## Cover
2025 Potential and Goals Study
Report Graph Generator
2025-05-02
Reference No: 535313
Public
DISCLAIMER
Guidehouse Inc. (Guidehouse) has provided the information in this publication for informational purposes only. The information has been obtained from sources believed to be reliable; however, Guidehouse does not make any express or implied warranty or representation concerning such information. Any market forecasts or predictions contained in the publication reflect Guidehouse’s current expectations based on market data. Market predictions and expectations are inherently uncertain and actual results may differ materially from those contained in the publication. Guidehouse and its subsidiaries and affiliates hereby disclaim liability for any loss or damage caused by errors or omissions in this publication.
CONTACTS
Neil Podkowsky | Amul Sathe
Associate Director | Director
npodkowsky@guidehouse.com | Amul.sathe@guidehouse.com
Karen Maoz
Associate Director
karen.maoz@guidehouse.com

## Term Defintions
Potential Type | Definition
Technical Potential | Technical potential is defined as the amount of energy savings that would be possible if the highest level of efficiency within a group of competing measures for all technically applicable opportunities to improve EE were taken. Technical potential in existing buildings represents the replacement of applicable equipment-based technologies with the highest level of efficiency available, regardless of the cost of the replacement. Technical potential in new construction buildings represents installation of the highest level of efficiency at the time of construction. Technical potential in this study is undefined for codes and standards (C&S), whole building, and behavior, retrocommissioning (RCx), and operational efficiency (BROs) programs.
Economic Potential | Using the results of the technical potential analysis, the economic potential is calculated as the total EE potential available when limited to only measures that pass a specific measure-level cost-effectiveness threshold. Economic potential is a subset of technical potential. Economic potential may contain lower efficiency measures compared to those included in the Technical Potential. This would be the case if the highest efficiency measure representing the technical potential is not cost-effective within a group of competing measures. Economic potential may be a fraction of technical potential as the economic screen is applied separately to new construction versus existing buildings. Economic potential is undefined for C&S, whole building, BROs, and low income programs.
Achievable Potential | The final output of the potential study is an achievable potential analysis, which calculates the EE savings that could be expected in response to specific levels of incentives and assumptions about existing CPUC policies, market influences, and barriers. Some studies also refer to this as market potential. Achievable potential is a subset of economic potential but may include additional measures beyond what are included in the economic potential. Achievable potential allows any measure that is cost-effective to be adopted within a group of competing measures. Achievable potential is used to inform the utilities’ EE goals, as determined by the CPUC.
Incremental Achievable Potential | Incremental first-year net savings represent the annual energy and demand savings achieved by the set of measures and BROs programs in the first year the measure is implemented. It does not consider the additional savings the measure will produce over the life of the equipment. A view of incremental savings is necessary to understand what additional savings an individual year of EE programs will produce.
Cumulative Achievable Potential | Cumulative savings represent the total savings from EE program efforts from measures installed since 2022 (including the current program year) and that are still active in the current year. It includes the decay of savings as measures reach the end of their useful lives and the continuation of savings as customers re-install high efficiency equipment that has reached the end of its effective useful life (EUL). Cumulative savings also account for the timing effects of C&S that become effective after measure installation.
Total System Benefits | Total system benefit (TSB) represents the total benefit that a measure provides to the electric and natural gas systems. It includes the total avoided cost benefits less any increase in supply costs. There are two forms of increased supply costs. One is for interactive effects such as increased heating load due to decreased heat gain from more efficient lighting. The other is for the new electricity consumption due to fuel substitution of natural gas technologies with electric technologies. TSB is not necessarily a new metric since it is the same as the present value of the TRC benefits for energy efficiency measures only, in other words, TSB equals net avoided cost benefits (energy and capacity) for energy efficiency measures.
Potential Scope | Definition
Rebate Programs | Programs that offer rebates for energy efficient equipment installed by customers. Includes upstream, mid-stream, and downstream programs.
EE Equipment | Measures that are offered within the rebate programs
BROs | Behavior, Retrocommissioning, and Operational Efficiency
Low Income | Residential Low income energy effeciency programs
Codes and Standards | Mandatory programs that require minimum effeciency levels for buildings and appliances.
Scenario Components | Description
Total Resource Cost Test (TRC) | The CA Standard Practice Manual defines the TRC test as the measurement of the net benefits and costs that accrue to society (the program administrator and all of its customers). It compares the benefits, which are the avoided cost of generating electricity and supplying natural gas, with the total costs, which include program administration and customer costs. The TRC does not include the costs of incentives.
IRA Tax Credits | Scenarios incuding IRA tax credits apply measure level values for applicable Residential and Commercial energy efficiency and fuel substitution technologies. Scenario 4 applies more aggressive Commercial Sector assumptions relating to the proportion of buildings able to achieve the required overall energy reduction specified by the IRA.
Incentive Levels | Incentive amounts are capped as a percentage of measure incremental costs, varying by Scenario and measure type.
Fuel Substitution | Fuel Subsitution adoption paramaters are set using calibration targets set by program claims data. Reference FS Scenarios are gewnerated using historic and 2022 budget data for IOU programs. Aggressive FS represents an application of Energy Efficiency calibration targets by sector and end use.
Use Category | Full Description
AppPlug | Appliances and Plug Loads
BldgEnv | Building Envelope
ComRefrig | Commercial Refrigeration
Data Center | Servers & Data Centers
FoodServ | Food Service
HVAC | Heating, Ventilation, and Air Conditioning
Lighting | Indoor and Outdoor Lighting
MachDr | Machine Drive (Motors)
ProcHeat | Process heating
ProcRefrig | Process refrigeration (industrial)
WaterHeat | Hot Water
WholeBlg | Whole Building Energy Savings (inclusive of Residential Low Income, Ind/Ag Generic Custom and ET, BROs)
BROs | Behavior, Retrocommissioning, and Operational Efficiency
Units | Full Description
GWh | Gigawatt hours
MW | Megawatts
MM Therms | Million therms
Sector | Description
Residential | Single family and multifamily residences
Commercial | Non-residential premises where commercial activity takes place excluding industrial, agriculture, and mining activities.
Industrial | Buildings that are used for processing or procurement of goods, merchandise raw materials or food.
Agriculture | Premises used for the production, processing, sale, storage, or housing of agricultural products, including livestock.

## Scenario Definitions
Scenario → Levers ↓ | 1 - Reference | 2 - High TRC | 3 - Aggressive Fuel Sub | 4 - Reference ZEAS Phase-In | 5 - High TRC ZEAS Phase-In | 6 - Aggressive Fuel Sub ZEAS Phase-In
C-E test | TRC | TRC | TRC | TRC | TRC | TRC
C-E measure screening threshold | 0.85 | 1 | 0.85 | 0.85 | 1 | 0.85
FS Incentive Cap | Reference values - variable | Reference values - variable | 75th percentile - variable | Reference values - variable | Reference values - variable | 75th percentile - variable
FS Marketing Level | Mid | Mid | High | Mid | Mid | High
ZEAS Scenario | ZEAS 2030 | ZEAS 2030 | ZEAS 2030 | ZEAS Phase-In | ZEAS Phase-In | ZEAS Phase-In

## Technical and Economic
Technical and Economic Potential
Includes:
Rebate Programs
Excludes
Codes and Standards
Low Income
BROs
\
Error Checking
[5 empty] | Overall | TRUE
[5 empty] | Savings Type | TRUE
[5 empty] | Utility | TRUE
[5 empty] | Sector | TRUE
[5 empty] | Measure Type | TRUE
Technical |  | Economic
Savings Type | Electric Energy (GWh/year) | Savings Type | Electric Energy (GWh/year)
Utility | - all - | Utility | - all -
Sector | - all - | Sector | - all -
Measure Type | - all - | Measure Type | - all -
Data |  | Data
2026 | -33669.3128 | 2026 | -38123.3656
2027 | -33741.3391 | 2027 | -37821.1279
2028 | -33830.6219 | 2028 | -37987.4898
2029 | -33697.0871 | 2029 | -37855.2534
2030 | 17350.6376 | 2030 | 10630.1
2031 | 17215.5967 | 2031 | 10664.533
2032 | 17235.0114 | 2032 | 10736.4375
2023 | 17253.3992 | 2033 | 9916.8777
2034 | 16964.7519 | 2034 | 9938.3145
2035 | 16979.9538 | 2035 | 9958.7319
2036 | 16988.295 | 2036 | 9973.1757
2037 | 17010.5258 | 2037 | 9994.629

## Incremental Achievable Pot.
Incremental Achievable Potential
Includes:
Rebate Programs
BROs
Excludes
Codes and Standards
Income Qualified
Savings Type | Gas Energy (MMTherm/year)
Utility | - all -
Sector | - all -
End Use | - all -
Measure Type | - all -
Scenario
Data | Scenario 1: Reference | Scenario 2: High TRC | Scenario 3: Aggressive Fuel Sub | 2023 PG Study Reference Scenario
2026 | 53.5243 | 50.3153 | 54.3934 | 47.0068
2027 | 54.3199 | 53.5215 | 55.3058 | 46.7748
2028 | 55.3928 | 54.7547 | 56.5131 | 47.2493
2029 | 56.2427 | 55.7155 | 57.5261 | 47.1483
2030 | 37.4437 | 37.1487 | 37.4606 | 43.117
2031 | 38.4179 | 38.2332 | 38.4418 | 42.8374
2032 | 38.3154 | 38.1249 | 38.3391 | 44.4914
2033 | 38.4325 | 37.5196 | 38.4557 | 46.0795
2034 | 38.7216 | 38.54 | 38.745 | 45.0795
2035 | 38.4455 | 38.3006 | 38.4695 | 47.0611
2036 | 38.6739 | 38.5226 | 38.6985
2037 | 41.1274 | 40.9231 | 41.1548

## Total System Benefits - 2030
Total System Benefits
Includes:
Rebate Programs
BROs
Excludes
Codes and Standards
Low Income
Sector | Ag
End Use | - all -
Measure Type | - all -
Utility | - all -
Scenario
Data | Scenario 1: Reference | Scenario 2: High TRC | Scenario 3: Aggressive Fuel Sub | 2023 PG Study Reference Scenario
2026 | 9211282.1967 | 9211282.1967 | 9211282.1967 | 35227533.1583
2027 | 9484282.0063 | 9484282.0063 | 9484282.0063 | 34115463.9424
2028 | 9760987.0235 | 9760987.0235 | 9760987.0235 | 34319965.9789
2029 | 10140470.4521 | 10140470.4521 | 10140470.4521 | 36122786.4512
2030 | 10713578.5649 | 10713578.5649 | 10713578.5649 | 40335397.2268
2031 | 11201866.5763 | 11201866.5763 | 11201866.5763 | 40452116.3092
2032 | 11595350.6714 | 11595350.6714 | 11595350.6714 | 40594566.3479
2033 | 11982343.6409 | 11982343.6409 | 11982343.6409 | 40938792.2273
2034 | 12383468.2738 | 12383468.2738 | 12383468.2738 | 41455542.4366
2035 | 12775573.5031 | 12775573.5031 | 12775573.5031 | 42436781.1855
2036 | 13020590.4152 | 13020590.4152 | 13020590.4152
2037 | 13283323.9928 | 13283323.9928 | 13283323.9928

## Cumulative Achievable Pot.
Cumulative Achievable Potential
Includes:
Rebate Programs
BROs
Excludes
Codes and Standards
Income Qualified
Savings Type | - all -
Utility | - all -
Sector | - all -
End Use | - all -
Measure Type | - all -
Scenario
Data | Scenario 1: Reference | Scenario 2: High TRC | Scenario 3: Aggressive Fuel Sub
2026 | 781.3045 | 753.9184 | 764.3525
2027 | 906.094 | 873.0418 | 879.0578
2028 | 1006.8305 | 949.9135 | 968.438
2029 | 1089.8048 | 1004.3498 | 1038.5377
2030 | 1504.5955 | 1407.2794 | 1471.7504
2031 | 1925.2474 | 1863.0146 | 1914.8414
2032 | 2401.389 | 2347.1836 | 2417.962
2033 | 2897.4376 | 2847.7354 | 2945.8887
2034 | 3384.0874 | 3328.8174 | 3472.0583
2035 | 3919.592 | 3856.071 | 4056.6766
2036 | 4486.265 | 4399.3867 | 4681.2959
2037 | 5107.6936 | 4992.3159 | 5371.4149

## Program Costs
Program Costs
Includes:
Rebate Programs
BROs
Excludes
Codes and Standards
Income Qualified
Utility | - all -
Sector | - all -
End Use | - all -
Measure Type | - all -
Scenario
Data | Scenario 1: Reference | Scenario 2: High TRC | Scenario 3: Aggressive Fuel Sub | 2023 PG Study Reference Scenario
2026 | 614370698 | 478363481 | 622989629 | 232820172.162
2027 | 624448611 | 552211847 | 633869486 | 249691449.6308
2028 | 608026386 | 552071780 | 618347680 | 274542915.349
2029 | 624220762 | 570578411 | 635810038 | 293583283.5709
2030 | 398121181 | 371646322 | 403745964 | 291574969.8075
2031 | 414304046 | 371813929 | 420746113 | 308998769.1256
2032 | 436726636 | 382461530 | 443974820 | 351630173.5072
2033 | 405799188 | 350672559 | 413003235 | 488150764.8026
2034 | 409049115 | 360659828 | 417133449 | 484168805.0315
2035 | 417470883 | 375501696 | 426580415 | 503570266.7533
2036 | 433078657 | 386671247 | 443159096
2037 | 484604175 | 423450330 | 495785669

## Achievable Potential by End Use
Incremental Achievable Potential by End Use
Includes:
Rebate Programs
BROs
Excludes
Codes and Standards
Income Qualified
Scenario | - all -
Savings Type | - all -
Utility | - all -
Sector | - all -
Building Type | - all -
Measure Type | - all -
End Use
Data | WaterHeat | AppPlug | BldgEnv | ComRefrig | FoodServ | HVAC | Lighting | WholeBlg
2026 | -256.5368 | 10.4845 | 2.4549 | 20.8977 | 20.3441 | 215.2403 | 20.5524 | 595.1227
2027 | -299.9701 | 11.5725 | 2.1626 | 12.8985 | 22.2501 | 212.3667 | 18.4148 | 612.1728
2028 | -316.2071 | 12.1025 | 2.1553 | 8.5584 | 22.839 | 157.6925 | 16.365 | 628.9166
2029 | -336.6523 | 11.9833 | 2.1539 | 5.7804 | 23.7779 | 134.2758 | 18.1831 | 644.5888
2030 | 558.7249 | 14.9974 | 1.8162 | 7.6748 | 27.9182 | 170.1065 | 14.2524 | 667.6299
2031 | 663.6285 | 17.5254 | 1.4801 | 8.5749 | 28.8746 | 143.9755 | 12.9836 | 687.0605
2032 | 770.0604 | 16.3615 | 1.2857 | 12.2339 | 29.3162 | 134.4039 | 12.3466 | 697.4721
2033 | 860.5974 | 16.7961 | 0.84985 | 13.1319 | 29.8601 | 106.148 | 11.6909 | 712.7119
2034 | 980.3085 | 16.7608 | 0.55032 | 12.2873 | 31.1587 | 96.7698 | 11.1048 | 727.6938
2035 | 1114.2264 | 15.3477 | 0.59984 | 11.8358 | 31.9633 | 92.3458 | 10.8595 | 739.7002
2036 | 1178.9566 | 10.9465 | 0.36507 | 11.4767 | 29.891 | 65.6 | 9.0305 | 633.6573
2037 | 1296.2854 | 14.6872 | 0.36282 | 11.4814 | 42.259 | 67.357 | 9.3449 | 651.6169

## Cost Effectiveness IOU
Portfolio Cost Effectiveness
Includes:
Rebate Programs
BROs
Excludes
Codes and Standards
Income Qualified
Scenario | Scenario 1: Reference
Cost Effectiveness Test | Total Resource Cost Test
Measure Type | All
PG&E | 2024 | 2025 | 2026 | 2027 | 2028 | 2029 | 2030 | 2031 | 2032 | 2033 | 2034 | 2035
Benefits | 344658759.0467 | 379775973.9074 | 415296983.0451 | 445850582.8536 | 495555387.5565 | 382308832.1012 | 434077357.913 | 461346386.9711 | 452963794.7778 | 495711349.8793 | 547184668.2765 | 596618299.2156
Costs | 166178077.8006 | 180830003.9453 | 195992940.4539 | 203003428.2312 | 224202626.6479 | 135823904.7023 | 150133967.2022 | 153138359.4327 | 145793681.213 | 149531592.8039 | 150329935.6868 | 158619034.2714
B/C Ratio | 2.074 | 2.1002 | 2.1189 | 2.1963 | 2.2103 | 2.8147 | 2.8913 | 3.0126 | 3.1069 | 3.3151 | 3.6399 | 3.7613
SCE | 2024 | 2025 | 2026 | 2027 | 2028 | 2029 | 2030 | 2031 | 2032 | 2033 | 2034 | 2035
Benefits | 335505502.6101 | 347386243.3871 | 358625209.4579 | 367847650.4298 | 378316522.1303 | 177948843.4457 | 205267743.3481 | 229707218.6103 | 218972390.4265 | 228112886.4938 | 239390867.6961 | 246717012.9388
Costs | 305873374.991 | 316782635.9891 | 326205820.4505 | 334969563.1563 | 345292633.5138 | 96634305.6351 | 102119438.6581 | 113754771.0959 | 103773231.6548 | 104997410.2801 | 107828943.1727 | 110457028.113
B/C Ratio | 1.0969 | 1.0966 | 1.0994 | 1.0982 | 1.0956 | 1.8415 | 2.0101 | 2.0193 | 2.1101 | 2.1726 | 2.2201 | 2.2336
SCG | 2024 | 2025 | 2026 | 2027 | 2028 | 2029 | 2030 | 2031 | 2032 | 2033 | 2034 | 2035
Benefits | 348131510.2632 | 356225893.89 | 357961293.5197 | 355528573.5155 | 359217695.1614 | 258294370.5944 | 262596815.3441 | 277467780.1502 | 289025412.5112 | 305111762.0891 | 322178836.3028 | 340327718.6425
Costs | 124566476.3006 | 118256295.2497 | 113091592.8358 | 96793112.4264 | 92652439.9159 | 55362269.9722 | 54710451.028 | 56070514.3574 | 55570936.0024 | 55931826.1984 | 56886488.0398 | 57819861.5117
B/C Ratio | 2.7947 | 3.0123 | 3.1652 | 3.6731 | 3.877 | 4.6655 | 4.7998 | 4.9486 | 5.201 | 5.4551 | 5.6635 | 5.886
SDG&E | 2024 | 2025 | 2026 | 2027 | 2028 | 2029 | 2030 | 2031 | 2032 | 2033 | 2034 | 2035
Benefits | 106161068.8784 | 116314959.6325 | 126819821.6912 | 132062496.2297 | 139407812.7038 | 90227739.4781 | 98593320.7594 | 107715825.8291 | 102867684.5609 | 111809311.077 | 124208185.5465 | 133255429.4217
Costs | 61797674.8129 | 66760829.2357 | 72435096.3649 | 73778193.9099 | 77332035.1816 | 38345634.1453 | 39491685.7727 | 41399063.8286 | 37041383.5989 | 38492343.5214 | 41143973.6872 | 42639640.2262
B/C Ratio | 1.7179 | 1.7423 | 1.7508 | 1.79 | 1.8027 | 2.353 | 2.4966 | 2.6019 | 2.7771 | 2.9047 | 3.0189 | 3.1252
| 2024 | 2025 | 2026 | 2027 | 2028 | 2029 | 2030 | 2031 | 2032 | 2033 | 2034 | 2035
STATEWIDE | 1134456840.7985 | 1199703070.8171 | 1258703307.7138 | 1301289303.0286 | 1372497417.5521 | 908779785.6194 | 1000535237.3646 | 1076237211.5607 | 1063829282.2763 | 1140745309.5392 | 1232962557.8219 | 1316918460.2186
| 658415603.9051 | 682629764.4198 | 707725450.1051 | 708544297.7238 | 739479735.2591 | 326166114.455 | 346455542.6609 | 364362708.7145 | 342179232.469 | 348953172.8037 | 356189340.5865 | 369535564.1223
| 1.723 | 1.7575 | 1.7785 | 1.8366 | 1.856 | 2.7862 | 2.8879 | 2.9538 | 3.109 | 3.269 | 3.4615 | 3.5637

## Cost Effectiveness Scenario
Portfolio Cost Effectiveness
Includes:
Rebate Programs
BROs
Excludes
Codes and Standards
Income Qualified
Cost Effectiveness Test | Total Resource Cost Test
Measure Type | All
Scenario 1: Reference | 2025 | 2026 | 2027 | 2028 | 2029 | 2030 | 2031 | 2032 | 2033 | 2034 | 2035 | 2036 | 2037
Benefits | 1134456840.7985 | 1199703070.8171 | 1258703307.7138 | 1301289303.0286 | 1372497417.5521 | 908779785.6194 | 1000535237.3646 | 1076237211.5607 | 1063829282.2763 | 1140745309.5392 | 1232962557.8219 | 1316918460.2186 | 1504627102.9117
Costs | 658415603.9051 | 682629764.4198 | 707725450.1051 | 708544297.7238 | 739479735.2591 | 326166114.455 | 346455542.6609 | 364362708.7145 | 342179232.469 | 348953172.8037 | 356189340.5865 | 369535564.1223 | 414244114.8712
B/C Ratio | 1.723 | 1.7575 | 1.7785 | 1.8366 | 1.856 | 2.7862 | 2.8879 | 2.9538 | 3.109 | 3.269 | 3.4615 | 3.5637 | 3.6322
Scenario 2: High TRC | 2025 | 2026 | 2027 | 2028 | 2029 | 2030 | 2031 | 2032 | 2033 | 2034 | 2035 | 2036 | 2037
Benefits | 1016654237.1763 | 1084578646.6948 | 1217069926.0264 | 1269792047.7835 | 1343092986.0108 | 897034041.4577 | 980480381.6206 | 1053058838.1452 | 1038806018.7455 | 1121775903.9562 | 1215992895.3016 | 1296918766.9724 | 1473808362.8057
Costs | 497366182.2394 | 523091936.4394 | 652942143.2407 | 666161870.3231 | 699443072.5359 | 307805488.1775 | 316839402.8465 | 326595541.7897 | 301986801.9008 | 315255403.8526 | 324692026.0205 | 333671221.1406 | 365521029.2906
B/C Ratio | 2.0441 | 2.0734 | 1.864 | 1.9061 | 1.9202 | 2.9143 | 3.0946 | 3.2244 | 3.4399 | 3.5583 | 3.7451 | 3.8868 | 4.0321
Scenario 3: Aggressive Fuel Sub | 2025 | 2026 | 2027 | 2028 | 2029 | 2030 | 2031 | 2032 | 2033 | 2034 | 2035 | 2036 | 2037
Benefits | 1153355091.5271 | 1222402603.7707 | 1285895518.1705 | 1333186960.3463 | 1410375052.0891 | 927657538.5723 | 1023565581.1418 | 1104422269.7841 | 1092774075.7713 | 1177379410.2848 | 1279830366.8504 | 1373410359.4023 | 1572997848.8377
Costs | 668870996.0646 | 695058746.7169 | 722272443.3059 | 725564065.5652 | 759863629.2522 | 328987225.9973 | 349770388.7903 | 368375326.1312 | 345344317.3259 | 352866528.6594 | 361055420.2137 | 375297868.5299 | 421151273.8272
B/C Ratio | 1.7243 | 1.7587 | 1.7803 | 1.8374 | 1.8561 | 2.8197 | 2.9264 | 2.9981 | 3.1643 | 3.3366 | 3.5447 | 3.6595 | 3.735

## BROs by Measure
Incremental Achievable Potential (BROs)
Includes:
BROs
Excludes
Codes and Standards
Income Qualified
Rebate Programs
Scenario | - all -
Savings Type | Gas Energy (MMTherm/year)
Utility | - all -
Sector | - all -
End Use | - all -
Measure
Data | HERS Bin 1 | HERS Bin 2 | HERS Bin 3 | Web-Real Time Feedback | Universal Audit Tool
2026 | 1.8174 | 2.3681 | 6.3118 | 0.35521 | 1.0983
2027 | 1.8225 | 2.3742 | 6.3141 | 0.38291 | 1.2308
2028 | 1.829 | 2.3821 | 6.3213 | 0.4131 | 1.3803
2029 | 1.8362 | 2.391 | 6.3311 | 0.44583 | 1.5487
2030 | 1.8422 | 2.3987 | 6.3398 | 0.48081 | 1.7372
2031 | 1.8427 | 2.3988 | 6.3397 | 0.517 | 1.9457
2032 | 1.8442 | 2.4011 | 6.3472 | 0.55625 | 2.1817
2033 | 1.845 | 2.4025 | 6.3535 | 0.59822 | 2.4458
2034 | 1.8435 | 2.4008 | 6.3573 | 0.64252 | 2.7405
2035 | 1.8416 | 2.3986 | 6.3576 | 0.69 | 3.0692
2036 | 1.8396 | 2.3961 | 6.3549 | 0.60106 | 3.4359
2037 | 1.8375 | 2.3933 | 6.3505 | 0.64542 | 3.8455

## TSB by End Use
Total System Benefit
Includes:
Rebate Programs
BROs
Excludes
Codes and Standards
Low Income
Scenario | - all -
Utility | - all -
Sector | - all -
Building Type | - all -
Measure Type | - all -
End Use
Data | AppPlug | BldgEnv | ComRefrig | FoodServ | HVAC | Lighting | WaterHeat | WholeBlg
2026 | 97459089.5457 | 5858449.0798 | 19082408.2993 | 125581491.3203 | 268498439.7006 | 14376119.5001 | 1034865886.6028 | 1068327841.0944
2027 | 112646429.3098 | 5695552.2831 | 12267838.8632 | 138642407.1721 | 285277427.8308 | 13314779.1939 | 1135220963.0439 | 1133247407.6074
2028 | 122772013.0266 | 5287805.7593 | 8402680.8078 | 151314085.945 | 288024593.6754 | 12268911.063 | 1234153856.9508 | 1202226920.5043
2029 | 129300613.071 | 5655932.0666 | 5830074.4142 | 162348708.6503 | 321489740.0579 | 14425743.6375 | 1322105305.4621 | 1275684297.0285
2030 | 141243179.5651 | 5355852.7193 | 6808640.4169 | 185620037.7993 | 201518447.0763 | 11848636.9514 | 591456597.5787 | 1369545605.1745
2031 | 199675450.9583 | 4544994.4795 | 7562468.879 | 201425055.3519 | 195187857.2571 | 11433944.6217 | 709303670.9142 | 1453878693.8986
2032 | 177845522.2442 | 4217432.7791 | 11346391.1056 | 218880239.6316 | 199766901.6874 | 11366353.3332 | 839115542.3514 | 1525204369.927
2033 | 190661665.1457 | 3728841.1595 | 12480755.8034 | 235752889.6661 | 181820734.2556 | 11158530.1641 | 954186128.2013 | 1605959514.4698
2034 | 201056811.6559 | 2401085.7758 | 11823119.9759 | 254393235.0319 | 182282478.3418 | 10931141.5975 | 1099447084.6355 | 1689390853.4214
2035 | 198531183.8432 | 3715785.5173 | 11654530.2035 | 277293282.6398 | 188283694.3176 | 11020957.7639 | 1261100047.437 | 1775412756.6266
2036 | 150318730.3146 | 1954122.1601 | 11526196.334 | 231110183.876 | 143108172.9344 | 9453055.158 | 1349706998.5655 | 1601601479.767
2037 | 280197825.7576 | 2050022.2091 | 11696162.2376 | 334414198.4274 | 187454016.083 | 9882123.4038 | 1500100424.54 | 1696634592.5103

## C&S by End Use
Incremental C&S Savings (without Interactive Effects)
Note: scroll down to see data with interactive effects
Includes:
Codes and Standards
Excludes
Low Income
Rebate Programs
BROs
Savings Type | Electric Energy (GWh/year)
Utility | - all -
Sector | - all -
Policy Case | - multiple -
End Use
Data | AppPlug | BldgEnv | HVAC | WaterHeat | ComRefrig | FoodServ | Lighting
2026 | 529.4267 | 198.6416 | 561.9468 | 1.6614 | 216.7409 | 0.18248 | 1974.5655
2027 | 374.2544 | 201.2067 | 564.521 | 3.2293 | 183.0767 | 0.1824 | 1796.0737
2028 | 437.7555 | 198.5972 | 557.0247 | 0.61599 | 97.4908 | 0.18235 | 1723.8927
2029 | 397.1585 | 194.244 | 548.7472 | -0.45427 | 21.3433 | 0.18232 | 1155.9921
2030 | 326.2273 | 190.1191 | 536.4703 | -0.46188 | 21.0093 | 0.1823 | 961.1772
2031 | 236.1045 | 187.9682 | 524.9162 | -0.4752 | 20.6602 | 0.18228 | 867.1888
2032 | 172.8479 | 185.9895 | 512.7708 | -0.48716 | 19.8638 | 0.18226 | 761.4893
2033 | 171.9839 | 184.1794 | 502.7038 | -0.49899 | 19.2309 | 0.18223 | 707.8754
2034 | 171.2264 | 182.5569 | 489.8752 | -0.51162 | 18.8786 | 0.18221 | 385.3328
2035 | 152.3943 | 181.1112 | 474.2963 | -0.47877 | 18.5575 | 0.18219 | 348.5855
2036 | 145.9075 | 179.838 | 470.3444 | -0.93388 | 18.26 | 0.18216 | 339.0376
2037 | 144.6208 | 178.7192 | 464.7688 | -1.9468 | 17.9697 | 0.18214 | 330.6473
Incremental C&S Savings (with Interactive Effects)
Note: scroll up to see data without interactive effects
Includes:
Codes and Standards
Excludes
Low Income
Rebate Programs
BROs
Savings Type | Electric Energy (GWh/year)
Utility | - all -
Sector | - all -
Policy Case | On-the-books
End Use
Data | AppPlug | BldgEnv | HVAC | WaterHeat | ComRefrig | FoodServ | Lighting
2026 | 268.562 | 99.4576 | 277.7049 | 0.83069 | 108.4164 | 0.0958 | 1003.324
2027 | 189.861 | 100.74 | 279.0223 | 1.6147 | 91.5843 | 0.095759 | 909.4342
2028 | 221.5973 | 99.4351 | 275.297 | 0.30799 | 48.7915 | 0.095734 | 872.7564
2029 | 200.9341 | 97.2584 | 271.1751 | -0.22713 | 10.7177 | 0.095718 | 576.6394
2030 | 164.8388 | 95.1959 | 265.0072 | -0.23094 | 10.5508 | 0.095709 | 476.0601
2031 | 119.5911 | 94.1203 | 259.2023 | -0.2376 | 10.3758 | 0.095695 | 428.8651
2032 | 87.9521 | 93.1308 | 253.1459 | -0.24358 | 9.9717 | 0.095684 | 375.88
2033 | 87.5123 | 92.2257 | 248.1302 | -0.24949 | 9.6512 | 0.095671 | 348.9949
2034 | 87.1268 | 91.4144 | 241.7328 | -0.25581 | 9.475 | 0.09566 | 187.6617
2035 | 77.3302 | 90.6914 | 233.9609 | -0.23938 | 9.3143 | 0.095648 | 169.1088
2036 | 74.0837 | 90.0548 | 232.0021 | -0.46694 | 9.1656 | 0.095636 | 164.3982
2037 | 73.4374 | 89.4952 | 229.2318 | -0.97342 | 9.0204 | 0.095624 | 160.2906

## FS By End Use
Gas Energy (MMTherm/year)
|  |  | AppPlug | WaterHeat | FoodServ | HVAC
Scenario 1: Reference | Scenario 1 | Com | 0 | 9.0158 | 0.039404 | 0.63417
Scenario 1: Reference |  | Res | 0.020077 | 4.4338 | 0 | 0.020683
Scenario 2: High TRC | Scenario 2 | Com | 0 | 9.0169 | 0.039035 | 0.5613
Scenario 2: High TRC |  | Res | 0.020058 | 2.0776 | 0 | 0.01722
Scenario 3: Aggressive Fuel Sub | Scenario 3 | Com | 0 | 9.8356 | 0.067794 | 0.64495
Scenario 3: Aggressive Fuel Sub |  | Res | 0.027028 | 4.4624 | 0 | 0.022059
Electric Energy (GWh/year)
|  |  | AppPlug | WaterHeat | FoodServ | HVAC
Scenario 1: Reference | Scenario 1 | Com | 0 | -81.2264 | -0.39192 | -3.1047
Scenario 1: Reference |  | Res | -0.098868 | -55.1829 | 0 | -0.088233
Scenario 2: High TRC | Scenario 2 | Com | 0 | -81.2353 | -0.38769 | -2.8289
Scenario 2: High TRC |  | Res | -0.098771 | -20.8032 | 0 | -0.077251
Scenario 3: Aggressive Fuel Sub | Scenario 3 | Com | 0 | -88.5126 | -0.67206 | -3.1735
Scenario 3: Aggressive Fuel Sub |  | Res | -0.1331 | -55.5277 | 0 | -0.095096

## Raw Data - > (hidden)
Tabs to the left contain raw exports from the PG Model - 2030 ZEAS Only Info

## Tech Pot. Detail (hidden)
Scenario | Utility | Sector | End Use | Building Type | Savings Type | Measure Type | 2025 | 2026 | 2027 | 2028 | 2029 | 2030 | 2031 | 2032 | 2033 | 2034 | 2035 | 2036 | 2037
Scenario 1: Reference | PG&E | Com | AppPlug | Com - College | Gas Energy (MMTherm/year) | Energy Efficiency | 0.10211 | 0.10159 | 0.094183 | 0.093709 | 0.093238 | 0.092769 | 0.092302 | 0.091837 | 0.091375 | 0.090915 | 0.090458 | 0.090002 | 0.089549
Scenario 1: Reference | PG&E | Com | AppPlug | Com - Health | Gas Energy (MMTherm/year) | Energy Efficiency | 24.282 | 24.4394 | 24.6113 | 24.7795 | 24.9511 | 24.2916 | 25.1267 | 25.3097 | 25.4915 | 25.668 | 25.8351 | 26.0062 | 26.181
Scenario 1: Reference | PG&E | Com | AppPlug | Com - Lodging | Gas Energy (MMTherm/year) | Energy Efficiency | 18.7784 | 18.9495 | 19.1272 | 19.3075 | 19.4949 | 19.6852 | 19.8784 | 20.0737 | 20.2707 | 20.4703 | 20.6719 | 18.9251 | 20.7933
Scenario 1: Reference | PG&E | Com | AppPlug | Com - Other | Gas Energy (MMTherm/year) | Energy Efficiency | 0.52073 | 0.52291 | 0.52524 | 0.52769 | 0.53019 | 0.53285 | 0.53569 | 0.53864 | 0.54164 | 0.54471 | 0.54787 | 0.55111 | 0.55444
Scenario 1: Reference | PG&E | Com | BldgEnv | Com - College | Electric Demand (MW) | Energy Efficiency | 1.1512 | 1.1462 | 1.1411 | 1.1362 | 1.1312 | 1.1263 | 1.1214 | 1.1166 | 1.1117 | 1.1069 | 1.1022 | 1.0974 | 1.0927
Scenario 1: Reference | PG&E | Com | BldgEnv | Com - College | Electric Energy (GWh/year) | Energy Efficiency | 0.32625 | 0.32483 | 0.3234 | 0.32199 | 0.3206 | 0.31921 | 0.31783 | 0.31645 | 0.31509 | 0.31373 | 0.31239 | 0.31105 | 0.30971
Scenario 1: Reference | PG&E | Com | BldgEnv | Com - College | Gas Energy (MMTherm/year) | Energy Efficiency | 0.074709 | 0.074384 | 0.074047 | 0.073725 | 0.073404 | 0.073084 | 0.072767 | 0.072451 | 0.072137 | 0.071826 | 0.071517 | 0.071209 | 0.070903
Scenario 1: Reference | PG&E | Com | BldgEnv | Com - Grocery | Electric Demand (MW) | Energy Efficiency | 1.3318 | 1.3209 | 1.3102 | 1.2996 | 1.2891 | 1.2787 | 1.2685 | 1.2584 | 1.2484 | 1.2386 | 1.2289 | 1.2193 | 1.2098
Scenario 1: Reference | PG&E | Com | BldgEnv | Com - Grocery | Electric Energy (GWh/year) | Energy Efficiency | 0.37742 | 0.37434 | 0.3713 | 0.3683 | 0.36533 | 0.3624 | 0.35952 | 0.35667 | 0.35385 | 0.35107 | 0.34832 | 0.3456 | 0.34292
Scenario 1: Reference | PG&E | Com | BldgEnv | Com - Grocery | Gas Energy (MMTherm/year) | Energy Efficiency | 0.086431 | 0.085724 | 0.085026 | 0.084337 | 0.083655 | 0.082983 | 0.08232 | 0.081665 | 0.081018 | 0.080378 | 0.079747 | 0.079123 | 0.078507
Scenario 1: Reference | PG&E | Com | BldgEnv | Com - Health | Electric Demand (MW) | Energy Efficiency | 1.4546 | 1.4512 | 1.4478 | 1.4444 | 1.4411 | 1.4378 | 1.4345 | 1.4312 | 1.428 | 1.4248 | 1.4215 | 1.4182 | 1.4149
Scenario 1: Reference | PG&E | Com | BldgEnv | Com - Health | Electric Energy (GWh/year) | Energy Efficiency | 0.55483 | 0.55353 | 0.55226 | 0.55099 | 0.54973 | 0.54846 | 0.54723 | 0.546 | 0.54478 | 0.54355 | 0.5423 | 0.54106 | 0.53984
Scenario 1: Reference | PG&E | Com | BldgEnv | Com - Health | Gas Energy (MMTherm/year) | Energy Efficiency | 0.24466 | 0.24408 | 0.24352 | 0.24295 | 0.24239 | 0.24182 | 0.24127 | 0.24072 | 0.24017 | 0.23962 | 0.23907 | 0.23852 | 0.23797
Scenario 1: Reference | PG&E | Com | BldgEnv | Com - Lodging | Electric Demand (MW) | Energy Efficiency | 1.1282 | 1.1205 | 1.1129 | 1.1053 | 1.0979 | 1.0905 | 1.0832 | 1.076 | 1.0689 | 1.0618 | 1.0548 | 1.0478 | 1.041
Scenario 1: Reference | PG&E | Com | BldgEnv | Com - Lodging | Electric Energy (GWh/year) | Energy Efficiency | 0.56378 | 0.55994 | 0.55614 | 0.55238 | 0.54867 | 0.54501 | 0.54138 | 0.5378 | 0.53425 | 0.53074 | 0.52727 | 0.52378 | 0.52039
Scenario 1: Reference | PG&E | Com | BldgEnv | Com - Lodging | Gas Energy (MMTherm/year) | Energy Efficiency | 0.33033 | 0.32807 | 0.32584 | 0.32362 | 0.32144 | 0.31928 | 0.31715 | 0.31503 | 0.31294 | 0.31088 | 0.30883 | 0.30674 | 0.30474
Scenario 1: Reference | PG&E | Com | BldgEnv | Com - Office (Large) | Electric Demand (MW) | Energy Efficiency | 2.9589 | 2.8752 | 2.7943 | 2.7163 | 2.6411 | 2.5685 | 2.4985 | 2.4309 | 2.3656 | 2.3026 | 2.2417 | 2.183 | 2.1264
Scenario 1: Reference | PG&E | Com | BldgEnv | Com - Office (Large) | Electric Energy (GWh/year) | Energy Efficiency | 0.83857 | 0.81489 | 0.79204 | 0.76999 | 0.74872 | 0.7282 | 0.70842 | 0.68933 | 0.67088 | 0.65307 | 0.63588 | 0.6193 | 0.60329
Scenario 1: Reference | PG&E | Com | BldgEnv | Com - Office (Large) | Gas Energy (MMTherm/year) | Energy Efficiency | 0.19203 | 0.18659 | 0.18134 | 0.17627 | 0.17139 | 0.16667 | 0.16213 | 0.15774 | 0.1535 | 0.1494 | 0.14545 | 0.14164 | 0.13796
Scenario 1: Reference | PG&E | Com | BldgEnv | Com - Office (Small) | Electric Demand (MW) | Energy Efficiency | 1.0555 | 1.0465 | 1.0377 | 0.83593 | 0.84827 | 0.84157 | 0.83498 | 0.82849 | 0.82209 | 0.81579 | 0.80958 | 0.80347 | 0.79745
Scenario 1: Reference | PG&E | Com | BldgEnv | Com - Office (Small) | Electric Energy (GWh/year) | Energy Efficiency | 0.29911 | 0.29658 | 0.29408 | 0.23692 | 0.24053 | 0.23864 | 0.23678 | 0.23495 | 0.23315 | 0.23137 | 0.22962 | 0.2279 | 0.2262
Scenario 1: Reference | PG&E | Com | BldgEnv | Com - Office (Small) | Gas Energy (MMTherm/year) | Energy Efficiency | 0.068504 | 0.067921 | 0.067347 | 0.054254 | 0.055048 | 0.054613 | 0.054185 | 0.053763 | 0.053347 | 0.052937 | 0.052534 | 0.052137 | 0.051746
Scenario 1: Reference | PG&E | Com | BldgEnv | Com - Other | Electric Demand (MW) | Energy Efficiency | 1.5962 | 1.5868 | 1.5776 | 1.5685 | 1.5595 | 1.5506 | 1.5418 | 1.5331 | 1.5245 | 1.5159 | 1.5074 | 1.4991 | 1.4908
Scenario 1: Reference | PG&E | Com | BldgEnv | Com - Other | Electric Energy (GWh/year) | Energy Efficiency | 0.4551 | 0.45245 | 0.44984 | 0.44725 | 0.44468 | 0.44215 | 0.43965 | 0.43718 | 0.43473 | 0.4323 | 0.4299 | 0.42752 | 0.42517
Scenario 1: Reference | PG&E | Com | BldgEnv | Com - Other | Gas Energy (MMTherm/year) | Energy Efficiency | 0.10358 | 0.10298 | 0.10238 | 0.10179 | 0.1012 | 0.10062 | 0.10005 | 0.099487 | 0.098927 | 0.098372 | 0.097822 | 0.097278 | 0.09674
Scenario 1: Reference | PG&E | Com | BldgEnv | Com - Refrig. Warehouse | Electric Demand (MW) | Energy Efficiency | 0.42315 | 0.42143 | 0.41971 | 0.41801 | 0.41633 | 0.41466 | 0.41301 | 0.41137 | 0.40974 | 0.40812 | 0.40651 | 0.40492 | 0.40334
Scenario 1: Reference | PG&E | Com | BldgEnv | Com - Refrig. Warehouse | Electric Energy (GWh/year) | Energy Efficiency | 0.12002 | 0.11953 | 0.11905 | 0.11857 | 0.11809 | 0.11762 | 0.11716 | 0.11669 | 0.11623 | 0.11578 | 0.11533 | 0.11488 | 0.11443
Scenario 1: Reference | PG&E | Com | BldgEnv | Com - Refrig. Warehouse | Gas Energy (MMTherm/year) | Energy Efficiency | 0.027663 | 0.027551 | 0.027438 | 0.027327 | 0.027217 | 0.027108 | 0.026999 | 0.026892 | 0.026785 | 0.026679 | 0.026574 | 0.02647 | 0.026366
Scenario 1: Reference | PG&E | Com | BldgEnv | Com - Restaurant | Electric Demand (MW) | Energy Efficiency | 0.65516 | 0.64992 | 0.64475 | 0.63963 | 0.63456 | 0.62955 | 0.62459 | 0.61968 | 0.61483 | 0.61003 | 0.60528 | 0.53025 | 0.53174
Scenario 1: Reference | PG&E | Com | BldgEnv | Com - Restaurant | Electric Energy (GWh/year) | Energy Efficiency | 0.18566 | 0.18418 | 0.18272 | 0.18127 | 0.17984 | 0.17842 | 0.17702 | 0.17563 | 0.17426 | 0.1729 | 0.17156 | 0.15029 | 0.15075
Scenario 1: Reference | PG&E | Com | BldgEnv | Com - Restaurant | Gas Energy (MMTherm/year) | Energy Efficiency | 0.042519 | 0.042179 | 0.041843 | 0.041511 | 0.041182 | 0.040856 | 0.040534 | 0.040216 | 0.0399 | 0.039589 | 0.03928 | 0.034412 | 0.034507
Scenario 1: Reference | PG&E | Com | BldgEnv | Com - Retail | Electric Demand (MW) | Energy Efficiency | 4.7183 | 4.6823 | 4.6467 | 4.1808 | 4.176 | 4.1449 | 4.1142 | 4.0838 | 4.0538 | 4.0241 | 3.9947 | 3.9656 | 3.9369
Scenario 1: Reference | PG&E | Com | BldgEnv | Com - Retail | Electric Energy (GWh/year) | Energy Efficiency | 1.3371 | 1.3269 | 1.3168 | 1.1848 | 1.1836 | 1.1748 | 1.1661 | 1.1575 | 1.149 | 1.1406 | 1.1323 | 1.1241 | 1.116
Scenario 1: Reference | PG&E | Com | BldgEnv | Com - Retail | Gas Energy (MMTherm/year) | Energy Efficiency | 0.30621 | 0.30387 | 0.30156 | 0.27134 | 0.27102 | 0.269 | 0.267 | 0.26503 | 0.26308 | 0.26115 | 0.25924 | 0.25736 | 0.25549
Scenario 1: Reference | PG&E | Com | BldgEnv | Com - School | Electric Demand (MW) | Energy Efficiency | 1.1307 | 1.1063 | 1.0826 | 1.0595 | 1.037 | 1.0151 | 0.99378 | 0.97299 | 0.95275 | 0.93305 | 0.91388 | 0.89524 | 0.87711
Scenario 1: Reference | PG&E | Com | BldgEnv | Com - School | Electric Energy (GWh/year) | Energy Efficiency | 0.32042 | 0.31354 | 0.30684 | 0.30032 | 0.29396 | 0.28776 | 0.28173 | 0.27585 | 0.27013 | 0.26457 | 0.25915 | 0.25388 | 0.24876
Scenario 1: Reference | PG&E | Com | BldgEnv | Com - School | Gas Energy (MMTherm/year) | Energy Efficiency | 0.073375 | 0.071795 | 0.070256 | 0.068757 | 0.067296 | 0.065874 | 0.064487 | 0.063138 | 0.061824 | 0.060544 | 0.0593 | 0.058089 | 0.056911
Scenario 1: Reference | PG&E | Com | BldgEnv | Com - Warehouse | Electric Demand (MW) | Energy Efficiency | 2.8928 | 2.8859 | 2.879 | 2.8723 | 2.8656 | 2.8591 | 2.8526 | 2.8463 | 2.8399 | 2.8337 | 2.8274 | 2.8213 | 2.8152
Scenario 1: Reference | PG&E | Com | BldgEnv | Com - Warehouse | Electric Energy (GWh/year) | Energy Efficiency | 1.4456 | 1.4422 | 1.4388 | 1.4355 | 1.4322 | 1.429 | 1.4258 | 1.4226 | 1.4195 | 1.4164 | 1.4134 | 1.4104 | 1.4073
Scenario 1: Reference | PG&E | Com | BldgEnv | Com - Warehouse | Gas Energy (MMTherm/year) | Energy Efficiency | 0.84707 | 0.84504 | 0.84302 | 0.84104 | 0.83908 | 0.83716 | 0.83526 | 0.83339 | 0.83153 | 0.82968 | 0.82786 | 0.82604 | 0.82425
Scenario 1: Reference | PG&E | Com | ComRefrig | Com - College | Electric Demand (MW) | Energy Efficiency | 0.035715 | 0.035901 | 0.036083 | 0.036266 | 0.036447 | 0.036624 | 0.036803 | 0.03698 | 0.037165 | 0.037354 | 0.037545 | 0.037731 | 0.026819
Scenario 1: Reference | PG&E | Com | ComRefrig | Com - College | Electric Energy (GWh/year) | Energy Efficiency | 0.3643 | 0.36562 | 0.3669 | 0.3682 | 0.36948 | 0.37072 | 0.37199 | 0.37324 | 0.37455 | 0.37591 | 0.37728 | 0.37861 | 0.28284
Scenario 1: Reference | PG&E | Com | ComRefrig | Com - College | Gas Energy (MMTherm/year) | Energy Efficiency | -0.0061258 | -0.006171 | -0.0062154 | -0.00626 | -0.0063041 | -0.0063473 | -0.0063909 | -0.0064341 | -0.0064788 | -0.0065244 | -0.0065703 | -0.0066153 | -0.0033583
Scenario 1: Reference | PG&E | Com | ComRefrig | Com - Grocery | Electric Demand (MW) | Energy Efficiency | 12.233 | 12.1789 | 12.1273 | 12.0781 | 12.0307 | 11.9859 | 11.9433 | 11.9032 | 11.8646 | 11.8278 | 11.7929 | 11.7597 | 11.7284
Scenario 1: Reference | PG&E | Com | ComRefrig | Com - Grocery | Electric Energy (GWh/year) | Energy Efficiency | 143.5409 | 142.6775 | 141.8376 | 141.0205 | 140.2207 | 139.4446 | 138.6905 | 137.958 | 137.2421 | 136.5436 | 135.8631 | 135.1998 | 134.5547
Scenario 1: Reference | PG&E | Com | ComRefrig | Com - Grocery | Gas Energy (MMTherm/year) | Energy Efficiency | 0.90842 | 0.89756 | 0.88671 | 0.87586 | 0.86505 | 0.85424 | 0.84343 | 0.83264 | 0.82188 | 0.81116 | 0.80046 | 0.78979 | 0.77914
Scenario 1: Reference | PG&E | Com | ComRefrig | Com - Health | Electric Demand (MW) | Energy Efficiency | 0.13461 | 0.13611 | 0.13774 | 0.13933 | 0.14094 | 0.14258 | 0.14424 | 0.14591 | 0.14758 | 0.14919 | 0.15072 | 0.15227 | 0.090912
Scenario 1: Reference | PG&E | Com | ComRefrig | Com - Health | Electric Energy (GWh/year) | Energy Efficiency | 1.178 | 1.1912 | 1.2054 | 1.2193 | 1.2334 | 1.2478 | 1.2623 | 1.277 | 1.2915 | 1.3056 | 1.319 | 1.3326 | 0.7957
Scenario 1: Reference | PG&E | Com | ComRefrig | Com - Health | Gas Energy (MMTherm/year) | Energy Efficiency | -0.031265 | -0.031615 | -0.031993 | -0.032361 | -0.032736 | -0.033117 | -0.033503 | -0.033891 | -0.034277 | -0.034652 | -0.035007 | -0.035367 | -0.017011
Scenario 1: Reference | PG&E | Com | ComRefrig | Com - Refrig. Warehouse | Electric Demand (MW) | Energy Efficiency | 0.14081 | 0.14025 | 0.13969 | 0.13914 | 0.13859 | 0.13805 | 0.13751 | 0.13698 | 0.13645 | 0.13592 | 0.1354 | 0.13488 | 0.13437
Scenario 1: Reference | PG&E | Com | ComRefrig | Com - Refrig. Warehouse | Electric Energy (GWh/year) | Energy Efficiency | 2.1116 | 2.102 | 2.0923 | 2.0828 | 2.0732 | 2.0638 | 2.0544 | 2.0451 | 2.0359 | 2.0267 | 2.0176 | 2.0085 | 1.9995
Scenario 1: Reference | PG&E | Com | ComRefrig | Com - Refrig. Warehouse | Gas Energy (MMTherm/year) | Energy Efficiency | -0.00056722 | -0.00057233 | -0.00057746 | -0.00058263 | -0.00058789 | -0.00059325 | -0.00059866 | -0.00060415 | -0.00060964 | -0.00061516 | -0.00062069 | -0.00062625 | -0.00063185
Scenario 1: Reference | PG&E | Com | ComRefrig | Com - Restaurant | Electric Demand (MW) | Energy Efficiency | 0.47525 | 0.47277 | 0.47034 | 0.46797 | 0.46564 | 0.46336 | 0.46114 | 0.45896 | 0.45684 | 0.45476 | 0.45274 | 0.39845 | 0.41492
Scenario 1: Reference | PG&E | Com | ComRefrig | Com - Restaurant | Electric Energy (GWh/year) | Energy Efficiency | 5.6547 | 5.6181 | 5.582 | 5.5465 | 5.5116 | 5.4771 | 5.4432 | 5.4099 | 5.3771 | 5.3448 | 5.313 | 4.6663 | 4.7791
Scenario 1: Reference | PG&E | Com | ComRefrig | Com - Restaurant | Gas Energy (MMTherm/year) | Energy Efficiency | 0.040068 | 0.039637 | 0.039209 | 0.038784 | 0.03836 | 0.03794 | 0.037521 | 0.037104 | 0.03669 | 0.036278 | 0.035868 | 0.031267 | 0.030066
Scenario 1: Reference | PG&E | Com | ComRefrig | Com - Retail | Electric Demand (MW) | Energy Efficiency | 6.8394 | 6.8056 | 6.7729 | 6.0993 | 6.2716 | 6.2456 | 6.2207 | 6.1968 | 6.1736 | 6.1513 | 6.1298 | 6.1092 | 6.0894
Scenario 1: Reference | PG&E | Com | ComRefrig | Com - Retail | Electric Energy (GWh/year) | Energy Efficiency | 76.3082 | 75.8519 | 75.406 | 67.8831 | 69.0373 | 68.6655 | 68.3031 | 67.9501 | 67.6045 | 67.2665 | 66.9365 | 66.6141 | 66.2997
Scenario 1: Reference | PG&E | Com | ComRefrig | Com - Retail | Gas Energy (MMTherm/year) | Energy Efficiency | 1.2866 | 1.2749 | 1.2632 | 1.136 | 1.1163 | 1.1058 | 1.0954 | 1.0851 | 1.0748 | 1.0645 | 1.0544 | 1.0442 | 1.0341
Scenario 1: Reference | PG&E | Com | ComRefrig | Com - School | Electric Demand (MW) | Energy Efficiency | 0.016866 | 0.016644 | 0.016431 | 0.016226 | 0.016027 | 0.015835 | 0.015651 | 0.015473 | 0.015303 | 0.015139 | 0.014983 | 0.014834 | 0.014693
Scenario 1: Reference | PG&E | Com | ComRefrig | Com - School | Electric Energy (GWh/year) | Energy Efficiency | 0.22299 | 0.21903 | 0.21519 | 0.21146 | 0.20783 | 0.20432 | 0.2009 | 0.19758 | 0.19437 | 0.19126 | 0.18825 | 0.18534 | 0.18252
Scenario 1: Reference | PG&E | Com | ComRefrig | Com - School | Gas Energy (MMTherm/year) | Energy Efficiency | -0.00072974 | -0.00072074 | -0.00071211 | -0.00070382 | -0.00069579 | -0.00068807 | -0.00068064 | -0.00067351 | -0.00066668 | -0.00066016 | -0.00065394 | -0.00064805 | -0.00064247
Scenario 1: Reference | PG&E | Com | FoodServ | Com - College | Electric Demand (MW) | Energy Efficiency | 0.53959 | 0.54647 | 0.55324 | 0.56003 | 0.56675 | 0.57334 | 0.58 | 0.58658 | 0.59335 | 0.60023 | 0.60716 | 0.61395 | 0.62077
Scenario 1: Reference | PG&E | Com | FoodServ | Com - College | Electric Demand (MW) | Fuel Substitution | -0.73486 | -0.73116 | -0.72748 | -0.72382 | -0.72018 | -0.71655 | -0.71295 | -0.70936 | -0.70579 | -0.70224 | -0.6987 | -0.69519 | -0.69169
Scenario 1: Reference | PG&E | Com | FoodServ | Com - College | Electric Energy (GWh/year) | Energy Efficiency | 2.4846 | 2.517 | 2.5489 | 2.5809 | 2.6126 | 2.6437 | 2.675 | 2.7061 | 2.738 | 2.7704 | 2.803 | 2.835 | 2.8671
Scenario 1: Reference | PG&E | Com | FoodServ | Com - College | Electric Energy (GWh/year) | Fuel Substitution | -7.8046 | -7.7653 | -7.7262 | -7.6873 | -7.6486 | -7.6101 | -7.5718 | -7.5337 | -7.4958 | -7.4581 | -7.4206 | -7.3832 | -7.3461
Scenario 1: Reference | PG&E | Com | FoodServ | Com - College | Gas Energy (MMTherm/year) | Energy Efficiency | 0.16394 | 0.16847 | 0.17138 | 0.17741 | 0.18185 | 0.18621 | 0.1906 | 0.19495 | 0.1994 | 0.20391 | 0.20844 | 0.21289 | 0.21735
Scenario 1: Reference | PG&E | Com | FoodServ | Com - College | Gas Energy (MMTherm/year) | Fuel Substitution | 0.81087 | 0.80679 | 0.80273 | 0.79869 | 0.79467 | 0.79067 | 0.78669 | 0.78273 | 0.77879 | 0.77487 | 0.77097 | 0.76709 | 0.76323
Scenario 1: Reference | PG&E | Com | FoodServ | Com - Grocery | Electric Demand (MW) | Energy Efficiency | 2.28 | 2.295 | 2.3113 | 2.3286 | 2.3465 | 2.3657 | 2.3859 | 2.4071 | 2.4289 | 2.4515 | 2.4748 | 2.4988 | 2.5235
Scenario 1: Reference | PG&E | Com | FoodServ | Com - Grocery | Electric Demand (MW) | Fuel Substitution | -4.1017 | -4.0646 | -4.0278 | -3.9913 | -3.9552 | -3.9193 | -3.8838 | -3.8487 | -3.8138 | -3.7793 | -3.745 | -3.7111 | -3.6775
Scenario 1: Reference | PG&E | Com | FoodServ | Com - Grocery | Electric Energy (GWh/year) | Energy Efficiency | 10.3822 | 10.4531 | 10.5294 | 10.6106 | 10.6949 | 10.7847 | 10.8792 | 10.9785 | 11.0807 | 11.1861 | 11.2949 | 11.4069 | 11.5225
Scenario 1: Reference | PG&E | Com | FoodServ | Com - Grocery | Electric Energy (GWh/year) | Fuel Substitution | -74.1612 | -73.4895 | -72.824 | -72.1645 | -71.5109 | -70.8633 | -70.2216 | -69.5856 | -68.9554 | -68.3309 | -67.7121 | -67.0989 | -66.4912
Scenario 1: Reference | PG&E | Com | FoodServ | Com - Grocery | Gas Energy (MMTherm/year) | Energy Efficiency | 0.63441 | 0.65867 | 0.6838 | 0.70975 | 0.73614 | 0.76343 | 0.7915 | 0.82033 | 0.84959 | 0.87934 | 0.90962 | 0.94039 | 0.97172
Scenario 1: Reference | PG&E | Com | FoodServ | Com - Grocery | Gas Energy (MMTherm/year) | Fuel Substitution | 7.7079 | 7.6381 | 7.5689 | 7.5004 | 7.4324 | 7.3651 | 7.2984 | 7.2323 | 7.1668 | 7.1019 | 7.0376 | 6.9739 | 6.9107
Scenario 1: Reference | PG&E | Com | FoodServ | Com - Health | Electric Demand (MW) | Energy Efficiency | 1.1854 | 1.2051 | 1.2262 | 1.2468 | 1.2678 | 1.289 | 1.3105 | 1.3322 | 1.3537 | 1.3746 | 1.3945 | 1.4147 | 1.4351
Scenario 1: Reference | PG&E | Com | FoodServ | Com - Health | Electric Demand (MW) | Fuel Substitution | -1.7195 | -1.7138 | -1.708 | -1.7023 | -1.6966 | -1.6909 | -1.6852 | -1.6796 | -1.6739 | -1.6683 | -1.6627 | -1.6571 | -1.6516
Scenario 1: Reference | PG&E | Com | FoodServ | Com - Health | Electric Energy (GWh/year) | Energy Efficiency | 5.381 | 5.4726 | 5.5709 | 5.6669 | 5.7644 | 5.8634 | 5.9635 | 6.0643 | 6.1644 | 6.2618 | 6.3545 | 6.4483 | 6.5433
Scenario 1: Reference | PG&E | Com | FoodServ | Com - Health | Electric Energy (GWh/year) | Fuel Substitution | -21.5981 | -21.5256 | -21.4534 | -21.3814 | -21.3096 | -21.2381 | -21.1668 | -21.0958 | -21.025 | -20.9544 | -20.8841 | -20.814 | -20.7442
Scenario 1: Reference | PG&E | Com | FoodServ | Com - Health | Gas Energy (MMTherm/year) | Energy Efficiency | 0.32433 | 0.33735 | 0.35123 | 0.36481 | 0.37857 | 0.39092 | 0.40664 | 0.42083 | 0.43493 | 0.44867 | 0.46181 | 0.47508 | 0.48852
Scenario 1: Reference | PG&E | Com | FoodServ | Com - Health | Gas Energy (MMTherm/year) | Fuel Substitution | 2.3036 | 2.2959 | 2.2882 | 2.2805 | 2.2729 | 2.2652 | 2.2576 | 2.2501 | 2.2425 | 2.235 | 2.2275 | 2.22 | 2.2126
Scenario 1: Reference | PG&E | Com | FoodServ | Com - Lodging | Electric Demand (MW) | Energy Efficiency | 1.3168 | 1.3408 | 1.3653 | 1.39 | 1.4155 | 1.4413 | 1.4674 | 1.4938 | 1.5203 | 1.5471 | 1.5741 | 1.6015 | 1.6291
Scenario 1: Reference | PG&E | Com | FoodServ | Com - Lodging | Electric Demand (MW) | Fuel Substitution | -1.6442 | -1.6308 | -1.6176 | -1.6045 | -1.5914 | -1.5785 | -1.5657 | -1.553 | -1.5404 | -1.5279 | -1.5154 | -1.5031 | -1.4909
Scenario 1: Reference | PG&E | Com | FoodServ | Com - Lodging | Electric Energy (GWh/year) | Energy Efficiency | 6.0604 | 6.1727 | 6.2871 | 6.4023 | 6.5214 | 6.6418 | 6.7638 | 6.8869 | 7.0106 | 7.1358 | 7.2621 | 7.3897 | 7.5186
Scenario 1: Reference | PG&E | Com | FoodServ | Com - Lodging | Electric Energy (GWh/year) | Fuel Substitution | -20.3836 | -20.2181 | -20.0539 | -19.8911 | -19.7295 | -19.5693 | -19.4104 | -19.2528 | -19.0964 | -18.9414 | -18.7875 | -18.635 | -18.4836
Scenario 1: Reference | PG&E | Com | FoodServ | Com - Lodging | Gas Energy (MMTherm/year) | Energy Efficiency | 0.20869 | 0.22302 | 0.23752 | 0.25208 | 0.267 | 0.28203 | 0.29717 | 0.31242 | 0.32769 | 0.34309 | 0.35857 | 0.37298 | 0.38985
Scenario 1: Reference | PG&E | Com | FoodServ | Com - Lodging | Gas Energy (MMTherm/year) | Fuel Substitution | 2.1131 | 2.096 | 2.0789 | 2.0621 | 2.0453 | 2.0287 | 2.0122 | 1.9959 | 1.9797 | 1.9636 | 1.9477 | 1.9318 | 1.9162
Scenario 1: Reference | PG&E | Com | FoodServ | Com - Office (Large) | Electric Demand (MW) | Energy Efficiency | 0.0096721 | 0.0098148 | 0.0099641 | 0.010116 | 0.010274 | 0.010436 | 0.010604 | 0.010774 | 0.010943 | 0.011113 | 0.011284 | 0.011457 | 0.011631
Scenario 1: Reference | PG&E | Com | FoodServ | Com - Office (Large) | Electric Energy (GWh/year) | Energy Efficiency | 0.084835 | 0.086088 | 0.087397 | 0.088732 | 0.090118 | 0.091538 | 0.093013 | 0.094504 | 0.09598 | 0.097474 | 0.098977 | 0.10049 | 0.10202
Scenario 1: Reference | PG&E | Com | FoodServ | Com - Office (Small) | Electric Demand (MW) | Energy Efficiency | 0.0039013 | 0.0039375 | 0.003975 | 0.0032424 | 0.0040527 | 0.004093 | 0.0041344 | 0.0041768 | 0.0042198 | 0.0042635 | 0.004308 | 0.0043533 | 0.0043994
Scenario 1: Reference | PG&E | Com | FoodServ | Com - Office (Small) | Electric Energy (GWh/year) | Energy Efficiency | 0.034219 | 0.034537 | 0.034865 | 0.02844 | 0.035547 | 0.035901 | 0.036264 | 0.036635 | 0.037012 | 0.037396 | 0.037787 | 0.038184 | 0.038588
Scenario 1: Reference | PG&E | Com | FoodServ | Com - Other | Electric Demand (MW) | Energy Efficiency | 3.5177 | 3.5372 | 3.5579 | 3.5793 | 3.6011 | 3.6241 | 3.6483 | 3.6735 | 3.6988 | 3.7247 | 3.7512 | 3.7782 | 3.8059
Scenario 1: Reference | PG&E | Com | FoodServ | Com - Other | Electric Demand (MW) | Fuel Substitution | -14.7831 | -14.682 | -14.5815 | -14.4818 | -14.3827 | -14.2843 | -14.1865 | -14.0895 | -13.9931 | -13.8973 | -13.8022 | -13.7078 | -13.614
Scenario 1: Reference | PG&E | Com | FoodServ | Com - Other | Electric Energy (GWh/year) | Energy Efficiency | 17.0249 | 17.1199 | 17.2201 | 17.324 | 17.4299 | 17.5414 | 17.6592 | 17.7815 | 17.9043 | 18.0298 | 18.1583 | 18.2894 | 18.4236
Scenario 1: Reference | PG&E | Com | FoodServ | Com - Other | Electric Energy (GWh/year) | Fuel Substitution | -86.5528 | -85.9606 | -85.3724 | -84.7883 | -84.2081 | -83.632 | -83.0598 | -82.4915 | -81.927 | -81.3665 | -80.8098 | -80.2569 | -79.7077
Scenario 1: Reference | PG&E | Com | FoodServ | Com - Other | Gas Energy (MMTherm/year) | Energy Efficiency | 1.0956 | 1.1215 | 1.1482 | 1.1755 | 1.203 | 1.2313 | 1.2605 | 1.2903 | 1.3202 | 1.3504 | 1.3811 | 1.4121 | 1.4435
Scenario 1: Reference | PG&E | Com | FoodServ | Com - Other | Gas Energy (MMTherm/year) | Fuel Substitution | 8.3136 | 8.2567 | 8.2002 | 8.1441 | 8.0883 | 8.033 | 7.978 | 7.9235 | 7.8692 | 7.8154 | 7.7619 | 7.7088 | 7.6561
Scenario 1: Reference | PG&E | Com | FoodServ | Com - Restaurant | Electric Demand (MW) | Energy Efficiency | 5.7955 | 5.8217 | 5.8492 | 5.8778 | 5.9075 | 5.938 | 5.9701 | 6.0033 | 6.0374 | 6.0726 | 6.1089 | 5.4534 | 6.316
Scenario 1: Reference | PG&E | Com | FoodServ | Com - Restaurant | Electric Demand (MW) | Fuel Substitution | -22.7336 | -22.534 | -22.3361 | -22.14 | -21.9457 | -21.753 | -21.562 | -21.3727 | -21.185 | -20.999 | -20.8147 | -18.2087 | -18.0488
Scenario 1: Reference | PG&E | Com | FoodServ | Com - Restaurant | Electric Energy (GWh/year) | Energy Efficiency | 28.3493 | 28.4775 | 28.612 | 28.7521 | 28.8974 | 29.0471 | 29.2039 | 29.3663 | 29.5333 | 29.7058 | 29.8835 | 26.6768 | 30.8973
Scenario 1: Reference | PG&E | Com | FoodServ | Com - Restaurant | Electric Energy (GWh/year) | Fuel Substitution | -219.5497 | -217.6221 | -215.7114 | -213.8176 | -211.9403 | -210.0795 | -208.2351 | -206.4068 | -204.5946 | -202.7983 | -201.0178 | -175.8502 | -174.3063
Scenario 1: Reference | PG&E | Com | FoodServ | Com - Restaurant | Gas Energy (MMTherm/year) | Energy Efficiency | 1.7192 | 1.7761 | 1.8338 | 1.8924 | 1.9517 | 2.0115 | 2.0725 | 2.1342 | 2.1966 | 2.2597 | 2.3236 | 2.141 | 2.9665
Scenario 1: Reference | PG&E | Com | FoodServ | Com - Restaurant | Gas Energy (MMTherm/year) | Fuel Substitution | 22.0554 | 21.8618 | 21.6698 | 21.4796 | 21.291 | 21.104 | 20.9188 | 20.7351 | 20.553 | 20.3726 | 20.1937 | 17.6655 | 17.5104
Scenario 1: Reference | PG&E | Com | FoodServ | Com - Retail | Electric Demand (MW) | Energy Efficiency | 0.23388 | 0.23636 | 0.23899 | 0.21631 | 0.25768 | 0.26058 | 0.26361 | 0.26678 | 0.27003 | 0.27337 | 0.27682 | 0.28036 | 0.28401
Scenario 1: Reference | PG&E | Com | FoodServ | Com - Retail | Electric Energy (GWh/year) | Energy Efficiency | 1.1907 | 1.203 | 1.216 | 1.1005 | 1.308 | 1.3224 | 1.3375 | 1.3532 | 1.3694 | 1.3861 | 1.4033 | 1.4209 | 1.4391
Scenario 1: Reference | PG&E | Com | FoodServ | Com - Retail | Gas Energy (MMTherm/year) | Energy Efficiency | 0.052359 | 0.052934 | 0.053544 | 0.048467 | 0.057924 | 0.058592 | 0.059292 | 0.060023 | 0.060773 | 0.061544 | 0.062339 | 0.063155 | 0.063995
Scenario 1: Reference | PG&E | Com | FoodServ | Com - School | Electric Demand (MW) | Energy Efficiency | 1.4457 | 1.47 | 1.4947 | 1.5196 | 1.5444 | 1.5694 | 1.5944 | 1.6197 | 1.6452 | 1.6711 | 1.6973 | 1.7242 | 1.7515
Scenario 1: Reference | PG&E | Com | FoodServ | Com - School | Electric Demand (MW) | Fuel Substitution | -0.84923 | -0.82866 | -0.80858 | -0.78899 | -0.76987 | -0.75122 | -0.73302 | -0.71526 | -0.69793 | -0.68102 | -0.66452 | -0.64842 | -0.63271
Scenario 1: Reference | PG&E | Com | FoodServ | Com - School | Electric Energy (GWh/year) | Energy Efficiency | 6.6472 | 6.7615 | 6.8779 | 6.9956 | 7.1122 | 7.2299 | 7.3477 | 7.4667 | 7.5868 | 7.7084 | 7.8317 | 7.9579 | 8.0859
Scenario 1: Reference | PG&E | Com | FoodServ | Com - School | Electric Energy (GWh/year) | Fuel Substitution | -10.4152 | -10.1628 | -9.9166 | -9.6763 | -9.4419 | -9.2132 | -8.9899 | -8.7721 | -8.5596 | -8.3522 | -8.1499 | -7.9524 | -7.7598
Scenario 1: Reference | PG&E | Com | FoodServ | Com - School | Gas Energy (MMTherm/year) | Energy Efficiency | 0.33244 | 0.34743 | 0.36246 | 0.37747 | 0.39227 | 0.40704 | 0.4217 | 0.43634 | 0.45096 | 0.4656 | 0.48027 | 0.49508 | 0.50994
Scenario 1: Reference | PG&E | Com | FoodServ | Com - School | Gas Energy (MMTherm/year) | Fuel Substitution | 1.0929 | 1.0664 | 1.0406 | 1.0154 | 0.99079 | 0.96678 | 0.94336 | 0.92051 | 0.8982 | 0.87644 | 0.85521 | 0.83449 | 0.81427
Scenario 1: Reference | PG&E | Com | HVAC | Com - College | Electric Demand (MW) | Energy Efficiency | 10.0612 | 10.1232 | 10.1815 | 10.2454 | 10.3058 | 10.3347 | 10.3943 | 10.4533 | 10.5144 | 10.577 | 10.6401 | 10.7018 | 10.7639
Scenario 1: Reference | PG&E | Com | HVAC | Com - College | Electric Demand (MW) | Fuel Substitution | 0 | 0 | 0 | 0 | 0 | 0.2129 | 0.21183 | 0.21076 | 0.2097 | 0.20865 | 0.2076 | 0.20655 | 0.20551
Scenario 1: Reference | PG&E | Com | HVAC | Com - College | Electric Energy (GWh/year) | Energy Efficiency | 19.3538 | 19.4237 | 19.4823 | 19.5602 | 19.6282 | 19.5915 | 19.6579 | 19.7233 | 19.7922 | 19.8633 | 19.9353 | 20.0053 | 20.076
Scenario 1: Reference | PG&E | Com | HVAC | Com - College | Electric Energy (GWh/year) | Fuel Substitution | -1.4212 | -1.414 | -1.4065 | -1.3994 | -1.3924 | 0.602 | 0.59897 | 0.59595 | 0.59295 | 0.58997 | 0.587 | 0.58405 | 0.58111
Scenario 1: Reference | PG&E | Com | HVAC | Com - College | Gas Energy (MMTherm/year) | Energy Efficiency | 0.66216 | 0.66768 | 0.66428 | 0.67849 | 0.68388 | 0.58938 | 0.59385 | 0.59828 | 0.60284 | 0.6075 | 0.61219 | 0.61679 | 0.6214
Scenario 1: Reference | PG&E | Com | HVAC | Com - College | Gas Energy (MMTherm/year) | Fuel Substitution | 0.26945 | 0.26809 | 0.26669 | 0.26535 | 0.26401 | 0 | 0 | 0 | 0 | 0 | 0 | 0 | 0
Scenario 1: Reference | PG&E | Com | HVAC | Com - Grocery | Electric Demand (MW) | Energy Efficiency | 9.021 | 9.0539 | 9.0905 | 9.1308 | 9.1734 | 9.2198 | 9.2698 | 9.3232 | 9.3787 | 9.4366 | 9.4944 | 9.5572 | 9.6226
Scenario 1: Reference | PG&E | Com | HVAC | Com - Grocery | Electric Demand (MW) | Fuel Substitution | 0 | 0 | 0 | 0 | 0 | 0.24546 | 0.24323 | 0.24103 | 0.23885 | 0.23668 | 0.23454 | 0.23242 | 0.23031
Scenario 1: Reference | PG&E | Com | HVAC | Com - Grocery | Electric Energy (GWh/year) | Energy Efficiency | 25.7644 | 25.858 | 25.9626 | 26.0775 | 26.1988 | 26.3314 | 26.4739 | 26.6262 | 26.7846 | 26.9497 | 27.1031 | 27.2823 | 27.4691
Scenario 1: Reference | PG&E | Com | HVAC | Com - Grocery | Electric Energy (GWh/year) | Fuel Substitution | -13.5198 | -13.3973 | -13.276 | -13.1558 | -13.0366 | 1.5907 | 1.5763 | 1.562 | 1.5479 | 1.5339 | 1.52 | 1.5062 | 1.4926
Scenario 1: Reference | PG&E | Com | HVAC | Com - Grocery | Gas Energy (MMTherm/year) | Energy Efficiency | 0.90533 | 0.90864 | 0.91233 | 0.91639 | 0.92067 | 0.91923 | 0.92422 | 0.92956 | 0.9351 | 0.94089 | 0.94754 | 0.95381 | 0.96034
Scenario 1: Reference | PG&E | Com | HVAC | Com - Grocery | Gas Energy (MMTherm/year) | Fuel Substitution | 1.9011 | 1.8839 | 1.8669 | 1.8499 | 1.8332 | 2.0185e-06 | 2.0002e-06 | 1.9821e-06 | 1.9641e-06 | 1.9463e-06 | 1.9287e-06 | 1.9112e-06 | 1.8939e-06
Scenario 1: Reference | PG&E | Com | HVAC | Com - Health | Electric Demand (MW) | Energy Efficiency | 8.4187 | 8.4969 | 8.5818 | 8.6644 | 8.7485 | 8.8029 | 8.8892 | 8.9762 | 9.0626 | 9.1464 | 9.2257 | 9.3061 | 9.3878
Scenario 1: Reference | PG&E | Com | HVAC | Com - Health | Electric Demand (MW) | Fuel Substitution | 0 | 0 | 0 | 0 | 0 | 0.27798 | 0.27705 | 0.27612 | 0.27519 | 0.27427 | 0.27335 | 0.27243 | 0.27152
Scenario 1: Reference | PG&E | Com | HVAC | Com - Health | Electric Energy (GWh/year) | Energy Efficiency | 39.7808 | 40.1118 | 40.4714 | 40.8214 | 41.1778 | 41.4345 | 41.8011 | 42.1709 | 42.538 | 42.8935 | 43.2296 | 43.5704 | 43.9169
Scenario 1: Reference | PG&E | Com | HVAC | Com - Health | Electric Energy (GWh/year) | Fuel Substitution | -3.0778 | -3.0674 | -3.0571 | -3.0469 | -3.0367 | 1.4931 | 1.4881 | 1.4831 | 1.4781 | 1.4731 | 1.4682 | 1.4633 | 1.4584
Scenario 1: Reference | PG&E | Com | HVAC | Com - Health | Gas Energy (MMTherm/year) | Energy Efficiency | 1.7714 | 1.7915 | 1.8133 | 1.8345 | 1.856 | 1.7634 | 1.7842 | 1.8051 | 1.8259 | 1.8461 | 1.8653 | 1.8847 | 1.9044
Scenario 1: Reference | PG&E | Com | HVAC | Com - Health | Gas Energy (MMTherm/year) | Fuel Substitution | 0.61062 | 0.60858 | 0.60653 | 0.6045 | 0.60247 | 0 | 0 | 0 | 0 | 0 | 0 | 0 | 0
Scenario 1: Reference | PG&E | Com | HVAC | Com - Lodging | Electric Demand (MW) | Energy Efficiency | 5.643 | 5.7109 | 5.7804 | 5.8506 | 5.9236 | 5.9872 | 6.0622 | 6.1382 | 6.2146 | 6.2922 | 6.3706 | 6.4501 | 6.5305
Scenario 1: Reference | PG&E | Com | HVAC | Com - Lodging | Electric Demand (MW) | Fuel Substitution | 0 | 0 | 0 | 0 | 0 | 0.16154 | 0.16023 | 0.15893 | 0.15764 | 0.15636 | 0.15509 | 0.15377 | 0.15252
Scenario 1: Reference | PG&E | Com | HVAC | Com - Lodging | Electric Energy (GWh/year) | Energy Efficiency | 26.6935 | 26.9633 | 27.2398 | 27.5197 | 27.8116 | 28.0726 | 28.3735 | 28.6787 | 28.9861 | 29.2986 | 29.6148 | 29.9348 | 30.2598
Scenario 1: Reference | PG&E | Com | HVAC | Com - Lodging | Electric Energy (GWh/year) | Fuel Substitution | -3.5612 | -3.5322 | -3.5036 | -3.4751 | -3.4469 | 0.73128 | 0.72534 | 0.71945 | 0.71361 | 0.70782 | 0.70207 | 0.69622 | 0.69057
Scenario 1: Reference | PG&E | Com | HVAC | Com - Lodging | Gas Energy (MMTherm/year) | Energy Efficiency | 1.0396 | 1.0543 | 1.0694 | 1.0846 | 1.1003 | 1.0767 | 1.0923 | 1.1081 | 1.1239 | 1.14 | 1.1562 | 1.1725 | 1.1891
Scenario 1: Reference | PG&E | Com | HVAC | Com - Lodging | Gas Energy (MMTherm/year) | Fuel Substitution | 0.58195 | 0.57722 | 0.57254 | 0.56789 | 0.56328 | 0 | 0 | 0 | 0 | 0 | 0 | 0 | 0
Scenario 1: Reference | PG&E | Com | HVAC | Com - Office (Large) | Electric Demand (MW) | Energy Efficiency | 15.4733 | 15.4782 | 15.4953 | 15.5202 | 15.5563 | 15.4954 | 15.5495 | 15.6098 | 15.6722 | 15.7407 | 15.8141 | 15.8927 | 15.9767
Scenario 1: Reference | PG&E | Com | HVAC | Com - Office (Large) | Electric Demand (MW) | Fuel Substitution | 0 | 0 | 0 | 0 | 0 | 0.23797 | 0.23032 | 0.22293 | 0.21577 | 0.20884 | 0.20213 | 0.19564 | 0.18935
Scenario 1: Reference | PG&E | Com | HVAC | Com - Office (Large) | Electric Energy (GWh/year) | Energy Efficiency | 70.4648 | 70.4403 | 70.4714 | 70.5393 | 70.6581 | 70.4582 | 70.6622 | 70.895 | 71.1385 | 71.4109 | 71.706 | 72.025 | 72.3697
Scenario 1: Reference | PG&E | Com | HVAC | Com - Office (Large) | Electric Energy (GWh/year) | Fuel Substitution | 0.23255 | 0.22508 | 0.21785 | 0.21085 | 0.20408 | 1.1216 | 1.0855 | 1.0507 | 1.0169 | 0.98426 | 0.95264 | 0.92205 | 0.89243
Scenario 1: Reference | PG&E | Com | HVAC | Com - Office (Large) | Gas Energy (MMTherm/year) | Energy Efficiency | 0.88844 | 0.90136 | 0.91487 | 0.92867 | 0.94298 | 0.65721 | 0.6668 | 0.6765 | 0.68609 | 0.6958 | 0.70555 | 0.71538 | 0.7253
Scenario 1: Reference | PG&E | Com | HVAC | Com - Office (Large) | Gas Energy (MMTherm/year) | Fuel Substitution | 0.090968 | 0.088047 | 0.085219 | 0.082482 | 0.079832 | 0 | 0 | 0 | 0 | 0 | 0 | 0 | 0
Scenario 1: Reference | PG&E | Com | HVAC | Com - Office (Small) | Electric Demand (MW) | Energy Efficiency | 7.5283 | 7.5934 | 7.661 | 6.2504 | 7.7591 | 7.7516 | 7.8261 | 7.9023 | 7.9798 | 8.0586 | 8.1389 | 8.2207 | 8.304
Scenario 1: Reference | PG&E | Com | HVAC | Com - Office (Small) | Electric Demand (MW) | Fuel Substitution | 0 | 0 | 0 | 0 | 0 | 0.10309 | 0.10203 | 0.10098 | 0.099939 | 0.098909 | 0.097891 | 0.096882 | 0.095885
Scenario 1: Reference | PG&E | Com | HVAC | Com - Office (Small) | Electric Energy (GWh/year) | Energy Efficiency | 25.5117 | 25.7239 | 25.9442 | 21.1626 | 26.1804 | 26.146 | 26.3903 | 26.6405 | 26.8947 | 27.1537 | 27.4175 | 27.6862 | 27.96
Scenario 1: Reference | PG&E | Com | HVAC | Com - Office (Small) | Electric Energy (GWh/year) | Fuel Substitution | -0.92664 | -0.91709 | -0.90765 | -0.73023 | -0.72271 | 0.49228 | 0.48721 | 0.48219 | 0.47723 | 0.47231 | 0.46745 | 0.46263 | 0.45787
Scenario 1: Reference | PG&E | Com | HVAC | Com - Office (Small) | Gas Energy (MMTherm/year) | Energy Efficiency | 0.65593 | 0.66164 | 0.66756 | 0.55572 | 0.67983 | 0.45353 | 0.45746 | 0.46147 | 0.46555 | 0.4697 | 0.47393 | 0.47823 | 0.4826
Scenario 1: Reference | PG&E | Com | HVAC | Com - Office (Small) | Gas Energy (MMTherm/year) | Fuel Substitution | 0.18321 | 0.18132 | 0.17946 | 0.14438 | 0.14289 | 0 | 0 | 0 | 0 | 0 | 0 | 0 | 0
Scenario 1: Reference | PG&E | Com | HVAC | Com - Other | Electric Demand (MW) | Energy Efficiency | 74.2614 | 74.5675 | 74.8939 | 75.2354 | 75.5845 | 75.9557 | 76.3519 | 76.7655 | 77.1814 | 77.6081 | 78.0468 | 78.4957 | 78.9572
Scenario 1: Reference | PG&E | Com | HVAC | Com - Other | Electric Demand (MW) | Fuel Substitution | 0 | 0 | 0 | 0 | 0 | 1.5681 | 1.5573 | 1.5467 | 1.5361 | 1.5256 | 1.5152 | 1.5048 | 1.4945
Scenario 1: Reference | PG&E | Com | HVAC | Com - Other | Electric Energy (GWh/year) | Energy Efficiency | 105.4273 | 105.8618 | 106.3252 | 106.81 | 107.3056 | 107.8327 | 108.3952 | 108.9824 | 109.5729 | 110.1787 | 110.8015 | 111.4388 | 112.094
Scenario 1: Reference | PG&E | Com | HVAC | Com - Other | Electric Energy (GWh/year) | Fuel Substitution | -20.9953 | -20.8517 | -20.709 | -20.5673 | -20.4266 | 5.0936 | 5.0587 | 5.0241 | 4.9897 | 4.9556 | 4.9217 | 4.888 | 4.8545
Scenario 1: Reference | PG&E | Com | HVAC | Com - Other | Gas Energy (MMTherm/year) | Energy Efficiency | 8.9704 | 9.0074 | 9.0469 | 9.0881 | 9.1303 | 9.0916 | 9.139 | 9.1885 | 9.2383 | 9.2893 | 9.3418 | 9.3955 | 9.4507
Scenario 1: Reference | PG&E | Com | HVAC | Com - Other | Gas Energy (MMTherm/year) | Fuel Substitution | 3.5382 | 3.514 | 3.49 | 3.4661 | 3.4424 | 0 | 0 | 0 | 0 | 0 | 0 | 0 | 0
Scenario 1: Reference | PG&E | Com | HVAC | Com - Refrig. Warehouse | Gas Energy (MMTherm/year) | Energy Efficiency | 0.00030982 | 0.00031439 | 0.00031899 | 0.00032364 | 0.00032836 | 3.4282e-05 | 3.4334e-05 | 3.4386e-05 | 3.4438e-05 | 3.4491e-05 | 3.4543e-05 | 3.4596e-05 | 3.4649e-05
Scenario 1: Reference | PG&E | Com | HVAC | Com - Restaurant | Electric Demand (MW) | Energy Efficiency | 2.6906 | 2.6964 | 2.7028 | 2.7097 | 2.7169 | 2.7246 | 2.7329 | 2.7416 | 2.7507 | 2.7603 | 2.7703 | 2.4652 | 2.7917
Scenario 1: Reference | PG&E | Com | HVAC | Com - Restaurant | Electric Demand (MW) | Fuel Substitution | 0 | 0 | 0 | 0 | 0 | 0.16943 | 0.16794 | 0.16647 | 0.16501 | 0.16356 | 0.16212 | 0.14183 | 0.14058
Scenario 1: Reference | PG&E | Com | HVAC | Com - Restaurant | Electric Energy (GWh/year) | Energy Efficiency | 8.8892 | 8.9085 | 8.9296 | 8.9522 | 8.9763 | 9.0016 | 9.0288 | 9.0577 | 9.0878 | 9.1195 | 9.1526 | 8.145 | 9.2231
Scenario 1: Reference | PG&E | Com | HVAC | Com - Restaurant | Electric Energy (GWh/year) | Fuel Substitution | -0.78831 | -0.78139 | -0.77453 | -0.76773 | -0.76099 | 0.54851 | 0.5437 | 0.53892 | 0.53419 | 0.5295 | 0.52485 | 0.45915 | 0.45512
Scenario 1: Reference | PG&E | Com | HVAC | Com - Restaurant | Gas Energy (MMTherm/year) | Energy Efficiency | 3.5429 | 3.5502 | 3.5582 | 3.567 | 3.5763 | 3.5025 | 3.5129 | 3.524 | 3.5356 | 3.548 | 3.5609 | 3.2143 | 3.5886
Scenario 1: Reference | PG&E | Com | HVAC | Com - Restaurant | Gas Energy (MMTherm/year) | Fuel Substitution | 0.16482 | 0.16337 | 0.16194 | 0.16051 | 0.1591 | 0 | 0 | 0 | 0 | 0 | 0 | 0 | 0
Scenario 1: Reference | PG&E | Com | HVAC | Com - Retail | Electric Demand (MW) | Energy Efficiency | 30.8056 | 30.9068 | 31.021 | 28.0118 | 31.2623 | 31.3727 | 31.5311 | 31.7011 | 31.8786 | 32.0643 | 32.2591 | 32.4621 | 32.6743
Scenario 1: Reference | PG&E | Com | HVAC | Com - Retail | Electric Demand (MW) | Fuel Substitution | 0 | 0 | 0 | 0 | 0 | 0.51654 | 0.51226 | 0.50802 | 0.50381 | 0.49964 | 0.4955 | 0.4914 | 0.48733
Scenario 1: Reference | PG&E | Com | HVAC | Com - Retail | Electric Energy (GWh/year) | Energy Efficiency | 65.1134 | 65.3215 | 65.5567 | 59.1971 | 66.0086 | 66.189 | 66.5173 | 66.8697 | 67.2381 | 67.6237 | 68.0281 | 68.45 | 68.8912
Scenario 1: Reference | PG&E | Com | HVAC | Com - Retail | Electric Energy (GWh/year) | Fuel Substitution | -2.3584 | -2.3389 | -2.3195 | -2.0867 | -2.0695 | 1.672 | 1.6581 | 1.6444 | 1.6308 | 1.6173 | 1.6039 | 1.5906 | 1.5774
Scenario 1: Reference | PG&E | Com | HVAC | Com - Retail | Gas Energy (MMTherm/year) | Energy Efficiency | 1.5776 | 1.583 | 1.5889 | 1.4372 | 1.6027 | 1.4776 | 1.4851 | 1.4931 | 1.5015 | 1.5103 | 1.5195 | 1.5291 | 1.5391
Scenario 1: Reference | PG&E | Com | HVAC | Com - Retail | Gas Energy (MMTherm/year) | Fuel Substitution | 0.51736 | 0.51307 | 0.50883 | 0.45774 | 0.45395 | 0 | 0 | 0 | 0 | 0 | 0 | 0 | 0
Scenario 1: Reference | PG&E | Com | HVAC | Com - School | Electric Demand (MW) | Energy Efficiency | 8.0742 | 8.0875 | 8.1042 | 8.1236 | 8.1439 | 8.113 | 8.1368 | 8.163 | 8.1916 | 8.2228 | 8.2567 | 8.2942 | 8.3345
Scenario 1: Reference | PG&E | Com | HVAC | Com - School | Electric Demand (MW) | Fuel Substitution | 0 | 0 | 0 | 0 | 0 | 0.10487 | 0.10233 | 0.099851 | 0.097432 | 0.095072 | 0.092757 | 0.090509 | 0.088317
Scenario 1: Reference | PG&E | Com | HVAC | Com - School | Electric Energy (GWh/year) | Energy Efficiency | 31.0933 | 31.1338 | 31.1872 | 31.2509 | 31.3186 | 31.213 | 31.2945 | 31.3856 | 31.4857 | 31.5961 | 31.717 | 31.8517 | 31.9973
Scenario 1: Reference | PG&E | Com | HVAC | Com - School | Electric Energy (GWh/year) | Fuel Substitution | -2.6367 | -2.5728 | -2.5105 | -2.4497 | -2.3903 | 0.58016 | 0.5661 | 0.55239 | 0.53901 | 0.52595 | 0.51315 | 0.50072 | 0.48859
Scenario 1: Reference | PG&E | Com | HVAC | Com - School | Gas Energy (MMTherm/year) | Energy Efficiency | 1.6607 | 1.6783 | 1.6964 | 1.7149 | 1.7334 | 1.52 | 1.536 | 1.5523 | 1.569 | 1.586 | 1.6034 | 1.6215 | 1.6399
Scenario 1: Reference | PG&E | Com | HVAC | Com - School | Gas Energy (MMTherm/year) | Fuel Substitution | 0.44367 | 0.43292 | 0.42243 | 0.41219 | 0.40221 | 0 | 0 | 0 | 0 | 0 | 0 | 0 | 0
Scenario 1: Reference | PG&E | Com | HVAC | Com - Warehouse | Electric Demand (MW) | Energy Efficiency | 1.2383 | 1.2615 | 1.2848 | 1.3084 | 1.3324 | 1.3568 | 1.3814 | 1.4063 | 1.4312 | 1.4563 | 1.4814 | 1.5066 | 1.5319
Scenario 1: Reference | PG&E | Com | HVAC | Com - Warehouse | Electric Demand (MW) | Fuel Substitution | 0 | 0 | 0 | 0 | 0 | 0.049647 | 0.049449 | 0.049252 | 0.049056 | 0.04886 | 0.048665 | 0.048471 | 0.048278
Scenario 1: Reference | PG&E | Com | HVAC | Com - Warehouse | Electric Energy (GWh/year) | Energy Efficiency | 4.6815 | 4.769 | 4.857 | 4.9463 | 5.037 | 5.1293 | 5.2223 | 5.3166 | 5.4108 | 5.5056 | 5.6005 | 5.6957 | 5.7913
Scenario 1: Reference | PG&E | Com | HVAC | Com - Warehouse | Electric Energy (GWh/year) | Fuel Substitution | -1.9249 | -1.9173 | -1.9096 | -1.902 | -1.8944 | 0.30366 | 0.30245 | 0.30124 | 0.30004 | 0.29885 | 0.29766 | 0.29647 | 0.29529
Scenario 1: Reference | PG&E | Com | HVAC | Com - Warehouse | Gas Energy (MMTherm/year) | Energy Efficiency | 0.11544 | 0.1176 | 0.11977 | 0.12197 | 0.1242 | 0.12537 | 0.12764 | 0.12995 | 0.13225 | 0.13456 | 0.13688 | 0.1392 | 0.14154
Scenario 1: Reference | PG&E | Com | HVAC | Com - Warehouse | Gas Energy (MMTherm/year) | Fuel Substitution | 0.2906 | 0.28944 | 0.28829 | 0.28714 | 0.28599 | 0 | 0 | 0 | 0 | 0 | 0 | 0 | 0
Scenario 1: Reference | PG&E | Com | Lighting | Com - College | Electric Demand (MW) | Energy Efficiency | 3.2162 | 3.2068 | 3.1974 | 3.1881 | 3.1788 | 3.1695 | 3.1604 | 3.1512 | 3.1423 | 3.1334 | 3.1247 | 3.116 | 3.1074
Scenario 1: Reference | PG&E | Com | Lighting | Com - College | Electric Energy (GWh/year) | Energy Efficiency | 18.0873 | 18.0221 | 17.957 | 17.8924 | 17.828 | 17.7636 | 17.6999 | 17.6363 | 17.5737 | 17.5118 | 17.4504 | 17.3891 | 17.3282
Scenario 1: Reference | PG&E | Com | Lighting | Com - College | Gas Energy (MMTherm/year) | Energy Efficiency | -0.31851 | -0.3172 | -0.3159 | -0.3146 | -0.31331 | -0.31203 | -0.31075 | -0.30948 | -0.30822 | -0.30697 | -0.30573 | -0.30449 | -0.30326
Scenario 1: Reference | PG&E | Com | Lighting | Com - Grocery | Electric Demand (MW) | Energy Efficiency | 5.9294 | 5.8802 | 5.8315 | 5.7834 | 5.7359 | 5.6889 | 5.6426 | 5.5968 | 5.5515 | 5.5067 | 5.4625 | 5.4187 | 5.3755
Scenario 1: Reference | PG&E | Com | Lighting | Com - Grocery | Electric Energy (GWh/year) | Energy Efficiency | 32.7601 | 32.4887 | 32.2206 | 31.9558 | 31.6941 | 31.4356 | 31.1803 | 30.9283 | 30.679 | 30.4327 | 30.1893 | 29.9487 | 29.711
Scenario 1: Reference | PG&E | Com | Lighting | Com - Grocery | Gas Energy (MMTherm/year) | Energy Efficiency | -0.46702 | -0.46314 | -0.45931 | -0.45552 | -0.45178 | -0.44808 | -0.44443 | -0.44082 | -0.43725 | -0.43373 | -0.43024 | -0.4268 | -0.42339
Scenario 1: Reference | PG&E | Com | Lighting | Com - Health | Electric Demand (MW) | Energy Efficiency | 5.4895 | 5.4812 | 5.4736 | 5.4658 | 5.4582 | 5.4508 | 5.4435 | 5.4364 | 5.4292 | 5.4219 | 5.4142 | 5.4066 | 5.3993
Scenario 1: Reference | PG&E | Com | Lighting | Com - Health | Electric Energy (GWh/year) | Energy Efficiency | 32.1426 | 32.0948 | 32.0511 | 32.0064 | 31.9628 | 31.9205 | 31.879 | 31.8383 | 31.7975 | 31.7555 | 31.7112 | 31.6679 | 31.6256
Scenario 1: Reference | PG&E | Com | Lighting | Com - Health | Gas Energy (MMTherm/year) | Energy Efficiency | -0.39691 | -0.3963 | -0.39575 | -0.39519 | -0.39464 | -0.3941 | -0.39358 | -0.39306 | -0.39254 | -0.39201 | -0.39145 | -0.39091 | -0.39037
Scenario 1: Reference | PG&E | Com | Lighting | Com - Lodging | Electric Demand (MW) | Energy Efficiency | 3.6578 | 3.6321 | 3.6067 | 3.5815 | 3.5566 | 3.532 | 3.5077 | 3.4836 | 3.4597 | 3.4361 | 3.4128 | 3.3897 | 3.3668
Scenario 1: Reference | PG&E | Com | Lighting | Com - Lodging | Electric Energy (GWh/year) | Energy Efficiency | 22.6473 | 22.4857 | 22.3258 | 22.1675 | 22.0111 | 21.8563 | 21.7031 | 21.5515 | 21.4013 | 21.2526 | 21.1055 | 20.9599 | 20.8157
Scenario 1: Reference | PG&E | Com | Lighting | Com - Lodging | Gas Energy (MMTherm/year) | Energy Efficiency | -0.29284 | -0.29071 | -0.2886 | -0.28651 | -0.28445 | -0.28241 | -0.28038 | -0.27838 | -0.27639 | -0.27443 | -0.27248 | -0.27056 | -0.26865
Scenario 1: Reference | PG&E | Com | Lighting | Com - Office (Large) | Electric Demand (MW) | Energy Efficiency | 5.1429 | 5.0151 | 4.8924 | 4.7742 | 4.6608 | 4.5517 | 4.4471 | 4.3464 | 4.2493 | 4.1559 | 4.066 | 3.9796 | 3.8966
Scenario 1: Reference | PG&E | Com | Lighting | Com - Office (Large) | Electric Energy (GWh/year) | Energy Efficiency | 36.503 | 35.5989 | 34.7304 | 33.8943 | 33.0914 | 32.3197 | 31.5795 | 30.8673 | 30.1803 | 29.5197 | 28.8842 | 28.2731 | 27.6859
Scenario 1: Reference | PG&E | Com | Lighting | Com - Office (Large) | Gas Energy (MMTherm/year) | Energy Efficiency | -0.097491 | -0.095611 | -0.093822 | -0.092112 | -0.090486 | -0.088938 | -0.08747 | -0.08607 | -0.084725 | -0.083444 | -0.082222 | -0.081058 | -0.079951
Scenario 1: Reference | PG&E | Com | Lighting | Com - Office (Small) | Electric Demand (MW) | Energy Efficiency | 1.832 | 1.819 | 1.8063 | 1.4567 | 1.5068 | 1.4976 | 1.4887 | 1.4799 | 1.4713 | 1.4629 | 1.4546 | 1.4466 | 1.4387
Scenario 1: Reference | PG&E | Com | Lighting | Com - Office (Small) | Electric Energy (GWh/year) | Energy Efficiency | 11.4359 | 11.3541 | 11.2739 | 9.0911 | 9.3948 | 9.3367 | 9.2799 | 9.2243 | 9.1698 | 9.1164 | 9.0642 | 9.0131 | 8.9631
Scenario 1: Reference | PG&E | Com | Lighting | Com - Office (Small) | Gas Energy (MMTherm/year) | Energy Efficiency | -0.045899 | -0.045608 | -0.045324 | -0.03657 | -0.038199 | -0.038001 | -0.037808 | -0.037621 | -0.037438 | -0.03726 | -0.037086 | -0.036918 | -0.036754
Scenario 1: Reference | PG&E | Com | Lighting | Com - Other | Electric Demand (MW) | Energy Efficiency | 4.0708 | 4.0464 | 4.0223 | 3.9984 | 3.9748 | 3.9514 | 3.9283 | 3.9054 | 3.8827 | 3.8602 | 3.8379 | 3.8159 | 3.7941
Scenario 1: Reference | PG&E | Com | Lighting | Com - Other | Electric Energy (GWh/year) | Energy Efficiency | 10.5464 | 10.4888 | 10.4319 | 10.3757 | 10.3201 | 10.2653 | 10.2113 | 10.1581 | 10.1053 | 10.0532 | 10.0016 | 9.9507 | 9.9004
Scenario 1: Reference | PG&E | Com | Lighting | Com - Other | Gas Energy (MMTherm/year) | Energy Efficiency | -0.13358 | -0.13285 | -0.13213 | -0.13142 | -0.13071 | -0.13002 | -0.12934 | -0.12866 | -0.128 | -0.12734 | -0.12668 | -0.12604 | -0.1254
Scenario 1: Reference | PG&E | Com | Lighting | Com - Refrig. Warehouse | Electric Demand (MW) | Energy Efficiency | 0.33988 | 0.33818 | 0.33649 | 0.33481 | 0.33314 | 0.33148 | 0.32983 | 0.32819 | 0.32656 | 0.32493 | 0.32332 | 0.32171 | 0.32012
Scenario 1: Reference | PG&E | Com | Lighting | Com - Refrig. Warehouse | Electric Energy (GWh/year) | Energy Efficiency | 3.1547 | 3.1389 | 3.1232 | 3.1076 | 3.0921 | 3.0767 | 3.0613 | 3.0461 | 3.0309 | 3.0159 | 3.0009 | 2.986 | 2.9711
Scenario 1: Reference | PG&E | Com | Lighting | Com - Restaurant | Electric Demand (MW) | Energy Efficiency | 1.9457 | 1.9309 | 1.9162 | 1.9018 | 1.8875 | 1.8733 | 1.8594 | 1.8456 | 1.8319 | 1.8184 | 1.8051 | 1.5823 | 1.5953
Scenario 1: Reference | PG&E | Com | Lighting | Com - Restaurant | Electric Energy (GWh/year) | Energy Efficiency | 10.5675 | 10.4884 | 10.4102 | 10.333 | 10.2566 | 10.1812 | 10.1067 | 10.0331 | 9.9604 | 9.8885 | 9.8176 | 8.6078 | 8.6933
Scenario 1: Reference | PG&E | Com | Lighting | Com - Restaurant | Gas Energy (MMTherm/year) | Energy Efficiency | -0.083571 | -0.082985 | -0.082407 | -0.081837 | -0.081275 | -0.080719 | -0.080172 | -0.079632 | -0.0791 | -0.078575 | -0.078057 | -0.068493 | -0.069638
Scenario 1: Reference | PG&E | Com | Lighting | Com - Retail | Electric Demand (MW) | Energy Efficiency | 15.0006 | 14.8963 | 14.7936 | 13.3133 | 13.3976 | 13.3094 | 13.2225 | 13.1371 | 13.053 | 12.97 | 12.8883 | 12.8079 | 12.7287
Scenario 1: Reference | PG&E | Com | Lighting | Com - Retail | Electric Energy (GWh/year) | Energy Efficiency | 92.813 | 92.1629 | 91.5228 | 82.3631 | 82.8404 | 82.2894 | 81.7472 | 81.2138 | 80.6879 | 80.1695 | 79.6589 | 79.1559 | 78.6607
Scenario 1: Reference | PG&E | Com | Lighting | Com - Retail | Gas Energy (MMTherm/year) | Energy Efficiency | -0.43285 | -0.42999 | -0.42719 | -0.38449 | -0.38844 | -0.38606 | -0.38372 | -0.38143 | -0.37917 | -0.37695 | -0.37477 | -0.37264 | -0.37054
Scenario 1: Reference | PG&E | Com | Lighting | Com - School | Electric Demand (MW) | Energy Efficiency | 1.9381 | 1.9 | 1.8629 | 1.8269 | 1.7918 | 1.7576 | 1.7244 | 1.6921 | 1.6607 | 1.6303 | 1.6007 | 1.572 | 1.5442
Scenario 1: Reference | PG&E | Com | Lighting | Com - School | Electric Energy (GWh/year) | Energy Efficiency | 21.3438 | 20.8906 | 20.4495 | 20.0201 | 19.6015 | 19.1939 | 18.7968 | 18.4104 | 18.0342 | 17.6682 | 17.3121 | 16.966 | 16.6294
Scenario 1: Reference | PG&E | Com | Lighting | Com - School | Gas Energy (MMTherm/year) | Energy Efficiency | -0.36084 | -0.35297 | -0.34529 | -0.33782 | -0.33054 | -0.32344 | -0.31652 | -0.30979 | -0.30323 | -0.29684 | -0.29062 | -0.28457 | -0.27868
Scenario 1: Reference | PG&E | Com | Lighting | Com - Warehouse | Electric Demand (MW) | Energy Efficiency | 1.2337 | 1.2292 | 1.2246 | 1.2201 | 1.2157 | 1.2112 | 1.2068 | 1.2024 | 1.198 | 1.1936 | 1.1893 | 1.185 | 1.1807
Scenario 1: Reference | PG&E | Com | Lighting | Com - Warehouse | Electric Energy (GWh/year) | Energy Efficiency | 8.9213 | 8.8887 | 8.8563 | 8.8241 | 8.792 | 8.7602 | 8.7285 | 8.6969 | 8.6655 | 8.6343 | 8.6032 | 8.5722 | 8.5414
Scenario 1: Reference | PG&E | Com | Lighting | Com - Warehouse | Gas Energy (MMTherm/year) | Energy Efficiency | -0.07747 | -0.077183 | -0.076896 | -0.076611 | -0.076328 | -0.076046 | -0.075766 | -0.075487 | -0.075209 | -0.074932 | -0.074657 | -0.074383 | -0.07411
Scenario 1: Reference | PG&E | Com | WaterHeat | Com - College | Electric Demand (MW) | Energy Efficiency | 0.52763 | 0.53047 | 0.53321 | 0.53606 | 0.53882 | 0.54105 | 0.54387 | 0.54665 | 0.54954 | 0.5525 | 0.55549 | 0.55841 | 0.56135
Scenario 1: Reference | PG&E | Com | WaterHeat | Com - College | Electric Demand (MW) | Fuel Substitution | 0 | 0 | 0 | 0 | 0 | 3.805 | 3.7859 | 3.7668 | 3.7478 | 3.729 | 3.7102 | 3.6915 | 3.673
Scenario 1: Reference | PG&E | Com | WaterHeat | Com - College | Electric Energy (GWh/year) | Energy Efficiency | 3.8145 | 3.8404 | 3.8653 | 3.8912 | 3.9164 | 3.9367 | 3.9623 | 3.9876 | 4.0138 | 4.0406 | 4.0676 | 4.0941 | 4.1206
Scenario 1: Reference | PG&E | Com | WaterHeat | Com - College | Electric Energy (GWh/year) | Fuel Substitution | -37.5555 | -37.3665 | -37.1721 | -36.985 | -36.7989 | 34.0366 | 33.8653 | 33.6949 | 33.5253 | 33.3566 | 33.1888 | 33.0217 | 32.8556
Scenario 1: Reference | PG&E | Com | WaterHeat | Com - College | Gas Energy (MMTherm/year) | Energy Efficiency | 4.3265 | 4.3148 | 4.0082 | 4.0178 | 4.0077 | 3.7653 | 3.7467 | 3.7281 | 3.7097 | 3.6914 | 3.6731 | 3.655 | 3.6369
Scenario 1: Reference | PG&E | Com | WaterHeat | Com - College | Gas Energy (MMTherm/year) | Fuel Substitution | 4.3789 | 4.3569 | 4.3343 | 4.3125 | 4.2908 | 0 | 0 | 0 | 0 | 0 | 0 | 0 | 0
Scenario 1: Reference | PG&E | Com | WaterHeat | Com - Grocery | Electric Demand (MW) | Energy Efficiency | 2.0346 | 2.0413 | 2.0487 | 2.057 | 2.0658 | 2.0752 | 2.0857 | 2.0968 | 2.1085 | 2.1206 | 2.1333 | 2.1466 | 2.1604
Scenario 1: Reference | PG&E | Com | WaterHeat | Com - Grocery | Electric Energy (GWh/year) | Energy Efficiency | 10.6188 | 10.655 | 10.6957 | 10.7406 | 10.7881 | 10.8391 | 10.8952 | 10.9553 | 11.0179 | 11.0832 | 11.1515 | 11.2224 | 11.2965
Scenario 1: Reference | PG&E | Com | WaterHeat | Com - Grocery | Electric Energy (GWh/year) | Fuel Substitution | -1.6199 | -1.6052 | -1.5907 | -1.5762 | -1.562 | 0 | 0 | 0 | 0 | 0 | 0 | 0 | 0
Scenario 1: Reference | PG&E | Com | WaterHeat | Com - Grocery | Gas Energy (MMTherm/year) | Energy Efficiency | 2.7313 | 2.7073 | 2.6836 | 2.66 | 2.6367 | 2.5695 | 2.5465 | 2.5236 | 2.501 | 2.4785 | 2.4563 | 2.4343 | 2.4124
Scenario 1: Reference | PG&E | Com | WaterHeat | Com - Grocery | Gas Energy (MMTherm/year) | Fuel Substitution | 0.21735 | 0.21539 | 0.21343 | 0.2115 | 0.20959 | 0 | 0 | 0 | 0 | 0 | 0 | 0 | 0
Scenario 1: Reference | PG&E | Com | WaterHeat | Com - Health | Electric Demand (MW) | Energy Efficiency | 2.3697 | 2.3944 | 2.4212 | 2.4473 | 2.4738 | 2.4992 | 2.5267 | 2.5545 | 2.582 | 2.6087 | 2.6341 | 2.6598 | 2.6858
Scenario 1: Reference | PG&E | Com | WaterHeat | Com - Health | Electric Demand (MW) | Fuel Substitution | 0 | 0 | 0 | 0 | 0 | 8.4682 | 8.4398 | 8.4115 | 8.3833 | 8.3551 | 8.3271 | 8.2991 | 8.2713
Scenario 1: Reference | PG&E | Com | WaterHeat | Com - Health | Electric Energy (GWh/year) | Energy Efficiency | 19.2571 | 19.4659 | 19.6915 | 19.9114 | 20.135 | 20.3502 | 20.5822 | 20.8161 | 21.0483 | 21.2736 | 21.4873 | 21.7038 | 21.9236
Scenario 1: Reference | PG&E | Com | WaterHeat | Com - Health | Electric Energy (GWh/year) | Fuel Substitution | -85.5688 | -85.2817 | -84.9955 | -84.7103 | -84.426 | 76.9384 | 76.6802 | 76.4229 | 76.1664 | 75.9108 | 75.6561 | 75.4022 | 75.1491
Scenario 1: Reference | PG&E | Com | WaterHeat | Com - Health | Gas Energy (MMTherm/year) | Energy Efficiency | 11.2257 | 11.2121 | 11.2001 | 11.1877 | 11.1758 | 10.2568 | 10.2229 | 10.189 | 10.1553 | 10.1216 | 10.0881 | 10.0547 | 10.0214
Scenario 1: Reference | PG&E | Com | WaterHeat | Com - Health | Gas Energy (MMTherm/year) | Fuel Substitution | 10.2243 | 10.19 | 10.1558 | 10.1217 | 10.0878 | 0 | 0 | 0 | 0 | 0 | 0 | 0 | 0
Scenario 1: Reference | PG&E | Com | WaterHeat | Com - Lodging | Electric Demand (MW) | Energy Efficiency | 0.60118 | 0.60514 | 0.60924 | 0.6134 | 0.61779 | 0.61209 | 0.61686 | 0.6217 | 0.6266 | 0.63159 | 0.63666 | 0.64181 | 0.64706
Scenario 1: Reference | PG&E | Com | WaterHeat | Com - Lodging | Electric Demand (MW) | Fuel Substitution | 0 | 0 | 0 | 0 | 0 | 8.0154 | 7.9503 | 7.8858 | 7.8217 | 7.7582 | 7.6952 | 7.631 | 7.569
Scenario 1: Reference | PG&E | Com | WaterHeat | Com - Lodging | Electric Energy (GWh/year) | Energy Efficiency | 3.9955 | 4.0351 | 4.0757 | 4.1168 | 4.1596 | 4.1221 | 4.1679 | 4.2143 | 4.261 | 4.3085 | 4.3566 | 4.4053 | 4.4547
Scenario 1: Reference | PG&E | Com | WaterHeat | Com - Lodging | Electric Energy (GWh/year) | Fuel Substitution | -86.4902 | -85.7878 | -85.0912 | -84.4002 | -83.7148 | 70.9258 | 70.3498 | 69.7785 | 69.2119 | 68.6498 | 68.0923 | 67.5239 | 66.9756
Scenario 1: Reference | PG&E | Com | WaterHeat | Com - Lodging | Gas Energy (MMTherm/year) | Energy Efficiency | 8.5358 | 8.5694 | 8.6052 | 8.642 | 8.6812 | 4.9507 | 4.9147 | 4.879 | 4.8436 | 4.8085 | 4.7737 | 4.3367 | 4.3059
Scenario 1: Reference | PG&E | Com | WaterHeat | Com - Lodging | Gas Energy (MMTherm/year) | Fuel Substitution | 10.1425 | 10.0602 | 9.9785 | 9.8975 | 9.8171 | 0 | 0 | 0 | 0 | 0 | 0 | 0 | 0
Scenario 1: Reference | PG&E | Com | WaterHeat | Com - Office (Large) | Electric Demand (MW) | Energy Efficiency | 0.43413 | 0.43786 | 0.4419 | 0.44611 | 0.4506 | 0.45498 | 0.46002 | 0.46519 | 0.47033 | 0.4756 | 0.48096 | 0.4864 | 0.49196
Scenario 1: Reference | PG&E | Com | WaterHeat | Com - Office (Large) | Electric Demand (MW) | Fuel Substitution | 0 | 0 | 0 | 0 | 0 | 0.66852 | 0.64705 | 0.62626 | 0.60615 | 0.58668 | 0.56784 | 0.5496 | 0.53195
Scenario 1: Reference | PG&E | Com | WaterHeat | Com - Office (Large) | Electric Energy (GWh/year) | Energy Efficiency | 7.0888 | 7.184 | 7.284 | 7.3863 | 7.4929 | 7.5961 | 7.7113 | 7.828 | 7.9436 | 8.0608 | 8.1788 | 8.2979 | 8.4185
Scenario 1: Reference | PG&E | Com | WaterHeat | Com - Office (Large) | Electric Energy (GWh/year) | Fuel Substitution | -14.8531 | -14.376 | -13.9143 | -13.4674 | -13.0348 | 13.3195 | 12.8917 | 12.4776 | 12.0769 | 11.689 | 11.3135 | 10.9502 | 10.5985
Scenario 1: Reference | PG&E | Com | WaterHeat | Com - Office (Large) | Gas Energy (MMTherm/year) | Energy Efficiency | 6.4361 | 6.2586 | 6.0875 | 5.9224 | 5.7633 | 5.2632 | 5.0986 | 4.9394 | 4.7853 | 4.6361 | 4.4917 | 4.3519 | 4.2167
Scenario 1: Reference | PG&E | Com | WaterHeat | Com - Office (Large) | Gas Energy (MMTherm/year) | Fuel Substitution | 1.7168 | 1.6617 | 1.6083 | 1.5566 | 1.5066 | 0 | 0 | 0 | 0 | 0 | 0 | 0 | 0
Scenario 1: Reference | PG&E | Com | WaterHeat | Com - Office (Small) | Electric Demand (MW) | Energy Efficiency | 0.046305 | 0.046279 | 0.046263 | 0.037483 | 0.042077 | 0.04213 | 0.042191 | 0.04226 | 0.042334 | 0.042414 | 0.042501 | 0.042594 | 0.042694
Scenario 1: Reference | PG&E | Com | WaterHeat | Com - Office (Small) | Electric Demand (MW) | Fuel Substitution | 0 | 0 | 0 | 0 | 0 | 0.03822 | 0.037827 | 0.037437 | 0.037052 | 0.03667 | 0.036292 | 0.035918 | 0.035549
Scenario 1: Reference | PG&E | Com | WaterHeat | Com - Office (Small) | Electric Energy (GWh/year) | Energy Efficiency | 2.5974 | 2.6199 | 2.6432 | 2.1552 | 2.6767 | 2.7022 | 2.7284 | 2.7553 | 2.7825 | 2.8102 | 2.8385 | 2.8672 | 2.8965
Scenario 1: Reference | PG&E | Com | WaterHeat | Com - Office (Small) | Electric Energy (GWh/year) | Fuel Substitution | -5.7329 | -5.6739 | -5.6155 | -4.5178 | -4.4713 | 4.5527 | 4.5058 | 4.4594 | 4.4135 | 4.3681 | 4.3231 | 4.2785 | 4.2345
Scenario 1: Reference | PG&E | Com | WaterHeat | Com - Office (Small) | Gas Energy (MMTherm/year) | Energy Efficiency | 2.9397 | 2.9112 | 2.8831 | 2.4399 | 2.4344 | 2.4096 | 2.3851 | 2.3608 | 2.3367 | 2.3129 | 2.2893 | 2.266 | 2.2429
Scenario 1: Reference | PG&E | Com | WaterHeat | Com - Office (Small) | Gas Energy (MMTherm/year) | Fuel Substitution | 0.65778 | 0.65101 | 0.6443 | 0.51836 | 0.51302 | 0 | 0 | 0 | 0 | 0 | 0 | 0 | 0
Scenario 1: Reference | PG&E | Com | WaterHeat | Com - Other | Electric Demand (MW) | Energy Efficiency | 19.298 | 19.3752 | 19.4575 | 19.5438 | 19.632 | 19.7252 | 19.8266 | 19.9324 | 20.0389 | 20.1481 | 20.2604 | 20.3754 | 20.4936
Scenario 1: Reference | PG&E | Com | WaterHeat | Com - Other | Electric Demand (MW) | Fuel Substitution | 0 | 0 | 0 | 0 | 0 | 46.2941 | 45.9773 | 45.6627 | 45.3503 | 45.04 | 44.7318 | 44.4258 | 44.1218
Scenario 1: Reference | PG&E | Com | WaterHeat | Com - Other | Electric Energy (GWh/year) | Energy Efficiency | 124.8302 | 125.3342 | 125.872 | 126.435 | 127.0108 | 127.6188 | 128.2798 | 128.9698 | 129.6637 | 130.3757 | 131.1077 | 131.857 | 132.6273
Scenario 1: Reference | PG&E | Com | WaterHeat | Com - Other | Electric Energy (GWh/year) | Fuel Substitution | -388.4096 | -385.752 | -383.1127 | -380.4914 | -377.888 | 327.7245 | 325.4822 | 323.2552 | 321.0435 | 318.8469 | 316.6653 | 314.4986 | 312.3468
Scenario 1: Reference | PG&E | Com | WaterHeat | Com - Other | Gas Energy (MMTherm/year) | Energy Efficiency | 21.3752 | 21.2873 | 21.2016 | 21.1177 | 21.0351 | 20.4064 | 20.2692 | 20.1329 | 19.9976 | 19.8632 | 19.7297 | 19.5972 | 19.4656
Scenario 1: Reference | PG&E | Com | WaterHeat | Com - Other | Gas Energy (MMTherm/year) | Fuel Substitution | 44.6063 | 44.3011 | 43.998 | 43.6969 | 43.398 | 0 | 0 | 0 | 0 | 0 | 0 | 0 | 0
Scenario 1: Reference | PG&E | Com | WaterHeat | Com - Refrig. Warehouse | Electric Demand (MW) | Energy Efficiency | 0.11898 | 0.12055 | 0.12212 | 0.12371 | 0.12531 | 0.12694 | 0.12859 | 0.13026 | 0.13193 | 0.13361 | 0.13528 | 0.13697 | 0.13866
Scenario 1: Reference | PG&E | Com | WaterHeat | Com - Refrig. Warehouse | Electric Demand (MW) | Fuel Substitution | 0 | 0 | 0 | 0 | 0 | 0.0618 | 0.061477 | 0.061156 | 0.060836 | 0.060519 | 0.060203 | 0.059888 | 0.059575
Scenario 1: Reference | PG&E | Com | WaterHeat | Com - Refrig. Warehouse | Electric Energy (GWh/year) | Energy Efficiency | 1.3067 | 1.3252 | 1.3438 | 1.3625 | 1.3814 | 1.4006 | 1.4201 | 1.4397 | 1.4594 | 1.4791 | 1.4989 | 1.5187 | 1.5387
Scenario 1: Reference | PG&E | Com | WaterHeat | Com - Refrig. Warehouse | Electric Energy (GWh/year) | Fuel Substitution | -0.89742 | -0.89273 | -0.88807 | -0.88343 | -0.87881 | 0.77654 | 0.77248 | 0.76844 | 0.76443 | 0.76044 | 0.75646 | 0.75251 | 0.74858
Scenario 1: Reference | PG&E | Com | WaterHeat | Com - Refrig. Warehouse | Gas Energy (MMTherm/year) | Energy Efficiency | 0.59135 | 0.58856 | 0.58579 | 0.58303 | 0.5803 | 0.57275 | 0.56976 | 0.56679 | 0.56384 | 0.5609 | 0.55798 | 0.55507 | 0.55218
Scenario 1: Reference | PG&E | Com | WaterHeat | Com - Refrig. Warehouse | Gas Energy (MMTherm/year) | Fuel Substitution | 0.10921 | 0.10864 | 0.10808 | 0.10751 | 0.10695 | 0 | 0 | 0 | 0 | 0 | 0 | 0 | 0
Scenario 1: Reference | PG&E | Com | WaterHeat | Com - Restaurant | Electric Demand (MW) | Energy Efficiency | 4.6654 | 4.6743 | 4.6842 | 4.6949 | 4.7063 | 4.7187 | 4.7325 | 4.7471 | 4.7623 | 4.7784 | 4.7952 | 4.2662 | 4.8261
Scenario 1: Reference | PG&E | Com | WaterHeat | Com - Restaurant | Electric Demand (MW) | Fuel Substitution | 0 | 0 | 0 | 0 | 0 | 33.5312 | 33.2368 | 32.945 | 32.6557 | 32.369 | 32.0848 | 28.0692 | 27.8228
Scenario 1: Reference | PG&E | Com | WaterHeat | Com - Restaurant | Electric Energy (GWh/year) | Energy Efficiency | 23.8154 | 23.8621 | 23.9135 | 23.9691 | 24.0285 | 24.0928 | 24.1641 | 24.2397 | 24.3186 | 24.4018 | 24.4887 | 21.7881 | 24.6581
Scenario 1: Reference | PG&E | Com | WaterHeat | Com - Restaurant | Electric Energy (GWh/year) | Fuel Substitution | -172.6975 | -171.1812 | -169.6783 | -168.1886 | -166.7119 | 187.6975 | 186.0496 | 184.4161 | 182.797 | 181.1921 | 179.6012 | 157.1236 | 155.7441
Scenario 1: Reference | PG&E | Com | WaterHeat | Com - Restaurant | Gas Energy (MMTherm/year) | Energy Efficiency | 4.1892 | 4.1851 | 4.1817 | 4.1789 | 4.1767 | 4.0615 | 4.0277 | 3.9943 | 3.9611 | 3.9282 | 3.8956 | 3.4997 | 3.4746
Scenario 1: Reference | PG&E | Com | WaterHeat | Com - Restaurant | Gas Energy (MMTherm/year) | Fuel Substitution | 20.6427 | 20.4615 | 20.2818 | 20.1038 | 19.9273 | 0 | 0 | 0 | 0 | 0 | 0 | 0 | 0
Scenario 1: Reference | PG&E | Com | WaterHeat | Com - Retail | Electric Demand (MW) | Energy Efficiency | 1.287 | 1.2904 | 1.2943 | 1.1685 | 1.2963 | 1.3016 | 1.3074 | 1.3136 | 1.3202 | 1.327 | 1.3343 | 1.3418 | 1.3498
Scenario 1: Reference | PG&E | Com | WaterHeat | Com - Retail | Electric Demand (MW) | Fuel Substitution | 0 | 0 | 0 | 0 | 0 | 1.3923 | 1.3808 | 1.3694 | 1.358 | 1.3468 | 1.3356 | 1.3245 | 1.3136
Scenario 1: Reference | PG&E | Com | WaterHeat | Com - Retail | Electric Energy (GWh/year) | Energy Efficiency | 7.8628 | 7.8863 | 7.9129 | 7.1444 | 7.9506 | 7.9858 | 8.0239 | 8.0649 | 8.1078 | 8.1528 | 8.2 | 8.2493 | 8.3009
Scenario 1: Reference | PG&E | Com | WaterHeat | Com - Retail | Electric Energy (GWh/year) | Fuel Substitution | -10.1933 | -10.1089 | -10.0252 | -9.0184 | -8.9437 | 9.5929 | 9.5135 | 9.4347 | 9.3566 | 9.2791 | 9.2022 | 9.126 | 9.0504
Scenario 1: Reference | PG&E | Com | WaterHeat | Com - Retail | Gas Energy (MMTherm/year) | Energy Efficiency | 8.2041 | 8.1381 | 8.0727 | 7.3909 | 7.3484 | 7.2878 | 7.2276 | 7.168 | 7.1088 | 7.0501 | 6.9919 | 6.9342 | 6.877
Scenario 1: Reference | PG&E | Com | WaterHeat | Com - Retail | Gas Energy (MMTherm/year) | Fuel Substitution | 1.14 | 1.1306 | 1.1212 | 1.0086 | 1.0002 | 0 | 0 | 0 | 0 | 0 | 0 | 0 | 0
Scenario 1: Reference | PG&E | Com | WaterHeat | Com - School | Electric Demand (MW) | Energy Efficiency | 0.057043 | 0.05563 | 0.05425 | 0.052903 | 0.051588 | 0.050305 | 0.049052 | 0.04783 | 0.046636 | 0.045471 | 0.044334 | 0.043224 | 0.042139
Scenario 1: Reference | PG&E | Com | WaterHeat | Com - School | Electric Demand (MW) | Fuel Substitution | 0 | 0 | 0 | 0 | 0 | -0.0052774 | -0.0051495 | -0.0050247 | -0.004903 | -0.0047842 | -0.0046683 | -0.0045552 | -0.0044448
Scenario 1: Reference | PG&E | Com | WaterHeat | Com - School | Electric Energy (GWh/year) | Energy Efficiency | 7.7397 | 7.8084 | 7.88 | 7.9535 | 8.027 | 8.1004 | 8.1794 | 8.2602 | 8.3428 | 8.4275 | 8.5146 | 8.605 | 8.6979
Scenario 1: Reference | PG&E | Com | WaterHeat | Com - School | Electric Energy (GWh/year) | Fuel Substitution | -50.5834 | -49.3579 | -48.1621 | -46.9952 | -45.8566 | 46.955 | 45.8174 | 44.7074 | 43.6242 | 42.5673 | 41.536 | 40.5297 | 39.5478
Scenario 1: Reference | PG&E | Com | WaterHeat | Com - School | Gas Energy (MMTherm/year) | Energy Efficiency | 12.8132 | 12.5416 | 12.2773 | 12.02 | 11.7691 | 11.2885 | 11.0198 | 10.7576 | 10.5017 | 10.2521 | 10.0085 | 9.7708 | 9.5389
Scenario 1: Reference | PG&E | Com | WaterHeat | Com - School | Gas Energy (MMTherm/year) | Fuel Substitution | 5.9786 | 5.8337 | 5.6924 | 5.5545 | 5.4199 | 0 | 0 | 0 | 0 | 0 | 0 | 0 | 0
Scenario 1: Reference | PG&E | Com | WaterHeat | Com - Warehouse | Electric Demand (MW) | Energy Efficiency | 0.10921 | 0.10969 | 0.11018 | 0.11068 | 0.1112 | 0.11171 | 0.11225 | 0.1128 | 0.11335 | 0.11391 | 0.11447 | 0.11503 | 0.1156
Scenario 1: Reference | PG&E | Com | WaterHeat | Com - Warehouse | Electric Demand (MW) | Fuel Substitution | 0 | 0 | 0 | 0 | 0 | 0.019157 | 0.019081 | 0.019005 | 0.018929 | 0.018854 | 0.018778 | 0.018704 | 0.018629
Scenario 1: Reference | PG&E | Com | WaterHeat | Com - Warehouse | Electric Energy (GWh/year) | Energy Efficiency | 1.3111 | 1.3306 | 1.3503 | 1.3703 | 1.3906 | 1.4108 | 1.4317 | 1.4529 | 1.474 | 1.4953 | 1.5166 | 1.538 | 1.5595
Scenario 1: Reference | PG&E | Com | WaterHeat | Com - Warehouse | Electric Energy (GWh/year) | Fuel Substitution | -0.74579 | -0.74282 | -0.73986 | -0.73691 | -0.73397 | 0.5634 | 0.56115 | 0.55892 | 0.55669 | 0.55447 | 0.55226 | 0.55006 | 0.54786
Scenario 1: Reference | PG&E | Com | WaterHeat | Com - Warehouse | Gas Energy (MMTherm/year) | Energy Efficiency | 5.2706 | 5.2502 | 5.23 | 5.2098 | 5.1897 | 5.1477 | 5.1272 | 5.1068 | 5.0864 | 5.0661 | 5.046 | 5.0259 | 5.0058
Scenario 1: Reference | PG&E | Com | WaterHeat | Com - Warehouse | Gas Energy (MMTherm/year) | Fuel Substitution | 0.086974 | 0.086627 | 0.086282 | 0.085938 | 0.085595 | 0 | 0 | 0 | 0 | 0 | 0 | 0 | 0
Scenario 1: Reference | PG&E | Res | AppPlug | Res - Multi Family | Electric Demand (MW) | Energy Efficiency | 11.0885 | 11.2201 | 11.3617 | 11.5029 | 11.6383 | 11.7664 | 11.8871 | 12 | 12.1047 | 12.2014 | 12.2916 | 12.3765 | 12.4566
Scenario 1: Reference | PG&E | Res | AppPlug | Res - Multi Family | Electric Energy (GWh/year) | Energy Efficiency | 185.6587 | 187.8518 | 190.2166 | 192.5796 | 194.8479 | 196.997 | 198.9906 | 200.8834 | 202.6399 | 204.2649 | 205.7783 | 207.2051 | 208.5515
Scenario 1: Reference | PG&E | Res | AppPlug | Res - Multi Family | Electric Energy (GWh/year) | Fuel Substitution | -41.9844 | -42.2976 | -42.6377 | -42.9779 | -43.3039 | -30.2416 | -49.438 | -49.9236 | -50.3743 | -50.7915 | -51.18 | -51.5465 | -51.8923
Scenario 1: Reference | PG&E | Res | AppPlug | Res - Multi Family | Gas Energy (MMTherm/year) | Energy Efficiency | 3.435 | 3.4487 | 3.4633 | 3.4777 | 3.4911 | 3.5037 | 3.2655 | 3.2735 | 3.2806 | 3.2869 | 3.2926 | 3.2976 | 3.3022
Scenario 1: Reference | PG&E | Res | AppPlug | Res - Multi Family | Gas Energy (MMTherm/year) | Fuel Substitution | 5.3852 | 5.4117 | 5.4407 | 5.4697 | 5.4974 | 2.801 | 3.9151 | 3.9533 | 3.9887 | 4.0214 | 4.0519 | 4.0807 | 4.1079
Scenario 1: Reference | PG&E | Res | AppPlug | Res - Single Family | Electric Demand (MW) | Energy Efficiency | 32.9789 | 33.3339 | 33.7152 | 34.0937 | 34.4547 | 34.7942 | 35.11 | 35.401 | 35.6686 | 35.9161 | 36.1462 | 36.3612 | 36.5622
Scenario 1: Reference | PG&E | Res | AppPlug | Res - Single Family | Electric Energy (GWh/year) | Energy Efficiency | 813.1249 | 821.6969 | 830.9069 | 840.0525 | 848.7956 | 857.0179 | 864.4412 | 871.4881 | 877.9688 | 883.9634 | 889.5362 | 894.7457 | 899.616
Scenario 1: Reference | PG&E | Res | AppPlug | Res - Single Family | Electric Energy (GWh/year) | Fuel Substitution | -360.9672 | -363.1599 | -365.522 | -367.8672 | -370.1074 | -228.1162 | -367.8056 | -370.8634 | -373.6755 | -376.2766 | -378.6949 | -380.9557 | -383.0694
Scenario 1: Reference | PG&E | Res | AppPlug | Res - Single Family | Gas Energy (MMTherm/year) | Energy Efficiency | 5.3888 | 5.471 | 5.559 | 5.6463 | 5.7291 | 5.7888 | 4.0239 | 4.0593 | 4.0918 | 4.122 | 4.1499 | 4.176 | 4.2004
Scenario 1: Reference | PG&E | Res | AppPlug | Res - Single Family | Gas Energy (MMTherm/year) | Fuel Substitution | 44.7316 | 44.876 | 45.0325 | 45.1877 | 45.3355 | 16.0831 | 24.1377 | 24.3378 | 24.5217 | 24.6919 | 24.8502 | 24.9981 | 25.1364
Scenario 1: Reference | PG&E | Res | BldgEnv | Res - Multi Family | Electric Demand (MW) | Energy Efficiency | 33.0347 | 33.0103 | 32.9881 | 32.9661 | 32.943 | 32.9185 | 32.8926 | 32.8651 | 32.8361 | 32.8055 | 32.7736 | 32.7407 | 32.707
Scenario 1: Reference | PG&E | Res | BldgEnv | Res - Multi Family | Electric Energy (GWh/year) | Energy Efficiency | -0.48133 | -0.49321 | -0.50597 | -0.51873 | -0.53103 | -0.54271 | -0.55377 | -0.56416 | -0.57385 | -0.58288 | -0.59134 | -0.59936 | -0.60697
Scenario 1: Reference | PG&E | Res | BldgEnv | Res - Multi Family | Gas Energy (MMTherm/year) | Energy Efficiency | 7.2268 | 7.2212 | 7.2161 | 7.211 | 7.2057 | 7.2001 | 7.1942 | 7.188 | 7.1815 | 7.1746 | 7.1674 | 7.1601 | 7.1525
Scenario 1: Reference | PG&E | Res | BldgEnv | Res - Single Family | Electric Demand (MW) | Energy Efficiency | 267.6103 | 267.7665 | 267.9439 | 268.1192 | 268.2815 | 268.4267 | 268.553 | 268.6596 | 268.7476 | 268.8196 | 268.8778 | 268.9241 | 268.9592
Scenario 1: Reference | PG&E | Res | BldgEnv | Res - Single Family | Electric Energy (GWh/year) | Energy Efficiency | 74.8742 | 74.7886 | 74.6997 | 74.6112 | 74.5248 | 74.441 | 74.3603 | 74.2826 | 74.2079 | 74.1357 | 74.0657 | 73.9975 | 73.9312
Scenario 1: Reference | PG&E | Res | BldgEnv | Res - Single Family | Gas Energy (MMTherm/year) | Energy Efficiency | 80.2155 | 80.2318 | 80.2522 | 80.2722 | 80.2897 | 80.3039 | 80.3143 | 80.3208 | 80.3237 | 80.3235 | 80.3205 | 80.3153 | 80.3078
Scenario 1: Reference | PG&E | Res | HVAC | Res - Multi Family | Electric Demand (MW) | Energy Efficiency | 67.7566 | 68.0116 | 68.2925 | 68.5736 | 68.8411 | 68.9804 | 69.1154 | 69.2367 | 69.3437 | 69.4369 | 69.5185 | 69.591 | 69.6552
Scenario 1: Reference | PG&E | Res | HVAC | Res - Multi Family | Electric Demand (MW) | Fuel Substitution | 0 | 0 | 0 | 0 | 0 | 10.4534 | 10.436 | 10.4186 | 10.4012 | 10.3838 | 10.3665 | 10.3491 | 10.3319
Scenario 1: Reference | PG&E | Res | HVAC | Res - Multi Family | Electric Energy (GWh/year) | Energy Efficiency | 87.16 | 87.7418 | 88.3747 | 89.0078 | 89.614 | 90.0578 | 90.5045 | 90.9182 | 91.2975 | 91.6437 | 91.9618 | 92.2581 | 92.5342
Scenario 1: Reference | PG&E | Res | HVAC | Res - Multi Family | Electric Energy (GWh/year) | Fuel Substitution | -59.0507 | -58.9715 | -58.873 | -58.7747 | -58.6766 | 77.85 | 77.72 | 77.5902 | 77.4606 | 77.3313 | 77.2022 | 77.0732 | 76.9445
Scenario 1: Reference | PG&E | Res | HVAC | Res - Multi Family | Gas Energy (MMTherm/year) | Energy Efficiency | 0.60189 | 0.61362 | 0.62629 | 0.63895 | 0.65115 | 0.65246 | 0.65964 | 0.66636 | 0.67261 | 0.6784 | 0.68379 | 0.68889 | 0.6937
Scenario 1: Reference | PG&E | Res | HVAC | Res - Multi Family | Gas Energy (MMTherm/year) | Fuel Substitution | 7.9768 | 7.9649 | 7.9516 | 7.9383 | 7.925 | 0 | 0 | 0 | 0 | 0 | 0 | 0 | 0
Scenario 1: Reference | PG&E | Res | HVAC | Res - Single Family | Electric Demand (MW) | Energy Efficiency | 582.4071 | 585.1871 | 588.1864 | 591.1639 | 594.0054 | 595.0147 | 596.1507 | 597.1799 | 598.1082 | 598.9499 | 599.7166 | 600.4187 | 601.0604
Scenario 1: Reference | PG&E | Res | HVAC | Res - Single Family | Electric Demand (MW) | Fuel Substitution | 0 | 0 | 0 | 0 | 0 | 165.3923 | 165.3055 | 165.2187 | 165.132 | 165.0453 | 164.9587 | 164.8721 | 164.7856
Scenario 1: Reference | PG&E | Res | HVAC | Res - Single Family | Electric Energy (GWh/year) | Energy Efficiency | 634.8275 | 638.3397 | 640.5976 | 644.3569 | 647.9464 | 649.504 | 651.2621 | 652.8652 | 654.3219 | 655.653 | 656.8752 | 658.0036 | 659.0445
Scenario 1: Reference | PG&E | Res | HVAC | Res - Single Family | Electric Energy (GWh/year) | Fuel Substitution | -1221.7868 | -1221.1455 | -1344.8262 | -1344.1203 | -1343.4149 | 887.1798 | 886.7141 | 886.2487 | 885.7836 | 885.3187 | 884.854 | 884.3896 | 883.9254
Scenario 1: Reference | PG&E | Res | HVAC | Res - Single Family | Gas Energy (MMTherm/year) | Energy Efficiency | 2.0448 | 2.1754 | 1.8826 | 2.0219 | 2.1553 | 2.1413 | 2.1736 | 2.2034 | 2.231 | 2.2565 | 2.2803 | 2.3026 | 2.3235
Scenario 1: Reference | PG&E | Res | HVAC | Res - Single Family | Gas Energy (MMTherm/year) | Fuel Substitution | 162.5183 | 162.433 | 171.2593 | 171.1694 | 171.0796 | 0 | 0 | 0 | 0 | 0 | 0 | 0 | 0
Scenario 1: Reference | PG&E | Res | WaterHeat | Res - Multi Family | Electric Demand (MW) | Energy Efficiency | 16.6388 | 16.833 | 17.0428 | 17.2526 | 17.4542 | 17.647 | 17.8286 | 17.9985 | 18.1561 | 18.302 | 18.438 | 18.5661 | 18.6871
Scenario 1: Reference | PG&E | Res | WaterHeat | Res - Multi Family | Electric Demand (MW) | Fuel Substitution | 0 | 0 | 0 | 0 | 0 | 51.27 | 51.1844 | 51.0989 | 51.0136 | 50.9284 | 50.8433 | 50.7584 | 50.6737
Scenario 1: Reference | PG&E | Res | WaterHeat | Res - Multi Family | Electric Energy (GWh/year) | Energy Efficiency | 94.9809 | 96.0894 | 97.2868 | 98.4844 | 99.635 | 100.7354 | 101.7722 | 102.7419 | 103.642 | 104.4749 | 105.2508 | 105.9825 | 106.673
Scenario 1: Reference | PG&E | Res | WaterHeat | Res - Multi Family | Electric Energy (GWh/year) | Fuel Substitution | -14682.0555 | -14657.5379 | -14633.0613 | -14608.6256 | -14584.2307 | 316.3209 | 315.7927 | 315.2653 | 314.7389 | 314.2133 | 313.6886 | 313.1648 | 312.6418
Scenario 1: Reference | PG&E | Res | WaterHeat | Res - Multi Family | Gas Energy (MMTherm/year) | Energy Efficiency | 13.4358 | 13.5608 | 13.6942 | 13.8266 | 13.9525 | 14.0014 | 14.0464 | 14.0876 | 14.1248 | 14.158 | 14.1878 | 14.215 | 14.2399
Scenario 1: Reference | PG&E | Res | WaterHeat | Res - Multi Family | Gas Energy (MMTherm/year) | Fuel Substitution | 1138.2103 | 1136.3096 | 1134.4121 | 1132.5178 | 1130.6266 | 0 | 0 | 0 | 0 | 0 | 0 | 0 | 0
Scenario 1: Reference | PG&E | Res | WaterHeat | Res - Single Family | Electric Demand (MW) | Energy Efficiency | 45.4314 | 45.8978 | 46.399 | 46.8967 | 47.3728 | 47.83 | 48.2552 | 48.6471 | 49.0076 | 49.341 | 49.6509 | 49.9407 | 50.2116
Scenario 1: Reference | PG&E | Res | WaterHeat | Res - Single Family | Electric Demand (MW) | Fuel Substitution | 0 | 0 | 0 | 0 | 0 | 344.1136 | 343.933 | 343.7524 | 343.572 | 343.3917 | 343.2115 | 343.0313 | 342.8513
Scenario 1: Reference | PG&E | Res | WaterHeat | Res - Single Family | Electric Energy (GWh/year) | Energy Efficiency | 308.43 | 311.5887 | 314.9834 | 318.3546 | 321.5793 | 324.6829 | 327.5699 | 330.2307 | 332.6776 | 334.9411 | 337.0454 | 339.0127 | 340.8519
Scenario 1: Reference | PG&E | Res | WaterHeat | Res - Single Family | Electric Energy (GWh/year) | Fuel Substitution | -2175.6792 | -2174.5373 | -2173.3959 | -2172.2552 | -2171.115 | 2594.9147 | 2593.5527 | 2592.1914 | 2590.8309 | 2589.471 | 2588.1119 | 2586.7535 | 2585.3958
Scenario 1: Reference | PG&E | Res | WaterHeat | Res - Single Family | Gas Energy (MMTherm/year) | Energy Efficiency | 34.1513 | 35.1512 | 36.2217 | 37.2842 | 38.296 | 38.6791 | 39.0352 | 39.3633 | 39.6652 | 39.9443 | 40.2034 | 40.4452 | 40.6711
Scenario 1: Reference | PG&E | Res | WaterHeat | Res - Single Family | Gas Energy (MMTherm/year) | Fuel Substitution | 312.1085 | 311.9447 | 311.7809 | 311.6173 | 311.4537 | 0 | 0 | 0 | 0 | 0 | 0 | 0 | 0
Scenario 1: Reference | SCE | Com | BldgEnv | Com - College | Electric Demand (MW) | Energy Efficiency | 0.29329 | 0.29205 | 0.29083 | 0.28963 | 0.28843 | 0.28726 | 0.2861 | 0.28495 | 0.28381 | 0.28268 | 0.28156 | 0.28046 | 0.27937
Scenario 1: Reference | SCE | Com | BldgEnv | Com - College | Electric Energy (GWh/year) | Energy Efficiency | 0.099413 | 0.098994 | 0.09858 | 0.098172 | 0.097767 | 0.097368 | 0.096976 | 0.096586 | 0.096201 | 0.095817 | 0.095437 | 0.095064 | 0.094695
Scenario 1: Reference | SCE | Com | BldgEnv | Com - College | Gas Energy (MMTherm/year) | Energy Efficiency | 0.079846 | 0.079509 | 0.079177 | 0.078849 | 0.078524 | 0.078204 | 0.077888 | 0.077576 | 0.077266 | 0.076958 | 0.076652 | 0.076353 | 0.076056
Scenario 1: Reference | SCE | Com | BldgEnv | Com - Grocery | Electric Demand (MW) | Energy Efficiency | 0.61813 | 0.6132 | 0.60832 | 0.6035 | 0.59875 | 0.59407 | 0.58944 | 0.58487 | 0.58037 | 0.57592 | 0.57152 | 0.56717 | 0.56288
Scenario 1: Reference | SCE | Com | BldgEnv | Com - Grocery | Electric Energy (GWh/year) | Energy Efficiency | 0.20952 | 0.20785 | 0.20619 | 0.20456 | 0.20295 | 0.20136 | 0.1998 | 0.19825 | 0.19672 | 0.19521 | 0.19372 | 0.19225 | 0.19079
Scenario 1: Reference | SCE | Com | BldgEnv | Com - Grocery | Gas Energy (MMTherm/year) | Energy Efficiency | 0.13288 | 0.13182 | 0.13078 | 0.12974 | 0.12872 | 0.12771 | 0.12672 | 0.12574 | 0.12477 | 0.12381 | 0.12286 | 0.12193 | 0.12101
Scenario 1: Reference | SCE | Com | BldgEnv | Com - Health | Electric Demand (MW) | Energy Efficiency | 0.4486 | 0.44767 | 0.44676 | 0.44585 | 0.44495 | 0.44405 | 0.44318 | 0.4423 | 0.44143 | 0.44055 | 0.43966 | 0.43878 | 0.43793
Scenario 1: Reference | SCE | Com | BldgEnv | Com - Health | Electric Energy (GWh/year) | Energy Efficiency | 0.21364 | 0.2132 | 0.21276 | 0.21233 | 0.2119 | 0.21148 | 0.21106 | 0.21064 | 0.21023 | 0.20981 | 0.20939 | 0.20897 | 0.20856
Scenario 1: Reference | SCE | Com | BldgEnv | Com - Health | Gas Energy (MMTherm/year) | Energy Efficiency | 0.10629 | 0.10607 | 0.10585 | 0.10564 | 0.10542 | 0.10521 | 0.10501 | 0.1048 | 0.10459 | 0.10438 | 0.10417 | 0.10396 | 0.10376
Scenario 1: Reference | SCE | Com | BldgEnv | Com - Lodging | Electric Demand (MW) | Energy Efficiency | 0.43409 | 0.43132 | 0.42857 | 0.42586 | 0.42319 | 0.42056 | 0.41797 | 0.4154 | 0.41287 | 0.41037 | 0.4079 | 0.40546 | 0.40304
Scenario 1: Reference | SCE | Com | BldgEnv | Com - Lodging | Electric Energy (GWh/year) | Energy Efficiency | 0.28102 | 0.27922 | 0.27745 | 0.2757 | 0.27397 | 0.27226 | 0.27058 | 0.26892 | 0.26729 | 0.26567 | 0.26407 | 0.26248 | 0.26092
Scenario 1: Reference | SCE | Com | BldgEnv | Com - Lodging | Gas Energy (MMTherm/year) | Energy Efficiency | 0.065979 | 0.065557 | 0.06514 | 0.064728 | 0.064322 | 0.063922 | 0.063528 | 0.063138 | 0.062754 | 0.062374 | 0.061998 | 0.061626 | 0.061259
Scenario 1: Reference | SCE | Com | BldgEnv | Com - Office (Large) | Electric Demand (MW) | Energy Efficiency | 1.0862 | 1.0553 | 1.0255 | 0.99668 | 0.96887 | 0.94204 | 0.91614 | 0.89114 | 0.86699 | 0.84365 | 0.82111 | 0.79933 | 0.77829
Scenario 1: Reference | SCE | Com | BldgEnv | Com - Office (Large) | Electric Energy (GWh/year) | Energy Efficiency | 0.36818 | 0.35772 | 0.3476 | 0.33783 | 0.32841 | 0.31931 | 0.31053 | 0.30206 | 0.29387 | 0.28596 | 0.27832 | 0.27094 | 0.26381
Scenario 1: Reference | SCE | Com | BldgEnv | Com - Office (Large) | Gas Energy (MMTherm/year) | Energy Efficiency | 0.30728 | 0.29855 | 0.29011 | 0.28196 | 0.27409 | 0.2665 | 0.25917 | 0.2521 | 0.24527 | 0.23866 | 0.23229 | 0.22613 | 0.22017
Scenario 1: Reference | SCE | Com | BldgEnv | Com - Office (Small) | Electric Demand (MW) | Energy Efficiency | 0.54221 | 0.53732 | 0.53249 | 0.52772 | 0.42097 | 0.42462 | 0.42099 | 0.4174 | 0.41386 | 0.41036 | 0.40691 | 0.4035 | 0.40013
Scenario 1: Reference | SCE | Com | BldgEnv | Com - Office (Small) | Electric Energy (GWh/year) | Energy Efficiency | 0.18379 | 0.18213 | 0.18049 | 0.17887 | 0.14269 | 0.14393 | 0.1427 | 0.14148 | 0.14028 | 0.1391 | 0.13793 | 0.13677 | 0.13563
Scenario 1: Reference | SCE | Com | BldgEnv | Com - Office (Small) | Gas Energy (MMTherm/year) | Energy Efficiency | 0.10647 | 0.10551 | 0.10456 | 0.10363 | 0.082663 | 0.083381 | 0.082667 | 0.081963 | 0.081268 | 0.080581 | 0.079903 | 0.079233 | 0.078571
Scenario 1: Reference | SCE | Com | BldgEnv | Com - Other | Electric Demand (MW) | Energy Efficiency | 1.0649 | 1.0588 | 1.0528 | 1.0468 | 1.0409 | 1.0351 | 1.0294 | 1.0238 | 1.0182 | 1.0126 | 1.0072 | 1.0018 | 0.99646
Scenario 1: Reference | SCE | Com | BldgEnv | Com - Other | Electric Energy (GWh/year) | Energy Efficiency | 0.36112 | 0.35906 | 0.35701 | 0.355 | 0.353 | 0.35103 | 0.34909 | 0.34718 | 0.34528 | 0.3434 | 0.34155 | 0.33972 | 0.33792
Scenario 1: Reference | SCE | Com | BldgEnv | Com - Other | Gas Energy (MMTherm/year) | Energy Efficiency | 0.32294 | 0.32109 | 0.31926 | 0.31746 | 0.31568 | 0.31392 | 0.31218 | 0.31047 | 0.30877 | 0.30709 | 0.30544 | 0.3038 | 0.30219
Scenario 1: Reference | SCE | Com | BldgEnv | Com - Refrig. Warehouse | Electric Demand (MW) | Energy Efficiency | 0.10244 | 0.102 | 0.10157 | 0.10114 | 0.10071 | 0.10028 | 0.099858 | 0.099438 | 0.099022 | 0.09861 | 0.098202 | 0.097798 | 0.097398
Scenario 1: Reference | SCE | Com | BldgEnv | Com - Refrig. Warehouse | Electric Energy (GWh/year) | Energy Efficiency | 0.035401 | 0.035252 | 0.035102 | 0.034953 | 0.034804 | 0.034657 | 0.034511 | 0.034365 | 0.034222 | 0.034079 | 0.033938 | 0.033799 | 0.03366
Scenario 1: Reference | SCE | Com | BldgEnv | Com - Refrig. Warehouse | Gas Energy (MMTherm/year) | Energy Efficiency | 0.015067 | 0.015003 | 0.014939 | 0.014876 | 0.014813 | 0.01475 | 0.014688 | 0.014626 | 0.014565 | 0.014504 | 0.014444 | 0.014385 | 0.014326
Scenario 1: Reference | SCE | Com | BldgEnv | Com - Restaurant | Electric Demand (MW) | Energy Efficiency | 0.25078 | 0.24917 | 0.24759 | 0.24605 | 0.24455 | 0.24308 | 0.24164 | 0.24022 | 0.23883 | 0.23747 | 0.23613 | 0.23482 | 0.23353
Scenario 1: Reference | SCE | Com | BldgEnv | Com - Restaurant | Electric Energy (GWh/year) | Energy Efficiency | 0.085004 | 0.084458 | 0.083924 | 0.083402 | 0.082893 | 0.082395 | 0.081905 | 0.081425 | 0.080954 | 0.080492 | 0.080038 | 0.079593 | 0.079156
Scenario 1: Reference | SCE | Com | BldgEnv | Com - Restaurant | Gas Energy (MMTherm/year) | Energy Efficiency | 0.033556 | 0.03334 | 0.03313 | 0.032923 | 0.032723 | 0.032526 | 0.032332 | 0.032143 | 0.031957 | 0.031775 | 0.031596 | 0.03142 | 0.031247
Scenario 1: Reference | SCE | Com | BldgEnv | Com - Retail | Electric Demand (MW) | Energy Efficiency | 1.9947 | 1.9804 | 1.9663 | 1.9523 | 1.9385 | 1.9249 | 1.9115 | 1.8982 | 1.8851 | 1.8721 | 1.8593 | 1.8466 | 1.8341
Scenario 1: Reference | SCE | Com | BldgEnv | Com - Retail | Electric Energy (GWh/year) | Energy Efficiency | 0.67613 | 0.67129 | 0.6665 | 0.66176 | 0.65709 | 0.65247 | 0.64791 | 0.64341 | 0.63896 | 0.63456 | 0.63021 | 0.62592 | 0.62167
Scenario 1: Reference | SCE | Com | BldgEnv | Com - Retail | Gas Energy (MMTherm/year) | Energy Efficiency | 0.26691 | 0.265 | 0.2631 | 0.26123 | 0.25939 | 0.25757 | 0.25577 | 0.25399 | 0.25223 | 0.2505 | 0.24878 | 0.24708 | 0.24541
Scenario 1: Reference | SCE | Com | BldgEnv | Com - School | Electric Demand (MW) | Energy Efficiency | 0.35394 | 0.34637 | 0.33901 | 0.33184 | 0.32485 | 0.31805 | 0.31142 | 0.30496 | 0.29868 | 0.29256 | 0.28661 | 0.28081 | 0.27518
Scenario 1: Reference | SCE | Com | BldgEnv | Com - School | Electric Energy (GWh/year) | Energy Efficiency | 0.11997 | 0.11741 | 0.11491 | 0.11248 | 0.11011 | 0.1078 | 0.10556 | 0.10337 | 0.10124 | 0.099166 | 0.097148 | 0.095185 | 0.093273
Scenario 1: Reference | SCE | Com | BldgEnv | Com - School | Gas Energy (MMTherm/year) | Energy Efficiency | 0.069501 | 0.068015 | 0.066569 | 0.065161 | 0.063789 | 0.062453 | 0.061151 | 0.059884 | 0.05865 | 0.057449 | 0.05628 | 0.055142 | 0.054035
Scenario 1: Reference | SCE | Com | BldgEnv | Com - Warehouse | Electric Demand (MW) | Energy Efficiency | 1.6922 | 1.6865 | 1.6808 | 1.6751 | 1.6696 | 1.6642 | 1.6588 | 1.6535 | 1.6482 | 1.643 | 1.6379 | 1.6328 | 1.6278
Scenario 1: Reference | SCE | Com | BldgEnv | Com - Warehouse | Electric Energy (GWh/year) | Energy Efficiency | 1.0895 | 1.0857 | 1.0821 | 1.0784 | 1.0749 | 1.0714 | 1.0679 | 1.0645 | 1.0611 | 1.0578 | 1.0545 | 1.0512 | 1.048
Scenario 1: Reference | SCE | Com | BldgEnv | Com - Warehouse | Gas Energy (MMTherm/year) | Energy Efficiency | 0.40869 | 0.4073 | 0.40592 | 0.40456 | 0.40323 | 0.40191 | 0.40061 | 0.39933 | 0.39807 | 0.39682 | 0.39558 | 0.39435 | 0.39314
Scenario 1: Reference | SCE | Com | ComRefrig | Com - College | Electric Demand (MW) | Energy Efficiency | 0.035041 | 0.035248 | 0.035469 | 0.035708 | 0.035949 | 0.03621 | 0.036487 | 0.036771 | 0.037061 | 0.03735 | 0.037643 | 0.037964 | 0.038287
Scenario 1: Reference | SCE | Com | ComRefrig | Com - College | Electric Energy (GWh/year) | Energy Efficiency | 0.33613 | 0.33775 | 0.3395 | 0.3414 | 0.34332 | 0.34541 | 0.34765 | 0.34995 | 0.35229 | 0.35463 | 0.357 | 0.35962 | 0.36226
Scenario 1: Reference | SCE | Com | ComRefrig | Com - College | Gas Energy (MMTherm/year) | Energy Efficiency | -0.0038328 | -0.0038628 | -0.0038946 | -0.0039287 | -0.0039631 | -0.0039999 | -0.0040388 | -0.0040787 | -0.0041191 | -0.0041596 | -0.0042004 | -0.0042449 | -0.0042897
Scenario 1: Reference | SCE | Com | ComRefrig | Com - Grocery | Electric Demand (MW) | Energy Efficiency | 16.7524 | 16.6987 | 16.6471 | 16.5984 | 16.5537 | 16.5123 | 16.4735 | 16.4382 | 16.4057 | 16.3755 | 16.3479 | 16.3224 | 16.299
Scenario 1: Reference | SCE | Com | ComRefrig | Com - Grocery | Electric Energy (GWh/year) | Energy Efficiency | 186.6938 | 185.7741 | 184.8747 | 184.0027 | 183.1666 | 182.3611 | 181.5802 | 180.8306 | 180.1082 | 179.4077 | 178.7315 | 178.0762 | 177.442
Scenario 1: Reference | SCE | Com | ComRefrig | Com - Grocery | Gas Energy (MMTherm/year) | Energy Efficiency | 1.4686 | 1.4528 | 1.4372 | 1.4217 | 1.4062 | 1.3908 | 1.3754 | 1.3601 | 1.3449 | 1.3298 | 1.3148 | 1.2999 | 1.285
Scenario 1: Reference | SCE | Com | ComRefrig | Com - Health | Electric Demand (MW) | Energy Efficiency | 0.18115 | 0.18333 | 0.18559 | 0.18782 | 0.19009 | 0.19237 | 0.1947 | 0.19703 | 0.19935 | 0.2016 | 0.20377 | 0.20599 | 0.20829
Scenario 1: Reference | SCE | Com | ComRefrig | Com - Health | Electric Energy (GWh/year) | Energy Efficiency | 1.5855 | 1.6046 | 1.6244 | 1.6439 | 1.6638 | 1.6838 | 1.7042 | 1.7246 | 1.7449 | 1.7646 | 1.7836 | 1.803 | 1.8232
Scenario 1: Reference | SCE | Com | ComRefrig | Com - Health | Gas Energy (MMTherm/year) | Energy Efficiency | -0.025766 | -0.026077 | -0.026398 | -0.026715 | -0.027038 | -0.027362 | -0.027694 | -0.028025 | -0.028355 | -0.028675 | -0.028985 | -0.029301 | -0.029627
Scenario 1: Reference | SCE | Com | ComRefrig | Com - Refrig. Warehouse | Electric Demand (MW) | Energy Efficiency | 0.087745 | 0.087397 | 0.087051 | 0.086704 | 0.086358 | 0.086014 | 0.085675 | 0.085338 | 0.085005 | 0.084676 | 0.08435 | 0.084028 | 0.08371
Scenario 1: Reference | SCE | Com | ComRefrig | Com - Refrig. Warehouse | Electric Energy (GWh/year) | Energy Efficiency | 1.0731 | 1.0684 | 1.0636 | 1.0589 | 1.0542 | 1.0496 | 1.045 | 1.0404 | 1.0358 | 1.0313 | 1.0268 | 1.0224 | 1.018
Scenario 1: Reference | SCE | Com | ComRefrig | Com - Refrig. Warehouse | Gas Energy (MMTherm/year) | Energy Efficiency | -0.00022917 | -0.00023072 | -0.00023224 | -0.00023369 | -0.00023512 | -0.00023656 | -0.00023804 | -0.00023954 | -0.00024109 | -0.00024267 | -0.00024428 | -0.00024595 | -0.00024765
Scenario 1: Reference | SCE | Com | ComRefrig | Com - Restaurant | Electric Demand (MW) | Energy Efficiency | 0.77441 | 0.77345 | 0.77269 | 0.77217 | 0.7719 | 0.77179 | 0.77182 | 0.77201 | 0.77234 | 0.7728 | 0.77339 | 0.77409 | 0.77492
Scenario 1: Reference | SCE | Com | ComRefrig | Com - Restaurant | Electric Energy (GWh/year) | Energy Efficiency | 8.6463 | 8.6163 | 8.5881 | 8.5619 | 8.5379 | 8.5154 | 8.4941 | 8.4742 | 8.4558 | 8.4384 | 8.4223 | 8.4073 | 8.3934
Scenario 1: Reference | SCE | Com | ComRefrig | Com - Restaurant | Gas Energy (MMTherm/year) | Energy Efficiency | 0.07377 | 0.072978 | 0.072188 | 0.071399 | 0.070611 | 0.069826 | 0.069045 | 0.068266 | 0.067491 | 0.066719 | 0.06595 | 0.065186 | 0.064425
Scenario 1: Reference | SCE | Com | ComRefrig | Com - Retail | Electric Demand (MW) | Energy Efficiency | 9.8069 | 9.7763 | 9.7466 | 9.7183 | 9.6919 | 9.667 | 9.6434 | 9.6213 | 9.6005 | 9.5808 | 9.5623 | 9.5449 | 9.5286
Scenario 1: Reference | SCE | Com | ComRefrig | Com - Retail | Electric Energy (GWh/year) | Energy Efficiency | 106.4448 | 105.9607 | 105.4865 | 105.0253 | 104.5804 | 104.1496 | 103.7304 | 103.3255 | 102.9326 | 102.5505 | 102.1799 | 101.8194 | 101.4694
Scenario 1: Reference | SCE | Com | ComRefrig | Com - Retail | Gas Energy (MMTherm/year) | Energy Efficiency | 1.8887 | 1.8718 | 1.855 | 1.8383 | 1.8218 | 1.8053 | 1.789 | 1.7727 | 1.7566 | 1.7405 | 1.7246 | 1.7088 | 1.6931
Scenario 1: Reference | SCE | Com | ComRefrig | Com - School | Electric Demand (MW) | Energy Efficiency | 0.016175 | 0.015971 | 0.015776 | 0.015588 | 0.015406 | 0.015232 | 0.015063 | 0.014901 | 0.014746 | 0.014597 | 0.014455 | 0.014319 | 0.01419
Scenario 1: Reference | SCE | Com | ComRefrig | Com - School | Electric Energy (GWh/year) | Energy Efficiency | 0.18901 | 0.18592 | 0.18292 | 0.18001 | 0.17719 | 0.17446 | 0.17181 | 0.16924 | 0.16676 | 0.16436 | 0.16204 | 0.1598 | 0.15764
Scenario 1: Reference | SCE | Com | ComRefrig | Com - School | Gas Energy (MMTherm/year) | Energy Efficiency | -0.00042663 | -0.00042096 | -0.0004155 | -0.00041024 | -0.00040516 | -0.00040026 | -0.00039553 | -0.00039097 | -0.00038659 | -0.00038239 | -0.00037836 | -0.0003745 | -0.00037081
Scenario 1: Reference | SCE | Com | FoodServ | Com - College | Electric Demand (MW) | Energy Efficiency | 0.47254 | 0.47881 | 0.48539 | 0.49237 | 0.49939 | 0.50684 | 0.51465 | 0.52261 | 0.53068 | 0.53875 | 0.54688 | 0.55564 | 0.56445
Scenario 1: Reference | SCE | Com | FoodServ | Com - College | Electric Demand (MW) | Fuel Substitution | -0.71594 | -0.71233 | -0.70875 | -0.70518 | -0.70163 | -0.6981 | -0.69459 | -0.69109 | -0.68761 | -0.68415 | -0.68071 | -0.67729 | -0.67388
Scenario 1: Reference | SCE | Com | FoodServ | Com - College | Electric Energy (GWh/year) | Energy Efficiency | 2.1765 | 2.2061 | 2.2371 | 2.27 | 2.303 | 2.338 | 2.3748 | 2.4123 | 2.4502 | 2.4882 | 2.5264 | 2.5676 | 2.6091
Scenario 1: Reference | SCE | Com | FoodServ | Com - College | Electric Energy (GWh/year) | Fuel Substitution | -7.6036 | -7.5653 | -7.5272 | -7.4894 | -7.4517 | -7.4142 | -7.3769 | -7.3397 | -7.3028 | -7.266 | -7.2295 | -7.1931 | -7.1569
Scenario 1: Reference | SCE | Com | FoodServ | Com - College | Gas Energy (MMTherm/year) | Energy Efficiency | 0.090881 | 0.091896 | 0.092966 | 0.094103 | 0.095246 | 0.096463 | 0.097742 | 0.099048 | 0.10037 | 0.10169 | 0.10303 | 0.10447 | 0.10592
Scenario 1: Reference | SCE | Com | FoodServ | Com - College | Gas Energy (MMTherm/year) | Fuel Substitution | 0.78999 | 0.78601 | 0.78206 | 0.77812 | 0.77421 | 0.77031 | 0.76643 | 0.76258 | 0.75874 | 0.75492 | 0.75112 | 0.74734 | 0.74358
Scenario 1: Reference | SCE | Com | FoodServ | Com - Grocery | Electric Demand (MW) | Energy Efficiency | 3.1357 | 3.1672 | 3.1993 | 3.2326 | 3.2677 | 3.3044 | 3.342 | 3.3812 | 3.4216 | 3.4629 | 3.5052 | 3.5482 | 3.592
Scenario 1: Reference | SCE | Com | FoodServ | Com - Grocery | Electric Demand (MW) | Fuel Substitution | -5.2865 | -5.2386 | -5.1912 | -5.1441 | -5.0976 | -5.0514 | -5.0056 | -4.9603 | -4.9154 | -4.8709 | -4.8268 | -4.783 | -4.7397
Scenario 1: Reference | SCE | Com | FoodServ | Com - Grocery | Electric Energy (GWh/year) | Energy Efficiency | 14.2858 | 14.4329 | 14.5831 | 14.7387 | 14.903 | 15.0741 | 15.2498 | 15.4327 | 15.6212 | 15.8134 | 16.0104 | 16.211 | 16.4151
Scenario 1: Reference | SCE | Com | FoodServ | Com - Grocery | Electric Energy (GWh/year) | Fuel Substitution | -95.5818 | -94.7162 | -93.8584 | -93.0084 | -92.1661 | -91.3314 | -90.5043 | -89.6846 | -88.8724 | -88.0676 | -87.27 | -86.4797 | -85.6965
Scenario 1: Reference | SCE | Com | FoodServ | Com - Grocery | Gas Energy (MMTherm/year) | Energy Efficiency | 0.52791 | 0.53253 | 0.53725 | 0.54216 | 0.54737 | 0.55282 | 0.55842 | 0.56428 | 0.57032 | 0.5765 | 0.58284 | 0.58931 | 0.5959
Scenario 1: Reference | SCE | Com | FoodServ | Com - Grocery | Gas Energy (MMTherm/year) | Fuel Substitution | 9.9342 | 9.8442 | 9.7551 | 9.6667 | 9.5792 | 9.4924 | 9.4065 | 9.3213 | 9.2369 | 9.1532 | 9.0703 | 8.9882 | 8.9068
Scenario 1: Reference | SCE | Com | FoodServ | Com - Health | Electric Demand (MW) | Energy Efficiency | 1.349 | 1.3729 | 1.3977 | 1.4221 | 1.447 | 1.4719 | 1.4974 | 1.5228 | 1.5481 | 1.5728 | 1.5966 | 1.6209 | 1.646
Scenario 1: Reference | SCE | Com | FoodServ | Com - Health | Electric Demand (MW) | Fuel Substitution | -2.0017 | -1.995 | -1.9883 | -1.9816 | -1.975 | -1.9684 | -1.9618 | -1.9552 | -1.9486 | -1.9421 | -1.9356 | -1.9291 | -1.9226
Scenario 1: Reference | SCE | Com | FoodServ | Com - Health | Electric Energy (GWh/year) | Energy Efficiency | 6.1253 | 6.2368 | 6.352 | 6.4658 | 6.5816 | 6.6976 | 6.8163 | 6.9346 | 7.0524 | 7.167 | 7.278 | 7.3912 | 7.5079
Scenario 1: Reference | SCE | Com | FoodServ | Com - Health | Electric Energy (GWh/year) | Fuel Substitution | -25.1424 | -25.0581 | -24.974 | -24.8902 | -24.8066 | -24.7234 | -24.6404 | -24.5577 | -24.4753 | -24.3932 | -24.3113 | -24.2297 | -24.1484
Scenario 1: Reference | SCE | Com | FoodServ | Com - Health | Gas Energy (MMTherm/year) | Energy Efficiency | 0.21359 | 0.217 | 0.22052 | 0.224 | 0.22754 | 0.23109 | 0.23472 | 0.23834 | 0.24195 | 0.24546 | 0.24885 | 0.25231 | 0.25589
Scenario 1: Reference | SCE | Com | FoodServ | Com - Health | Gas Energy (MMTherm/year) | Fuel Substitution | 2.6817 | 2.6727 | 2.6637 | 2.6548 | 2.6459 | 2.637 | 2.6281 | 2.6193 | 2.6105 | 2.6018 | 2.593 | 2.5843 | 2.5757
Scenario 1: Reference | SCE | Com | FoodServ | Com - Lodging | Electric Demand (MW) | Energy Efficiency | 1.3631 | 1.3903 | 1.4181 | 1.4461 | 1.4747 | 1.504 | 1.5338 | 1.5641 | 1.5946 | 1.6253 | 1.6562 | 1.6873 | 1.7185
Scenario 1: Reference | SCE | Com | FoodServ | Com - Lodging | Electric Demand (MW) | Fuel Substitution | -1.749 | -1.7348 | -1.7207 | -1.7067 | -1.6928 | -1.6791 | -1.6655 | -1.6519 | -1.6385 | -1.6252 | -1.612 | -1.5989 | -1.5859
Scenario 1: Reference | SCE | Com | FoodServ | Com - Lodging | Electric Energy (GWh/year) | Energy Efficiency | 6.2759 | 6.4031 | 6.5326 | 6.6634 | 6.7972 | 6.9338 | 7.0728 | 7.2142 | 7.3569 | 7.5001 | 7.6444 | 7.7893 | 7.935
Scenario 1: Reference | SCE | Com | FoodServ | Com - Lodging | Electric Energy (GWh/year) | Fuel Substitution | -21.6824 | -21.5063 | -21.3317 | -21.1585 | -20.9866 | -20.8162 | -20.6472 | -20.4795 | -20.3132 | -20.1482 | -19.9846 | -19.8223 | -19.6613
Scenario 1: Reference | SCE | Com | FoodServ | Com - Lodging | Gas Energy (MMTherm/year) | Energy Efficiency | 0.14033 | 0.14317 | 0.14606 | 0.14897 | 0.15196 | 0.15501 | 0.15811 | 0.16126 | 0.16444 | 0.16764 | 0.17086 | 0.17409 | 0.17734
Scenario 1: Reference | SCE | Com | FoodServ | Com - Lodging | Gas Energy (MMTherm/year) | Fuel Substitution | 2.2478 | 2.2295 | 2.2114 | 2.1935 | 2.1756 | 2.158 | 2.1404 | 2.1231 | 2.1058 | 2.0887 | 2.0718 | 2.0549 | 2.0383
Scenario 1: Reference | SCE | Com | FoodServ | Com - Office (Large) | Electric Demand (MW) | Energy Efficiency | 0.011338 | 0.011451 | 0.011565 | 0.011681 | 0.011805 | 0.011934 | 0.012068 | 0.012206 | 0.012344 | 0.012482 | 0.012622 | 0.012761 | 0.012901
Scenario 1: Reference | SCE | Com | FoodServ | Com - Office (Large) | Electric Energy (GWh/year) | Energy Efficiency | 0.099445 | 0.10044 | 0.10144 | 0.10246 | 0.10354 | 0.10468 | 0.10585 | 0.10706 | 0.10827 | 0.10948 | 0.11071 | 0.11193 | 0.11316
Scenario 1: Reference | SCE | Com | FoodServ | Com - Office (Small) | Electric Demand (MW) | Energy Efficiency | 0.0042902 | 0.0043284 | 0.0043671 | 0.0044065 | 0.0035768 | 0.004488 | 0.0045296 | 0.0045719 | 0.0046148 | 0.004658 | 0.0047017 | 0.0047458 | 0.0047902
Scenario 1: Reference | SCE | Com | FoodServ | Com - Office (Small) | Electric Energy (GWh/year) | Energy Efficiency | 0.03763 | 0.037965 | 0.038305 | 0.03865 | 0.031373 | 0.039365 | 0.03973 | 0.040101 | 0.040477 | 0.040857 | 0.04124 | 0.041626 | 0.042016
Scenario 1: Reference | SCE | Com | FoodServ | Com - Other | Electric Demand (MW) | Energy Efficiency | 4.9735 | 5.0342 | 5.0972 | 5.1624 | 5.2298 | 5.2993 | 5.3715 | 5.4457 | 5.5211 | 5.5983 | 5.6774 | 5.7581 | 5.8407
Scenario 1: Reference | SCE | Com | FoodServ | Com - Other | Electric Demand (MW) | Fuel Substitution | -19.0948 | -18.9642 | -18.8344 | -18.7055 | -18.5776 | -18.4504 | -18.3242 | -18.1988 | -18.0743 | -17.9506 | -17.8278 | -17.7058 | -17.5847
Scenario 1: Reference | SCE | Com | FoodServ | Com - Other | Electric Energy (GWh/year) | Energy Efficiency | 24.102 | 24.3967 | 24.7028 | 25.0194 | 25.3466 | 25.6842 | 26.0347 | 26.3948 | 26.7608 | 27.1355 | 27.5194 | 27.9113 | 28.3123
Scenario 1: Reference | SCE | Com | FoodServ | Com - Other | Electric Energy (GWh/year) | Fuel Substitution | -111.7969 | -111.032 | -110.2723 | -109.5178 | -108.7685 | -108.0243 | -107.2851 | -106.5511 | -105.822 | -105.098 | -104.3789 | -103.6647 | -102.9554
Scenario 1: Reference | SCE | Com | FoodServ | Com - Other | Gas Energy (MMTherm/year) | Energy Efficiency | 0.90981 | 0.92009 | 0.93079 | 0.94187 | 0.95333 | 0.96516 | 0.97747 | 0.99012 | 1.003 | 1.0162 | 1.0297 | 1.0435 | 1.0576
Scenario 1: Reference | SCE | Com | FoodServ | Com - Other | Gas Energy (MMTherm/year) | Fuel Substitution | 10.7383 | 10.6648 | 10.5919 | 10.5194 | 10.4474 | 10.3759 | 10.3049 | 10.2344 | 10.1644 | 10.0949 | 10.0258 | 9.9572 | 9.8891
Scenario 1: Reference | SCE | Com | FoodServ | Com - Restaurant | Electric Demand (MW) | Energy Efficiency | 9.5872 | 9.7604 | 9.941 | 10.1299 | 10.3282 | 10.532 | 10.7398 | 10.9527 | 11.1704 | 11.3917 | 11.6172 | 11.8459 | 12.0783
Scenario 1: Reference | SCE | Com | FoodServ | Com - Restaurant | Electric Demand (MW) | Fuel Substitution | -37.4261 | -37.0975 | -36.7718 | -36.449 | -36.129 | -35.8118 | -35.4974 | -35.1857 | -34.8768 | -34.5706 | -34.267 | -33.9662 | -33.668
Scenario 1: Reference | SCE | Com | FoodServ | Com - Restaurant | Electric Energy (GWh/year) | Energy Efficiency | 46.9424 | 47.7907 | 48.6751 | 49.5997 | 50.571 | 51.5691 | 52.5863 | 53.629 | 54.6948 | 55.7788 | 56.8828 | 58.0029 | 59.1409
Scenario 1: Reference | SCE | Com | FoodServ | Com - Restaurant | Electric Energy (GWh/year) | Fuel Substitution | -361.4432 | -358.2698 | -355.1243 | -352.0064 | -348.9159 | -345.8525 | -342.816 | -339.8061 | -336.8227 | -333.8655 | -330.9343 | -328.0287 | -325.1487
Scenario 1: Reference | SCE | Com | FoodServ | Com - Restaurant | Gas Energy (MMTherm/year) | Energy Efficiency | 1.7324 | 1.7605 | 1.7898 | 1.8204 | 1.8527 | 1.886 | 1.9199 | 1.9547 | 1.9902 | 2.0264 | 2.0634 | 2.1008 | 2.1389
Scenario 1: Reference | SCE | Com | FoodServ | Com - Restaurant | Gas Energy (MMTherm/year) | Fuel Substitution | 36.3096 | 35.9909 | 35.6749 | 35.3616 | 35.0512 | 34.7434 | 34.4384 | 34.136 | 33.8363 | 33.5393 | 33.2448 | 32.9529 | 32.6636
Scenario 1: Reference | SCE | Com | FoodServ | Com - Retail | Electric Demand (MW) | Energy Efficiency | 0.34082 | 0.34749 | 0.35424 | 0.36116 | 0.36831 | 0.37566 | 0.38313 | 0.3908 | 0.39862 | 0.40655 | 0.41461 | 0.42278 | 0.43105
Scenario 1: Reference | SCE | Com | FoodServ | Com - Retail | Electric Energy (GWh/year) | Energy Efficiency | 1.7349 | 1.7682 | 1.8018 | 1.8363 | 1.872 | 1.9087 | 1.946 | 1.9843 | 2.0233 | 2.0629 | 2.1031 | 2.1439 | 2.1852
Scenario 1: Reference | SCE | Com | FoodServ | Com - Retail | Gas Energy (MMTherm/year) | Energy Efficiency | 0.035137 | 0.035844 | 0.03656 | 0.037293 | 0.038051 | 0.038828 | 0.03962 | 0.040432 | 0.041259 | 0.042099 | 0.042952 | 0.043816 | 0.044691
Scenario 1: Reference | SCE | Com | FoodServ | Com - School | Electric Demand (MW) | Energy Efficiency | 1.4009 | 1.4248 | 1.449 | 1.4735 | 1.498 | 1.5227 | 1.5473 | 1.5721 | 1.5971 | 1.6225 | 1.648 | 1.674 | 1.7
Scenario 1: Reference | SCE | Com | FoodServ | Com - School | Electric Demand (MW) | Fuel Substitution | -0.81179 | -0.79213 | -0.77293 | -0.75421 | -0.73594 | -0.71811 | -0.70071 | -0.68373 | -0.66717 | -0.651 | -0.63523 | -0.61984 | -0.60482
Scenario 1: Reference | SCE | Com | FoodServ | Com - School | Electric Energy (GWh/year) | Energy Efficiency | 6.4457 | 6.5584 | 6.6726 | 6.7879 | 6.9031 | 7.0195 | 7.1354 | 7.2521 | 7.3699 | 7.4892 | 7.6092 | 7.7311 | 7.8536
Scenario 1: Reference | SCE | Com | FoodServ | Com - School | Electric Energy (GWh/year) | Fuel Substitution | -9.956 | -9.7148 | -9.4794 | -9.2498 | -9.0257 | -8.807 | -8.5936 | -8.3854 | -8.1823 | -7.984 | -7.7906 | -7.6019 | -7.4177
Scenario 1: Reference | SCE | Com | FoodServ | Com - School | Gas Energy (MMTherm/year) | Energy Efficiency | 0.19495 | 0.19799 | 0.20108 | 0.2042 | 0.20732 | 0.21048 | 0.21364 | 0.21682 | 0.22003 | 0.2233 | 0.22659 | 0.22994 | 0.23331
Scenario 1: Reference | SCE | Com | FoodServ | Com - School | Gas Energy (MMTherm/year) | Fuel Substitution | 1.0447 | 1.0194 | 0.99473 | 0.97063 | 0.94711 | 0.92417 | 0.90177 | 0.87993 | 0.85861 | 0.83781 | 0.81751 | 0.7977 | 0.77838
Scenario 1: Reference | SCE | Com | HVAC | Com - College | Electric Demand (MW) | Energy Efficiency | 6.174 | 6.211 | 6.2506 | 6.2933 | 6.3364 | 6.3829 | 6.4324 | 6.4831 | 6.5347 | 6.5863 | 6.6385 | 6.6958 | 6.7535
Scenario 1: Reference | SCE | Com | HVAC | Com - College | Electric Demand (MW) | Fuel Substitution | 0 | 0 | 0 | 0 | 0 | 0.23651 | 0.23532 | 0.23413 | 0.23296 | 0.23178 | 0.23062 | 0.22946 | 0.2283
Scenario 1: Reference | SCE | Com | HVAC | Com - College | Electric Energy (GWh/year) | Energy Efficiency | 16.869 | 16.9228 | 16.982 | 17.0477 | 17.1142 | 17.1878 | 17.2676 | 17.3501 | 17.4344 | 17.5189 | 17.6046 | 17.7008 | 17.7979
Scenario 1: Reference | SCE | Com | HVAC | Com - College | Electric Energy (GWh/year) | Fuel Substitution | -0.16601 | -0.16517 | -0.16434 | -0.16352 | -0.16269 | 0.76889 | 0.76502 | 0.76117 | 0.75734 | 0.75353 | 0.74973 | 0.74596 | 0.74221
Scenario 1: Reference | SCE | Com | HVAC | Com - College | Gas Energy (MMTherm/year) | Energy Efficiency | 0.14196 | 0.14322 | 0.14454 | 0.14596 | 0.14739 | 0.14891 | 0.15052 | 0.15217 | 0.15384 | 0.15551 | 0.1572 | 0.15903 | 0.16087
Scenario 1: Reference | SCE | Com | HVAC | Com - College | Gas Energy (MMTherm/year) | Fuel Substitution | 0.098545 | 0.098049 | 0.097556 | 0.097065 | 0.096576 | 0 | 0 | 0 | 0 | 0 | 0 | 0 | 0
Scenario 1: Reference | SCE | Com | HVAC | Com - Grocery | Electric Demand (MW) | Energy Efficiency | 17.1472 | 17.2573 | 17.3705 | 17.4892 | 17.6165 | 17.7507 | 17.8895 | 18.0354 | 18.187 | 18.3426 | 18.5029 | 18.6669 | 18.8345
Scenario 1: Reference | SCE | Com | HVAC | Com - Grocery | Electric Demand (MW) | Fuel Substitution | 0 | 0 | 0 | 0 | 0 | 0.45289 | 0.44878 | 0.44472 | 0.44069 | 0.4367 | 0.43275 | 0.42883 | 0.42494
Scenario 1: Reference | SCE | Com | HVAC | Com - Grocery | Electric Energy (GWh/year) | Energy Efficiency | 49.411 | 49.7274 | 50.053 | 50.3946 | 50.7608 | 51.1467 | 51.546 | 51.9659 | 52.4021 | 52.8496 | 53.3108 | 53.7826 | 54.265
Scenario 1: Reference | SCE | Com | HVAC | Com - Grocery | Electric Energy (GWh/year) | Fuel Substitution | -10.7709 | -10.6733 | -10.5766 | -10.4809 | -10.3859 | 2.6046 | 2.5811 | 2.5577 | 2.5345 | 2.5116 | 2.4888 | 2.4663 | 2.4439
Scenario 1: Reference | SCE | Com | HVAC | Com - Grocery | Gas Energy (MMTherm/year) | Energy Efficiency | 0.075039 | 0.075551 | 0.076077 | 0.076628 | 0.077217 | 0.077837 | 0.078478 | 0.079151 | 0.079848 | 0.080564 | 0.0813 | 0.082053 | 0.082822
Scenario 1: Reference | SCE | Com | HVAC | Com - Grocery | Gas Energy (MMTherm/year) | Fuel Substitution | 1.7274 | 1.7117 | 1.6962 | 1.6809 | 1.6657 | 3.9548e-06 | 3.919e-06 | 3.8835e-06 | 3.8483e-06 | 3.8135e-06 | 3.7789e-06 | 3.7447e-06 | 3.7108e-06
Scenario 1: Reference | SCE | Com | HVAC | Com - Health | Electric Demand (MW) | Energy Efficiency | 10.5724 | 10.6785 | 10.7885 | 10.8971 | 11.0077 | 11.1188 | 11.2327 | 11.3463 | 11.4594 | 11.5691 | 11.675 | 11.7833 | 11.8954
Scenario 1: Reference | SCE | Com | HVAC | Com - Health | Electric Demand (MW) | Fuel Substitution | 0 | 0 | 0 | 0 | 0 | 0.36313 | 0.36191 | 0.36069 | 0.35948 | 0.35828 | 0.35708 | 0.35588 | 0.35468
Scenario 1: Reference | SCE | Com | HVAC | Com - Health | Electric Energy (GWh/year) | Energy Efficiency | 55.0629 | 55.5565 | 56.069 | 56.5749 | 57.0908 | 57.6085 | 58.14 | 58.67 | 59.1976 | 59.7093 | 60.2026 | 60.7069 | 61.2304
Scenario 1: Reference | SCE | Com | HVAC | Com - Health | Electric Energy (GWh/year) | Fuel Substitution | -0.70694 | -0.70457 | -0.7022 | -0.69985 | -0.6975 | 2.1361 | 2.1289 | 2.1218 | 2.1147 | 2.1076 | 2.1005 | 2.0935 | 2.0864
Scenario 1: Reference | SCE | Com | HVAC | Com - Health | Gas Energy (MMTherm/year) | Energy Efficiency | 0.17697 | 0.17927 | 0.18166 | 0.18401 | 0.18641 | 0.18882 | 0.19128 | 0.19374 | 0.19618 | 0.19856 | 0.20085 | 0.2032 | 0.20562
Scenario 1: Reference | SCE | Com | HVAC | Com - Health | Gas Energy (MMTherm/year) | Fuel Substitution | 0.35637 | 0.35518 | 0.35398 | 0.3528 | 0.35161 | 0 | 0 | 0 | 0 | 0 | 0 | 0 | 0
Scenario 1: Reference | SCE | Com | HVAC | Com - Lodging | Electric Demand (MW) | Energy Efficiency | 6.5386 | 6.6294 | 6.7223 | 6.8162 | 6.9126 | 7.0114 | 7.1123 | 7.2152 | 7.3192 | 7.4238 | 7.5292 | 7.6354 | 7.7422
Scenario 1: Reference | SCE | Com | HVAC | Com - Lodging | Electric Demand (MW) | Fuel Substitution | 0 | 0 | 0 | 0 | 0 | 0.19172 | 0.19017 | 0.18862 | 0.18709 | 0.18557 | 0.18406 | 0.18257 | 0.18109
Scenario 1: Reference | SCE | Com | HVAC | Com - Lodging | Electric Energy (GWh/year) | Energy Efficiency | 33.9338 | 34.3103 | 34.6961 | 35.0871 | 35.4898 | 35.9034 | 36.3269 | 36.7596 | 37.1976 | 37.6385 | 38.0836 | 38.5321 | 38.9837
Scenario 1: Reference | SCE | Com | HVAC | Com - Lodging | Electric Energy (GWh/year) | Fuel Substitution | -1.3255 | -1.3147 | -1.304 | -1.2934 | -1.2829 | 0.96203 | 0.95421 | 0.94647 | 0.93878 | 0.93116 | 0.92359 | 0.91609 | 0.90865
Scenario 1: Reference | SCE | Com | HVAC | Com - Lodging | Gas Energy (MMTherm/year) | Energy Efficiency | 0.12153 | 0.12354 | 0.12559 | 0.12766 | 0.12979 | 0.13196 | 0.13418 | 0.13643 | 0.13871 | 0.141 | 0.1433 | 0.14562 | 0.14796
Scenario 1: Reference | SCE | Com | HVAC | Com - Lodging | Gas Energy (MMTherm/year) | Fuel Substitution | 0.26586 | 0.2637 | 0.26155 | 0.25943 | 0.25732 | 1.0522e-06 | 1.0436e-06 | 1.0351e-06 | 1.0267e-06 | 1.0184e-06 | 1.0101e-06 | 1.0019e-06 | 9.9378e-07
Scenario 1: Reference | SCE | Com | HVAC | Com - Office (Large) | Electric Demand (MW) | Energy Efficiency | 16.48 | 16.4768 | 16.478 | 16.4859 | 16.5051 | 16.5355 | 16.5735 | 16.62 | 16.6706 | 16.7237 | 16.7817 | 16.8425 | 16.9075
Scenario 1: Reference | SCE | Com | HVAC | Com - Office (Large) | Electric Demand (MW) | Fuel Substitution | 0 | 0 | 0 | 0 | 0 | 0.33867 | 0.32779 | 0.31726 | 0.30707 | 0.29721 | 0.28767 | 0.27843 | 0.26948
Scenario 1: Reference | SCE | Com | HVAC | Com - Office (Large) | Electric Energy (GWh/year) | Energy Efficiency | 99.7719 | 99.4795 | 99.2203 | 99.006 | 98.8634 | 98.7905 | 98.767 | 98.7983 | 98.8596 | 98.9417 | 99.0577 | 99.1964 | 99.3642
Scenario 1: Reference | SCE | Com | HVAC | Com - Office (Large) | Electric Energy (GWh/year) | Fuel Substitution | 1.6378 | 1.5852 | 1.5343 | 1.485 | 1.4373 | 2.2516 | 2.1793 | 2.1093 | 2.0415 | 1.9759 | 1.9125 | 1.8511 | 1.7916
Scenario 1: Reference | SCE | Com | HVAC | Com - Office (Large) | Gas Energy (MMTherm/year) | Energy Efficiency | 0.021222 | 0.021491 | 0.021759 | 0.022031 | 0.022315 | 0.022611 | 0.022914 | 0.023224 | 0.023534 | 0.023842 | 0.024151 | 0.02446 | 0.024769
Scenario 1: Reference | SCE | Com | HVAC | Com - Office (Large) | Gas Energy (MMTherm/year) | Fuel Substitution | 0.036081 | 0.034922 | 0.0338 | 0.032715 | 0.031664 | 0 | 0 | 0 | 0 | 0 | 0 | 0 | 0
Scenario 1: Reference | SCE | Com | HVAC | Com - Office (Small) | Electric Demand (MW) | Energy Efficiency | 7.3711 | 7.435 | 7.4999 | 7.5658 | 6.14 | 7.6854 | 7.7554 | 7.8265 | 7.8986 | 7.9713 | 8.0447 | 8.1188 | 8.1936
Scenario 1: Reference | SCE | Com | HVAC | Com - Office (Small) | Electric Demand (MW) | Fuel Substitution | 0 | 0 | 0 | 0 | 0 | 0.12119 | 0.11994 | 0.11871 | 0.11748 | 0.11627 | 0.11508 | 0.11389 | 0.11272
Scenario 1: Reference | SCE | Com | HVAC | Com - Office (Small) | Electric Energy (GWh/year) | Energy Efficiency | 32.6596 | 32.9298 | 33.2046 | 33.4839 | 27.1639 | 33.8657 | 34.1641 | 34.4675 | 34.775 | 35.0853 | 35.399 | 35.7156 | 36.0351
Scenario 1: Reference | SCE | Com | HVAC | Com - Office (Small) | Electric Energy (GWh/year) | Fuel Substitution | 0.10456 | 0.10349 | 0.10242 | 0.10137 | 0.086056 | 0.77693 | 0.76893 | 0.76101 | 0.75317 | 0.74541 | 0.73774 | 0.73014 | 0.72262
Scenario 1: Reference | SCE | Com | HVAC | Com - Office (Small) | Gas Energy (MMTherm/year) | Energy Efficiency | 0.1189 | 0.11996 | 0.12103 | 0.12212 | 0.099128 | 0.12438 | 0.12553 | 0.12671 | 0.12789 | 0.12909 | 0.1303 | 0.13152 | 0.13276
Scenario 1: Reference | SCE | Com | HVAC | Com - Office (Small) | Gas Energy (MMTherm/year) | Fuel Substitution | 0.080594 | 0.079764 | 0.078943 | 0.07813 | 0.066329 | 0 | 0 | 0 | 0 | 0 | 0 | 0 | 0
Scenario 1: Reference | SCE | Com | HVAC | Com - Other | Electric Demand (MW) | Energy Efficiency | 75.1367 | 75.888 | 76.6713 | 77.4839 | 78.326 | 79.1971 | 80.1041 | 81.0381 | 81.9885 | 82.9637 | 83.9642 | 84.9872 | 86.0356
Scenario 1: Reference | SCE | Com | HVAC | Com - Other | Electric Demand (MW) | Fuel Substitution | 0 | 0 | 0 | 0 | 0 | 2.1112 | 2.0968 | 2.0824 | 2.0682 | 2.054 | 2.04 | 2.026 | 2.0121
Scenario 1: Reference | SCE | Com | HVAC | Com - Other | Electric Energy (GWh/year) | Energy Efficiency | 134.6668 | 136.0133 | 137.4172 | 138.8737 | 140.383 | 141.9441 | 143.5698 | 145.2438 | 146.9472 | 148.6949 | 150.4883 | 152.3217 | 154.2007
Scenario 1: Reference | SCE | Com | HVAC | Com - Other | Electric Energy (GWh/year) | Fuel Substitution | -6.3286 | -6.2853 | -6.2423 | -6.1996 | -6.1571 | 8.1628 | 8.1069 | 8.0515 | 7.9964 | 7.9417 | 7.8873 | 7.8334 | 7.7798
Scenario 1: Reference | SCE | Com | HVAC | Com - Other | Gas Energy (MMTherm/year) | Energy Efficiency | 3.9254 | 3.9646 | 4.0056 | 4.048 | 4.092 | 4.1375 | 4.1849 | 4.2337 | 4.2834 | 4.3343 | 4.3866 | 4.44 | 4.4948
Scenario 1: Reference | SCE | Com | HVAC | Com - Other | Gas Energy (MMTherm/year) | Fuel Substitution | 1.612 | 1.6009 | 1.59 | 1.5791 | 1.5683 | 0 | 0 | 0 | 0 | 0 | 0 | 0 | 0
Scenario 1: Reference | SCE | Com | HVAC | Com - Restaurant | Electric Demand (MW) | Energy Efficiency | 2.3368 | 2.3681 | 2.4009 | 2.4353 | 2.4717 | 2.5092 | 2.5476 | 2.587 | 2.6274 | 2.6686 | 2.7106 | 2.7533 | 2.7968
Scenario 1: Reference | SCE | Com | HVAC | Com - Restaurant | Electric Demand (MW) | Fuel Substitution | 0 | 0 | 0 | 0 | 0 | 0.29173 | 0.28917 | 0.28663 | 0.28411 | 0.28162 | 0.27914 | 0.27669 | 0.27426
Scenario 1: Reference | SCE | Com | HVAC | Com - Restaurant | Electric Energy (GWh/year) | Energy Efficiency | 11.5653 | 11.7199 | 11.8821 | 12.0526 | 12.2327 | 12.4185 | 12.6082 | 12.8033 | 13.0033 | 13.207 | 13.415 | 13.6264 | 13.8416
Scenario 1: Reference | SCE | Com | HVAC | Com - Restaurant | Electric Energy (GWh/year) | Fuel Substitution | 0.20464 | 0.20284 | 0.20106 | 0.19929 | 0.19754 | 1.1527 | 1.1426 | 1.1325 | 1.1226 | 1.1127 | 1.103 | 1.0933 | 1.0837
Scenario 1: Reference | SCE | Com | HVAC | Com - Restaurant | Gas Energy (MMTherm/year) | Energy Efficiency | 0.17184 | 0.17414 | 0.17655 | 0.17909 | 0.18176 | 0.18452 | 0.18734 | 0.19024 | 0.19321 | 0.19624 | 0.19933 | 0.20247 | 0.20567
Scenario 1: Reference | SCE | Com | HVAC | Com - Restaurant | Gas Energy (MMTherm/year) | Fuel Substitution | 0.081498 | 0.080782 | 0.080073 | 0.07937 | 0.078673 | 0 | 0 | 0 | 0 | 0 | 0 | 0 | 0
Scenario 1: Reference | SCE | Com | HVAC | Com - Retail | Electric Demand (MW) | Energy Efficiency | 45.9595 | 46.3685 | 46.7858 | 47.2178 | 47.6711 | 48.1411 | 48.6233 | 49.123 | 49.6358 | 50.1592 | 50.6949 | 51.2401 | 51.7957
Scenario 1: Reference | SCE | Com | HVAC | Com - Retail | Electric Demand (MW) | Fuel Substitution | 0 | 0 | 0 | 0 | 0 | 0.80009 | 0.79346 | 0.78689 | 0.78037 | 0.77391 | 0.7675 | 0.76114 | 0.75484
Scenario 1: Reference | SCE | Com | HVAC | Com - Retail | Electric Energy (GWh/year) | Energy Efficiency | 122.0442 | 123.1029 | 124.1836 | 125.3027 | 126.4779 | 127.6969 | 128.9482 | 130.2452 | 131.5767 | 132.936 | 134.3279 | 135.7447 | 137.1888
Scenario 1: Reference | SCE | Com | HVAC | Com - Retail | Electric Energy (GWh/year) | Fuel Substitution | 0.43918 | 0.43554 | 0.43193 | 0.42836 | 0.42379 | 3.2884 | 3.2612 | 3.2342 | 3.2074 | 3.1808 | 3.1545 | 3.1284 | 3.1025
Scenario 1: Reference | SCE | Com | HVAC | Com - Retail | Gas Energy (MMTherm/year) | Energy Efficiency | 0.40463 | 0.40826 | 0.41196 | 0.4158 | 0.41982 | 0.42399 | 0.42826 | 0.4327 | 0.43724 | 0.44188 | 0.44663 | 0.45147 | 0.45639
Scenario 1: Reference | SCE | Com | HVAC | Com - Retail | Gas Energy (MMTherm/year) | Fuel Substitution | 0.24724 | 0.24519 | 0.24316 | 0.24114 | 0.23858 | 0 | 0 | 0 | 0 | 0 | 0 | 0 | 0
Scenario 1: Reference | SCE | Com | HVAC | Com - School | Electric Demand (MW) | Energy Efficiency | 15.4416 | 15.5441 | 15.6517 | 15.7635 | 15.8774 | 15.9955 | 16.1149 | 16.2378 | 16.3648 | 16.4963 | 16.6309 | 16.771 | 16.9139
Scenario 1: Reference | SCE | Com | HVAC | Com - School | Electric Demand (MW) | Fuel Substitution | 0 | 0 | 0 | 0 | 0 | 0.19683 | 0.19206 | 0.18741 | 0.18287 | 0.17843 | 0.17411 | 0.16989 | 0.16578
Scenario 1: Reference | SCE | Com | HVAC | Com - School | Electric Energy (GWh/year) | Energy Efficiency | 41.6998 | 41.7504 | 41.8168 | 41.8966 | 41.9851 | 42.0871 | 42.1959 | 42.3161 | 42.4493 | 42.5961 | 42.7535 | 42.9263 | 43.1088
Scenario 1: Reference | SCE | Com | HVAC | Com - School | Electric Energy (GWh/year) | Fuel Substitution | -0.58504 | -0.57087 | -0.55704 | -0.54354 | -0.53037 | 0.74136 | 0.72339 | 0.70587 | 0.68877 | 0.67208 | 0.6558 | 0.63991 | 0.62441
Scenario 1: Reference | SCE | Com | HVAC | Com - School | Gas Energy (MMTherm/year) | Energy Efficiency | 0.27318 | 0.27626 | 0.27942 | 0.28264 | 0.28588 | 0.28918 | 0.29249 | 0.29584 | 0.29926 | 0.30276 | 0.30629 | 0.30992 | 0.31358
Scenario 1: Reference | SCE | Com | HVAC | Com - School | Gas Energy (MMTherm/year) | Fuel Substitution | 0.16296 | 0.15902 | 0.15516 | 0.1514 | 0.14774 | 0 | 0 | 0 | 0 | 0 | 0 | 0 | 0
Scenario 1: Reference | SCE | Com | HVAC | Com - Warehouse | Electric Demand (MW) | Energy Efficiency | 3.3007 | 3.3219 | 3.3442 | 3.3684 | 3.3952 | 3.4239 | 3.4542 | 3.4861 | 3.5193 | 3.5537 | 3.5893 | 3.626 | 3.6638
Scenario 1: Reference | SCE | Com | HVAC | Com - Warehouse | Electric Demand (MW) | Fuel Substitution | 0 | 0 | 0 | 0 | 0 | 0.12794 | 0.12743 | 0.12692 | 0.12641 | 0.12591 | 0.12541 | 0.12491 | 0.12441
Scenario 1: Reference | SCE | Com | HVAC | Com - Warehouse | Electric Energy (GWh/year) | Energy Efficiency | 12.1934 | 12.2716 | 12.3543 | 12.4437 | 12.5427 | 12.6487 | 12.7603 | 12.8783 | 13.0009 | 13.128 | 13.2598 | 13.395 | 13.5346
Scenario 1: Reference | SCE | Com | HVAC | Com - Warehouse | Electric Energy (GWh/year) | Fuel Substitution | -1.6305 | -1.624 | -1.6176 | -1.6111 | -1.6047 | 0.70196 | 0.69916 | 0.69637 | 0.6936 | 0.69083 | 0.68808 | 0.68534 | 0.6826
Scenario 1: Reference | SCE | Com | HVAC | Com - Warehouse | Gas Energy (MMTherm/year) | Energy Efficiency | 0.054756 | 0.055107 | 0.055478 | 0.05588 | 0.056324 | 0.0568 | 0.057302 | 0.057831 | 0.058382 | 0.058953 | 0.059544 | 0.060152 | 0.060779
Scenario 1: Reference | SCE | Com | HVAC | Com - Warehouse | Gas Energy (MMTherm/year) | Fuel Substitution | 0.30618 | 0.30496 | 0.30375 | 0.30254 | 0.30133 | 0 | 0 | 0 | 0 | 0 | 0 | 0 | 0
Scenario 1: Reference | SCE | Com | Lighting | Com - College | Electric Demand (MW) | Energy Efficiency | 3.7923 | 3.7782 | 3.7644 | 3.7509 | 3.7376 | 3.7245 | 3.7118 | 3.6992 | 3.6868 | 3.6744 | 3.6622 | 3.6504 | 3.6388
Scenario 1: Reference | SCE | Com | Lighting | Com - College | Electric Energy (GWh/year) | Energy Efficiency | 21.6751 | 21.5849 | 21.4958 | 21.4081 | 21.321 | 21.2354 | 21.151 | 21.0675 | 20.9848 | 20.9025 | 20.8209 | 20.7411 | 20.662
Scenario 1: Reference | SCE | Com | Lighting | Com - College | Gas Energy (MMTherm/year) | Energy Efficiency | -0.17904 | -0.17824 | -0.17745 | -0.17667 | -0.1759 | -0.17513 | -0.17438 | -0.17363 | -0.17288 | -0.17214 | -0.1714 | -0.17068 | -0.16996
Scenario 1: Reference | SCE | Com | Lighting | Com - Grocery | Electric Demand (MW) | Energy Efficiency | 10.0808 | 9.9991 | 9.9182 | 9.8383 | 9.7595 | 9.6817 | 9.6048 | 9.5289 | 9.4539 | 9.3799 | 9.3067 | 9.2343 | 9.1628
Scenario 1: Reference | SCE | Com | Lighting | Com - Grocery | Electric Energy (GWh/year) | Energy Efficiency | 54.5494 | 54.1088 | 53.673 | 53.2425 | 52.8179 | 52.3987 | 51.9845 | 51.5757 | 51.172 | 50.7731 | 50.379 | 49.9895 | 49.6046
Scenario 1: Reference | SCE | Com | Lighting | Com - Grocery | Gas Energy (MMTherm/year) | Energy Efficiency | -0.57311 | -0.56849 | -0.56391 | -0.5594 | -0.55494 | -0.55054 | -0.54619 | -0.5419 | -0.53767 | -0.53348 | -0.52935 | -0.52526 | -0.52122
Scenario 1: Reference | SCE | Com | Lighting | Com - Health | Electric Demand (MW) | Energy Efficiency | 5.3289 | 5.3206 | 5.3125 | 5.3045 | 5.2966 | 5.2888 | 5.2812 | 5.2736 | 5.2661 | 5.2584 | 5.2505 | 5.2428 | 5.2354
Scenario 1: Reference | SCE | Com | Lighting | Com - Health | Electric Energy (GWh/year) | Energy Efficiency | 31.5223 | 31.4724 | 31.4243 | 31.3759 | 31.3287 | 31.2819 | 31.2366 | 31.1914 | 31.1464 | 31.1003 | 31.053 | 31.007 | 30.9627
Scenario 1: Reference | SCE | Com | Lighting | Com - Health | Gas Energy (MMTherm/year) | Energy Efficiency | -0.1894 | -0.18913 | -0.18887 | -0.18861 | -0.18836 | -0.18811 | -0.18787 | -0.18763 | -0.18739 | -0.18714 | -0.18689 | -0.18664 | -0.18641
Scenario 1: Reference | SCE | Com | Lighting | Com - Lodging | Electric Demand (MW) | Energy Efficiency | 4.0382 | 4.0088 | 3.9797 | 3.9509 | 3.9224 | 3.8943 | 3.8664 | 3.8388 | 3.8115 | 3.7844 | 3.7576 | 3.7311 | 3.7048
Scenario 1: Reference | SCE | Com | Lighting | Com - Lodging | Electric Energy (GWh/year) | Energy Efficiency | 27.8249 | 27.619 | 27.4153 | 27.2134 | 27.0136 | 26.8159 | 26.6202 | 26.4265 | 26.2346 | 26.0445 | 25.8561 | 25.6695 | 25.4847
Scenario 1: Reference | SCE | Com | Lighting | Com - Lodging | Gas Energy (MMTherm/year) | Energy Efficiency | -0.14103 | -0.13998 | -0.13894 | -0.13791 | -0.13689 | -0.13589 | -0.13489 | -0.1339 | -0.13292 | -0.13195 | -0.13099 | -0.13003 | -0.12909
Scenario 1: Reference | SCE | Com | Lighting | Com - Office (Large) | Electric Demand (MW) | Energy Efficiency | 8.7718 | 8.5128 | 8.2623 | 8.0201 | 7.7862 | 7.5603 | 7.3421 | 7.1313 | 6.9275 | 6.7304 | 6.5399 | 6.3558 | 6.1778
Scenario 1: Reference | SCE | Com | Lighting | Com - Office (Large) | Electric Energy (GWh/year) | Energy Efficiency | 59.7473 | 57.9863 | 56.2831 | 54.6365 | 53.0464 | 51.5109 | 50.0272 | 48.5942 | 47.2088 | 45.8692 | 44.5746 | 43.323 | 42.1134
Scenario 1: Reference | SCE | Com | Lighting | Com - Office (Large) | Gas Energy (MMTherm/year) | Energy Efficiency | -0.048862 | -0.047667 | -0.046513 | -0.045402 | -0.044334 | -0.043308 | -0.042322 | -0.041375 | -0.040462 | -0.039581 | -0.038733 | -0.037915 | -0.037129
Scenario 1: Reference | SCE | Com | Lighting | Com - Office (Small) | Electric Demand (MW) | Energy Efficiency | 2.8585 | 2.8326 | 2.8071 | 2.7819 | 2.2191 | 2.238 | 2.2188 | 2.1998 | 2.1811 | 2.1627 | 2.1444 | 2.1264 | 2.1086
Scenario 1: Reference | SCE | Com | Lighting | Com - Office (Small) | Electric Energy (GWh/year) | Energy Efficiency | 17.9048 | 17.7423 | 17.5816 | 17.423 | 13.8976 | 14.0061 | 13.8852 | 13.7658 | 13.6479 | 13.5314 | 13.4164 | 13.3027 | 13.1905
Scenario 1: Reference | SCE | Com | Lighting | Com - Office (Small) | Gas Energy (MMTherm/year) | Energy Efficiency | -0.025647 | -0.02543 | -0.025216 | -0.025005 | -0.019959 | -0.020299 | -0.02014 | -0.019984 | -0.01983 | -0.019678 | -0.019528 | -0.01938 | -0.019234
Scenario 1: Reference | SCE | Com | Lighting | Com - Other | Electric Demand (MW) | Energy Efficiency | 7.9815 | 7.9326 | 7.8842 | 7.8363 | 7.7889 | 7.742 | 7.6956 | 7.6496 | 7.6041 | 7.559 | 7.5144 | 7.4702 | 7.4265
Scenario 1: Reference | SCE | Com | Lighting | Com - Other | Electric Energy (GWh/year) | Energy Efficiency | 21.0073 | 20.8878 | 20.7699 | 20.6534 | 20.5384 | 20.4248 | 20.3128 | 20.2023 | 20.0929 | 19.9848 | 19.8782 | 19.7728 | 19.6687
Scenario 1: Reference | SCE | Com | Lighting | Com - Other | Gas Energy (MMTherm/year) | Energy Efficiency | -0.11962 | -0.11896 | -0.1183 | -0.11766 | -0.11702 | -0.11639 | -0.11577 | -0.11516 | -0.11455 | -0.11395 | -0.11336 | -0.11278 | -0.11221
Scenario 1: Reference | SCE | Com | Lighting | Com - Refrig. Warehouse | Electric Demand (MW) | Energy Efficiency | 0.26011 | 0.25887 | 0.25764 | 0.25641 | 0.25518 | 0.25396 | 0.25275 | 0.25155 | 0.25036 | 0.24917 | 0.24799 | 0.24682 | 0.24566
Scenario 1: Reference | SCE | Com | Lighting | Com - Refrig. Warehouse | Electric Energy (GWh/year) | Energy Efficiency | 2.4219 | 2.4103 | 2.3989 | 2.3874 | 2.376 | 2.3647 | 2.3535 | 2.3423 | 2.3312 | 2.3202 | 2.3093 | 2.2984 | 2.2876
Scenario 1: Reference | SCE | Com | Lighting | Com - Restaurant | Electric Demand (MW) | Energy Efficiency | 1.8662 | 1.8557 | 1.8456 | 1.8358 | 1.8263 | 1.817 | 1.808 | 1.7992 | 1.7907 | 1.7823 | 1.7742 | 1.7663 | 1.7585
Scenario 1: Reference | SCE | Com | Lighting | Com - Restaurant | Electric Energy (GWh/year) | Energy Efficiency | 10.405 | 10.3497 | 10.2962 | 10.2445 | 10.1949 | 10.1467 | 10.0997 | 10.0541 | 10.0098 | 9.9667 | 9.9249 | 9.8841 | 9.8445
Scenario 1: Reference | SCE | Com | Lighting | Com - Restaurant | Gas Energy (MMTherm/year) | Energy Efficiency | -0.035599 | -0.035464 | -0.035336 | -0.035216 | -0.035104 | -0.034999 | -0.034898 | -0.034803 | -0.034714 | -0.034629 | -0.034549 | -0.034473 | -0.034402
Scenario 1: Reference | SCE | Com | Lighting | Com - Retail | Electric Demand (MW) | Energy Efficiency | 18.2328 | 18.12 | 18.0086 | 17.8991 | 17.7917 | 17.6862 | 17.5823 | 17.4804 | 17.3801 | 17.2813 | 17.1842 | 17.0886 | 16.9944
Scenario 1: Reference | SCE | Com | Lighting | Com - Retail | Electric Energy (GWh/year) | Energy Efficiency | 111.2019 | 110.508 | 109.8233 | 109.1494 | 108.4883 | 107.8386 | 107.1988 | 106.5706 | 105.9525 | 105.3437 | 104.7449 | 104.155 | 103.5742
Scenario 1: Reference | SCE | Com | Lighting | Com - Retail | Gas Energy (MMTherm/year) | Energy Efficiency | -0.19404 | -0.19301 | -0.192 | -0.19102 | -0.19006 | -0.18912 | -0.1882 | -0.18731 | -0.18643 | -0.18558 | -0.18474 | -0.18392 | -0.18312
Scenario 1: Reference | SCE | Com | Lighting | Com - School | Electric Demand (MW) | Energy Efficiency | 2.531 | 2.4775 | 2.4255 | 2.3749 | 2.3256 | 2.2776 | 2.2308 | 2.1853 | 2.1409 | 2.0978 | 2.0558 | 2.015 | 1.9753
Scenario 1: Reference | SCE | Com | Lighting | Com - School | Electric Energy (GWh/year) | Energy Efficiency | 29.485 | 28.8227 | 28.1772 | 27.5481 | 26.9347 | 26.337 | 25.7542 | 25.1863 | 24.6328 | 24.0936 | 23.5682 | 23.0564 | 22.5577
Scenario 1: Reference | SCE | Com | Lighting | Com - School | Gas Energy (MMTherm/year) | Energy Efficiency | -0.21436 | -0.20949 | -0.20474 | -0.20011 | -0.1956 | -0.1912 | -0.18691 | -0.18273 | -0.17865 | -0.17468 | -0.17081 | -0.16704 | -0.16336
Scenario 1: Reference | SCE | Com | Lighting | Com - Warehouse | Electric Demand (MW) | Energy Efficiency | 3.3788 | 3.3663 | 3.3539 | 3.3416 | 3.3294 | 3.3174 | 3.3054 | 3.2935 | 3.2817 | 3.27 | 3.2584 | 3.2469 | 3.2354
Scenario 1: Reference | SCE | Com | Lighting | Com - Warehouse | Electric Energy (GWh/year) | Energy Efficiency | 27.211 | 27.1107 | 27.0112 | 26.9125 | 26.8148 | 26.718 | 26.622 | 26.5268 | 26.4323 | 26.3385 | 26.2455 | 26.153 | 26.0613
Scenario 1: Reference | SCE | Com | Lighting | Com - Warehouse | Gas Energy (MMTherm/year) | Energy Efficiency | -0.11851 | -0.11807 | -0.11763 | -0.1172 | -0.11677 | -0.11634 | -0.11592 | -0.1155 | -0.11508 | -0.11467 | -0.11426 | -0.11385 | -0.11344
Scenario 1: Reference | SCE | Com | WaterHeat | Com - College | Electric Demand (MW) | Energy Efficiency | 0.76396 | 0.76939 | 0.77515 | 0.78135 | 0.7876 | 0.7943 | 0.80142 | 0.80869 | 0.81609 | 0.82349 | 0.83096 | 0.83913 | 0.84734
Scenario 1: Reference | SCE | Com | WaterHeat | Com - College | Electric Demand (MW) | Fuel Substitution | 0 | 0 | 0 | 0 | 0 | 7.98 | 7.9398 | 7.8999 | 7.8601 | 7.8205 | 7.7812 | 7.742 | 7.7031
Scenario 1: Reference | SCE | Com | WaterHeat | Com - College | Electric Energy (GWh/year) | Energy Efficiency | 3.0551 | 3.0777 | 3.1016 | 3.1273 | 3.1533 | 3.1811 | 3.2105 | 3.2407 | 3.2713 | 3.3019 | 3.3328 | 3.3666 | 3.4005
Scenario 1: Reference | SCE | Com | WaterHeat | Com - College | Electric Energy (GWh/year) | Fuel Substitution | -38.736 | -38.541 | -38.3471 | -38.1541 | -37.9621 | 35.3609 | 35.183 | 35.0059 | 34.8298 | 34.6545 | 34.4801 | 34.3066 | 34.1339
Scenario 1: Reference | SCE | Com | WaterHeat | Com - College | Gas Energy (MMTherm/year) | Fuel Substitution | 4.4554 | 4.433 | 4.4107 | 4.3885 | 4.3664 | 0 | 0 | 0 | 0 | 0 | 0 | 0 | 0
Scenario 1: Reference | SCE | Com | WaterHeat | Com - Grocery | Electric Demand (MW) | Energy Efficiency | 2.4232 | 2.4377 | 2.4526 | 2.4682 | 2.4851 | 2.5028 | 2.5213 | 2.5407 | 2.5609 | 2.5816 | 2.603 | 2.6249 | 2.6473
Scenario 1: Reference | SCE | Com | WaterHeat | Com - Grocery | Electric Energy (GWh/year) | Energy Efficiency | 13.4633 | 13.5463 | 13.6317 | 13.7214 | 13.8178 | 13.9194 | 14.0247 | 14.1355 | 14.2507 | 14.369 | 14.4909 | 14.6157 | 14.7433
Scenario 1: Reference | SCE | Com | WaterHeat | Com - Grocery | Electric Energy (GWh/year) | Fuel Substitution | -1.9572 | -1.9395 | -1.9219 | -1.9045 | -1.8873 | 0 | 0 | 0 | 0 | 0 | 0 | 0 | 0
Scenario 1: Reference | SCE | Com | WaterHeat | Com - Grocery | Gas Energy (MMTherm/year) | Fuel Substitution | 0.25959 | 0.25724 | 0.25491 | 0.2526 | 0.25032 | 0 | 0 | 0 | 0 | 0 | 0 | 0 | 0
Scenario 1: Reference | SCE | Com | WaterHeat | Com - Health | Electric Demand (MW) | Energy Efficiency | 2.3344 | 2.3609 | 2.3884 | 2.4155 | 2.4431 | 2.4707 | 2.4991 | 2.5274 | 2.5556 | 2.5829 | 2.6094 | 2.6363 | 2.6643
Scenario 1: Reference | SCE | Com | WaterHeat | Com - Health | Electric Demand (MW) | Fuel Substitution | 0 | 0 | 0 | 0 | 0 | 9.8984 | 9.8652 | 9.8321 | 9.7991 | 9.7662 | 9.7334 | 9.7008 | 9.6682
Scenario 1: Reference | SCE | Com | WaterHeat | Com - Health | Electric Energy (GWh/year) | Energy Efficiency | 20.0323 | 20.2684 | 20.5128 | 20.7543 | 21.0002 | 21.2468 | 21.4996 | 21.7516 | 22.0025 | 22.2463 | 22.4817 | 22.7221 | 22.971
Scenario 1: Reference | SCE | Com | WaterHeat | Com - Health | Electric Energy (GWh/year) | Fuel Substitution | -105.0649 | -104.7124 | -104.361 | -104.0108 | -103.6617 | 95.0032 | 94.6844 | 94.3666 | 94.05 | 93.7343 | 93.4198 | 93.1063 | 92.7938
Scenario 1: Reference | SCE | Com | WaterHeat | Com - Health | Gas Energy (MMTherm/year) | Fuel Substitution | 12.3206 | 12.2792 | 12.238 | 12.1969 | 12.156 | 0 | 0 | 0 | 0 | 0 | 0 | 0 | 0
Scenario 1: Reference | SCE | Com | WaterHeat | Com - Lodging | Electric Demand (MW) | Energy Efficiency | 0.5286 | 0.53285 | 0.53723 | 0.54168 | 0.54629 | 0.55106 | 0.55595 | 0.56097 | 0.56607 | 0.57121 | 0.57641 | 0.58165 | 0.58695
Scenario 1: Reference | SCE | Com | WaterHeat | Com - Lodging | Electric Demand (MW) | Fuel Substitution | 0 | 0 | 0 | 0 | 0 | 8.5582 | 8.4887 | 8.4197 | 8.3514 | 8.2835 | 8.2163 | 8.1496 | 8.0834
Scenario 1: Reference | SCE | Com | WaterHeat | Com - Lodging | Electric Energy (GWh/year) | Energy Efficiency | 3.6732 | 3.717 | 3.7618 | 3.8072 | 3.8539 | 3.9018 | 3.9508 | 4.0009 | 4.0515 | 4.1025 | 4.1539 | 4.2057 | 4.2578
Scenario 1: Reference | SCE | Com | WaterHeat | Com - Lodging | Electric Energy (GWh/year) | Fuel Substitution | -96.5861 | -95.8017 | -95.0238 | -94.2521 | -93.4867 | 80.0722 | 79.422 | 78.777 | 78.1373 | 77.5028 | 76.8734 | 76.2491 | 75.6299
Scenario 1: Reference | SCE | Com | WaterHeat | Com - Lodging | Gas Energy (MMTherm/year) | Fuel Substitution | 11.1156 | 11.0254 | 10.9358 | 10.847 | 10.7589 | 0 | 0 | 0 | 0 | 0 | 0 | 0 | 0
Scenario 1: Reference | SCE | Com | WaterHeat | Com - Office (Large) | Electric Demand (MW) | Energy Efficiency | 0.44105 | 0.44308 | 0.44518 | 0.44741 | 0.44993 | 0.45274 | 0.45571 | 0.45889 | 0.46214 | 0.46541 | 0.46878 | 0.47219 | 0.47568
Scenario 1: Reference | SCE | Com | WaterHeat | Com - Office (Large) | Electric Demand (MW) | Fuel Substitution | 0 | 0 | 0 | 0 | 0 | 0.90366 | 0.87464 | 0.84654 | 0.81935 | 0.79304 | 0.76757 | 0.74291 | 0.71905
Scenario 1: Reference | SCE | Com | WaterHeat | Com - Office (Large) | Electric Energy (GWh/year) | Energy Efficiency | 7.5386 | 7.6066 | 7.675 | 7.745 | 7.8197 | 7.8989 | 7.9806 | 8.0654 | 8.1508 | 8.2359 | 8.3221 | 8.4084 | 8.4955
Scenario 1: Reference | SCE | Com | WaterHeat | Com - Office (Large) | Electric Energy (GWh/year) | Fuel Substitution | -21.5459 | -20.8538 | -20.184 | -19.5358 | -18.9083 | 18.8801 | 18.2737 | 17.6868 | 17.1187 | 16.5689 | 16.0367 | 15.5217 | 15.0231
Scenario 1: Reference | SCE | Com | WaterHeat | Com - Office (Large) | Gas Energy (MMTherm/year) | Fuel Substitution | 2.4588 | 2.3799 | 2.3034 | 2.2294 | 2.1578 | 0 | 0 | 0 | 0 | 0 | 0 | 0 | 0
Scenario 1: Reference | SCE | Com | WaterHeat | Com - Office (Small) | Electric Demand (MW) | Energy Efficiency | 0.043974 | 0.043943 | 0.043918 | 0.043899 | 0.035312 | 0.039811 | 0.039852 | 0.039898 | 0.039948 | 0.040002 | 0.040061 | 0.040122 | 0.040188
Scenario 1: Reference | SCE | Com | WaterHeat | Com - Office (Small) | Electric Demand (MW) | Fuel Substitution | 0 | 0 | 0 | 0 | 0 | 0.043548 | 0.0431 | 0.042656 | 0.042216 | 0.041782 | 0.041351 | 0.040925 | 0.040504
Scenario 1: Reference | SCE | Com | WaterHeat | Com - Office (Small) | Electric Energy (GWh/year) | Energy Efficiency | 2.6009 | 2.6227 | 2.6448 | 2.6674 | 2.1641 | 2.7012 | 2.7252 | 2.7496 | 2.7744 | 2.7994 | 2.8246 | 2.8501 | 2.8758
Scenario 1: Reference | SCE | Com | WaterHeat | Com - Office (Small) | Electric Energy (GWh/year) | Fuel Substitution | -6.646 | -6.5775 | -6.5098 | -6.4427 | -5.4696 | 5.4571 | 5.4009 | 5.3453 | 5.2902 | 5.2358 | 5.1818 | 5.1285 | 5.0756
Scenario 1: Reference | SCE | Com | WaterHeat | Com - Office (Small) | Gas Energy (MMTherm/year) | Fuel Substitution | 0.75078 | 0.74305 | 0.7354 | 0.72782 | 0.61789 | 0 | 0 | 0 | 0 | 0 | 0 | 0 | 0
Scenario 1: Reference | SCE | Com | WaterHeat | Com - Other | Electric Demand (MW) | Energy Efficiency | 23.6927 | 23.9269 | 24.1711 | 24.4244 | 24.6871 | 24.9587 | 25.2417 | 25.5331 | 25.8297 | 26.134 | 26.4463 | 26.7656 | 27.0929
Scenario 1: Reference | SCE | Com | WaterHeat | Com - Other | Electric Demand (MW) | Fuel Substitution | 0 | 0 | 0 | 0 | 0 | 60.129 | 59.7176 | 59.309 | 58.9032 | 58.5002 | 58.0999 | 57.7024 | 57.3076
Scenario 1: Reference | SCE | Com | WaterHeat | Com - Other | Electric Energy (GWh/year) | Energy Efficiency | 161.4794 | 163.0853 | 164.7598 | 166.4972 | 168.2978 | 170.1603 | 172.1 | 174.0975 | 176.1302 | 178.2158 | 180.356 | 182.5441 | 184.7868
Scenario 1: Reference | SCE | Com | WaterHeat | Com - Other | Electric Energy (GWh/year) | Fuel Substitution | -532.8367 | -529.1909 | -525.5701 | -521.9741 | -518.4027 | 446.7859 | 443.729 | 440.6929 | 437.6776 | 434.683 | 431.7088 | 428.755 | 425.8214
Scenario 1: Reference | SCE | Com | WaterHeat | Com - Other | Gas Energy (MMTherm/year) | Fuel Substitution | 60.0129 | 59.6022 | 59.1944 | 58.7894 | 58.3872 | 0 | 0 | 0 | 0 | 0 | 0 | 0 | 0
Scenario 1: Reference | SCE | Com | WaterHeat | Com - Refrig. Warehouse | Electric Demand (MW) | Energy Efficiency | 0.076855 | 0.077628 | 0.078388 | 0.079116 | 0.079836 | 0.080561 | 0.081301 | 0.08205 | 0.082817 | 0.0836 | 0.084395 | 0.085211 | 0.086045
Scenario 1: Reference | SCE | Com | WaterHeat | Com - Refrig. Warehouse | Electric Demand (MW) | Fuel Substitution | 0 | 0 | 0 | 0 | 0 | 0.033023 | 0.03285 | 0.032679 | 0.032508 | 0.032338 | 0.032169 | 0.032001 | 0.031834
Scenario 1: Reference | SCE | Com | WaterHeat | Com - Refrig. Warehouse | Electric Energy (GWh/year) | Energy Efficiency | 0.89752 | 0.90718 | 0.91668 | 0.92579 | 0.93479 | 0.94386 | 0.95312 | 0.96247 | 0.97205 | 0.98182 | 0.99174 | 1.0019 | 1.0123
Scenario 1: Reference | SCE | Com | WaterHeat | Com - Refrig. Warehouse | Electric Energy (GWh/year) | Fuel Substitution | -0.56513 | -0.56218 | -0.4971 | -0.4945 | -0.49192 | 0.43763 | 0.43534 | 0.43307 | 0.43081 | 0.42856 | 0.42632 | 0.42409 | 0.42188
Scenario 1: Reference | SCE | Com | WaterHeat | Com - Refrig. Warehouse | Gas Energy (MMTherm/year) | Fuel Substitution | 0.067263 | 0.066912 | 0.059166 | 0.058857 | 0.05855 | 0 | 0 | 0 | 0 | 0 | 0 | 0 | 0
Scenario 1: Reference | SCE | Com | WaterHeat | Com - Restaurant | Electric Demand (MW) | Energy Efficiency | 6.6714 | 6.7591 | 6.8512 | 6.948 | 7.0503 | 7.1558 | 7.2636 | 7.3744 | 7.4881 | 7.6039 | 7.7221 | 7.8423 | 7.9647
Scenario 1: Reference | SCE | Com | WaterHeat | Com - Restaurant | Electric Demand (MW) | Fuel Substitution | 0 | 0 | 0 | 0 | 0 | 55.4108 | 54.9243 | 54.4421 | 53.9641 | 53.4903 | 53.0207 | 52.5552 | 52.0938
Scenario 1: Reference | SCE | Com | WaterHeat | Com - Restaurant | Electric Energy (GWh/year) | Energy Efficiency | 36.2588 | 36.739 | 37.2426 | 37.7722 | 38.3318 | 38.9089 | 39.4986 | 40.1049 | 40.7264 | 41.3598 | 42.0064 | 42.6636 | 43.3326
Scenario 1: Reference | SCE | Com | WaterHeat | Com - Restaurant | Electric Energy (GWh/year) | Fuel Substitution | -305.4802 | -302.7981 | -300.1396 | -297.5045 | -294.8925 | 329.4735 | 326.5808 | 323.7135 | 320.8714 | 318.0542 | 315.2617 | 312.4938 | 309.7502
Scenario 1: Reference | SCE | Com | WaterHeat | Com - Restaurant | Gas Energy (MMTherm/year) | Fuel Substitution | 36.1964 | 35.8786 | 35.5636 | 35.2513 | 34.9418 | 0 | 0 | 0 | 0 | 0 | 0 | 0 | 0
Scenario 1: Reference | SCE | Com | WaterHeat | Com - Retail | Electric Demand (MW) | Energy Efficiency | 1.6182 | 1.631 | 1.6441 | 1.6577 | 1.6721 | 1.6869 | 1.7022 | 1.7181 | 1.7345 | 1.7512 | 1.7683 | 1.7857 | 1.8035
Scenario 1: Reference | SCE | Com | WaterHeat | Com - Retail | Electric Demand (MW) | Fuel Substitution | 0 | 0 | 0 | 0 | 0 | 2.0919 | 2.0746 | 2.0574 | 2.0404 | 2.0235 | 2.0067 | 1.9901 | 1.9736
Scenario 1: Reference | SCE | Com | WaterHeat | Com - Retail | Electric Energy (GWh/year) | Energy Efficiency | 10.4578 | 10.5462 | 10.6365 | 10.73 | 10.8282 | 10.9302 | 11.0349 | 11.1435 | 11.255 | 11.3689 | 11.4855 | 11.6043 | 11.7253
Scenario 1: Reference | SCE | Com | WaterHeat | Com - Retail | Electric Energy (GWh/year) | Fuel Substitution | -14.9618 | -14.8378 | -14.7149 | -14.5931 | -14.4376 | 15.2099 | 15.0839 | 14.959 | 14.8351 | 14.7122 | 14.5903 | 14.4695 | 14.3497
Scenario 1: Reference | SCE | Com | WaterHeat | Com - Retail | Gas Energy (MMTherm/year) | Fuel Substitution | 1.6627 | 1.649 | 1.6353 | 1.6218 | 1.6045 | 0 | 0 | 0 | 0 | 0 | 0 | 0 | 0
Scenario 1: Reference | SCE | Com | WaterHeat | Com - School | Electric Demand (MW) | Energy Efficiency | 0.50079 | 0.50429 | 0.50796 | 0.51176 | 0.51563 | 0.51963 | 0.52367 | 0.52783 | 0.53211 | 0.53654 | 0.54107 | 0.54578 | 0.55057
Scenario 1: Reference | SCE | Com | WaterHeat | Com - School | Electric Demand (MW) | Fuel Substitution | 0 | 0 | 0 | 0 | 0 | 2.9805 | 2.9083 | 2.8379 | 2.7691 | 2.702 | 2.6366 | 2.5727 | 2.5103
Scenario 1: Reference | SCE | Com | WaterHeat | Com - School | Electric Energy (GWh/year) | Energy Efficiency | 6.8647 | 6.93 | 6.9975 | 7.0666 | 7.1364 | 7.2079 | 7.2797 | 7.3528 | 7.4276 | 7.5043 | 7.5822 | 7.6624 | 7.7437
Scenario 1: Reference | SCE | Com | WaterHeat | Com - School | Electric Energy (GWh/year) | Fuel Substitution | -52.115 | -50.8524 | -49.6204 | -48.4182 | -47.2452 | 47.6861 | 46.5308 | 45.4034 | 44.3034 | 43.2301 | 42.1827 | 41.1607 | 40.1635
Scenario 1: Reference | SCE | Com | WaterHeat | Com - School | Gas Energy (MMTherm/year) | Fuel Substitution | 6.0819 | 5.9345 | 5.7908 | 5.6505 | 5.5136 | 0 | 0 | 0 | 0 | 0 | 0 | 0 | 0
Scenario 1: Reference | SCE | Com | WaterHeat | Com - Warehouse | Electric Demand (MW) | Energy Efficiency | 0.21382 | 0.21379 | 0.21379 | 0.21384 | 0.21396 | 0.21412 | 0.21432 | 0.21456 | 0.21484 | 0.21515 | 0.21549 | 0.21585 | 0.21624
Scenario 1: Reference | SCE | Com | WaterHeat | Com - Warehouse | Electric Demand (MW) | Fuel Substitution | 0 | 0 | 0 | 0 | 0 | 0.041472 | 0.041306 | 0.041142 | 0.040978 | 0.040814 | 0.040652 | 0.04049 | 0.040328
Scenario 1: Reference | SCE | Com | WaterHeat | Com - Warehouse | Electric Energy (GWh/year) | Energy Efficiency | 2.6701 | 2.6828 | 2.6963 | 2.7111 | 2.7277 | 2.7455 | 2.7644 | 2.7844 | 2.8054 | 2.8271 | 2.8497 | 2.873 | 2.8971
Scenario 1: Reference | SCE | Com | WaterHeat | Com - Warehouse | Electric Energy (GWh/year) | Fuel Substitution | -1.6667 | -1.6601 | -1.6535 | -1.6469 | -1.6403 | 1.2747 | 1.2696 | 1.2645 | 1.2595 | 1.2545 | 1.2495 | 1.2445 | 1.2395
Scenario 1: Reference | SCE | Com | WaterHeat | Com - Warehouse | Gas Energy (MMTherm/year) | Fuel Substitution | 0.19142 | 0.19066 | 0.1899 | 0.18914 | 0.18839 | 0 | 0 | 0 | 0 | 0 | 0 | 0 | 0
Scenario 1: Reference | SCE | Res | AppPlug | Res - Multi Family | Electric Demand (MW) | Energy Efficiency | 8.7413 | 8.8631 | 8.9856 | 9.1044 | 9.2201 | 9.3292 | 9.4322 | 9.5289 | 9.6191 | 9.703 | 9.7811 | 9.8545 | 9.9233
Scenario 1: Reference | SCE | Res | AppPlug | Res - Multi Family | Electric Energy (GWh/year) | Energy Efficiency | 145.3429 | 147.368 | 149.4044 | 151.3803 | 153.3028 | 155.1174 | 156.8306 | 158.4377 | 159.9372 | 161.332 | 162.6313 | 163.8509 | 164.9951
Scenario 1: Reference | SCE | Res | AppPlug | Res - Multi Family | Electric Energy (GWh/year) | Fuel Substitution | -33.5678 | -33.8925 | -34.2218 | -34.5428 | -34.8528 | -30.0123 | -30.2979 | -30.5667 | -30.8183 | -61.3324 | -61.7896 | -62.2199 | -62.6245
Scenario 1: Reference | SCE | Res | AppPlug | Res - Multi Family | Gas Energy (MMTherm/year) | Energy Efficiency | -0.048772 | -0.049451 | -0.050135 | -0.050798 | -0.051443 | -0.052052 | -0.052627 | -0.053166 | -0.053669 | -0.054137 | -0.054573 | -0.054982 | -0.055366
Scenario 1: Reference | SCE | Res | AppPlug | Res - Multi Family | Gas Energy (MMTherm/year) | Fuel Substitution | 3.6839 | 3.713 | 3.7425 | 3.7713 | 3.7991 | 2.7797 | 2.8062 | 2.8311 | 2.8544 | 4.623 | 4.657 | 4.689 | 4.7192
Scenario 1: Reference | SCE | Res | AppPlug | Res - Single Family | Electric Demand (MW) | Energy Efficiency | 41.1588 | 41.5351 | 41.9403 | 42.3455 | 42.753 | 43.1432 | 43.5082 | 43.8461 | 44.1587 | 44.4488 | 44.7189 | 44.9714 | 45.2076
Scenario 1: Reference | SCE | Res | AppPlug | Res - Single Family | Electric Energy (GWh/year) | Energy Efficiency | 742.7633 | 749.5557 | 756.8663 | 764.1796 | 771.5333 | 778.5759 | 785.1627 | 791.2591 | 796.9007 | 802.1361 | 807.0107 | 811.5673 | 815.8292
Scenario 1: Reference | SCE | Res | AppPlug | Res - Single Family | Electric Energy (GWh/year) | Fuel Substitution | -265.5303 | -267.3071 | -269.2168 | -271.1274 | -273.0236 | -200.4915 | -202.2234 | -203.8266 | -205.3105 | -440.3976 | -443.2586 | -445.9321 | -448.4318
Scenario 1: Reference | SCE | Res | AppPlug | Res - Single Family | Gas Energy (MMTherm/year) | Energy Efficiency | -0.74566 | -0.75248 | -0.75982 | -0.76716 | -0.77455 | -0.78162 | -0.78823 | -0.79435 | -0.80001 | -0.80527 | -0.81016 | -0.81474 | -0.81901
Scenario 1: Reference | SCE | Res | AppPlug | Res - Single Family | Gas Energy (MMTherm/year) | Fuel Substitution | 28.5962 | 28.7163 | 28.8457 | 28.9753 | 29.1038 | 14.1355 | 14.2576 | 14.3706 | 14.4753 | 28.0556 | 28.2371 | 28.4067 | 28.5653
Scenario 1: Reference | SCE | Res | BldgEnv | Res - Multi Family | Electric Demand (MW) | Energy Efficiency | 11.9795 | 11.9757 | 11.9721 | 11.9681 | 11.9637 | 11.9586 | 11.9527 | 11.9462 | 11.9389 | 11.9309 | 11.9222 | 11.913 | 11.9033
Scenario 1: Reference | SCE | Res | BldgEnv | Res - Multi Family | Electric Energy (GWh/year) | Energy Efficiency | 25.8235 | 25.807 | 25.7907 | 25.7738 | 25.7563 | 25.7376 | 25.7178 | 25.6968 | 25.6746 | 25.6512 | 25.6268 | 25.6015 | 25.5754
Scenario 1: Reference | SCE | Res | BldgEnv | Res - Multi Family | Gas Energy (MMTherm/year) | Energy Efficiency | 3.6085 | 3.607 | 3.6055 | 3.604 | 3.6023 | 3.6004 | 3.5983 | 3.5961 | 3.5936 | 3.5909 | 3.588 | 3.585 | 3.5819
Scenario 1: Reference | SCE | Res | BldgEnv | Res - Single Family | Electric Demand (MW) | Energy Efficiency | 237.9274 | 238.102 | 238.2983 | 238.4948 | 238.693 | 238.8784 | 239.0447 | 239.1907 | 239.3177 | 239.4279 | 239.5231 | 239.605 | 239.6748
Scenario 1: Reference | SCE | Res | BldgEnv | Res - Single Family | Electric Energy (GWh/year) | Energy Efficiency | 304.2178 | 304.3524 | 304.5083 | 304.6645 | 304.8223 | 304.9675 | 305.0941 | 305.2007 | 305.2887 | 305.3601 | 305.4169 | 305.4606 | 305.4924
Scenario 1: Reference | SCE | Res | BldgEnv | Res - Single Family | Gas Energy (MMTherm/year) | Energy Efficiency | 43.7294 | 43.7671 | 43.8092 | 43.8514 | 43.8939 | 43.9338 | 43.9698 | 44.0017 | 44.0298 | 44.0544 | 44.0761 | 44.095 | 44.1115
Scenario 1: Reference | SCE | Res | HVAC | Res - Multi Family | Electric Demand (MW) | Energy Efficiency | 68.3883 | 68.4963 | 68.6055 | 68.7089 | 68.8073 | 68.8952 | 68.9734 | 69.0413 | 69.0989 | 69.1463 | 69.1845 | 69.215 | 69.2383
Scenario 1: Reference | SCE | Res | HVAC | Res - Multi Family | Electric Demand (MW) | Fuel Substitution | 0 | 0 | 0 | 0 | 0 | 7.8944 | 7.8813 | 7.8681 | 7.855 | 7.8418 | 7.8288 | 7.8157 | 7.8026
Scenario 1: Reference | SCE | Res | HVAC | Res - Multi Family | Electric Energy (GWh/year) | Energy Efficiency | 98.3502 | 98.7211 | 99.0948 | 99.4544 | 99.8017 | 100.1236 | 100.4218 | 100.6951 | 100.9432 | 101.1668 | 101.368 | 101.5506 | 101.7155
Scenario 1: Reference | SCE | Res | HVAC | Res - Multi Family | Electric Energy (GWh/year) | Fuel Substitution | -5.8855 | -5.8757 | -5.8658 | -5.856 | -5.8463 | 26.9424 | 26.8974 | 26.8525 | 26.8077 | 26.7629 | 26.7182 | 26.6736 | 26.6291
Scenario 1: Reference | SCE | Res | HVAC | Res - Multi Family | Gas Energy (MMTherm/year) | Energy Efficiency | 0.10596 | 0.10814 | 0.11033 | 0.11246 | 0.11453 | 0.11649 | 0.11834 | 0.12008 | 0.12171 | 0.12324 | 0.12466 | 0.126 | 0.12726
Scenario 1: Reference | SCE | Res | HVAC | Res - Multi Family | Gas Energy (MMTherm/year) | Fuel Substitution | 5.0433 | 5.0349 | 5.0265 | 5.0181 | 5.0097 | 8.1865e-08 | 8.1729e-08 | 8.1592e-08 | 8.1456e-08 | 8.132e-08 | 8.1184e-08 | 8.1049e-08 | 8.0913e-08
Scenario 1: Reference | SCE | Res | HVAC | Res - Single Family | Electric Demand (MW) | Energy Efficiency | 783.1029 | 784.4767 | 785.9794 | 787.4829 | 788.9967 | 790.4333 | 791.7568 | 792.9586 | 794.0476 | 795.0358 | 795.9345 | 796.7543 | 797.501
Scenario 1: Reference | SCE | Res | HVAC | Res - Single Family | Electric Demand (MW) | Fuel Substitution | 0 | 0 | 0 | 0 | 0 | 174.0408 | 173.9494 | 173.8581 | 173.7669 | 173.6757 | 173.5845 | 173.4934 | 173.4024
Scenario 1: Reference | SCE | Res | HVAC | Res - Single Family | Electric Energy (GWh/year) | Energy Efficiency | 1102.0289 | 1103.9223 | 1105.9944 | 1108.0677 | 1110.155 | 1112.1355 | 1113.9595 | 1115.6148 | 1117.1138 | 1118.4733 | 1119.7089 | 1120.8352 | 1121.8603
Scenario 1: Reference | SCE | Res | HVAC | Res - Single Family | Electric Energy (GWh/year) | Fuel Substitution | -389.5682 | -389.3638 | -389.1594 | -575.6171 | -575.315 | 486.2968 | 486.0416 | 485.7865 | 485.5315 | 485.2767 | 485.022 | 484.7674 | 484.5129
Scenario 1: Reference | SCE | Res | HVAC | Res - Single Family | Gas Energy (MMTherm/year) | Energy Efficiency | 0.22107 | 0.23582 | 0.25164 | 0.26747 | 0.28338 | 0.29865 | 0.31297 | 0.32628 | 0.33864 | 0.35016 | 0.36094 | 0.37106 | 0.38057
Scenario 1: Reference | SCE | Res | HVAC | Res - Single Family | Gas Energy (MMTherm/year) | Fuel Substitution | 100.7527 | 100.6999 | 100.647 | 111.6749 | 111.6163 | 0 | 0 | 0 | 0 | 0 | 0 | 0 | 0
Scenario 1: Reference | SCE | Res | WaterHeat | Res - Multi Family | Electric Demand (MW) | Energy Efficiency | 12.377 | 12.5495 | 12.7229 | 12.8912 | 13.0549 | 13.2094 | 13.3553 | 13.4922 | 13.6199 | 13.7386 | 13.8493 | 13.9531 | 14.0506
Scenario 1: Reference | SCE | Res | WaterHeat | Res - Multi Family | Electric Demand (MW) | Fuel Substitution | 0 | 0 | 0 | 0 | 0 | 44.4181 | 44.3439 | 44.2699 | 44.196 | 44.1222 | 44.0485 | 43.9749 | 43.9015
Scenario 1: Reference | SCE | Res | WaterHeat | Res - Multi Family | Electric Energy (GWh/year) | Energy Efficiency | 65.3396 | 66.25 | 67.1655 | 68.0538 | 68.9181 | 69.7338 | 70.504 | 71.2265 | 71.9006 | 72.5276 | 73.1117 | 73.66 | 74.1744
Scenario 1: Reference | SCE | Res | WaterHeat | Res - Multi Family | Electric Energy (GWh/year) | Fuel Substitution | -12457.4231 | -12436.6205 | -12415.8526 | -12395.1193 | -12374.4207 | 252.783 | 252.3608 | 251.9394 | 251.5187 | 251.0987 | 250.6794 | 250.2608 | 249.8429
Scenario 1: Reference | SCE | Res | WaterHeat | Res - Multi Family | Gas Energy (MMTherm/year) | Fuel Substitution | 882.8835 | 881.4092 | 879.9373 | 878.4679 | 877.001 | 0 | 0 | 0 | 0 | 0 | 0 | 0 | 0
Scenario 1: Reference | SCE | Res | WaterHeat | Res - Single Family | Electric Demand (MW) | Energy Efficiency | 22.3926 | 22.5974 | 22.8178 | 23.0383 | 23.26 | 23.4723 | 23.6709 | 23.8547 | 24.0247 | 24.1826 | 24.3295 | 24.4669 | 24.5954
Scenario 1: Reference | SCE | Res | WaterHeat | Res - Single Family | Electric Demand (MW) | Fuel Substitution | 0 | 0 | 0 | 0 | 0 | 385.1065 | 384.9043 | 384.7023 | 384.5004 | 384.2986 | 384.0969 | 383.8953 | 383.6938
Scenario 1: Reference | SCE | Res | WaterHeat | Res - Single Family | Electric Energy (GWh/year) | Energy Efficiency | 114.8618 | 115.9122 | 117.0427 | 118.1736 | 119.3108 | 120.3999 | 121.4185 | 122.3612 | 123.2336 | 124.0432 | 124.7971 | 125.5017 | 126.1608
Scenario 1: Reference | SCE | Res | WaterHeat | Res - Single Family | Electric Energy (GWh/year) | Fuel Substitution | -1724.7547 | -1723.8494 | -1722.9446 | -1722.0403 | -1721.1365 | 2185.6039 | 2184.4567 | 2183.3102 | 2182.1642 | 2181.0189 | 2179.8741 | 2178.73 | 2177.5865
Scenario 1: Reference | SCE | Res | WaterHeat | Res - Single Family | Gas Energy (MMTherm/year) | Fuel Substitution | 254.3989 | 254.2654 | 254.1319 | 253.9985 | 253.8652 | 0 | 0 | 0 | 0 | 0 | 0 | 0 | 0
Scenario 1: Reference | SCG | Com | AppPlug | Com - College | Gas Energy (MMTherm/year) | Energy Efficiency | 0.10757 | 0.10703 | 0.10649 | 0.10595 | 0.10542 | 0.10489 | 0.10436 | 0.10384 | 0.10331 | 0.10279 | 0.10228 | 0.10176 | 0.10125
Scenario 1: Reference | SCG | Com | AppPlug | Com - Health | Gas Energy (MMTherm/year) | Energy Efficiency | 26.6816 | 26.8367 | 26.9996 | 27.1611 | 27.3272 | 27.4949 | 27.6705 | 27.8474 | 28.025 | 28.1979 | 28.3648 | 28.5389 | 28.7219
Scenario 1: Reference | SCG | Com | AppPlug | Com - Lodging | Gas Energy (MMTherm/year) | Energy Efficiency | 19.437 | 19.615 | 19.797 | 19.9808 | 20.1692 | 20.3626 | 20.5611 | 20.7639 | 20.969 | 21.1752 | 21.3833 | 21.5928 | 21.8037
Scenario 1: Reference | SCG | Com | AppPlug | Com - Other | Gas Energy (MMTherm/year) | Energy Efficiency | 0.54603 | 0.55107 | 0.55633 | 0.56179 | 0.55857 | 0.57327 | 0.57935 | 0.58561 | 0.59199 | 0.59854 | 0.60525 | 0.61211 | 0.61914
Scenario 1: Reference | SCG | Com | BldgEnv | Com - College | Electric Demand (MW) | Energy Efficiency | 0.50129 | 0.49911 | 0.49695 | 0.49482 | 0.49271 | 0.49062 | 0.48855 | 0.4865 | 0.48446 | 0.48244 | 0.48043 | 0.47845 | 0.47648
Scenario 1: Reference | SCG | Com | BldgEnv | Com - College | Electric Energy (GWh/year) | Energy Efficiency | 0.17106 | 0.17032 | 0.16958 | 0.16886 | 0.16813 | 0.16742 | 0.16672 | 0.16602 | 0.16532 | 0.16463 | 0.16394 | 0.16327 | 0.1626
Scenario 1: Reference | SCG | Com | BldgEnv | Com - College | Gas Energy (MMTherm/year) | Energy Efficiency | 0.13915 | 0.13854 | 0.13795 | 0.13736 | 0.13677 | 0.13619 | 0.13561 | 0.13504 | 0.13448 | 0.13392 | 0.13336 | 0.13281 | 0.13226
Scenario 1: Reference | SCG | Com | BldgEnv | Com - Grocery | Electric Demand (MW) | Energy Efficiency | 0.89238 | 0.88525 | 0.8782 | 0.87123 | 0.86435 | 0.85756 | 0.85085 | 0.84423 | 0.83769 | 0.83124 | 0.82485 | 0.81855 | 0.81232
Scenario 1: Reference | SCG | Com | BldgEnv | Com - Grocery | Electric Energy (GWh/year) | Energy Efficiency | 0.30452 | 0.30209 | 0.29968 | 0.2973 | 0.29495 | 0.29264 | 0.29035 | 0.28809 | 0.28586 | 0.28366 | 0.28148 | 0.27933 | 0.2772
Scenario 1: Reference | SCG | Com | BldgEnv | Com - Grocery | Gas Energy (MMTherm/year) | Energy Efficiency | 0.16909 | 0.16774 | 0.1664 | 0.16508 | 0.16378 | 0.16249 | 0.16122 | 0.15997 | 0.15873 | 0.1575 | 0.15629 | 0.1551 | 0.15392
Scenario 1: Reference | SCG | Com | BldgEnv | Com - Health | Electric Demand (MW) | Energy Efficiency | 0.70491 | 0.70335 | 0.70182 | 0.70029 | 0.69878 | 0.69729 | 0.69583 | 0.69438 | 0.69294 | 0.69149 | 0.69003 | 0.68859 | 0.6872
Scenario 1: Reference | SCG | Com | BldgEnv | Com - Health | Electric Energy (GWh/year) | Energy Efficiency | 0.33816 | 0.33741 | 0.33668 | 0.33595 | 0.33522 | 0.33451 | 0.33381 | 0.33311 | 0.33242 | 0.33172 | 0.33102 | 0.33034 | 0.32967
Scenario 1: Reference | SCG | Com | BldgEnv | Com - Health | Gas Energy (MMTherm/year) | Energy Efficiency | 0.15623 | 0.15589 | 0.15555 | 0.15521 | 0.15487 | 0.15454 | 0.15422 | 0.1539 | 0.15358 | 0.15326 | 0.15293 | 0.15262 | 0.15231
Scenario 1: Reference | SCG | Com | BldgEnv | Com - Lodging | Electric Demand (MW) | Energy Efficiency | 0.6854 | 0.6809 | 0.67646 | 0.67207 | 0.66773 | 0.66345 | 0.65922 | 0.65505 | 0.65092 | 0.64684 | 0.6428 | 0.6388 | 0.63484
Scenario 1: Reference | SCG | Com | BldgEnv | Com - Lodging | Electric Energy (GWh/year) | Energy Efficiency | 0.44723 | 0.44429 | 0.4414 | 0.43853 | 0.4357 | 0.4329 | 0.43015 | 0.42742 | 0.42473 | 0.42206 | 0.41943 | 0.41682 | 0.41424
Scenario 1: Reference | SCG | Com | BldgEnv | Com - Lodging | Gas Energy (MMTherm/year) | Energy Efficiency | 0.087686 | 0.087111 | 0.086543 | 0.085981 | 0.085425 | 0.084878 | 0.084337 | 0.083803 | 0.083275 | 0.082752 | 0.082236 | 0.081724 | 0.081218
Scenario 1: Reference | SCG | Com | BldgEnv | Com - Office (Large) | Electric Demand (MW) | Energy Efficiency | 1.9033 | 1.8491 | 1.7967 | 1.746 | 1.6971 | 1.6499 | 1.6043 | 1.5603 | 1.5177 | 1.4766 | 1.4369 | 1.3986 | 1.3615
Scenario 1: Reference | SCG | Com | BldgEnv | Com - Office (Large) | Electric Energy (GWh/year) | Energy Efficiency | 0.6495 | 0.63099 | 0.6131 | 0.59581 | 0.57912 | 0.56301 | 0.54745 | 0.53244 | 0.51792 | 0.5039 | 0.49035 | 0.47725 | 0.46461
Scenario 1: Reference | SCG | Com | BldgEnv | Com - Office (Large) | Gas Energy (MMTherm/year) | Energy Efficiency | 0.2315 | 0.2249 | 0.21853 | 0.21236 | 0.20641 | 0.20067 | 0.19513 | 0.18977 | 0.1846 | 0.1796 | 0.17477 | 0.17011 | 0.1656
Scenario 1: Reference | SCG | Com | BldgEnv | Com - Office (Small) | Electric Demand (MW) | Energy Efficiency | 0.81287 | 0.80547 | 0.79817 | 0.79094 | 0.67206 | 0.67431 | 0.6684 | 0.66256 | 0.65679 | 0.65109 | 0.64546 | 0.6399 | 0.6344
Scenario 1: Reference | SCG | Com | BldgEnv | Com - Office (Small) | Electric Energy (GWh/year) | Energy Efficiency | 0.27739 | 0.27487 | 0.27237 | 0.26991 | 0.22934 | 0.23011 | 0.22809 | 0.2261 | 0.22413 | 0.22218 | 0.22026 | 0.21836 | 0.21649
Scenario 1: Reference | SCG | Com | BldgEnv | Com - Office (Small) | Gas Energy (MMTherm/year) | Energy Efficiency | 0.098868 | 0.097969 | 0.09708 | 0.096202 | 0.081742 | 0.082015 | 0.081297 | 0.080587 | 0.079885 | 0.079192 | 0.078507 | 0.07783 | 0.077161
Scenario 1: Reference | SCG | Com | BldgEnv | Com - Other | Electric Demand (MW) | Energy Efficiency | 1.5013 | 1.4926 | 1.4841 | 1.4756 | 1.4656 | 1.459 | 1.4508 | 1.4427 | 1.4347 | 1.4269 | 1.4191 | 1.4113 | 1.4037
Scenario 1: Reference | SCG | Com | BldgEnv | Com - Other | Electric Energy (GWh/year) | Energy Efficiency | 0.51257 | 0.50961 | 0.50668 | 0.50379 | 0.50038 | 0.49811 | 0.49532 | 0.49256 | 0.48984 | 0.48714 | 0.48448 | 0.48185 | 0.47925
Scenario 1: Reference | SCG | Com | BldgEnv | Com - Other | Gas Energy (MMTherm/year) | Energy Efficiency | 0.45068 | 0.44808 | 0.4455 | 0.44296 | 0.43996 | 0.43796 | 0.43551 | 0.43309 | 0.43069 | 0.42833 | 0.42598 | 0.42367 | 0.42138
Scenario 1: Reference | SCG | Com | BldgEnv | Com - Refrig. Warehouse | Electric Demand (MW) | Energy Efficiency | 0.14678 | 0.14615 | 0.12938 | 0.12977 | 0.12922 | 0.12868 | 0.12814 | 0.1276 | 0.12707 | 0.12654 | 0.12602 | 0.12551 | 0.125
Scenario 1: Reference | SCG | Com | BldgEnv | Com - Refrig. Warehouse | Electric Energy (GWh/year) | Energy Efficiency | 0.05024 | 0.050023 | 0.044284 | 0.044419 | 0.044231 | 0.044044 | 0.043858 | 0.043675 | 0.043493 | 0.043313 | 0.043135 | 0.042958 | 0.042784
Scenario 1: Reference | SCG | Com | BldgEnv | Com - Refrig. Warehouse | Gas Energy (MMTherm/year) | Energy Efficiency | 0.028091 | 0.02797 | 0.024761 | 0.024836 | 0.024731 | 0.024627 | 0.024523 | 0.02442 | 0.024319 | 0.024218 | 0.024118 | 0.02402 | 0.023922
Scenario 1: Reference | SCG | Com | BldgEnv | Com - Restaurant | Electric Demand (MW) | Energy Efficiency | 0.38786 | 0.38533 | 0.38286 | 0.38043 | 0.37806 | 0.37573 | 0.37343 | 0.37118 | 0.36896 | 0.36678 | 0.36464 | 0.36254 | 0.36047
Scenario 1: Reference | SCG | Com | BldgEnv | Com - Restaurant | Electric Energy (GWh/year) | Energy Efficiency | 0.13235 | 0.13149 | 0.13065 | 0.12982 | 0.12901 | 0.12821 | 0.12743 | 0.12666 | 0.12591 | 0.12516 | 0.12443 | 0.12371 | 0.12301
Scenario 1: Reference | SCG | Com | BldgEnv | Com - Restaurant | Gas Energy (MMTherm/year) | Energy Efficiency | 0.10296 | 0.10229 | 0.10163 | 0.10098 | 0.10035 | 0.099735 | 0.099126 | 0.098528 | 0.09794 | 0.097362 | 0.096794 | 0.096235 | 0.095686
Scenario 1: Reference | SCG | Com | BldgEnv | Com - Retail | Electric Demand (MW) | Energy Efficiency | 2.8842 | 2.8635 | 2.8429 | 2.8227 | 2.7927 | 2.7766 | 2.7571 | 2.7378 | 2.7188 | 2.6999 | 2.6813 | 2.6629 | 2.6447
Scenario 1: Reference | SCG | Com | BldgEnv | Com - Retail | Electric Energy (GWh/year) | Energy Efficiency | 0.98423 | 0.97715 | 0.97015 | 0.96322 | 0.95301 | 0.94751 | 0.94085 | 0.93428 | 0.92777 | 0.92135 | 0.91499 | 0.90871 | 0.90249
Scenario 1: Reference | SCG | Com | BldgEnv | Com - Retail | Gas Energy (MMTherm/year) | Energy Efficiency | 1.0407 | 1.0332 | 1.0258 | 1.0185 | 1.0077 | 1.0019 | 0.99484 | 0.98788 | 0.98101 | 0.97421 | 0.96749 | 0.96085 | 0.95428
Scenario 1: Reference | SCG | Com | BldgEnv | Com - School | Electric Demand (MW) | Energy Efficiency | 0.53605 | 0.52454 | 0.51334 | 0.50242 | 0.49178 | 0.48142 | 0.47132 | 0.46147 | 0.45188 | 0.44255 | 0.43347 | 0.42463 | 0.41603
Scenario 1: Reference | SCG | Com | BldgEnv | Com - School | Electric Energy (GWh/year) | Energy Efficiency | 0.18292 | 0.179 | 0.17517 | 0.17145 | 0.16782 | 0.16428 | 0.16083 | 0.15748 | 0.1542 | 0.15102 | 0.14792 | 0.1449 | 0.14197
Scenario 1: Reference | SCG | Com | BldgEnv | Com - School | Gas Energy (MMTherm/year) | Energy Efficiency | 0.065199 | 0.063799 | 0.062437 | 0.061109 | 0.059815 | 0.058554 | 0.057326 | 0.056128 | 0.054962 | 0.053827 | 0.052722 | 0.051647 | 0.050601
Scenario 1: Reference | SCG | Com | BldgEnv | Com - Warehouse | Electric Demand (MW) | Energy Efficiency | 2.4059 | 2.3977 | 2.3896 | 2.3816 | 2.3737 | 2.3659 | 2.3581 | 2.3505 | 2.343 | 2.3355 | 2.3281 | 2.3208 | 2.3136
Scenario 1: Reference | SCG | Com | BldgEnv | Com - Warehouse | Electric Energy (GWh/year) | Energy Efficiency | 1.5685 | 1.5631 | 1.5578 | 1.5526 | 1.5475 | 1.5424 | 1.5373 | 1.5324 | 1.5274 | 1.5226 | 1.5178 | 1.513 | 1.5083
Scenario 1: Reference | SCG | Com | BldgEnv | Com - Warehouse | Gas Energy (MMTherm/year) | Energy Efficiency | 0.4974 | 0.4957 | 0.49403 | 0.49237 | 0.49073 | 0.48911 | 0.48752 | 0.48594 | 0.48438 | 0.48284 | 0.48131 | 0.4798 | 0.4783
Scenario 1: Reference | SCG | Com | ComRefrig | Com - Grocery | Electric Demand (MW) | Energy Efficiency | 5.0343 | 4.9887 | 4.9435 | 4.8987 | 4.8544 | 4.8104 | 4.7668 | 4.7237 | 4.6809 | 4.6385 | 4.5965 | 4.5549 | 4.5136
Scenario 1: Reference | SCG | Com | ComRefrig | Com - Grocery | Electric Energy (GWh/year) | Energy Efficiency | 51.1445 | 50.6813 | 50.2223 | 49.7675 | 49.3168 | 48.8702 | 48.4276 | 47.989 | 47.5544 | 47.1237 | 46.697 | 46.2741 | 45.855
Scenario 1: Reference | SCG | Com | ComRefrig | Com - Grocery | Gas Energy (MMTherm/year) | Energy Efficiency | 2.9083 | 2.882 | 2.8559 | 2.83 | 2.8044 | 2.779 | 2.7538 | 2.7289 | 2.7042 | 2.6797 | 2.6554 | 2.6313 | 2.6075
Scenario 1: Reference | SCG | Com | ComRefrig | Com - Restaurant | Electric Demand (MW) | Energy Efficiency | 0.25784 | 0.25557 | 0.25333 | 0.25111 | 0.2489 | 0.24672 | 0.24455 | 0.2424 | 0.24027 | 0.23817 | 0.23607 | 0.234 | 0.23195
Scenario 1: Reference | SCG | Com | ComRefrig | Com - Restaurant | Electric Energy (GWh/year) | Energy Efficiency | 2.6194 | 2.5964 | 2.5736 | 2.5511 | 2.5287 | 2.5065 | 2.4844 | 2.4626 | 2.441 | 2.4196 | 2.3983 | 2.3773 | 2.3564
Scenario 1: Reference | SCG | Com | ComRefrig | Com - Restaurant | Gas Energy (MMTherm/year) | Energy Efficiency | 0.14895 | 0.14765 | 0.14635 | 0.14506 | 0.14379 | 0.14253 | 0.14128 | 0.14004 | 0.13881 | 0.13759 | 0.13638 | 0.13518 | 0.134
Scenario 1: Reference | SCG | Com | ComRefrig | Com - Retail | Electric Demand (MW) | Energy Efficiency | 5.3946 | 5.3499 | 5.3056 | 5.2617 | 5.2056 | 5.1625 | 5.1198 | 5.0773 | 5.0353 | 4.9936 | 4.9522 | 4.9112 | 4.8705
Scenario 1: Reference | SCG | Com | ComRefrig | Com - Retail | Electric Energy (GWh/year) | Energy Efficiency | 54.8052 | 54.3513 | 53.9012 | 53.4547 | 52.8853 | 52.4473 | 52.0129 | 51.5821 | 51.1549 | 50.7312 | 50.311 | 49.8943 | 49.4811
Scenario 1: Reference | SCG | Com | ComRefrig | Com - Retail | Gas Energy (MMTherm/year) | Energy Efficiency | 3.1165 | 3.0907 | 3.0651 | 3.0397 | 3.0073 | 2.9824 | 2.9577 | 2.9332 | 2.9089 | 2.8848 | 2.8609 | 2.8372 | 2.8137
Scenario 1: Reference | SCG | Com | FoodServ | Com - College | Electric Demand (MW) | Energy Efficiency | 0.47604 | 0.48242 | 0.48906 | 0.49601 | 0.50302 | 0.51036 | 0.518 | 0.52575 | 0.5336 | 0.54144 | 0.54935 | 0.55769 | 0.56606
Scenario 1: Reference | SCG | Com | FoodServ | Com - College | Electric Energy (GWh/year) | Energy Efficiency | 2.3309 | 2.3621 | 2.3946 | 2.4287 | 2.463 | 2.4989 | 2.5364 | 2.5743 | 2.6128 | 2.6512 | 2.6899 | 2.7307 | 2.7718
Scenario 1: Reference | SCG | Com | FoodServ | Com - College | Gas Energy (MMTherm/year) | Energy Efficiency | 0.093328 | 0.097752 | 0.10231 | 0.10704 | 0.1118 | 0.11674 | 0.12184 | 0.127 | 0.13221 | 0.13741 | 0.14264 | 0.14811 | 0.1536
Scenario 1: Reference | SCG | Com | FoodServ | Com - Grocery | Electric Demand (MW) | Energy Efficiency | 1.8846 | 1.9127 | 1.9412 | 1.9705 | 2.0008 | 2.0321 | 2.0641 | 2.0972 | 2.1311 | 2.1655 | 2.2005 | 2.2361 | 2.2721
Scenario 1: Reference | SCG | Com | FoodServ | Com - Grocery | Electric Energy (GWh/year) | Energy Efficiency | 9.224 | 9.3615 | 9.5011 | 9.6446 | 9.7927 | 9.946 | 10.1029 | 10.265 | 10.4308 | 10.5991 | 10.7708 | 10.9448 | 11.1214
Scenario 1: Reference | SCG | Com | FoodServ | Com - Grocery | Gas Energy (MMTherm/year) | Energy Efficiency | 0.56495 | 0.61953 | 0.67456 | 0.73045 | 0.78747 | 0.84569 | 0.90478 | 0.96509 | 1.0263 | 1.088 | 1.1504 | 1.2134 | 1.2769
Scenario 1: Reference | SCG | Com | FoodServ | Com - Health | Electric Demand (MW) | Energy Efficiency | 1.2973 | 1.3218 | 1.3471 | 1.3722 | 1.3979 | 1.4237 | 1.4505 | 1.4774 | 1.5043 | 1.5307 | 1.5563 | 1.5828 | 1.6103
Scenario 1: Reference | SCG | Com | FoodServ | Com - Health | Electric Energy (GWh/year) | Energy Efficiency | 6.3491 | 6.4687 | 6.5928 | 6.7159 | 6.8415 | 6.968 | 7.099 | 7.2305 | 7.3624 | 7.4915 | 7.6171 | 7.7466 | 7.8813
Scenario 1: Reference | SCG | Com | FoodServ | Com - Health | Gas Energy (MMTherm/year) | Energy Efficiency | 0.24315 | 0.2604 | 0.27822 | 0.2959 | 0.31391 | 0.33202 | 0.35069 | 0.36944 | 0.38822 | 0.40664 | 0.42459 | 0.44306 | 0.46217
Scenario 1: Reference | SCG | Com | FoodServ | Com - Lodging | Electric Demand (MW) | Energy Efficiency | 0.75094 | 0.77003 | 0.78937 | 0.8088 | 0.82853 | 0.84859 | 0.86898 | 0.88966 | 0.91045 | 0.93129 | 0.95223 | 0.97323 | 0.99429
Scenario 1: Reference | SCG | Com | FoodServ | Com - Lodging | Electric Energy (GWh/year) | Energy Efficiency | 3.6749 | 3.7683 | 3.863 | 3.9582 | 4.0547 | 4.1529 | 4.2528 | 4.354 | 4.4558 | 4.5578 | 4.6604 | 4.7632 | 4.8663
Scenario 1: Reference | SCG | Com | FoodServ | Com - Lodging | Gas Energy (MMTherm/year) | Energy Efficiency | 0.16615 | 0.18563 | 0.20527 | 0.22497 | 0.24487 | 0.26503 | 0.28543 | 0.30604 | 0.32671 | 0.3474 | 0.36814 | 0.3889 | 0.40968
Scenario 1: Reference | SCG | Com | FoodServ | Com - Other | Electric Demand (MW) | Energy Efficiency | 2.4537 | 2.4914 | 2.5303 | 2.5704 | 2.5568 | 2.6541 | 2.698 | 2.7429 | 2.7886 | 2.8352 | 2.8829 | 2.9314 | 2.9809
Scenario 1: Reference | SCG | Com | FoodServ | Com - Other | Electric Energy (GWh/year) | Energy Efficiency | 11.9574 | 12.1412 | 12.3313 | 12.5273 | 12.4607 | 12.9358 | 13.15 | 13.3696 | 13.5926 | 13.8202 | 14.0528 | 14.2896 | 14.5313
Scenario 1: Reference | SCG | Com | FoodServ | Com - Other | Gas Energy (MMTherm/year) | Energy Efficiency | 1.3866 | 1.4609 | 1.537 | 1.6149 | 1.6099 | 1.7756 | 1.859 | 1.9439 | 2.0298 | 2.117 | 2.2057 | 2.2957 | 2.387
Scenario 1: Reference | SCG | Com | FoodServ | Com - Restaurant | Electric Demand (MW) | Energy Efficiency | 6.7576 | 6.9116 | 7.0703 | 7.2339 | 7.4034 | 7.5766 | 7.7524 | 7.9318 | 8.1143 | 8.2994 | 8.4872 | 8.6773 | 8.87
Scenario 1: Reference | SCG | Com | FoodServ | Com - Restaurant | Electric Energy (GWh/year) | Energy Efficiency | 33.1519 | 33.9073 | 34.685 | 35.4873 | 36.3182 | 37.1672 | 38.0293 | 38.9087 | 39.8037 | 40.7109 | 41.6319 | 42.564 | 43.5085
Scenario 1: Reference | SCG | Com | FoodServ | Com - Restaurant | Gas Energy (MMTherm/year) | Energy Efficiency | 2.7437 | 3.0374 | 3.3374 | 3.6443 | 3.9594 | 4.2793 | 4.6028 | 4.9309 | 5.2632 | 5.5987 | 5.9379 | 6.2799 | 6.6252
Scenario 1: Reference | SCG | Com | FoodServ | Com - Retail | Electric Demand (MW) | Energy Efficiency | 0.47605 | 0.48531 | 0.49467 | 0.50424 | 0.49943 | 0.52484 | 0.5351 | 0.54562 | 0.55631 | 0.56714 | 0.57814 | 0.58928 | 0.60055
Scenario 1: Reference | SCG | Com | FoodServ | Com - Retail | Electric Energy (GWh/year) | Energy Efficiency | 2.3319 | 2.3772 | 2.4231 | 2.4699 | 2.4463 | 2.5708 | 2.6211 | 2.6726 | 2.725 | 2.778 | 2.8319 | 2.8865 | 2.9417
Scenario 1: Reference | SCG | Com | FoodServ | Com - Retail | Gas Energy (MMTherm/year) | Energy Efficiency | 0.05164 | 0.052643 | 0.05366 | 0.054697 | 0.054175 | 0.056932 | 0.058045 | 0.059186 | 0.060345 | 0.06152 | 0.062714 | 0.063921 | 0.065145
Scenario 1: Reference | SCG | Com | FoodServ | Com - School | Electric Demand (MW) | Energy Efficiency | 0.81414 | 0.83563 | 0.85724 | 0.87894 | 0.90021 | 0.9216 | 0.94278 | 0.96381 | 0.98485 | 1.006 | 1.0272 | 1.0487 | 1.0702
Scenario 1: Reference | SCG | Com | FoodServ | Com - School | Electric Energy (GWh/year) | Energy Efficiency | 3.9626 | 4.0677 | 4.1733 | 4.2793 | 4.3833 | 4.4878 | 4.5913 | 4.694 | 4.7968 | 4.9003 | 5.0039 | 5.1088 | 5.2139
Scenario 1: Reference | SCG | Com | FoodServ | Com - School | Gas Energy (MMTherm/year) | Energy Efficiency | 0.2471 | 0.26446 | 0.28177 | 0.299 | 0.31587 | 0.33269 | 0.34927 | 0.36567 | 0.38195 | 0.39822 | 0.41439 | 0.43061 | 0.44676
Scenario 1: Reference | SCG | Com | HVAC | Com - College | Electric Demand (MW) | Energy Efficiency | 3.638 | 3.6613 | 3.6858 | 3.7118 | 3.7381 | 3.7378 | 3.7669 | 3.7966 | 3.8268 | 3.857 | 3.8875 | 3.9201 | 3.9529
Scenario 1: Reference | SCG | Com | HVAC | Com - College | Electric Energy (GWh/year) | Energy Efficiency | 4.3898 | 4.4179 | 4.4474 | 4.4788 | 4.5106 | 4.4033 | 4.4375 | 4.4725 | 4.508 | 4.5435 | 4.5794 | 4.6178 | 4.6563
Scenario 1: Reference | SCG | Com | HVAC | Com - College | Gas Energy (MMTherm/year) | Energy Efficiency | 0.50078 | 0.50398 | 0.50735 | 0.51093 | 0.51455 | 0.42488 | 0.42815 | 0.43149 | 0.43487 | 0.43827 | 0.44169 | 0.44535 | 0.44903
Scenario 1: Reference | SCG | Com | HVAC | Com - Grocery | Gas Energy (MMTherm/year) | Energy Efficiency | 1.0821 | 1.0888 | 1.0957 | 1.103 | 1.1106 | 1.1146 | 1.1229 | 1.1316 | 1.1406 | 1.1499 | 1.1594 | 1.1691 | 1.1791
Scenario 1: Reference | SCG | Com | HVAC | Com - Health | Electric Demand (MW) | Energy Efficiency | 0.031581 | 0.031908 | 0.032249 | 0.032587 | 0.032933 | 0.0021921 | 0.0021921 | 0.0021921 | 0.0021921 | 0.0021921 | 0.0021921 | 0.0021921 | 0.0021921
Scenario 1: Reference | SCG | Com | HVAC | Com - Health | Electric Energy (GWh/year) | Energy Efficiency | 0.1577 | 0.15933 | 0.16104 | 0.16272 | 0.16445 | 0.010946 | 0.010946 | 0.010946 | 0.010946 | 0.010946 | 0.010946 | 0.010946 | 0.010946
Scenario 1: Reference | SCG | Com | HVAC | Com - Health | Gas Energy (MMTherm/year) | Energy Efficiency | 2.465 | 2.4906 | 2.5172 | 2.5436 | 2.5706 | 2.4887 | 2.5157 | 2.5429 | 2.5702 | 2.5969 | 2.6227 | 2.6495 | 2.6774
Scenario 1: Reference | SCG | Com | HVAC | Com - Lodging | Electric Demand (MW) | Energy Efficiency | 0.01064 | 0.010782 | 0.010926 | 0.011072 | 0.01122 | 0.0011393 | 0.0011393 | 0.0011393 | 0.0011393 | 0.0011393 | 0.0011393 | 0.0011393 | 0.0011393
Scenario 1: Reference | SCG | Com | HVAC | Com - Lodging | Electric Energy (GWh/year) | Energy Efficiency | 0.053133 | 0.053841 | 0.054561 | 0.055286 | 0.056027 | 0.005689 | 0.005689 | 0.005689 | 0.005689 | 0.005689 | 0.005689 | 0.005689 | 0.005689
Scenario 1: Reference | SCG | Com | HVAC | Com - Lodging | Gas Energy (MMTherm/year) | Energy Efficiency | 1.3044 | 1.3217 | 1.3394 | 1.3572 | 1.3754 | 1.3575 | 1.3759 | 1.3946 | 1.4136 | 1.4325 | 1.4517 | 1.4709 | 1.4902
Scenario 1: Reference | SCG | Com | HVAC | Com - Office (Large) | Electric Demand (MW) | Energy Efficiency | 0.13774 | 0.13901 | 0.14027 | 0.14156 | 0.14291 | 0.026983 | 0.026983 | 0.026983 | 0.026983 | 0.026983 | 0.026983 | 0.026983 | 0.026983
Scenario 1: Reference | SCG | Com | HVAC | Com - Office (Large) | Electric Energy (GWh/year) | Energy Efficiency | 0.68779 | 0.69413 | 0.70046 | 0.70689 | 0.71363 | 0.13474 | 0.13474 | 0.13474 | 0.13474 | 0.13474 | 0.13474 | 0.13474 | 0.13474
Scenario 1: Reference | SCG | Com | HVAC | Com - Office (Large) | Gas Energy (MMTherm/year) | Energy Efficiency | 1.1936 | 1.2046 | 1.2156 | 1.2267 | 1.2384 | 0.89335 | 0.90156 | 0.91003 | 0.91853 | 0.92702 | 0.93561 | 0.94422 | 0.9529
Scenario 1: Reference | SCG | Com | HVAC | Com - Office (Small) | Electric Demand (MW) | Energy Efficiency | 2.5791 | 2.5991 | 2.6194 | 2.64 | 2.2691 | 2.5947 | 2.6156 | 2.6368 | 2.6583 | 2.6799 | 2.7018 | 2.7238 | 2.746
Scenario 1: Reference | SCG | Com | HVAC | Com - Office (Small) | Electric Energy (GWh/year) | Energy Efficiency | 4.001 | 4.0321 | 4.0635 | 4.0955 | 3.5201 | 3.7235 | 3.7533 | 3.7835 | 3.8141 | 3.845 | 3.8762 | 3.9076 | 3.9392
Scenario 1: Reference | SCG | Com | HVAC | Com - Office (Small) | Gas Energy (MMTherm/year) | Energy Efficiency | 0.51747 | 0.52149 | 0.52555 | 0.52969 | 0.45527 | 0.27014 | 0.27216 | 0.27421 | 0.27629 | 0.27838 | 0.28049 | 0.28262 | 0.28477
Scenario 1: Reference | SCG | Com | HVAC | Com - Other | Electric Demand (MW) | Energy Efficiency | 62.8095 | 63.3892 | 63.9937 | 64.6212 | 64.2519 | 65.9418 | 66.6412 | 67.3618 | 68.0959 | 68.8486 | 69.6211 | 70.4102 | 71.2186
Scenario 1: Reference | SCG | Com | HVAC | Com - Other | Electric Energy (GWh/year) | Energy Efficiency | 87.8006 | 88.611 | 89.4561 | 90.3333 | 89.8169 | 92.1793 | 93.1569 | 94.1643 | 95.1905 | 96.2427 | 97.3225 | 98.4256 | 99.5557
Scenario 1: Reference | SCG | Com | HVAC | Com - Other | Gas Energy (MMTherm/year) | Energy Efficiency | 5.4916 | 5.5423 | 5.5952 | 5.65 | 5.6177 | 5.7087 | 5.7692 | 5.8315 | 5.8951 | 5.9602 | 6.027 | 6.0953 | 6.1652
Scenario 1: Reference | SCG | Com | HVAC | Com - Refrig. Warehouse | Gas Energy (MMTherm/year) | Energy Efficiency | 0.00010933 | 0.0001104 | 9.9542e-05 | 0.00011249 | 0.00011351 | 3.2286e-05 | 3.2297e-05 | 3.2308e-05 | 3.232e-05 | 3.2332e-05 | 3.2344e-05 | 3.2356e-05 | 3.2369e-05
Scenario 1: Reference | SCG | Com | HVAC | Com - Restaurant | Electric Demand (MW) | Energy Efficiency | 3.6214 | 3.6672 | 3.7148 | 3.7643 | 3.816 | 3.8692 | 3.9234 | 3.9789 | 4.0357 | 4.0936 | 4.1525 | 4.2123 | 4.2731
Scenario 1: Reference | SCG | Com | HVAC | Com - Restaurant | Electric Energy (GWh/year) | Energy Efficiency | 2.3148 | 2.3441 | 2.3745 | 2.4062 | 2.4392 | 2.4732 | 2.5078 | 2.5434 | 2.5797 | 2.6166 | 2.6543 | 2.6925 | 2.7314
Scenario 1: Reference | SCG | Com | HVAC | Com - Restaurant | Gas Energy (MMTherm/year) | Energy Efficiency | 6.1042 | 6.1815 | 6.2617 | 6.3451 | 6.4323 | 6.4523 | 6.5426 | 6.6352 | 6.7298 | 6.8261 | 6.9242 | 7.0238 | 7.1251
Scenario 1: Reference | SCG | Com | HVAC | Com - Retail | Electric Demand (MW) | Energy Efficiency | 10.9717 | 11.0652 | 11.1607 | 11.2593 | 11.1472 | 11.4296 | 11.5385 | 11.6511 | 11.7665 | 11.8841 | 12.0044 | 12.1268 | 12.2514
Scenario 1: Reference | SCG | Com | HVAC | Com - Retail | Electric Energy (GWh/year) | Energy Efficiency | 9.4639 | 9.5446 | 9.627 | 9.7121 | 9.6153 | 9.7004 | 9.7927 | 9.8883 | 9.986 | 10.0858 | 10.1877 | 10.2915 | 10.3972
Scenario 1: Reference | SCG | Com | HVAC | Com - Retail | Gas Energy (MMTherm/year) | Energy Efficiency | 1.1478 | 1.1576 | 1.1676 | 1.1779 | 1.1662 | 1.0608 | 1.0709 | 1.0812 | 1.0918 | 1.1027 | 1.1137 | 1.125 | 1.1365
Scenario 1: Reference | SCG | Com | HVAC | Com - School | Electric Demand (MW) | Energy Efficiency | 4.886 | 4.931 | 4.9774 | 5.0251 | 5.0721 | 5.0725 | 5.1204 | 5.1685 | 5.2174 | 5.2678 | 5.319 | 5.372 | 5.426
Scenario 1: Reference | SCG | Com | HVAC | Com - School | Electric Energy (GWh/year) | Energy Efficiency | 3.986 | 4.0226 | 4.0605 | 4.0994 | 4.1377 | 3.9384 | 3.9752 | 4.0122 | 4.0498 | 4.0886 | 4.128 | 4.1687 | 4.2103
Scenario 1: Reference | SCG | Com | HVAC | Com - School | Gas Energy (MMTherm/year) | Energy Efficiency | 1.5077 | 1.5215 | 1.5359 | 1.5506 | 1.5651 | 1.3958 | 1.4087 | 1.4216 | 1.4348 | 1.4483 | 1.4621 | 1.4764 | 1.4909
Scenario 1: Reference | SCG | Com | HVAC | Com - Warehouse | Gas Energy (MMTherm/year) | Energy Efficiency | 0.1151 | 0.11583 | 0.1166 | 0.11742 | 0.1183 | 0.11815 | 0.11913 | 0.12016 | 0.12123 | 0.12234 | 0.12348 | 0.12466 | 0.12586
Scenario 1: Reference | SCG | Com | WaterHeat | Com - College | Electric Demand (MW) | Energy Efficiency | 0.0010706 | 0.00081766 | 0.00055805 | 0.0002899 | 2.0484e-05 | -0.0012697 | -0.0012697 | -0.0012697 | -0.0012697 | -0.0012697 | -0.0012697 | -0.0012697 | -0.0012697
Scenario 1: Reference | SCG | Com | WaterHeat | Com - College | Electric Energy (GWh/year) | Energy Efficiency | 0.0043637 | 0.0033641 | 0.0023383 | 0.0012787 | 0.0002141 | -0.0050139 | -0.0050139 | -0.0050139 | -0.0050139 | -0.0050139 | -0.0050139 | -0.0050139 | -0.0050139
Scenario 1: Reference | SCG | Com | WaterHeat | Com - College | Gas Energy (MMTherm/year) | Energy Efficiency | 5.4567 | 5.4417 | 5.4272 | 5.4133 | 5.3996 | 5.1401 | 5.1146 | 5.0891 | 5.0639 | 5.0387 | 5.0137 | 4.9888 | 4.964
Scenario 1: Reference | SCG | Com | WaterHeat | Com - Grocery | Electric Demand (MW) | Energy Efficiency | 0.00023853 | 0.00024002 | 0.00024154 | 0.00024313 | 0.00024481 | 1.8229e-05 | 1.8229e-05 | 1.8229e-05 | 1.8229e-05 | 1.8229e-05 | 1.8229e-05 | 1.8229e-05 | 1.8229e-05
Scenario 1: Reference | SCG | Com | WaterHeat | Com - Grocery | Electric Energy (GWh/year) | Energy Efficiency | 0.001297 | 0.0013051 | 0.0013134 | 0.0013221 | 0.0013312 | 9.9122e-05 | 9.9122e-05 | 9.9122e-05 | 9.9122e-05 | 9.9122e-05 | 9.9122e-05 | 9.9122e-05 | 9.9122e-05
Scenario 1: Reference | SCG | Com | WaterHeat | Com - Grocery | Gas Energy (MMTherm/year) | Energy Efficiency | 3.1309 | 3.1036 | 3.0766 | 3.0499 | 3.0235 | 2.9418 | 2.9155 | 2.8893 | 2.8635 | 2.8378 | 2.8124 | 2.7873 | 2.7623
Scenario 1: Reference | SCG | Com | WaterHeat | Com - Health | Electric Demand (MW) | Energy Efficiency | 0.0015395 | 0.0011807 | 0.0008109 | 0.00044374 | 7.0414e-05 | -0.0017894 | -0.0017894 | -0.0017894 | -0.0017894 | -0.0017894 | -0.0017894 | -0.0017894 | -0.0017894
Scenario 1: Reference | SCG | Com | WaterHeat | Com - Health | Electric Energy (GWh/year) | Energy Efficiency | 0.012546 | 0.0094273 | 0.0062133 | 0.0030219 | -0.00022321 | -0.015568 | -0.015568 | -0.015568 | -0.015568 | -0.015568 | -0.015568 | -0.015568 | -0.015568
Scenario 1: Reference | SCG | Com | WaterHeat | Com - Health | Gas Energy (MMTherm/year) | Energy Efficiency | 14.736 | 14.7237 | 14.7128 | 14.7017 | 14.6915 | 13.9582 | 13.9121 | 13.866 | 13.8202 | 13.7745 | 13.7289 | 13.6835 | 13.6382
Scenario 1: Reference | SCG | Com | WaterHeat | Com - Lodging | Electric Demand (MW) | Energy Efficiency | 0.010477 | 0.010078 | 0.0096781 | 0.0092782 | 0.0088759 | -0.0015642 | -0.0015642 | -0.0015642 | -0.0015642 | -0.0015642 | -0.0015642 | -0.0015642 | -0.0015642
Scenario 1: Reference | SCG | Com | WaterHeat | Com - Lodging | Electric Energy (GWh/year) | Energy Efficiency | 0.086254 | 0.082973 | 0.079677 | 0.076383 | 0.073069 | -0.012886 | -0.012886 | -0.012886 | -0.012886 | -0.012886 | -0.012886 | -0.012886 | -0.012886
Scenario 1: Reference | SCG | Com | WaterHeat | Com - Lodging | Gas Energy (MMTherm/year) | Energy Efficiency | 8.772 | 8.825 | 8.8796 | 8.9349 | 8.992 | 5.1041 | 5.0677 | 5.0316 | 4.9958 | 4.9603 | 4.9251 | 4.8902 | 4.8555
Scenario 1: Reference | SCG | Com | WaterHeat | Com - Office (Large) | Electric Demand (MW) | Energy Efficiency | 0.0004373 | 0.00032998 | 0.00022547 | 0.00012331 | 2.2774e-05 | -0.00044205 | -0.00044205 | -0.00044205 | -0.00044205 | -0.00044205 | -0.00044205 | -0.00044205 | -0.00044205
Scenario 1: Reference | SCG | Com | WaterHeat | Com - Office (Large) | Electric Energy (GWh/year) | Energy Efficiency | 0.0089641 | 0.006768 | 0.0046295 | 0.0025389 | 0.0004816 | -0.0090436 | -0.0090436 | -0.0090436 | -0.0090436 | -0.0090436 | -0.0090436 | -0.0090436 | -0.0090436
Scenario 1: Reference | SCG | Com | WaterHeat | Com - Office (Large) | Gas Energy (MMTherm/year) | Energy Efficiency | 7.736 | 7.5311 | 7.3331 | 7.142 | 6.9577 | 6.3283 | 6.1317 | 5.9414 | 5.7572 | 5.5789 | 5.4063 | 5.2393 | 5.0777
Scenario 1: Reference | SCG | Com | WaterHeat | Com - Office (Small) | Electric Demand (MW) | Energy Efficiency | -2.4989e-06 | -5.0019e-06 | -7.5049e-06 | -1.0012e-05 | -1.0012e-05 | -1.0012e-05 | -1.0012e-05 | -1.0012e-05 | -1.0012e-05 | -1.0012e-05 | -1.0012e-05 | -1.0012e-05 | -1.0012e-05
Scenario 1: Reference | SCG | Com | WaterHeat | Com - Office (Small) | Electric Energy (GWh/year) | Energy Efficiency | -0.00030419 | -0.00060889 | -0.00091359 | -0.0012188 | -0.0012188 | -0.0012188 | -0.0012188 | -0.0012188 | -0.0012188 | -0.0012188 | -0.0012188 | -0.0012188 | -0.0012188
Scenario 1: Reference | SCG | Com | WaterHeat | Com - Office (Small) | Gas Energy (MMTherm/year) | Energy Efficiency | 2.3444 | 2.3232 | 2.3023 | 2.2817 | 1.9389 | 1.919 | 1.8994 | 1.8799 | 1.8607 | 1.8417 | 1.8228 | 1.8042 | 1.7857
Scenario 1: Reference | SCG | Com | WaterHeat | Com - Other | Electric Demand (MW) | Energy Efficiency | -0.00060019 | -0.003426 | -0.0063132 | -0.0092566 | -0.0093973 | -0.011492 | -0.011492 | -0.011492 | -0.011492 | -0.011492 | -0.011492 | -0.011492 | -0.011492
Scenario 1: Reference | SCG | Com | WaterHeat | Com - Other | Electric Energy (GWh/year) | Energy Efficiency | -0.003908 | -0.022682 | -0.041865 | -0.061421 | -0.062356 | -0.076352 | -0.076352 | -0.076352 | -0.076352 | -0.076352 | -0.076352 | -0.076352 | -0.076352
Scenario 1: Reference | SCG | Com | WaterHeat | Com - Other | Gas Energy (MMTherm/year) | Energy Efficiency | 26.2014 | 26.202 | 26.2078 | 26.2184 | 26.052 | 25.2582 | 25.0911 | 24.9252 | 24.7604 | 24.5968 | 24.4343 | 24.2729 | 24.1127
Scenario 1: Reference | SCG | Com | WaterHeat | Com - Refrig. Warehouse | Electric Demand (MW) | Energy Efficiency | -1.0164e-05 | -1.1778e-05 | -1.2359e-05 | -2.5957e-05 | -2.745e-05 | -3.1847e-05 | -3.1847e-05 | -3.1847e-05 | -3.1847e-05 | -3.1847e-05 | -3.1847e-05 | -3.1847e-05 | -3.1847e-05
Scenario 1: Reference | SCG | Com | WaterHeat | Com - Refrig. Warehouse | Electric Energy (GWh/year) | Energy Efficiency | -0.00012371 | -0.00014341 | -0.00015056 | -0.00031659 | -0.00033483 | -0.00038887 | -0.00038887 | -0.00038887 | -0.00038887 | -0.00038887 | -0.00038887 | -0.00038887 | -0.00038887
Scenario 1: Reference | SCG | Com | WaterHeat | Com - Refrig. Warehouse | Gas Energy (MMTherm/year) | Energy Efficiency | 0.31401 | 0.3126 | 0.27667 | 0.27709 | 0.27586 | 0.27204 | 0.27064 | 0.26925 | 0.26787 | 0.26649 | 0.26512 | 0.26376 | 0.2624
Scenario 1: Reference | SCG | Com | WaterHeat | Com - Restaurant | Electric Demand (MW) | Energy Efficiency | -0.0027999 | -0.0062139 | -0.0096931 | -0.013245 | -0.016883 | -0.017412 | -0.017412 | -0.017412 | -0.017412 | -0.017412 | -0.017412 | -0.017412 | -0.017412
Scenario 1: Reference | SCG | Com | WaterHeat | Com - Restaurant | Electric Energy (GWh/year) | Energy Efficiency | -0.014708 | -0.032724 | -0.051085 | -0.069829 | -0.089027 | -0.091882 | -0.091882 | -0.091882 | -0.091882 | -0.091882 | -0.091882 | -0.091882 | -0.091882
Scenario 1: Reference | SCG | Com | WaterHeat | Com - Restaurant | Gas Energy (MMTherm/year) | Energy Efficiency | 6.6223 | 6.7412 | 6.8639 | 6.9909 | 7.1229 | 6.9431 | 6.8913 | 6.8401 | 6.7893 | 6.739 | 6.6892 | 6.6398 | 6.5909
Scenario 1: Reference | SCG | Com | WaterHeat | Com - Retail | Electric Demand (MW) | Energy Efficiency | -0.00010172 | -0.00020496 | -0.00030889 | -0.00041412 | -0.00041412 | -0.00041412 | -0.00041412 | -0.00041412 | -0.00041412 | -0.00041412 | -0.00041412 | -0.00041412 | -0.00041412
Scenario 1: Reference | SCG | Com | WaterHeat | Com - Retail | Electric Energy (GWh/year) | Energy Efficiency | -0.00066381 | -0.0013376 | -0.0020158 | -0.0027026 | -0.0027026 | -0.0027026 | -0.0027026 | -0.0027026 | -0.0027026 | -0.0027026 | -0.0027026 | -0.0027026 | -0.0027026
Scenario 1: Reference | SCG | Com | WaterHeat | Com - Retail | Gas Energy (MMTherm/year) | Energy Efficiency | 9.745 | 9.6707 | 9.5971 | 9.5243 | 9.4231 | 9.3452 | 9.2681 | 9.1915 | 9.1156 | 9.0403 | 8.9656 | 8.8916 | 8.8182
Scenario 1: Reference | SCG | Com | WaterHeat | Com - School | Electric Demand (MW) | Energy Efficiency | 2.5444e-05 | -0.00025884 | -0.0005407 | -0.00081989 | -0.001093 | -0.0013704 | -0.0013704 | -0.0013704 | -0.0013704 | -0.0013704 | -0.0013704 | -0.0013704 | -0.0013704
Scenario 1: Reference | SCG | Com | WaterHeat | Com - School | Electric Energy (GWh/year) | Energy Efficiency | 0.00037385 | -0.0040409 | -0.008418 | -0.012754 | -0.016995 | -0.021285 | -0.021285 | -0.021285 | -0.021285 | -0.021285 | -0.021285 | -0.021285 | -0.021285
Scenario 1: Reference | SCG | Com | WaterHeat | Com - School | Gas Energy (MMTherm/year) | Energy Efficiency | 8.719 | 8.5635 | 8.4127 | 8.2663 | 8.1237 | 7.746 | 7.5651 | 7.3885 | 7.2162 | 7.0481 | 6.8841 | 6.7241 | 6.5679
Scenario 1: Reference | SCG | Com | WaterHeat | Com - Warehouse | Electric Demand (MW) | Energy Efficiency | 3.0019e-05 | 2.9098e-05 | 2.816e-05 | 2.719e-05 | 2.6177e-05 | -4.1228e-06 | -4.1228e-06 | -4.1228e-06 | -4.1228e-06 | -4.1228e-06 | -4.1228e-06 | -4.1228e-06 | -4.1228e-06
Scenario 1: Reference | SCG | Com | WaterHeat | Com - Warehouse | Electric Energy (GWh/year) | Energy Efficiency | 0.00092113 | 0.00089298 | 0.00086429 | 0.00083466 | 0.00080369 | -0.00012596 | -0.00012596 | -0.00012596 | -0.00012596 | -0.00012596 | -0.00012596 | -0.00012596 | -0.00012596
Scenario 1: Reference | SCG | Com | WaterHeat | Com - Warehouse | Gas Energy (MMTherm/year) | Energy Efficiency | 8.9876 | 8.9526 | 8.9177 | 8.8829 | 8.8484 | 8.7719 | 8.7369 | 8.7021 | 8.6674 | 8.6329 | 8.5985 | 8.5642 | 8.5301
Scenario 1: Reference | SCG | Res | AppPlug | Res - Multi Family | Electric Demand (MW) | Energy Efficiency | 1.9442 | 1.9671 | 1.9902 | 2.0128 | 2.0346 | 2.0553 | 2.0748 | 2.0932 | 2.1105 | 2.1265 | 2.1415 | 2.1556 | 2.1689
Scenario 1: Reference | SCG | Res | AppPlug | Res - Multi Family | Electric Energy (GWh/year) | Energy Efficiency | 12.6309 | 12.7792 | 12.9296 | 13.0762 | 13.2179 | 13.3521 | 13.4792 | 13.5988 | 13.7107 | 13.9904 | 14.0893 | 14.1823 | 14.2698
Scenario 1: Reference | SCG | Res | AppPlug | Res - Multi Family | Gas Energy (MMTherm/year) | Energy Efficiency | 4.1228 | 4.141 | 4.1594 | 4.1774 | 4.1946 | 4.2108 | 4.2259 | 4.2398 | 4.2527 | 3.6214 | 3.6271 | 3.6322 | 3.6368
Scenario 1: Reference | SCG | Res | AppPlug | Res - Single Family | Electric Demand (MW) | Energy Efficiency | 4.3523 | 4.3937 | 4.4381 | 4.4826 | 4.5267 | 4.5689 | 4.6083 | 4.6449 | 4.6787 | 4.7101 | 4.7393 | 4.7666 | 4.7922
Scenario 1: Reference | SCG | Res | AppPlug | Res - Single Family | Electric Energy (GWh/year) | Energy Efficiency | 25.8868 | 26.1329 | 26.3971 | 26.6613 | 26.9236 | 27.1746 | 27.4094 | 27.6267 | 27.8278 | 29.3679 | 29.5508 | 29.7218 | 29.8817
Scenario 1: Reference | SCG | Res | AppPlug | Res - Single Family | Gas Energy (MMTherm/year) | Energy Efficiency | 9.0127 | 9.1125 | 9.2196 | 9.3267 | 9.4331 | 9.5204 | 9.602 | 9.6775 | 9.7475 | 4.8495 | 4.8764 | 4.9016 | 4.9251
Scenario 1: Reference | SCG | Res | BldgEnv | Res - Multi Family | Electric Demand (MW) | Energy Efficiency | 46.9544 | 46.9095 | 46.865 | 46.82 | 46.7741 | 46.7268 | 46.6783 | 46.6284 | 46.5771 | 46.5245 | 46.4706 | 46.4157 | 46.3599
Scenario 1: Reference | SCG | Res | BldgEnv | Res - Multi Family | Electric Energy (GWh/year) | Energy Efficiency | -10.6833 | -10.7207 | -10.7588 | -10.7957 | -10.831 | -10.8638 | -10.8944 | -10.9225 | -10.9482 | -10.9714 | -10.9924 | -11.0115 | -11.0289
Scenario 1: Reference | SCG | Res | BldgEnv | Res - Multi Family | Gas Energy (MMTherm/year) | Energy Efficiency | 11.3998 | 11.3908 | 11.3819 | 11.3729 | 11.3635 | 11.3538 | 11.3437 | 11.3331 | 11.3222 | 11.3108 | 11.299 | 11.2869 | 11.2746
Scenario 1: Reference | SCG | Res | BldgEnv | Res - Single Family | Electric Demand (MW) | Energy Efficiency | 479.5579 | 479.6811 | 479.8305 | 479.9801 | 480.1271 | 480.2578 | 480.3653 | 480.4476 | 480.5067 | 480.5451 | 480.5651 | 480.5688 | 480.5573
Scenario 1: Reference | SCG | Res | BldgEnv | Res - Single Family | Electric Energy (GWh/year) | Energy Efficiency | 50.9876 | 50.8563 | 50.7178 | 50.5793 | 50.4416 | 50.3084 | 50.1818 | 50.0623 | 49.9492 | 49.842 | 49.74 | 49.6426 | 49.5494
Scenario 1: Reference | SCG | Res | BldgEnv | Res - Single Family | Gas Energy (MMTherm/year) | Energy Efficiency | 87.4542 | 87.4959 | 87.5436 | 87.5914 | 87.6386 | 87.682 | 87.7199 | 87.752 | 87.7786 | 87.8004 | 87.8179 | 87.8315 | 87.8416
Scenario 1: Reference | SCG | Res | HVAC | Res - Multi Family | Electric Demand (MW) | Energy Efficiency | 0.2304 | 0.42883 | 0.62956 | 0.82595 | 1.0165 | 0.98985 | 0.98985 | 0.98985 | 0.98985 | 0.98985 | 0.98985 | 0.98985 | 0.98985
Scenario 1: Reference | SCG | Res | HVAC | Res - Multi Family | Electric Energy (GWh/year) | Energy Efficiency | 9.3825 | 9.7536 | 10.1293 | 10.4964 | 10.8523 | 10.8132 | 10.9035 | 10.9884 | 11.068 | 11.1421 | 11.2114 | 11.2765 | 11.3378
Scenario 1: Reference | SCG | Res | HVAC | Res - Multi Family | Gas Energy (MMTherm/year) | Energy Efficiency | 0.5097 | 0.51839 | 0.5272 | 0.53581 | 0.54413 | 0.5203 | 0.5251 | 0.52962 | 0.53385 | 0.53779 | 0.54148 | 0.54495 | 0.54821
Scenario 1: Reference | SCG | Res | HVAC | Res - Single Family | Electric Demand (MW) | Energy Efficiency | 3.557 | 7.2694 | 11.2393 | 15.2107 | 19.1539 | 18.8057 | 18.8057 | 18.8057 | 18.8057 | 18.8057 | 18.8057 | 18.8057 | 18.8057
Scenario 1: Reference | SCG | Res | HVAC | Res - Single Family | Electric Energy (GWh/year) | Energy Efficiency | 58.6818 | 63.2578 | 68.1531 | 68.6512 | 73.5158 | 73.2868 | 73.7403 | 74.1602 | 74.5488 | 74.9094 | 75.2453 | 75.5592 | 75.8527
Scenario 1: Reference | SCG | Res | HVAC | Res - Single Family | Gas Energy (MMTherm/year) | Energy Efficiency | 3.2727 | 3.3757 | 3.486 | 2.993 | 3.1029 | 3.0592 | 3.0822 | 3.1034 | 3.1231 | 3.1413 | 3.1583 | 3.1742 | 3.1891
Scenario 1: Reference | SCG | Res | WaterHeat | Res - Multi Family | Electric Demand (MW) | Energy Efficiency | -0.0026798 | -0.0052927 | -0.0079358 | -0.010522 | -0.013031 | -0.013031 | -0.013031 | -0.013031 | -0.013031 | -0.013031 | -0.013031 | -0.013031 | -0.013031
Scenario 1: Reference | SCG | Res | WaterHeat | Res - Multi Family | Electric Energy (GWh/year) | Energy Efficiency | -0.0138 | -0.027256 | -0.040867 | -0.054184 | -0.067106 | -0.067106 | -0.067106 | -0.067106 | -0.067106 | -0.067106 | -0.067106 | -0.067106 | -0.067106
Scenario 1: Reference | SCG | Res | WaterHeat | Res - Multi Family | Gas Energy (MMTherm/year) | Energy Efficiency | 11.5048 | 11.6493 | 11.7958 | 11.9387 | 12.0768 | 12.1207 | 12.1617 | 12.1997 | 12.2347 | 12.2665 | 12.2956 | 12.3224 | 12.347
Scenario 1: Reference | SCG | Res | WaterHeat | Res - Single Family | Electric Demand (MW) | Energy Efficiency | -0.013 | -0.028045 | -0.044133 | -0.060227 | -0.076207 | -0.076207 | -0.076207 | -0.076207 | -0.076207 | -0.076207 | -0.076207 | -0.076207 | -0.076207
Scenario 1: Reference | SCG | Res | WaterHeat | Res - Single Family | Electric Energy (GWh/year) | Energy Efficiency | -0.073939 | -0.15951 | -0.25101 | -0.34255 | -0.43344 | -0.43344 | -0.43344 | -0.43344 | -0.43344 | -0.43344 | -0.43344 | -0.43344 | -0.43344
Scenario 1: Reference | SCG | Res | WaterHeat | Res - Single Family | Gas Energy (MMTherm/year) | Energy Efficiency | 27.4193 | 28.3613 | 29.3695 | 30.3782 | 31.3796 | 31.6397 | 31.883 | 32.1082 | 32.3166 | 32.5101 | 32.6902 | 32.8586 | 33.016
Scenario 1: Reference | SDG&E | Com | AppPlug | Com - College | Gas Energy (MMTherm/year) | Energy Efficiency | 0.025072 | 0.024946 | 0.024821 | 0.024696 | 0.024572 | 0.024448 | 0.024325 | 0.024202 | 0.024081 | 0.023959 | 0.023839 | 0.023719 | 0.0236
Scenario 1: Reference | SDG&E | Com | AppPlug | Com - Health | Gas Energy (MMTherm/year) | Energy Efficiency | 6.4714 | 6.5459 | 6.6181 | 6.6909 | 6.7609 | 6.8269 | 6.8806 | 6.9327 | 6.9862 | 7.0456 | 7.1135 | 7.1718 | 7.2247
Scenario 1: Reference | SDG&E | Com | AppPlug | Com - Lodging | Gas Energy (MMTherm/year) | Energy Efficiency | 6.4125 | 6.4576 | 6.4983 | 6.5383 | 6.5735 | 6.6072 | 6.6385 | 6.6676 | 6.6956 | 6.7223 | 6.7468 | 6.7693 | 6.7909
Scenario 1: Reference | SDG&E | Com | AppPlug | Com - Other | Gas Energy (MMTherm/year) | Energy Efficiency | 0.085265 | 0.086379 | 0.087525 | 0.088701 | 0.089889 | 0.091108 | 0.092357 | 0.09363 | 0.094924 | 0.096242 | 0.097578 | 0.098935 | 0.10032
Scenario 1: Reference | SDG&E | Com | BldgEnv | Com - College | Electric Demand (MW) | Energy Efficiency | 0.075246 | 0.074958 | 0.074671 | 0.074387 | 0.074104 | 0.073825 | 0.073548 | 0.073274 | 0.073003 | 0.072735 | 0.072469 | 0.07221 | 0.071955
Scenario 1: Reference | SDG&E | Com | BldgEnv | Com - College | Electric Energy (GWh/year) | Energy Efficiency | 0.025709 | 0.025611 | 0.025513 | 0.025416 | 0.025319 | 0.025223 | 0.025129 | 0.025035 | 0.024943 | 0.024851 | 0.02476 | 0.024672 | 0.024584
Scenario 1: Reference | SDG&E | Com | BldgEnv | Com - College | Gas Energy (MMTherm/year) | Energy Efficiency | 0.022771 | 0.022684 | 0.022597 | 0.022512 | 0.022426 | 0.022341 | 0.022258 | 0.022175 | 0.022093 | 0.022011 | 0.021931 | 0.021853 | 0.021775
Scenario 1: Reference | SDG&E | Com | BldgEnv | Com - Grocery | Electric Demand (MW) | Energy Efficiency | 0.044713 | 0.044434 | 0.04416 | 0.043891 | 0.043626 | 0.043367 | 0.043114 | 0.042866 | 0.042622 | 0.042383 | 0.042148 | 0.041918 | 0.041693
Scenario 1: Reference | SDG&E | Com | BldgEnv | Com - Grocery | Electric Energy (GWh/year) | Energy Efficiency | 0.015277 | 0.015182 | 0.015088 | 0.014996 | 0.014906 | 0.014817 | 0.014731 | 0.014646 | 0.014563 | 0.014481 | 0.014401 | 0.014322 | 0.014245
Scenario 1: Reference | SDG&E | Com | BldgEnv | Com - Grocery | Gas Energy (MMTherm/year) | Energy Efficiency | 0.011803 | 0.011729 | 0.011657 | 0.011586 | 0.011516 | 0.011448 | 0.011381 | 0.011316 | 0.011251 | 0.011188 | 0.011126 | 0.011065 | 0.011006
Scenario 1: Reference | SDG&E | Com | BldgEnv | Com - Health | Electric Demand (MW) | Energy Efficiency | 0.056452 | 0.05643 | 0.056405 | 0.056381 | 0.056353 | 0.056318 | 0.056263 | 0.056205 | 0.05615 | 0.056106 | 0.056077 | 0.056032 | 0.055978
Scenario 1: Reference | SDG&E | Com | BldgEnv | Com - Health | Electric Energy (GWh/year) | Energy Efficiency | 0.027118 | 0.027107 | 0.027095 | 0.027084 | 0.02707 | 0.027053 | 0.027027 | 0.026999 | 0.026973 | 0.026951 | 0.026938 | 0.026916 | 0.02689
Scenario 1: Reference | SDG&E | Com | BldgEnv | Com - Health | Gas Energy (MMTherm/year) | Energy Efficiency | 0.023094 | 0.023085 | 0.023074 | 0.023065 | 0.023053 | 0.023039 | 0.023016 | 0.022993 | 0.02297 | 0.022952 | 0.02294 | 0.022922 | 0.0229
Scenario 1: Reference | SDG&E | Com | BldgEnv | Com - Lodging | Electric Demand (MW) | Energy Efficiency | 0.12065 | 0.11984 | 0.11902 | 0.11821 | 0.1174 | 0.1166 | 0.11579 | 0.11499 | 0.1142 | 0.11341 | 0.11262 | 0.11184 | 0.11106
Scenario 1: Reference | SDG&E | Com | BldgEnv | Com - Lodging | Electric Energy (GWh/year) | Energy Efficiency | 0.07884 | 0.078308 | 0.077775 | 0.077246 | 0.076717 | 0.07619 | 0.075666 | 0.075143 | 0.074624 | 0.074108 | 0.073594 | 0.073082 | 0.072573
Scenario 1: Reference | SDG&E | Com | BldgEnv | Com - Lodging | Gas Energy (MMTherm/year) | Energy Efficiency | 0.023177 | 0.023021 | 0.022864 | 0.022709 | 0.022553 | 0.022398 | 0.022244 | 0.02209 | 0.021938 | 0.021786 | 0.021635 | 0.021484 | 0.021335
Scenario 1: Reference | SDG&E | Com | BldgEnv | Com - Office (Large) | Electric Demand (MW) | Energy Efficiency | 0.14738 | 0.14338 | 0.1395 | 0.13576 | 0.13215 | 0.12866 | 0.1253 | 0.12206 | 0.11893 | 0.1159 | 0.11297 | 0.11014 | 0.10741
Scenario 1: Reference | SDG&E | Com | BldgEnv | Com - Office (Large) | Electric Energy (GWh/year) | Energy Efficiency | 0.050355 | 0.048987 | 0.047664 | 0.046386 | 0.04515 | 0.043958 | 0.042811 | 0.041704 | 0.040633 | 0.039598 | 0.038598 | 0.037632 | 0.0367
Scenario 1: Reference | SDG&E | Com | BldgEnv | Com - Office (Large) | Gas Energy (MMTherm/year) | Energy Efficiency | 0.018158 | 0.017664 | 0.017187 | 0.016727 | 0.016281 | 0.015851 | 0.015437 | 0.015038 | 0.014652 | 0.014279 | 0.013918 | 0.01357 | 0.013234
Scenario 1: Reference | SDG&E | Com | BldgEnv | Com - Office (Small) | Electric Demand (MW) | Energy Efficiency | 0.088483 | 0.087731 | 0.086987 | 0.086253 | 0.085526 | 0.084809 | 0.084101 | 0.083401 | 0.08271 | 0.082027 | 0.081352 | 0.080685 | 0.080026
Scenario 1: Reference | SDG&E | Com | BldgEnv | Com - Office (Small) | Electric Energy (GWh/year) | Energy Efficiency | 0.030232 | 0.029975 | 0.029721 | 0.02947 | 0.029222 | 0.028976 | 0.028734 | 0.028495 | 0.028259 | 0.028026 | 0.027795 | 0.027567 | 0.027342
Scenario 1: Reference | SDG&E | Com | BldgEnv | Com - Office (Small) | Gas Energy (MMTherm/year) | Energy Efficiency | 0.010901 | 0.010809 | 0.010717 | 0.010627 | 0.010537 | 0.010449 | 0.010361 | 0.010275 | 0.01019 | 0.010106 | 0.010023 | 0.0099406 | 0.0098594
Scenario 1: Reference | SDG&E | Com | BldgEnv | Com - Other | Electric Demand (MW) | Energy Efficiency | 0.11839 | 0.11775 | 0.11712 | 0.1165 | 0.11589 | 0.11528 | 0.11468 | 0.11409 | 0.1135 | 0.11292 | 0.11235 | 0.11179 | 0.11123
Scenario 1: Reference | SDG&E | Com | BldgEnv | Com - Other | Electric Energy (GWh/year) | Energy Efficiency | 0.040471 | 0.040252 | 0.040037 | 0.039824 | 0.039614 | 0.039406 | 0.039201 | 0.038998 | 0.038798 | 0.038601 | 0.038405 | 0.038212 | 0.038022
Scenario 1: Reference | SDG&E | Com | BldgEnv | Com - Other | Gas Energy (MMTherm/year) | Energy Efficiency | 0.014586 | 0.014508 | 0.01443 | 0.014353 | 0.014277 | 0.014203 | 0.014129 | 0.014056 | 0.013984 | 0.013912 | 0.013842 | 0.013772 | 0.013704
Scenario 1: Reference | SDG&E | Com | BldgEnv | Com - Refrig. Warehouse | Electric Demand (MW) | Energy Efficiency | 0.0035981 | 0.0035806 | 0.0035633 | 0.0035461 | 0.0035291 | 0.0035123 | 0.0034956 | 0.0034792 | 0.003463 | 0.003447 | 0.0034312 | 0.0034156 | 0.0034002
Scenario 1: Reference | SDG&E | Com | BldgEnv | Com - Refrig. Warehouse | Electric Energy (GWh/year) | Energy Efficiency | 0.0012294 | 0.0012234 | 0.0012175 | 0.0012116 | 0.0012058 | 0.0012 | 0.0011943 | 0.0011887 | 0.0011832 | 0.0011777 | 0.0011723 | 0.001167 | 0.0011617
Scenario 1: Reference | SDG&E | Com | BldgEnv | Com - Refrig. Warehouse | Gas Energy (MMTherm/year) | Energy Efficiency | 0.0004433 | 0.00044114 | 0.00043901 | 0.00043689 | 0.0004348 | 0.00043272 | 0.00043067 | 0.00042865 | 0.00042665 | 0.00042467 | 0.00042273 | 0.00042081 | 0.00041892
Scenario 1: Reference | SDG&E | Com | BldgEnv | Com - Restaurant | Electric Demand (MW) | Energy Efficiency | 0.039759 | 0.039467 | 0.039178 | 0.038894 | 0.038614 | 0.038338 | 0.038066 | 0.037798 | 0.037534 | 0.037273 | 0.037016 | 0.036763 | 0.036513
Scenario 1: Reference | SDG&E | Com | BldgEnv | Com - Restaurant | Electric Energy (GWh/year) | Energy Efficiency | 0.013584 | 0.013484 | 0.013386 | 0.013289 | 0.013193 | 0.013099 | 0.013006 | 0.012914 | 0.012824 | 0.012735 | 0.012647 | 0.012561 | 0.012475
Scenario 1: Reference | SDG&E | Com | BldgEnv | Com - Restaurant | Gas Energy (MMTherm/year) | Energy Efficiency | 0.0048985 | 0.0048624 | 0.0048268 | 0.0047918 | 0.0047573 | 0.0047233 | 0.0046898 | 0.0046568 | 0.0046243 | 0.0045922 | 0.0045605 | 0.0045293 | 0.0044986
Scenario 1: Reference | SDG&E | Com | BldgEnv | Com - Retail | Electric Demand (MW) | Energy Efficiency | 0.22193 | 0.22033 | 0.21877 | 0.21722 | 0.21569 | 0.21418 | 0.21269 | 0.21122 | 0.20977 | 0.20834 | 0.20693 | 0.20554 | 0.20417
Scenario 1: Reference | SDG&E | Com | BldgEnv | Com - Retail | Electric Energy (GWh/year) | Energy Efficiency | 0.075824 | 0.075281 | 0.074745 | 0.074216 | 0.073693 | 0.073178 | 0.072669 | 0.072168 | 0.071673 | 0.071184 | 0.070702 | 0.070226 | 0.069757
Scenario 1: Reference | SDG&E | Com | BldgEnv | Com - Retail | Gas Energy (MMTherm/year) | Energy Efficiency | 0.053573 | 0.053189 | 0.05281 | 0.052437 | 0.052067 | 0.051703 | 0.051344 | 0.050989 | 0.05064 | 0.050294 | 0.049954 | 0.049617 | 0.049286
Scenario 1: Reference | SDG&E | Com | BldgEnv | Com - School | Electric Demand (MW) | Energy Efficiency | 0.079839 | 0.078109 | 0.076423 | 0.074782 | 0.073185 | 0.071631 | 0.070117 | 0.068644 | 0.06721 | 0.065816 | 0.06446 | 0.06314 | 0.061857
Scenario 1: Reference | SDG&E | Com | BldgEnv | Com - School | Electric Energy (GWh/year) | Energy Efficiency | 0.027278 | 0.026687 | 0.026111 | 0.025551 | 0.025005 | 0.024474 | 0.023957 | 0.023453 | 0.022964 | 0.022487 | 0.022024 | 0.021573 | 0.021135
Scenario 1: Reference | SDG&E | Com | BldgEnv | Com - School | Gas Energy (MMTherm/year) | Energy Efficiency | 0.0098364 | 0.0096232 | 0.0094156 | 0.0092134 | 0.0090166 | 0.0088251 | 0.0086386 | 0.0084571 | 0.0082805 | 0.0081087 | 0.0079416 | 0.0077791 | 0.007621
Scenario 1: Reference | SDG&E | Com | BldgEnv | Com - Warehouse | Electric Demand (MW) | Energy Efficiency | 0.13473 | 0.13431 | 0.1339 | 0.1335 | 0.1331 | 0.1327 | 0.13231 | 0.13192 | 0.13154 | 0.13116 | 0.13079 | 0.13042 | 0.13005
Scenario 1: Reference | SDG&E | Com | BldgEnv | Com - Warehouse | Electric Energy (GWh/year) | Energy Efficiency | 0.088038 | 0.087766 | 0.087498 | 0.087234 | 0.086972 | 0.086713 | 0.086458 | 0.086205 | 0.085955 | 0.085708 | 0.085464 | 0.085222 | 0.084983
Scenario 1: Reference | SDG&E | Com | BldgEnv | Com - Warehouse | Gas Energy (MMTherm/year) | Energy Efficiency | 0.027835 | 0.02775 | 0.027665 | 0.027581 | 0.027498 | 0.027417 | 0.027336 | 0.027256 | 0.027177 | 0.027099 | 0.027022 | 0.026945 | 0.026869
Scenario 1: Reference | SDG&E | Com | ComRefrig | Com - College | Electric Demand (MW) | Energy Efficiency | 0.010442 | 0.010527 | 0.01061 | 0.010696 | 0.010781 | 0.010867 | 0.010957 | 0.011047 | 0.011139 | 0.011233 | 0.011327 | 0.011431 | 0.011537
Scenario 1: Reference | SDG&E | Com | ComRefrig | Com - College | Electric Energy (GWh/year) | Energy Efficiency | 0.10282 | 0.10349 | 0.10415 | 0.10483 | 0.1055 | 0.10618 | 0.1069 | 0.10762 | 0.10835 | 0.1091 | 0.10986 | 0.1107 | 0.11155
Scenario 1: Reference | SDG&E | Com | ComRefrig | Com - College | Gas Energy (MMTherm/year) | Energy Efficiency | -0.0014428 | -0.001458 | -0.0014731 | -0.0014887 | -0.0015039 | -0.0015195 | -0.0015355 | -0.0015518 | -0.0015682 | -0.0015849 | -0.0016018 | -0.0016202 | -0.0016388
Scenario 1: Reference | SDG&E | Com | ComRefrig | Com - Grocery | Electric Demand (MW) | Energy Efficiency | 4.9798 | 4.9655 | 4.9518 | 4.939 | 4.9266 | 4.9152 | 4.9047 | 4.8951 | 4.886 | 4.8776 | 4.8698 | 4.8627 | 4.8564
Scenario 1: Reference | SDG&E | Com | ComRefrig | Com - Grocery | Electric Energy (GWh/year) | Energy Efficiency | 52.6064 | 52.375 | 52.1499 | 51.9329 | 51.7203 | 51.5162 | 51.3207 | 51.1328 | 50.9502 | 50.7745 | 50.6047 | 50.4411 | 50.2846
Scenario 1: Reference | SDG&E | Com | ComRefrig | Com - Grocery | Gas Energy (MMTherm/year) | Energy Efficiency | 0.42921 | 0.42462 | 0.42005 | 0.4155 | 0.411 | 0.40651 | 0.40204 | 0.3976 | 0.39318 | 0.3888 | 0.38443 | 0.3801 | 0.37579
Scenario 1: Reference | SDG&E | Com | ComRefrig | Com - Health | Electric Demand (MW) | Energy Efficiency | 0.048306 | 0.049209 | 0.050086 | 0.050971 | 0.051823 | 0.052631 | 0.053303 | 0.053957 | 0.054626 | 0.055359 | 0.056188 | 0.05691 | 0.057571
Scenario 1: Reference | SDG&E | Com | ComRefrig | Com - Health | Electric Energy (GWh/year) | Energy Efficiency | 0.42314 | 0.43105 | 0.43874 | 0.44649 | 0.45395 | 0.46103 | 0.46691 | 0.47264 | 0.4785 | 0.48493 | 0.49219 | 0.49851 | 0.5043
Scenario 1: Reference | SDG&E | Com | ComRefrig | Com - Health | Gas Energy (MMTherm/year) | Energy Efficiency | -0.0090774 | -0.0092471 | -0.0094119 | -0.0095782 | -0.0097383 | -0.0098902 | -0.010016 | -0.010139 | -0.010265 | -0.010403 | -0.010559 | -0.010694 | -0.010818
Scenario 1: Reference | SDG&E | Com | ComRefrig | Com - Refrig. Warehouse | Electric Demand (MW) | Energy Efficiency | 0.0050171 | 0.0049932 | 0.0049697 | 0.0049463 | 0.0049232 | 0.0049003 | 0.0048778 | 0.0048556 | 0.0048338 | 0.0048123 | 0.0047911 | 0.0047703 | 0.0047499
Scenario 1: Reference | SDG&E | Com | ComRefrig | Com - Refrig. Warehouse | Electric Energy (GWh/year) | Energy Efficiency | 0.06531 | 0.064988 | 0.064669 | 0.064351 | 0.064037 | 0.063725 | 0.063417 | 0.063112 | 0.06281 | 0.062512 | 0.062217 | 0.061926 | 0.061638
Scenario 1: Reference | SDG&E | Com | ComRefrig | Com - Refrig. Warehouse | Gas Energy (MMTherm/year) | Energy Efficiency | -1.978e-05 | -1.973e-05 | -1.9685e-05 | -1.9642e-05 | -1.9602e-05 | -1.9566e-05 | -1.9535e-05 | -1.9509e-05 | -1.9489e-05 | -1.9473e-05 | -1.9463e-05 | -1.9459e-05 | -1.9461e-05
Scenario 1: Reference | SDG&E | Com | ComRefrig | Com - Restaurant | Electric Demand (MW) | Energy Efficiency | 0.20947 | 0.20855 | 0.20766 | 0.20682 | 0.20601 | 0.20523 | 0.20449 | 0.20378 | 0.20309 | 0.20244 | 0.20181 | 0.20121 | 0.20064
Scenario 1: Reference | SDG&E | Com | ComRefrig | Com - Restaurant | Electric Energy (GWh/year) | Energy Efficiency | 2.213 | 2.2009 | 2.1891 | 2.1777 | 2.1666 | 2.1558 | 2.1453 | 2.1351 | 2.1252 | 2.1155 | 2.1061 | 2.0969 | 2.088
Scenario 1: Reference | SDG&E | Com | ComRefrig | Com - Restaurant | Gas Energy (MMTherm/year) | Energy Efficiency | 0.019921 | 0.019725 | 0.01953 | 0.019336 | 0.019143 | 0.018951 | 0.01876 | 0.01857 | 0.018382 | 0.018194 | 0.018008 | 0.017823 | 0.017639
Scenario 1: Reference | SDG&E | Com | ComRefrig | Com - Retail | Electric Demand (MW) | Energy Efficiency | 2.7645 | 2.7509 | 2.7377 | 2.725 | 2.7125 | 2.7004 | 2.6888 | 2.6776 | 2.6667 | 2.6561 | 2.6459 | 2.6361 | 2.6266
Scenario 1: Reference | SDG&E | Com | ComRefrig | Com - Retail | Electric Energy (GWh/year) | Energy Efficiency | 26.7385 | 26.5911 | 26.4475 | 26.3075 | 26.17 | 26.0363 | 25.9062 | 25.7794 | 25.6558 | 25.5354 | 25.4178 | 25.3034 | 25.1923
Scenario 1: Reference | SDG&E | Com | ComRefrig | Com - Retail | Gas Energy (MMTherm/year) | Energy Efficiency | 0.49648 | 0.49215 | 0.48785 | 0.48358 | 0.47934 | 0.47513 | 0.47095 | 0.4668 | 0.46267 | 0.45857 | 0.4545 | 0.45046 | 0.44644
Scenario 1: Reference | SDG&E | Com | ComRefrig | Com - School | Electric Demand (MW) | Energy Efficiency | 0.0046353 | 0.0045857 | 0.0045385 | 0.0044935 | 0.004451 | 0.0044105 | 0.0043721 | 0.0043358 | 0.0043016 | 0.0042696 | 0.0042397 | 0.0042118 | 0.0041858
Scenario 1: Reference | SDG&E | Com | ComRefrig | Com - School | Electric Energy (GWh/year) | Energy Efficiency | 0.056147 | 0.055287 | 0.054456 | 0.053654 | 0.052883 | 0.052138 | 0.05142 | 0.050729 | 0.050065 | 0.049426 | 0.048814 | 0.048228 | 0.047666
Scenario 1: Reference | SDG&E | Com | ComRefrig | Com - School | Gas Energy (MMTherm/year) | Energy Efficiency | -0.00015267 | -0.00015042 | -0.00014825 | -0.00014615 | -0.00014414 | -0.00014221 | -0.00014034 | -0.00013855 | -0.00013683 | -0.00013518 | -0.0001336 | -0.00013209 | -0.00013064
Scenario 1: Reference | SDG&E | Com | FoodServ | Com - College | Electric Demand (MW) | Energy Efficiency | 0.17119 | 0.17417 | 0.17712 | 0.18015 | 0.18312 | 0.18615 | 0.18925 | 0.19238 | 0.19555 | 0.19876 | 0.202 | 0.20549 | 0.20903
Scenario 1: Reference | SDG&E | Com | FoodServ | Com - College | Electric Demand (MW) | Fuel Substitution | -0.23207 | -0.23091 | -0.22974 | -0.22859 | -0.22744 | -0.22629 | -0.22515 | -0.22402 | -0.22289 | -0.22177 | -0.22066 | -0.21954 | -0.21844
Scenario 1: Reference | SDG&E | Com | FoodServ | Com - College | Electric Energy (GWh/year) | Energy Efficiency | 0.7886 | 0.80264 | 0.81652 | 0.83075 | 0.84471 | 0.85898 | 0.87357 | 0.88829 | 0.90317 | 0.9183 | 0.93351 | 0.94995 | 0.96657
Scenario 1: Reference | SDG&E | Com | FoodServ | Com - College | Electric Energy (GWh/year) | Fuel Substitution | -2.4647 | -2.4523 | -2.44 | -2.4277 | -2.4155 | -2.4033 | -2.3912 | -2.3792 | -2.3672 | -2.3553 | -2.3435 | -2.3317 | -2.3199
Scenario 1: Reference | SDG&E | Com | FoodServ | Com - College | Gas Energy (MMTherm/year) | Energy Efficiency | 0.036678 | 0.038232 | 0.039769 | 0.041339 | 0.042883 | 0.044455 | 0.046057 | 0.047671 | 0.049299 | 0.05095 | 0.052609 | 0.054385 | 0.056177
Scenario 1: Reference | SDG&E | Com | FoodServ | Com - College | Gas Energy (MMTherm/year) | Fuel Substitution | 0.25608 | 0.25479 | 0.25351 | 0.25223 | 0.25096 | 0.2497 | 0.24844 | 0.24719 | 0.24595 | 0.24471 | 0.24348 | 0.24225 | 0.24103
Scenario 1: Reference | SDG&E | Com | FoodServ | Com - Grocery | Electric Demand (MW) | Energy Efficiency | 0.86999 | 0.88111 | 0.89246 | 0.90417 | 0.91597 | 0.92817 | 0.94078 | 0.95374 | 0.96685 | 0.98025 | 0.99386 | 1.0077 | 1.0219
Scenario 1: Reference | SDG&E | Com | FoodServ | Com - Grocery | Electric Demand (MW) | Fuel Substitution | -1.5565 | -1.5425 | -1.5285 | -1.5146 | -1.5009 | -1.4873 | -1.4739 | -1.4605 | -1.4473 | -1.4342 | -1.4212 | -1.4083 | -1.3956
Scenario 1: Reference | SDG&E | Com | FoodServ | Com - Grocery | Electric Energy (GWh/year) | Energy Efficiency | 3.9639 | 4.0158 | 4.0687 | 4.1234 | 4.1784 | 4.2352 | 4.294 | 4.3543 | 4.4154 | 4.4778 | 4.5412 | 4.6056 | 4.6715
Scenario 1: Reference | SDG&E | Com | FoodServ | Com - Grocery | Electric Energy (GWh/year) | Fuel Substitution | -28.1431 | -27.8882 | -27.6356 | -27.3854 | -27.1374 | -26.8916 | -26.6481 | -26.4067 | -26.1676 | -25.9306 | -25.6958 | -25.4631 | -25.2325
Scenario 1: Reference | SDG&E | Com | FoodServ | Com - Grocery | Gas Energy (MMTherm/year) | Energy Efficiency | 0.18549 | 0.1982 | 0.21103 | 0.22411 | 0.2372 | 0.25058 | 0.26422 | 0.27808 | 0.29202 | 0.30615 | 0.3204 | 0.3348 | 0.3494
Scenario 1: Reference | SDG&E | Com | FoodServ | Com - Grocery | Gas Energy (MMTherm/year) | Fuel Substitution | 2.925 | 2.8985 | 2.8723 | 2.8463 | 2.8205 | 2.795 | 2.7696 | 2.7446 | 2.7197 | 2.6951 | 2.6707 | 2.6465 | 2.6225
Scenario 1: Reference | SDG&E | Com | FoodServ | Com - Health | Electric Demand (MW) | Energy Efficiency | 0.46224 | 0.47463 | 0.48667 | 0.49882 | 0.51053 | 0.52167 | 0.53102 | 0.54013 | 0.54944 | 0.5596 | 0.571 | 0.58099 | 0.59019
Scenario 1: Reference | SDG&E | Com | FoodServ | Com - Health | Electric Demand (MW) | Fuel Substitution | -0.66337 | -0.66114 | -0.65893 | -0.65671 | -0.65451 | -0.65231 | -0.65013 | -0.64794 | -0.64577 | -0.6436 | -0.64144 | -0.63929 | -0.63714
Scenario 1: Reference | SDG&E | Com | FoodServ | Com - Health | Electric Energy (GWh/year) | Energy Efficiency | 2.0994 | 2.157 | 2.2131 | 2.2695 | 2.324 | 2.3758 | 2.4193 | 2.4617 | 2.505 | 2.5523 | 2.6053 | 2.6518 | 2.6946
Scenario 1: Reference | SDG&E | Com | FoodServ | Com - Health | Electric Energy (GWh/year) | Fuel Substitution | -8.3322 | -8.3042 | -8.2763 | -8.2486 | -8.2209 | -8.1933 | -8.1658 | -8.1384 | -8.1111 | -8.0839 | -8.0567 | -8.0297 | -8.0027
Scenario 1: Reference | SDG&E | Com | FoodServ | Com - Health | Gas Energy (MMTherm/year) | Energy Efficiency | 0.083721 | 0.090227 | 0.096564 | 0.10295 | 0.10912 | 0.11501 | 0.12003 | 0.12493 | 0.12993 | 0.13533 | 0.14134 | 0.14667 | 0.1516
Scenario 1: Reference | SDG&E | Com | FoodServ | Com - Health | Gas Energy (MMTherm/year) | Fuel Substitution | 0.8887 | 0.88572 | 0.88275 | 0.87978 | 0.87683 | 0.87389 | 0.87096 | 0.86803 | 0.86512 | 0.86222 | 0.85932 | 0.85644 | 0.85357
Scenario 1: Reference | SDG&E | Com | FoodServ | Com - Lodging | Electric Demand (MW) | Energy Efficiency | 0.63331 | 0.64234 | 0.65072 | 0.65897 | 0.6665 | 0.67381 | 0.68073 | 0.68732 | 0.69373 | 0.69992 | 0.70578 | 0.71134 | 0.71673
Scenario 1: Reference | SDG&E | Com | FoodServ | Com - Lodging | Electric Demand (MW) | Fuel Substitution | -0.79331 | -0.78687 | -0.78048 | -0.77414 | -0.76785 | -0.76162 | -0.75543 | -0.7493 | -0.74321 | -0.73718 | -0.73119 | -0.72525 | -0.71936
Scenario 1: Reference | SDG&E | Com | FoodServ | Com - Lodging | Electric Energy (GWh/year) | Energy Efficiency | 2.9158 | 2.9581 | 2.9973 | 3.0359 | 3.0712 | 3.1054 | 3.1379 | 3.1687 | 3.1988 | 3.2279 | 3.2553 | 3.2814 | 3.3067
Scenario 1: Reference | SDG&E | Com | FoodServ | Com - Lodging | Electric Energy (GWh/year) | Fuel Substitution | -9.8349 | -9.755 | -9.6758 | -9.5972 | -9.5193 | -9.442 | -9.3653 | -9.2893 | -9.2138 | -9.139 | -9.0648 | -8.9912 | -8.9182
Scenario 1: Reference | SDG&E | Com | FoodServ | Com - Lodging | Gas Energy (MMTherm/year) | Energy Efficiency | 0.069153 | 0.074215 | 0.079008 | 0.083737 | 0.088169 | 0.092499 | 0.096667 | 0.10069 | 0.10463 | 0.10847 | 0.11217 | 0.11574 | 0.11923
Scenario 1: Reference | SDG&E | Com | FoodServ | Com - Lodging | Gas Energy (MMTherm/year) | Fuel Substitution | 1.0196 | 1.0113 | 1.0031 | 0.99493 | 0.98685 | 0.97883 | 0.97088 | 0.963 | 0.95518 | 0.94742 | 0.93973 | 0.9321 | 0.92453
Scenario 1: Reference | SDG&E | Com | FoodServ | Com - Office (Large) | Electric Demand (MW) | Energy Efficiency | 0.0033733 | 0.0034098 | 0.0034462 | 0.0034828 | 0.0035187 | 0.0035561 | 0.0035957 | 0.0036364 | 0.0036759 | 0.0037153 | 0.0037543 | 0.0037931 | 0.0038321
Scenario 1: Reference | SDG&E | Com | FoodServ | Com - Office (Large) | Electric Energy (GWh/year) | Energy Efficiency | 0.029588 | 0.029908 | 0.030227 | 0.030549 | 0.030863 | 0.031191 | 0.031539 | 0.031895 | 0.032242 | 0.032588 | 0.032929 | 0.03327 | 0.033612
Scenario 1: Reference | SDG&E | Com | FoodServ | Com - Office (Small) | Electric Demand (MW) | Energy Efficiency | 0.0020573 | 0.0020677 | 0.0020783 | 0.0020889 | 0.0020997 | 0.0021106 | 0.0021217 | 0.002133 | 0.0021444 | 0.0021558 | 0.0021674 | 0.0021791 | 0.0021909
Scenario 1: Reference | SDG&E | Com | FoodServ | Com - Office (Small) | Electric Energy (GWh/year) | Energy Efficiency | 0.018045 | 0.018136 | 0.018229 | 0.018322 | 0.018417 | 0.018513 | 0.01861 | 0.018709 | 0.018809 | 0.018909 | 0.019011 | 0.019113 | 0.019217
Scenario 1: Reference | SDG&E | Com | FoodServ | Com - Other | Electric Demand (MW) | Energy Efficiency | 1.0194 | 1.0354 | 1.0518 | 1.0686 | 1.0855 | 1.1029 | 1.1206 | 1.1387 | 1.1571 | 1.1757 | 1.1947 | 1.2138 | 1.2334
Scenario 1: Reference | SDG&E | Com | FoodServ | Com - Other | Electric Demand (MW) | Fuel Substitution | -4.2504 | -4.2214 | -4.1925 | -4.1638 | -4.1353 | -4.107 | -4.0789 | -4.051 | -4.0233 | -3.9958 | -3.9684 | -3.9413 | -3.9143
Scenario 1: Reference | SDG&E | Com | FoodServ | Com - Other | Electric Energy (GWh/year) | Energy Efficiency | 4.9411 | 5.0187 | 5.0982 | 5.1798 | 5.262 | 5.3463 | 5.4325 | 5.5203 | 5.6094 | 5.7 | 5.7918 | 5.885 | 5.9797
Scenario 1: Reference | SDG&E | Com | FoodServ | Com - Other | Electric Energy (GWh/year) | Fuel Substitution | -24.8856 | -24.7153 | -24.5462 | -24.3783 | -24.2115 | -24.0458 | -23.8813 | -23.7179 | -23.5556 | -23.3945 | -23.2344 | -23.0754 | -22.9175
Scenario 1: Reference | SDG&E | Com | FoodServ | Com - Other | Gas Energy (MMTherm/year) | Energy Efficiency | 0.26402 | 0.27827 | 0.29278 | 0.30756 | 0.32242 | 0.33755 | 0.35295 | 0.36855 | 0.38432 | 0.40029 | 0.4164 | 0.43269 | 0.44919
Scenario 1: Reference | SDG&E | Com | FoodServ | Com - Other | Gas Energy (MMTherm/year) | Fuel Substitution | 2.3903 | 2.374 | 2.3577 | 2.3416 | 2.3256 | 2.3096 | 2.2938 | 2.2781 | 2.2626 | 2.2471 | 2.2317 | 2.2164 | 2.2013
Scenario 1: Reference | SDG&E | Com | FoodServ | Com - Restaurant | Electric Demand (MW) | Energy Efficiency | 2.4151 | 2.4349 | 2.4559 | 2.4779 | 2.5011 | 2.5251 | 2.5503 | 2.5764 | 2.6032 | 2.6307 | 2.659 | 2.688 | 2.7177
Scenario 1: Reference | SDG&E | Com | FoodServ | Com - Restaurant | Electric Demand (MW) | Fuel Substitution | -9.4551 | -9.3721 | -9.2898 | -9.2083 | -9.1274 | -9.0473 | -8.9678 | -8.8891 | -8.8111 | -8.7337 | -8.657 | -8.581 | -8.5057
Scenario 1: Reference | SDG&E | Com | FoodServ | Com - Restaurant | Electric Energy (GWh/year) | Energy Efficiency | 11.8265 | 11.9236 | 12.0262 | 12.1342 | 12.2478 | 12.3656 | 12.4887 | 12.6166 | 12.7479 | 12.8827 | 13.0211 | 13.1632 | 13.3086
Scenario 1: Reference | SDG&E | Com | FoodServ | Com - Restaurant | Electric Energy (GWh/year) | Fuel Substitution | -91.3129 | -90.5112 | -89.7165 | -88.9288 | -88.1481 | -87.3741 | -86.607 | -85.8466 | -85.0929 | -84.3458 | -83.6053 | -82.8713 | -82.1437
Scenario 1: Reference | SDG&E | Com | FoodServ | Com - Restaurant | Gas Energy (MMTherm/year) | Energy Efficiency | 0.55525 | 0.58534 | 0.61625 | 0.64798 | 0.68058 | 0.7138 | 0.74782 | 0.78258 | 0.81781 | 0.85354 | 0.8898 | 0.92658 | 0.96385
Scenario 1: Reference | SDG&E | Com | FoodServ | Com - Restaurant | Gas Energy (MMTherm/year) | Fuel Substitution | 9.1731 | 9.0925 | 9.0127 | 8.9336 | 8.8551 | 8.7774 | 8.7003 | 8.6239 | 8.5482 | 8.4732 | 8.3988 | 8.325 | 8.2519
Scenario 1: Reference | SDG&E | Com | FoodServ | Com - Retail | Electric Demand (MW) | Energy Efficiency | 0.082847 | 0.083929 | 0.085061 | 0.086242 | 0.087446 | 0.088702 | 0.090008 | 0.091358 | 0.092745 | 0.094172 | 0.095634 | 0.097135 | 0.09868
Scenario 1: Reference | SDG&E | Com | FoodServ | Com - Retail | Electric Energy (GWh/year) | Energy Efficiency | 0.42176 | 0.42714 | 0.43277 | 0.43865 | 0.44464 | 0.45089 | 0.45739 | 0.46411 | 0.47103 | 0.47814 | 0.48543 | 0.49291 | 0.50062
Scenario 1: Reference | SDG&E | Com | FoodServ | Com - Retail | Gas Energy (MMTherm/year) | Energy Efficiency | 0.0068053 | 0.0068971 | 0.0069931 | 0.0070932 | 0.0071952 | 0.0073015 | 0.007412 | 0.0075261 | 0.0076434 | 0.0077641 | 0.0078877 | 0.0080144 | 0.0081449
Scenario 1: Reference | SDG&E | Com | FoodServ | Com - School | Electric Demand (MW) | Energy Efficiency | 0.43059 | 0.43967 | 0.44886 | 0.45816 | 0.46766 | 0.47726 | 0.48695 | 0.49678 | 0.50677 | 0.51691 | 0.52722 | 0.53769 | 0.54831
Scenario 1: Reference | SDG&E | Com | FoodServ | Com - School | Electric Demand (MW) | Fuel Substitution | -0.25213 | -0.24602 | -0.24006 | -0.23424 | -0.22857 | -0.22303 | -0.21763 | -0.21236 | -0.20721 | -0.20219 | -0.19729 | -0.19251 | -0.18785
Scenario 1: Reference | SDG&E | Com | FoodServ | Com - School | Electric Energy (GWh/year) | Energy Efficiency | 1.9814 | 2.0241 | 2.0673 | 2.1111 | 2.1557 | 2.2008 | 2.2463 | 2.2924 | 2.3393 | 2.3869 | 2.4352 | 2.4843 | 2.534
Scenario 1: Reference | SDG&E | Com | FoodServ | Com - School | Electric Energy (GWh/year) | Fuel Substitution | -3.0922 | -3.0173 | -2.9442 | -2.8728 | -2.8032 | -2.7353 | -2.669 | -2.6044 | -2.5413 | -2.4797 | -2.4196 | -2.361 | -2.3038
Scenario 1: Reference | SDG&E | Com | FoodServ | Com - School | Gas Energy (MMTherm/year) | Energy Efficiency | 0.073781 | 0.078129 | 0.082479 | 0.08683 | 0.091206 | 0.095581 | 0.099954 | 0.10433 | 0.10874 | 0.11316 | 0.1176 | 0.12206 | 0.12654
Scenario 1: Reference | SDG&E | Com | FoodServ | Com - School | Gas Energy (MMTherm/year) | Fuel Substitution | 0.32448 | 0.31662 | 0.30895 | 0.30146 | 0.29416 | 0.28703 | 0.28008 | 0.27329 | 0.26667 | 0.26021 | 0.2539 | 0.24775 | 0.24175
Scenario 1: Reference | SDG&E | Com | HVAC | Com - College | Electric Demand (MW) | Energy Efficiency | 2.5566 | 2.5781 | 2.5994 | 2.6213 | 2.6428 | 2.6601 | 2.6828 | 2.7057 | 2.729 | 2.7528 | 2.7767 | 2.8031 | 2.8298
Scenario 1: Reference | SDG&E | Com | HVAC | Com - College | Electric Demand (MW) | Fuel Substitution | 0 | 0 | 0 | 0 | 0 | 0.058502 | 0.058208 | 0.057915 | 0.057624 | 0.057334 | 0.057045 | 0.056758 | 0.056472
Scenario 1: Reference | SDG&E | Com | HVAC | Com - College | Electric Energy (GWh/year) | Energy Efficiency | 6.917 | 6.9557 | 6.9939 | 7.0336 | 7.0722 | 7.0774 | 7.1184 | 7.16 | 7.2024 | 7.2459 | 7.2897 | 7.3387 | 7.3885
Scenario 1: Reference | SDG&E | Com | HVAC | Com - College | Electric Energy (GWh/year) | Fuel Substitution | -0.039687 | -0.039488 | -0.039289 | -0.039091 | -0.038894 | 0.19934 | 0.19834 | 0.19734 | 0.19635 | 0.19536 | 0.19438 | 0.1934 | 0.19243
Scenario 1: Reference | SDG&E | Com | HVAC | Com - College | Gas Energy (MMTherm/year) | Energy Efficiency | 0.10964 | 0.11092 | 0.11219 | 0.11349 | 0.11476 | 0.095379 | 0.096461 | 0.097555 | 0.098662 | 0.09979 | 0.10093 | 0.10216 | 0.10342
Scenario 1: Reference | SDG&E | Com | HVAC | Com - College | Gas Energy (MMTherm/year) | Fuel Substitution | 0.02749 | 0.027352 | 0.027214 | 0.027077 | 0.026941 | 0 | 0 | 0 | 0 | 0 | 0 | 0 | 0
Scenario 1: Reference | SDG&E | Com | HVAC | Com - Grocery | Electric Demand (MW) | Energy Efficiency | 3.2223 | 3.2502 | 3.2788 | 3.3068 | 3.3365 | 3.3679 | 3.4005 | 3.4342 | 3.4684 | 3.5036 | 3.5394 | 3.576 | 3.6136
Scenario 1: Reference | SDG&E | Com | HVAC | Com - Grocery | Electric Demand (MW) | Fuel Substitution | 0 | 0 | 0 | 0 | 0 | 0.083902 | 0.083142 | 0.082389 | 0.081643 | 0.080904 | 0.080171 | 0.079445 | 0.078726
Scenario 1: Reference | SDG&E | Com | HVAC | Com - Grocery | Electric Energy (GWh/year) | Energy Efficiency | 12.1899 | 12.2953 | 12.4034 | 12.5017 | 12.6127 | 12.7313 | 12.8547 | 12.9821 | 13.1115 | 13.2443 | 13.3798 | 13.5181 | 13.6601
Scenario 1: Reference | SDG&E | Com | HVAC | Com - Grocery | Electric Energy (GWh/year) | Fuel Substitution | -3.5825 | -3.5501 | -3.5179 | -3.4861 | -3.4545 | 0.64856 | 0.64268 | 0.63686 | 0.63109 | 0.62538 | 0.61972 | 0.6141 | 0.60854
Scenario 1: Reference | SDG&E | Com | HVAC | Com - Grocery | Gas Energy (MMTherm/year) | Energy Efficiency | 0.26601 | 0.26833 | 0.27071 | 0.27366 | 0.27624 | 0.27798 | 0.28068 | 0.28346 | 0.28628 | 0.28918 | 0.29214 | 0.29516 | 0.29826
Scenario 1: Reference | SDG&E | Com | HVAC | Com - Grocery | Gas Energy (MMTherm/year) | Fuel Substitution | 0.49728 | 0.49277 | 0.48831 | 0.48389 | 0.47951 | 6.838e-07 | 6.776e-07 | 6.7147e-07 | 6.6539e-07 | 6.5936e-07 | 6.5339e-07 | 6.4747e-07 | 6.4161e-07
Scenario 1: Reference | SDG&E | Com | HVAC | Com - Health | Electric Demand (MW) | Energy Efficiency | 3.1655 | 3.2141 | 3.2612 | 3.3088 | 3.3545 | 3.3908 | 3.4264 | 3.4611 | 3.4966 | 3.5357 | 3.58 | 3.6184 | 3.6535
Scenario 1: Reference | SDG&E | Com | HVAC | Com - Health | Electric Demand (MW) | Fuel Substitution | 0 | 0 | 0 | 0 | 0 | 0.088474 | 0.088177 | 0.087881 | 0.087586 | 0.087292 | 0.086999 | 0.086707 | 0.086416
Scenario 1: Reference | SDG&E | Com | HVAC | Com - Health | Electric Energy (GWh/year) | Energy Efficiency | 19.8618 | 20.1441 | 20.418 | 20.6944 | 20.9602 | 21.1605 | 21.3665 | 21.5666 | 21.7719 | 21.9983 | 22.2557 | 22.4782 | 22.6811
Scenario 1: Reference | SDG&E | Com | HVAC | Com - Health | Electric Energy (GWh/year) | Fuel Substitution | -0.05836 | -0.058164 | -0.057969 | -0.057774 | -0.057581 | 0.59313 | 0.59114 | 0.58916 | 0.58718 | 0.58521 | 0.58325 | 0.58129 | 0.57934
Scenario 1: Reference | SDG&E | Com | HVAC | Com - Health | Gas Energy (MMTherm/year) | Energy Efficiency | 0.65497 | 0.66725 | 0.67917 | 0.6912 | 0.70278 | 0.68269 | 0.69138 | 0.69984 | 0.70849 | 0.71799 | 0.72871 | 0.73804 | 0.7466
Scenario 1: Reference | SDG&E | Com | HVAC | Com - Health | Gas Energy (MMTherm/year) | Fuel Substitution | 0.079041 | 0.078775 | 0.078511 | 0.078248 | 0.077985 | 2.5332e-06 | 2.5247e-06 | 2.5162e-06 | 2.5078e-06 | 2.4994e-06 | 2.491e-06 | 2.4826e-06 | 2.4743e-06
Scenario 1: Reference | SDG&E | Com | HVAC | Com - Lodging | Electric Demand (MW) | Energy Efficiency | 2.342 | 2.3619 | 2.3801 | 2.3979 | 2.4138 | 2.4258 | 2.44 | 2.4534 | 2.4664 | 2.4788 | 2.4903 | 2.501 | 2.5113
Scenario 1: Reference | SDG&E | Com | HVAC | Com - Lodging | Electric Demand (MW) | Fuel Substitution | 0 | 0 | 0 | 0 | 0 | 0.061367 | 0.060868 | 0.060374 | 0.059884 | 0.059398 | 0.058915 | 0.058437 | 0.057962
Scenario 1: Reference | SDG&E | Com | HVAC | Com - Lodging | Electric Energy (GWh/year) | Energy Efficiency | 14.9735 | 15.0759 | 15.1684 | 15.2592 | 15.3389 | 15.3908 | 15.4614 | 15.5268 | 15.5899 | 15.6499 | 15.7048 | 15.7553 | 15.8035
Scenario 1: Reference | SDG&E | Com | HVAC | Com - Lodging | Electric Energy (GWh/year) | Fuel Substitution | -0.51996 | -0.51574 | -0.51155 | -0.5074 | -0.50328 | 0.34859 | 0.34576 | 0.34295 | 0.34017 | 0.3374 | 0.33466 | 0.33195 | 0.32925
Scenario 1: Reference | SDG&E | Com | HVAC | Com - Lodging | Gas Energy (MMTherm/year) | Energy Efficiency | 0.5016 | 0.50695 | 0.51189 | 0.51674 | 0.52111 | 0.51033 | 0.51419 | 0.51784 | 0.52138 | 0.52478 | 0.52797 | 0.53097 | 0.53387
Scenario 1: Reference | SDG&E | Com | HVAC | Com - Lodging | Gas Energy (MMTherm/year) | Fuel Substitution | 0.11 | 0.1091 | 0.10822 | 0.10734 | 0.10647 | 4.9226e-07 | 4.8826e-07 | 4.8429e-07 | 4.8036e-07 | 4.7646e-07 | 4.7259e-07 | 4.6875e-07 | 4.6495e-07
Scenario 1: Reference | SDG&E | Com | HVAC | Com - Office (Large) | Electric Demand (MW) | Energy Efficiency | 3.8318 | 3.8349 | 3.8389 | 3.8439 | 3.8492 | 3.8413 | 3.8513 | 3.863 | 3.8744 | 3.8864 | 3.8988 | 3.9118 | 3.9255
Scenario 1: Reference | SDG&E | Com | HVAC | Com - Office (Large) | Electric Demand (MW) | Fuel Substitution | 0 | 0 | 0 | 0 | 0 | 0.062479 | 0.060472 | 0.05853 | 0.05665 | 0.05483 | 0.053069 | 0.051365 | 0.049715
Scenario 1: Reference | SDG&E | Com | HVAC | Com - Office (Large) | Electric Energy (GWh/year) | Energy Efficiency | 30.2771 | 30.1838 | 30.1001 | 30.0276 | 29.9598 | 29.8 | 29.7717 | 29.7583 | 29.7463 | 29.7414 | 29.7417 | 29.749 | 29.7644
Scenario 1: Reference | SDG&E | Com | HVAC | Com - Office (Large) | Electric Energy (GWh/year) | Fuel Substitution | 0.38656 | 0.37414 | 0.36213 | 0.3505 | 0.33924 | 0.46765 | 0.45263 | 0.43809 | 0.42402 | 0.4104 | 0.39722 | 0.38446 | 0.37211
Scenario 1: Reference | SDG&E | Com | HVAC | Com - Office (Large) | Gas Energy (MMTherm/year) | Energy Efficiency | 0.20034 | 0.20251 | 0.20467 | 0.20684 | 0.20897 | 0.15128 | 0.1528 | 0.15437 | 0.15589 | 0.1574 | 0.1589 | 0.1604 | 0.1619
Scenario 1: Reference | SDG&E | Com | HVAC | Com - Office (Large) | Gas Energy (MMTherm/year) | Fuel Substitution | 0.0036919 | 0.0035733 | 0.0034586 | 0.0033475 | 0.00324 | 7.5928e-07 | 7.3489e-07 | 7.1129e-07 | 6.8844e-07 | 6.6633e-07 | 6.4493e-07 | 6.2421e-07 | 6.0416e-07
Scenario 1: Reference | SDG&E | Com | HVAC | Com - Office (Small) | Electric Demand (MW) | Energy Efficiency | 3.0931 | 3.1078 | 3.1226 | 3.1377 | 3.1529 | 3.1431 | 3.1587 | 3.1745 | 3.1905 | 3.2066 | 3.2229 | 3.2394 | 3.256
Scenario 1: Reference | SDG&E | Com | HVAC | Com - Office (Small) | Electric Demand (MW) | Fuel Substitution | 0 | 0 | 0 | 0 | 0 | 0.051447 | 0.050918 | 0.050393 | 0.049874 | 0.04936 | 0.048852 | 0.048349 | 0.047851
Scenario 1: Reference | SDG&E | Com | HVAC | Com - Office (Small) | Electric Energy (GWh/year) | Energy Efficiency | 16.5733 | 16.6421 | 16.712 | 16.783 | 16.8548 | 16.7451 | 16.8188 | 16.8935 | 16.9693 | 17.0459 | 17.1234 | 17.2019 | 17.2814
Scenario 1: Reference | SDG&E | Com | HVAC | Com - Office (Small) | Electric Energy (GWh/year) | Fuel Substitution | 0.077727 | 0.076927 | 0.076134 | 0.07535 | 0.074574 | 0.37828 | 0.37438 | 0.37052 | 0.36671 | 0.36293 | 0.35919 | 0.35549 | 0.35183
Scenario 1: Reference | SDG&E | Com | HVAC | Com - Office (Small) | Gas Energy (MMTherm/year) | Energy Efficiency | 0.19519 | 0.19618 | 0.19718 | 0.19819 | 0.19921 | 0.10092 | 0.10141 | 0.1019 | 0.10241 | 0.10291 | 0.10342 | 0.10394 | 0.10446
Scenario 1: Reference | SDG&E | Com | HVAC | Com - Office (Small) | Gas Energy (MMTherm/year) | Fuel Substitution | 0.029782 | 0.029475 | 0.029171 | 0.028871 | 0.028573 | 6.4648e-06 | 6.3982e-06 | 6.3323e-06 | 6.2671e-06 | 6.2025e-06 | 6.1387e-06 | 6.0754e-06 | 6.0129e-06
Scenario 1: Reference | SDG&E | Com | HVAC | Com - Other | Electric Demand (MW) | Energy Efficiency | 10.6993 | 10.8392 | 10.9828 | 11.1305 | 11.2795 | 11.4325 | 11.5892 | 11.749 | 11.9114 | 12.0768 | 12.2444 | 12.4146 | 12.588
Scenario 1: Reference | SDG&E | Com | HVAC | Com - Other | Electric Demand (MW) | Fuel Substitution | 0 | 0 | 0 | 0 | 0 | 0.34226 | 0.33992 | 0.33759 | 0.33528 | 0.33299 | 0.33071 | 0.32844 | 0.3262
Scenario 1: Reference | SDG&E | Com | HVAC | Com - Other | Electric Energy (GWh/year) | Energy Efficiency | 17.1051 | 17.3288 | 17.5585 | 17.7945 | 18.0327 | 18.2773 | 18.5279 | 18.7834 | 19.043 | 19.3073 | 19.5753 | 19.8475 | 20.1247
Scenario 1: Reference | SDG&E | Com | HVAC | Com - Other | Electric Energy (GWh/year) | Fuel Substitution | -1.5845 | -1.5737 | -1.5629 | -1.5522 | -1.5416 | 1.4105 | 1.4009 | 1.3913 | 1.3818 | 1.3723 | 1.3629 | 1.3536 | 1.3443
Scenario 1: Reference | SDG&E | Com | HVAC | Com - Other | Gas Energy (MMTherm/year) | Energy Efficiency | 1.1076 | 1.1221 | 1.1369 | 1.1522 | 1.1676 | 1.1745 | 1.1906 | 1.207 | 1.2236 | 1.2406 | 1.2578 | 1.2753 | 1.2931
Scenario 1: Reference | SDG&E | Com | HVAC | Com - Other | Gas Energy (MMTherm/year) | Fuel Substitution | 0.34967 | 0.34728 | 0.3449 | 0.34254 | 0.3402 | 0 | 0 | 0 | 0 | 0 | 0 | 0 | 0
Scenario 1: Reference | SDG&E | Com | HVAC | Com - Refrig. Warehouse | Gas Energy (MMTherm/year) | Energy Efficiency | 4.9335e-06 | 4.9376e-06 | 4.9444e-06 | 4.9518e-06 | 4.9608e-06 | 1.6067e-07 | 1.6068e-07 | 1.607e-07 | 1.6072e-07 | 1.6074e-07 | 1.6077e-07 | 1.6079e-07 | 1.6082e-07
Scenario 1: Reference | SDG&E | Com | HVAC | Com - Restaurant | Electric Demand (MW) | Energy Efficiency | 0.55551 | 0.55841 | 0.56153 | 0.56486 | 0.56841 | 0.57214 | 0.57608 | 0.58021 | 0.58449 | 0.5889 | 0.59346 | 0.59817 | 0.60302
Scenario 1: Reference | SDG&E | Com | HVAC | Com - Restaurant | Electric Demand (MW) | Fuel Substitution | 0 | 0 | 0 | 0 | 0 | 0.06087 | 0.060335 | 0.059806 | 0.05928 | 0.05876 | 0.058244 | 0.057733 | 0.057226
Scenario 1: Reference | SDG&E | Com | HVAC | Com - Restaurant | Electric Energy (GWh/year) | Energy Efficiency | 2.4668 | 2.4796 | 2.4935 | 2.5083 | 2.5241 | 2.5406 | 2.5581 | 2.5765 | 2.5954 | 2.615 | 2.6353 | 2.6562 | 2.6777
Scenario 1: Reference | SDG&E | Com | HVAC | Com - Restaurant | Electric Energy (GWh/year) | Fuel Substitution | 0.076915 | 0.07624 | 0.075571 | 0.074907 | 0.074249 | 0.24739 | 0.24522 | 0.24307 | 0.24093 | 0.23882 | 0.23672 | 0.23464 | 0.23258
Scenario 1: Reference | SDG&E | Com | HVAC | Com - Restaurant | Gas Energy (MMTherm/year) | Energy Efficiency | 0.98898 | 0.99414 | 0.99969 | 1.0056 | 1.012 | 1.006 | 1.0129 | 1.0202 | 1.0277 | 1.0355 | 1.0435 | 1.0517 | 1.0603
Scenario 1: Reference | SDG&E | Com | HVAC | Com - Restaurant | Gas Energy (MMTherm/year) | Fuel Substitution | 0.013822 | 0.013701 | 0.013581 | 0.013461 | 0.013343 | 0 | 0 | 0 | 0 | 0 | 0 | 0 | 0
Scenario 1: Reference | SDG&E | Com | HVAC | Com - Retail | Electric Demand (MW) | Energy Efficiency | 10.9232 | 10.9757 | 11.0325 | 11.0937 | 11.157 | 11.219 | 11.2911 | 11.3669 | 11.4461 | 11.5287 | 11.6145 | 11.7036 | 11.7966
Scenario 1: Reference | SDG&E | Com | HVAC | Com - Retail | Electric Demand (MW) | Fuel Substitution | 0 | 0 | 0 | 0 | 0 | 0.19072 | 0.18914 | 0.18757 | 0.18602 | 0.18448 | 0.18295 | 0.18143 | 0.17993
Scenario 1: Reference | SDG&E | Com | HVAC | Com - Retail | Electric Energy (GWh/year) | Energy Efficiency | 31.334 | 31.4803 | 31.6391 | 31.8102 | 31.9871 | 32.1357 | 32.3375 | 32.55 | 32.772 | 33.004 | 33.2447 | 33.495 | 33.7563
Scenario 1: Reference | SDG&E | Com | HVAC | Com - Retail | Electric Energy (GWh/year) | Fuel Substitution | 0.075451 | 0.074826 | 0.074206 | 0.073591 | 0.072982 | 0.79415 | 0.78757 | 0.78105 | 0.77458 | 0.76816 | 0.7618 | 0.75549 | 0.74923
Scenario 1: Reference | SDG&E | Com | HVAC | Com - Retail | Gas Energy (MMTherm/year) | Energy Efficiency | 0.2353 | 0.23645 | 0.23769 | 0.23903 | 0.24042 | 0.2156 | 0.217 | 0.21846 | 0.21999 | 0.22158 | 0.22324 | 0.22496 | 0.22675
Scenario 1: Reference | SDG&E | Com | HVAC | Com - Retail | Gas Energy (MMTherm/year) | Fuel Substitution | 0.064842 | 0.064305 | 0.063772 | 0.063244 | 0.06272 | 1.8266e-07 | 1.8115e-07 | 1.7965e-07 | 1.7816e-07 | 1.7668e-07 | 1.7522e-07 | 1.7377e-07 | 1.7233e-07
Scenario 1: Reference | SDG&E | Com | HVAC | Com - School | Electric Demand (MW) | Energy Efficiency | 4.2789 | 4.3211 | 4.3648 | 4.41 | 4.4572 | 4.4966 | 4.5462 | 4.5974 | 4.6504 | 4.705 | 4.7614 | 4.8195 | 4.8791
Scenario 1: Reference | SDG&E | Com | HVAC | Com - School | Electric Demand (MW) | Fuel Substitution | 0 | 0 | 0 | 0 | 0 | 0.045983 | 0.044869 | 0.043782 | 0.042722 | 0.041686 | 0.040677 | 0.039691 | 0.038729
Scenario 1: Reference | SDG&E | Com | HVAC | Com - School | Electric Energy (GWh/year) | Energy Efficiency | 14.5175 | 14.58 | 14.6482 | 14.7219 | 14.8027 | 14.822 | 14.9117 | 15.0068 | 15.1082 | 15.2153 | 15.3287 | 15.448 | 15.5728
Scenario 1: Reference | SDG&E | Com | HVAC | Com - School | Electric Energy (GWh/year) | Fuel Substitution | -0.17061 | -0.16647 | -0.16244 | -0.15851 | -0.15467 | 0.19278 | 0.18811 | 0.18355 | 0.1791 | 0.17476 | 0.17053 | 0.1664 | 0.16237
Scenario 1: Reference | SDG&E | Com | HVAC | Com - School | Gas Energy (MMTherm/year) | Energy Efficiency | 0.41236 | 0.41808 | 0.42392 | 0.4299 | 0.43607 | 0.39766 | 0.40329 | 0.40903 | 0.41492 | 0.42095 | 0.42713 | 0.43344 | 0.43989
Scenario 1: Reference | SDG&E | Com | HVAC | Com - School | Gas Energy (MMTherm/year) | Fuel Substitution | 0.048071 | 0.046906 | 0.04577 | 0.044661 | 0.043579 | 0 | 0 | 0 | 0 | 0 | 0 | 0 | 0
Scenario 1: Reference | SDG&E | Com | HVAC | Com - Warehouse | Electric Demand (MW) | Energy Efficiency | 0.31013 | 0.31279 | 0.31552 | 0.31839 | 0.3213 | 0.32433 | 0.32743 | 0.33061 | 0.33387 | 0.33721 | 0.34061 | 0.34407 | 0.34762
Scenario 1: Reference | SDG&E | Com | HVAC | Com - Warehouse | Electric Demand (MW) | Fuel Substitution | 0 | 0 | 0 | 0 | 0 | 0.01369 | 0.013636 | 0.013582 | 0.013527 | 0.013473 | 0.01342 | 0.013366 | 0.013313
Scenario 1: Reference | SDG&E | Com | HVAC | Com - Warehouse | Electric Energy (GWh/year) | Energy Efficiency | 1.7575 | 1.7726 | 1.788 | 1.8043 | 1.8208 | 1.838 | 1.8555 | 1.8736 | 1.892 | 1.911 | 1.9302 | 1.9498 | 1.97
Scenario 1: Reference | SDG&E | Com | HVAC | Com - Warehouse | Electric Energy (GWh/year) | Fuel Substitution | -0.33702 | -0.33568 | -0.33434 | -0.33301 | -0.33168 | 0.10066 | 0.10026 | 0.099856 | 0.099458 | 0.099062 | 0.098667 | 0.098273 | 0.097882
Scenario 1: Reference | SDG&E | Com | HVAC | Com - Warehouse | Gas Energy (MMTherm/year) | Energy Efficiency | 0.018195 | 0.018351 | 0.018511 | 0.018679 | 0.01885 | 0.01888 | 0.01906 | 0.019245 | 0.019434 | 0.019629 | 0.019827 | 0.020028 | 0.020235
Scenario 1: Reference | SDG&E | Com | HVAC | Com - Warehouse | Gas Energy (MMTherm/year) | Fuel Substitution | 0.056742 | 0.056516 | 0.05629 | 0.056066 | 0.055842 | 0 | 0 | 0 | 0 | 0 | 0 | 0 | 0
Scenario 1: Reference | SDG&E | Com | Lighting | Com - College | Electric Demand (MW) | Energy Efficiency | 1.1966 | 1.1949 | 1.1932 | 1.1916 | 1.1899 | 1.1884 | 1.1869 | 1.1855 | 1.1842 | 1.183 | 1.1818 | 1.1809 | 1.1801
Scenario 1: Reference | SDG&E | Com | Lighting | Com - College | Electric Energy (GWh/year) | Energy Efficiency | 6.6434 | 6.6268 | 6.6102 | 6.5941 | 6.5778 | 6.562 | 6.5467 | 6.5316 | 6.5168 | 6.5024 | 6.4882 | 6.4753 | 6.4627
Scenario 1: Reference | SDG&E | Com | Lighting | Com - College | Gas Energy (MMTherm/year) | Energy Efficiency | -0.055589 | -0.055385 | -0.055181 | -0.05498 | -0.05478 | -0.054582 | -0.054386 | -0.054193 | -0.054001 | -0.053812 | -0.053624 | -0.053443 | -0.053264
Scenario 1: Reference | SDG&E | Com | Lighting | Com - Grocery | Electric Demand (MW) | Energy Efficiency | 2.1931 | 2.1762 | 2.1595 | 2.1431 | 2.1268 | 2.1107 | 2.0949 | 2.0793 | 2.0638 | 2.0486 | 2.0336 | 2.0187 | 2.0041
Scenario 1: Reference | SDG&E | Com | Lighting | Com - Grocery | Electric Energy (GWh/year) | Energy Efficiency | 12.3564 | 12.2615 | 12.1678 | 12.0754 | 11.9839 | 11.8938 | 11.8049 | 11.7173 | 11.6307 | 11.5452 | 11.4609 | 11.3776 | 11.2954
Scenario 1: Reference | SDG&E | Com | Lighting | Com - Grocery | Gas Energy (MMTherm/year) | Energy Efficiency | -0.15084 | -0.14968 | -0.14853 | -0.1474 | -0.14628 | -0.14517 | -0.14408 | -0.14301 | -0.14195 | -0.1409 | -0.13986 | -0.13884 | -0.13783
Scenario 1: Reference | SDG&E | Com | Lighting | Com - Health | Electric Demand (MW) | Energy Efficiency | 1.886 | 1.8874 | 1.8887 | 1.89 | 1.891 | 1.8918 | 1.8916 | 1.8913 | 1.8911 | 1.8914 | 1.8924 | 1.8927 | 1.8925
Scenario 1: Reference | SDG&E | Com | Lighting | Com - Health | Electric Energy (GWh/year) | Energy Efficiency | 11.0656 | 11.0758 | 11.085 | 11.0946 | 11.1028 | 11.1092 | 11.1096 | 11.1094 | 11.1099 | 11.1133 | 11.1211 | 11.1243 | 11.1248
Scenario 1: Reference | SDG&E | Com | Lighting | Com - Health | Gas Energy (MMTherm/year) | Energy Efficiency | -0.056576 | -0.056647 | -0.056713 | -0.056781 | -0.056842 | -0.056892 | -0.05691 | -0.056923 | -0.056941 | -0.056975 | -0.057033 | -0.057065 | -0.057082
Scenario 1: Reference | SDG&E | Com | Lighting | Com - Lodging | Electric Demand (MW) | Energy Efficiency | 1.8269 | 1.8142 | 1.8015 | 1.7889 | 1.7763 | 1.7638 | 1.7514 | 1.739 | 1.7267 | 1.7144 | 1.7022 | 1.6901 | 1.6781
Scenario 1: Reference | SDG&E | Com | Lighting | Com - Lodging | Electric Energy (GWh/year) | Energy Efficiency | 12.4069 | 12.3196 | 12.2324 | 12.1458 | 12.0594 | 11.9735 | 11.888 | 11.8029 | 11.7184 | 11.6344 | 11.5508 | 11.4677 | 11.3851
Scenario 1: Reference | SDG&E | Com | Lighting | Com - Lodging | Gas Energy (MMTherm/year) | Energy Efficiency | -0.058033 | -0.057616 | -0.057199 | -0.056786 | -0.056374 | -0.055964 | -0.055556 | -0.055151 | -0.054749 | -0.054349 | -0.053951 | -0.053556 | -0.053163
Scenario 1: Reference | SDG&E | Com | Lighting | Com - Office (Large) | Electric Demand (MW) | Energy Efficiency | 2.1133 | 2.0608 | 2.0101 | 1.9612 | 1.9139 | 1.8684 | 1.8248 | 1.7827 | 1.7421 | 1.7029 | 1.665 | 1.6284 | 1.5932
Scenario 1: Reference | SDG&E | Com | Lighting | Com - Office (Large) | Electric Energy (GWh/year) | Energy Efficiency | 15.6931 | 15.3023 | 14.9248 | 14.5606 | 14.2083 | 13.8695 | 13.5443 | 13.2313 | 12.9285 | 12.6363 | 12.3541 | 12.0819 | 11.8195
Scenario 1: Reference | SDG&E | Com | Lighting | Com - Office (Large) | Gas Energy (MMTherm/year) | Energy Efficiency | -0.0063381 | -0.0062467 | -0.0061592 | -0.0060755 | -0.0059948 | -0.0059188 | -0.0058479 | -0.0057811 | -0.0057165 | -0.0056549 | -0.0055959 | -0.0055397 | -0.0054864
Scenario 1: Reference | SDG&E | Com | Lighting | Com - Office (Small) | Electric Demand (MW) | Energy Efficiency | 1.1626 | 1.1536 | 1.1448 | 1.1361 | 1.1274 | 1.119 | 1.1106 | 1.1023 | 1.0941 | 1.0861 | 1.0781 | 1.0703 | 1.0626
Scenario 1: Reference | SDG&E | Com | Lighting | Com - Office (Small) | Electric Energy (GWh/year) | Energy Efficiency | 7.6971 | 7.6375 | 7.5787 | 7.5207 | 7.4634 | 7.4068 | 7.351 | 7.296 | 7.2416 | 7.188 | 7.135 | 7.0828 | 7.0312
Scenario 1: Reference | SDG&E | Com | Lighting | Com - Office (Small) | Gas Energy (MMTherm/year) | Energy Efficiency | -0.0072654 | -0.0072135 | -0.0071624 | -0.0071119 | -0.0070622 | -0.0070131 | -0.0069648 | -0.0069171 | -0.0068701 | -0.0068238 | -0.0067781 | -0.006733 | -0.0066886
Scenario 1: Reference | SDG&E | Com | Lighting | Com - Other | Electric Demand (MW) | Energy Efficiency | 1.4136 | 1.4064 | 1.3993 | 1.3922 | 1.3853 | 1.3784 | 1.3717 | 1.365 | 1.3585 | 1.352 | 1.3456 | 1.3393 | 1.3331
Scenario 1: Reference | SDG&E | Com | Lighting | Com - Other | Electric Energy (GWh/year) | Energy Efficiency | 3.7575 | 3.7422 | 3.7272 | 3.7126 | 3.6982 | 3.6842 | 3.6705 | 3.657 | 3.6439 | 3.631 | 3.6184 | 3.6061 | 3.594
Scenario 1: Reference | SDG&E | Com | Lighting | Com - Other | Gas Energy (MMTherm/year) | Energy Efficiency | -0.021845 | -0.021756 | -0.021669 | -0.021583 | -0.021499 | -0.021417 | -0.021336 | -0.021258 | -0.021181 | -0.021105 | -0.021032 | -0.020959 | -0.020889
Scenario 1: Reference | SDG&E | Com | Lighting | Com - Refrig. Warehouse | Electric Demand (MW) | Energy Efficiency | 0.019839 | 0.019738 | 0.019638 | 0.019539 | 0.019441 | 0.019343 | 0.019246 | 0.019149 | 0.019054 | 0.018959 | 0.018865 | 0.018772 | 0.01868
Scenario 1: Reference | SDG&E | Com | Lighting | Com - Refrig. Warehouse | Electric Energy (GWh/year) | Energy Efficiency | 0.18286 | 0.18194 | 0.18101 | 0.1801 | 0.17919 | 0.17829 | 0.17739 | 0.1765 | 0.17562 | 0.17475 | 0.17388 | 0.17302 | 0.17217
Scenario 1: Reference | SDG&E | Com | Lighting | Com - Restaurant | Electric Demand (MW) | Energy Efficiency | 0.64109 | 0.6371 | 0.63319 | 0.62937 | 0.62564 | 0.62198 | 0.61841 | 0.61491 | 0.61149 | 0.60813 | 0.60484 | 0.60162 | 0.59846
Scenario 1: Reference | SDG&E | Com | Lighting | Com - Restaurant | Electric Energy (GWh/year) | Energy Efficiency | 3.5394 | 3.5186 | 3.4983 | 3.4784 | 3.4591 | 3.4402 | 3.4218 | 3.4039 | 3.3863 | 3.3692 | 3.3524 | 3.336 | 3.32
Scenario 1: Reference | SDG&E | Com | Lighting | Com - Restaurant | Gas Energy (MMTherm/year) | Energy Efficiency | -0.0091789 | -0.0091297 | -0.0090819 | -0.0090354 | -0.0089904 | -0.0089467 | -0.0089042 | -0.0088631 | -0.0088231 | -0.0087841 | -0.0087462 | -0.0087094 | -0.0086736
Scenario 1: Reference | SDG&E | Com | Lighting | Com - Retail | Electric Demand (MW) | Energy Efficiency | 4.8447 | 4.815 | 4.7859 | 4.7573 | 4.7292 | 4.7017 | 4.6747 | 4.6483 | 4.6224 | 4.5971 | 4.5722 | 4.5478 | 4.5239
Scenario 1: Reference | SDG&E | Com | Lighting | Com - Retail | Electric Energy (GWh/year) | Energy Efficiency | 31.0436 | 30.8513 | 30.6627 | 30.4778 | 30.2957 | 30.1173 | 29.9426 | 29.7713 | 29.6033 | 29.4385 | 29.2768 | 29.1183 | 28.9632
Scenario 1: Reference | SDG&E | Com | Lighting | Com - Retail | Gas Energy (MMTherm/year) | Energy Efficiency | -0.039022 | -0.038796 | -0.038576 | -0.03836 | -0.038148 | -0.03794 | -0.037738 | -0.037541 | -0.037348 | -0.037159 | -0.036975 | -0.036795 | -0.036619
Scenario 1: Reference | SDG&E | Com | Lighting | Com - School | Electric Demand (MW) | Energy Efficiency | 0.68729 | 0.67571 | 0.6645 | 0.65366 | 0.64318 | 0.63304 | 0.62324 | 0.61376 | 0.60462 | 0.59581 | 0.58731 | 0.57913 | 0.57125
Scenario 1: Reference | SDG&E | Com | Lighting | Com - School | Electric Energy (GWh/year) | Energy Efficiency | 7.2867 | 7.1445 | 7.0064 | 6.8721 | 6.7419 | 6.6154 | 6.4926 | 6.3733 | 6.2577 | 6.1455 | 6.0368 | 5.9315 | 5.8294
Scenario 1: Reference | SDG&E | Com | Lighting | Com - School | Gas Energy (MMTherm/year) | Energy Efficiency | -0.0584 | -0.057156 | -0.055944 | -0.054765 | -0.053619 | -0.052503 | -0.051417 | -0.05036 | -0.049333 | -0.048333 | -0.047362 | -0.046418 | -0.0455
Scenario 1: Reference | SDG&E | Com | Lighting | Com - Warehouse | Electric Demand (MW) | Energy Efficiency | 0.68663 | 0.68412 | 0.68162 | 0.67915 | 0.67668 | 0.67423 | 0.6718 | 0.66938 | 0.66698 | 0.66459 | 0.66222 | 0.65986 | 0.65751
Scenario 1: Reference | SDG&E | Com | Lighting | Com - Warehouse | Electric Energy (GWh/year) | Energy Efficiency | 5.1822 | 5.1635 | 5.1448 | 5.1263 | 5.1078 | 5.0896 | 5.0714 | 5.0533 | 5.0354 | 5.0176 | 4.9998 | 4.9822 | 4.9647
Scenario 1: Reference | SDG&E | Com | Lighting | Com - Warehouse | Gas Energy (MMTherm/year) | Energy Efficiency | -0.021939 | -0.021858 | -0.021777 | -0.021697 | -0.021617 | -0.021538 | -0.021459 | -0.02138 | -0.021303 | -0.021225 | -0.021148 | -0.021072 | -0.020996
Scenario 1: Reference | SDG&E | Com | WaterHeat | Com - College | Electric Demand (MW) | Energy Efficiency | 0.3052 | 0.30817 | 0.31111 | 0.31413 | 0.31709 | 0.3199 | 0.3231 | 0.32634 | 0.32963 | 0.33298 | 0.33635 | 0.34004 | 0.34377
Scenario 1: Reference | SDG&E | Com | WaterHeat | Com - College | Electric Demand (MW) | Fuel Substitution | 0 | 0 | 0 | 0 | 0 | 2.8495 | 2.8352 | 2.8209 | 2.8067 | 2.7926 | 2.7785 | 2.7645 | 2.7506
Scenario 1: Reference | SDG&E | Com | WaterHeat | Com - College | Electric Energy (GWh/year) | Energy Efficiency | 1.1397 | 1.1511 | 1.1623 | 1.1739 | 1.1852 | 1.1959 | 1.2081 | 1.2205 | 1.233 | 1.2458 | 1.2587 | 1.2727 | 1.287
Scenario 1: Reference | SDG&E | Com | WaterHeat | Com - College | Electric Energy (GWh/year) | Fuel Substitution | -12.4335 | -12.3709 | -12.3087 | -12.2467 | -12.1851 | 11.7834 | 11.7241 | 11.6651 | 11.6064 | 11.5479 | 11.4898 | 11.432 | 11.3745
Scenario 1: Reference | SDG&E | Com | WaterHeat | Com - College | Gas Energy (MMTherm/year) | Energy Efficiency | 1.2951 | 1.2925 | 1.2899 | 1.2875 | 1.2849 | 1.2236 | 1.2175 | 1.2115 | 1.2055 | 1.1995 | 1.1936 | 1.1877 | 1.1818
Scenario 1: Reference | SDG&E | Com | WaterHeat | Com - College | Gas Energy (MMTherm/year) | Fuel Substitution | 1.4678 | 1.4605 | 1.4531 | 1.4458 | 1.4385 | 0 | 0 | 0 | 0 | 0 | 0 | 0 | 0
Scenario 1: Reference | SDG&E | Com | WaterHeat | Com - Grocery | Electric Demand (MW) | Energy Efficiency | 0.73997 | 0.74603 | 0.75224 | 0.75872 | 0.76526 | 0.77204 | 0.77915 | 0.78651 | 0.79398 | 0.80166 | 0.8095 | 0.8175 | 0.82573
Scenario 1: Reference | SDG&E | Com | WaterHeat | Com - Grocery | Electric Energy (GWh/year) | Energy Efficiency | 3.8433 | 3.8755 | 3.9085 | 3.9429 | 3.9776 | 4.0136 | 4.0513 | 4.0903 | 4.1299 | 4.1706 | 4.2121 | 4.2545 | 4.2981
Scenario 1: Reference | SDG&E | Com | WaterHeat | Com - Grocery | Electric Energy (GWh/year) | Fuel Substitution | -0.57205 | -0.56687 | -0.56174 | -0.55665 | -0.55161 | 0 | 0 | 0 | 0 | 0 | 0 | 0 | 0
Scenario 1: Reference | SDG&E | Com | WaterHeat | Com - Grocery | Gas Energy (MMTherm/year) | Energy Efficiency | 0.67769 | 0.67182 | 0.66602 | 0.66027 | 0.65458 | 0.63702 | 0.63132 | 0.62567 | 0.62007 | 0.61453 | 0.60904 | 0.60359 | 0.5982
Scenario 1: Reference | SDG&E | Com | WaterHeat | Com - Grocery | Gas Energy (MMTherm/year) | Fuel Substitution | 0.077504 | 0.076802 | 0.076106 | 0.075417 | 0.074734 | 0 | 0 | 0 | 0 | 0 | 0 | 0 | 0
Scenario 1: Reference | SDG&E | Com | WaterHeat | Com - Health | Electric Demand (MW) | Energy Efficiency | 0.87126 | 0.88661 | 0.90151 | 0.91655 | 0.93102 | 0.94439 | 0.95587 | 0.96704 | 0.97847 | 0.99103 | 1.0052 | 1.0176 | 1.0289
Scenario 1: Reference | SDG&E | Com | WaterHeat | Com - Health | Electric Demand (MW) | Fuel Substitution | 0 | 0 | 0 | 0 | 0 | 3.5803 | 3.5683 | 3.5563 | 3.5444 | 3.5325 | 3.5206 | 3.5088 | 3.497
Scenario 1: Reference | SDG&E | Com | WaterHeat | Com - Health | Electric Energy (GWh/year) | Energy Efficiency | 7.0494 | 7.1775 | 7.3019 | 7.4275 | 7.5483 | 7.6602 | 7.7561 | 7.8495 | 7.9451 | 8.0501 | 8.1686 | 8.2717 | 8.3662
Scenario 1: Reference | SDG&E | Com | WaterHeat | Com - Health | Electric Energy (GWh/year) | Fuel Substitution | -34.6747 | -34.5583 | -34.4423 | -34.3267 | -34.2115 | 32.3489 | 32.2403 | 32.1321 | 32.0243 | 31.9168 | 31.8097 | 31.703 | 31.5966
Scenario 1: Reference | SDG&E | Com | WaterHeat | Com - Health | Gas Energy (MMTherm/year) | Energy Efficiency | 3.5695 | 3.571 | 3.5721 | 3.5734 | 3.5743 | 3.3969 | 3.3858 | 3.3746 | 3.3635 | 3.3525 | 3.3415 | 3.3305 | 3.3195
Scenario 1: Reference | SDG&E | Com | WaterHeat | Com - Health | Gas Energy (MMTherm/year) | Fuel Substitution | 4.1489 | 4.135 | 4.1211 | 4.1073 | 4.0935 | 0 | 0 | 0 | 0 | 0 | 0 | 0 | 0
Scenario 1: Reference | SDG&E | Com | WaterHeat | Com - Lodging | Electric Demand (MW) | Energy Efficiency | 0.26752 | 0.26874 | 0.26981 | 0.27086 | 0.27174 | 0.26912 | 0.26996 | 0.27072 | 0.27145 | 0.27214 | 0.27274 | 0.27329 | 0.27379
Scenario 1: Reference | SDG&E | Com | WaterHeat | Com - Lodging | Electric Demand (MW) | Fuel Substitution | 0 | 0 | 0 | 0 | 0 | 4.2369 | 4.2025 | 4.1684 | 4.1345 | 4.101 | 4.0677 | 4.0346 | 4.0019
Scenario 1: Reference | SDG&E | Com | WaterHeat | Com - Lodging | Electric Energy (GWh/year) | Energy Efficiency | 1.7884 | 1.8013 | 1.8131 | 1.8246 | 1.8347 | 1.8168 | 1.8266 | 1.8357 | 1.8445 | 1.853 | 1.8608 | 1.868 | 1.8749
Scenario 1: Reference | SDG&E | Com | WaterHeat | Com - Lodging | Electric Energy (GWh/year) | Fuel Substitution | -43.6313 | -43.2769 | -42.9255 | -42.5769 | -42.2312 | 37.3232 | 37.0201 | 36.7195 | 36.4213 | 36.1255 | 35.8322 | 35.5412 | 35.2526
Scenario 1: Reference | SDG&E | Com | WaterHeat | Com - Lodging | Gas Energy (MMTherm/year) | Energy Efficiency | 2.9055 | 2.9166 | 2.9262 | 2.9355 | 2.9432 | 1.6577 | 1.6456 | 1.6336 | 1.6217 | 1.6099 | 1.5982 | 1.5865 | 1.575
Scenario 1: Reference | SDG&E | Com | WaterHeat | Com - Lodging | Gas Energy (MMTherm/year) | Fuel Substitution | 5.1198 | 5.0782 | 5.0369 | 4.996 | 4.9555 | 0 | 0 | 0 | 0 | 0 | 0 | 0 | 0
Scenario 1: Reference | SDG&E | Com | WaterHeat | Com - Office (Large) | Electric Demand (MW) | Energy Efficiency | 0.14284 | 0.14362 | 0.14442 | 0.14525 | 0.14606 | 0.14688 | 0.14788 | 0.14894 | 0.14997 | 0.15101 | 0.15204 | 0.15309 | 0.15415
Scenario 1: Reference | SDG&E | Com | WaterHeat | Com - Office (Large) | Electric Demand (MW) | Fuel Substitution | 0 | 0 | 0 | 0 | 0 | 0.2575 | 0.24923 | 0.24123 | 0.23348 | 0.22598 | 0.21872 | 0.2117 | 0.2049
Scenario 1: Reference | SDG&E | Com | WaterHeat | Com - Office (Large) | Electric Energy (GWh/year) | Energy Efficiency | 2.3214 | 2.3437 | 2.3661 | 2.3887 | 2.4108 | 2.4326 | 2.4577 | 2.4836 | 2.5087 | 2.5338 | 2.5587 | 2.5835 | 2.6085
Scenario 1: Reference | SDG&E | Com | WaterHeat | Com - Office (Large) | Electric Energy (GWh/year) | Fuel Substitution | -5.5652 | -5.3865 | -5.2135 | -5.046 | -4.8839 | 5.0777 | 4.9146 | 4.7568 | 4.604 | 4.4561 | 4.313 | 4.1745 | 4.0404
Scenario 1: Reference | SDG&E | Com | WaterHeat | Com - Office (Large) | Gas Energy (MMTherm/year) | Energy Efficiency | 1.485 | 1.4455 | 1.4073 | 1.3703 | 1.3346 | 1.2145 | 1.1767 | 1.1401 | 1.1047 | 1.0705 | 1.0373 | 1.0053 | 0.97421
Scenario 1: Reference | SDG&E | Com | WaterHeat | Com - Office (Large) | Gas Energy (MMTherm/year) | Fuel Substitution | 0.65053 | 0.62963 | 0.60941 | 0.58984 | 0.57089 | 0 | 0 | 0 | 0 | 0 | 0 | 0 | 0
Scenario 1: Reference | SDG&E | Com | WaterHeat | Com - Office (Small) | Electric Demand (MW) | Energy Efficiency | 0.02263 | 0.022577 | 0.022527 | 0.022478 | 0.022431 | 0.022387 | 0.022345 | 0.022305 | 0.022266 | 0.02223 | 0.022194 | 0.022161 | 0.022129
Scenario 1: Reference | SDG&E | Com | WaterHeat | Com - Office (Small) | Electric Demand (MW) | Fuel Substitution | 0 | 0 | 0 | 0 | 0 | 0.027854 | 0.027568 | 0.027284 | 0.027003 | 0.026725 | 0.026449 | 0.026177 | 0.025907
Scenario 1: Reference | SDG&E | Com | WaterHeat | Com - Office (Small) | Electric Energy (GWh/year) | Energy Efficiency | 1.2947 | 1.3007 | 1.3067 | 1.3128 | 1.319 | 1.3253 | 1.3318 | 1.3384 | 1.345 | 1.3517 | 1.3585 | 1.3654 | 1.3723
Scenario 1: Reference | SDG&E | Com | WaterHeat | Com - Office (Small) | Electric Energy (GWh/year) | Fuel Substitution | -3.252 | -3.2185 | -3.1854 | -3.1526 | -3.1201 | 3.2438 | 3.2104 | 3.1774 | 3.1446 | 3.1122 | 3.0802 | 3.0485 | 3.0171
Scenario 1: Reference | SDG&E | Com | WaterHeat | Com - Office (Small) | Gas Energy (MMTherm/year) | Energy Efficiency | 0.85225 | 0.84429 | 0.83641 | 0.82863 | 0.82092 | 0.81251 | 0.80418 | 0.79594 | 0.78779 | 0.77971 | 0.77172 | 0.76382 | 0.75599
Scenario 1: Reference | SDG&E | Com | WaterHeat | Com - Office (Small) | Gas Energy (MMTherm/year) | Fuel Substitution | 0.37631 | 0.37244 | 0.3686 | 0.36481 | 0.36105 | 0 | 0 | 0 | 0 | 0 | 0 | 0 | 0
Scenario 1: Reference | SDG&E | Com | WaterHeat | Com - Other | Electric Demand (MW) | Energy Efficiency | 5.3174 | 5.3857 | 5.4559 | 5.5281 | 5.6009 | 5.6758 | 5.753 | 5.8317 | 5.9117 | 5.9931 | 6.0756 | 6.1595 | 6.2449
Scenario 1: Reference | SDG&E | Com | WaterHeat | Com - Other | Electric Demand (MW) | Fuel Substitution | 0 | 0 | 0 | 0 | 0 | 14.6125 | 14.5125 | 14.4132 | 14.3146 | 14.2166 | 14.1194 | 14.0228 | 13.9268
Scenario 1: Reference | SDG&E | Com | WaterHeat | Com - Other | Electric Energy (GWh/year) | Energy Efficiency | 34.2039 | 34.6456 | 35.0994 | 35.5657 | 36.0363 | 36.5208 | 37.0196 | 37.5282 | 38.045 | 38.5712 | 39.1048 | 39.6466 | 40.1984
Scenario 1: Reference | SDG&E | Com | WaterHeat | Com - Other | Electric Energy (GWh/year) | Fuel Substitution | -117.4336 | -116.6301 | -115.8321 | -115.0396 | -114.2525 | 102.7619 | 102.0588 | 101.3605 | 100.667 | 99.9782 | 99.2941 | 98.6148 | 97.94
Scenario 1: Reference | SDG&E | Com | WaterHeat | Com - Other | Gas Energy (MMTherm/year) | Energy Efficiency | 4.2719 | 4.2753 | 4.2794 | 4.2842 | 4.2894 | 4.1604 | 4.1332 | 4.1062 | 4.0793 | 4.0527 | 4.0262 | 4 | 3.9739
Scenario 1: Reference | SDG&E | Com | WaterHeat | Com - Other | Gas Energy (MMTherm/year) | Fuel Substitution | 13.5487 | 13.456 | 13.3639 | 13.2725 | 13.1817 | 0 | 0 | 0 | 0 | 0 | 0 | 0 | 0
Scenario 1: Reference | SDG&E | Com | WaterHeat | Com - Refrig. Warehouse | Electric Demand (MW) | Energy Efficiency | 0.0048388 | 0.0048408 | 0.0048454 | 0.0048504 | 0.004857 | 0.0048652 | 0.0048762 | 0.0048894 | 0.0049054 | 0.0049237 | 0.0049448 | 0.0049688 | 0.0049955
Scenario 1: Reference | SDG&E | Com | WaterHeat | Com - Refrig. Warehouse | Electric Demand (MW) | Fuel Substitution | 0 | 0 | 0 | 0 | 0 | 0.0029572 | 0.0029418 | 0.0029264 | 0.0029111 | 0.0028959 | 0.0028808 | 0.0028657 | 0.0028508
Scenario 1: Reference | SDG&E | Com | WaterHeat | Com - Refrig. Warehouse | Electric Energy (GWh/year) | Energy Efficiency | 0.052979 | 0.053016 | 0.053083 | 0.053154 | 0.053244 | 0.053352 | 0.053491 | 0.053656 | 0.053854 | 0.054078 | 0.054334 | 0.054623 | 0.054942
Scenario 1: Reference | SDG&E | Com | WaterHeat | Com - Refrig. Warehouse | Electric Energy (GWh/year) | Fuel Substitution | -0.040867 | -0.040654 | -0.040442 | -0.04023 | -0.04002 | 0.036994 | 0.036801 | 0.036608 | 0.036417 | 0.036227 | 0.036038 | 0.035849 | 0.035662
Scenario 1: Reference | SDG&E | Com | WaterHeat | Com - Refrig. Warehouse | Gas Energy (MMTherm/year) | Energy Efficiency | 0.016743 | 0.016659 | 0.016576 | 0.016494 | 0.016412 | 0.016183 | 0.016099 | 0.016015 | 0.015931 | 0.015848 | 0.015765 | 0.015683 | 0.015601
Scenario 1: Reference | SDG&E | Com | WaterHeat | Com - Refrig. Warehouse | Gas Energy (MMTherm/year) | Fuel Substitution | 0.0049772 | 0.0049512 | 0.0049254 | 0.0048996 | 0.0048741 | 0 | 0 | 0 | 0 | 0 | 0 | 0 | 0
Scenario 1: Reference | SDG&E | Com | WaterHeat | Com - Restaurant | Electric Demand (MW) | Energy Efficiency | 1.8576 | 1.8667 | 1.8765 | 1.887 | 1.8982 | 1.9103 | 1.9232 | 1.9368 | 1.9508 | 1.9652 | 1.9802 | 1.9957 | 2.0116
Scenario 1: Reference | SDG&E | Com | WaterHeat | Com - Restaurant | Electric Demand (MW) | Fuel Substitution | 0 | 0 | 0 | 0 | 0 | 15.3941 | 15.259 | 15.125 | 14.9922 | 14.8606 | 14.7301 | 14.6008 | 14.4726
Scenario 1: Reference | SDG&E | Com | WaterHeat | Com - Restaurant | Electric Energy (GWh/year) | Energy Efficiency | 9.4993 | 9.5462 | 9.5967 | 9.6509 | 9.7089 | 9.7712 | 9.8377 | 9.9076 | 9.9798 | 10.0543 | 10.1315 | 10.2111 | 10.2931
Scenario 1: Reference | SDG&E | Com | WaterHeat | Com - Restaurant | Electric Energy (GWh/year) | Fuel Substitution | -76.3499 | -75.6795 | -75.0151 | -74.3565 | -73.7037 | 86.1777 | 85.4211 | 84.6711 | 83.9277 | 83.1908 | 82.4604 | 81.7365 | 81.0188
Scenario 1: Reference | SDG&E | Com | WaterHeat | Com - Restaurant | Gas Energy (MMTherm/year) | Energy Efficiency | 1.209 | 1.2173 | 1.2262 | 1.2355 | 1.2454 | 1.2122 | 1.2026 | 1.193 | 1.1835 | 1.1742 | 1.1649 | 1.1557 | 1.1466
Scenario 1: Reference | SDG&E | Com | WaterHeat | Com - Restaurant | Gas Energy (MMTherm/year) | Fuel Substitution | 9.2926 | 9.211 | 9.1302 | 9.05 | 8.9705 | 0 | 0 | 0 | 0 | 0 | 0 | 0 | 0
Scenario 1: Reference | SDG&E | Com | WaterHeat | Com - Retail | Electric Demand (MW) | Energy Efficiency | 0.43528 | 0.43708 | 0.43905 | 0.44118 | 0.44339 | 0.44578 | 0.44835 | 0.45105 | 0.45389 | 0.45686 | 0.45995 | 0.46317 | 0.46653
Scenario 1: Reference | SDG&E | Com | WaterHeat | Com - Retail | Electric Demand (MW) | Fuel Substitution | 0 | 0 | 0 | 0 | 0 | 0.60163 | 0.59665 | 0.59171 | 0.5868 | 0.58194 | 0.57712 | 0.57234 | 0.5676
Scenario 1: Reference | SDG&E | Com | WaterHeat | Com - Retail | Electric Energy (GWh/year) | Energy Efficiency | 2.6475 | 2.6594 | 2.6723 | 2.6862 | 2.7006 | 2.7162 | 2.7328 | 2.7503 | 2.7686 | 2.7877 | 2.8076 | 2.8283 | 2.8499
Scenario 1: Reference | SDG&E | Com | WaterHeat | Com - Retail | Electric Energy (GWh/year) | Fuel Substitution | -3.8546 | -3.8227 | -3.791 | -3.7596 | -3.7285 | 4.1013 | 4.0674 | 4.0337 | 4.0003 | 3.9671 | 3.9343 | 3.9017 | 3.8694
Scenario 1: Reference | SDG&E | Com | WaterHeat | Com - Retail | Gas Energy (MMTherm/year) | Energy Efficiency | 1.866 | 1.8514 | 1.8369 | 1.8226 | 1.8084 | 1.7935 | 1.7787 | 1.764 | 1.7494 | 1.7349 | 1.7206 | 1.7064 | 1.6923
Scenario 1: Reference | SDG&E | Com | WaterHeat | Com - Retail | Gas Energy (MMTherm/year) | Fuel Substitution | 0.43943 | 0.43579 | 0.43218 | 0.4286 | 0.42505 | 0 | 0 | 0 | 0 | 0 | 0 | 0 | 0
Scenario 1: Reference | SDG&E | Com | WaterHeat | Com - School | Electric Demand (MW) | Energy Efficiency | 0.17155 | 0.17326 | 0.17503 | 0.17686 | 0.17877 | 0.18074 | 0.18282 | 0.18496 | 0.18718 | 0.18946 | 0.19181 | 0.19423 | 0.19671
Scenario 1: Reference | SDG&E | Com | WaterHeat | Com - School | Electric Demand (MW) | Fuel Substitution | 0 | 0 | 0 | 0 | 0 | 1.0262 | 1.0014 | 0.9771 | 0.95343 | 0.93033 | 0.90779 | 0.88579 | 0.86433
Scenario 1: Reference | SDG&E | Com | WaterHeat | Com - School | Electric Energy (GWh/year) | Energy Efficiency | 2.1743 | 2.2012 | 2.2288 | 2.2572 | 2.2865 | 2.3165 | 2.3481 | 2.3804 | 2.4137 | 2.4477 | 2.4826 | 2.5184 | 2.555
Scenario 1: Reference | SDG&E | Com | WaterHeat | Com - School | Electric Energy (GWh/year) | Fuel Substitution | -15.9644 | -15.5776 | -15.2002 | -14.8319 | -14.4726 | 15.2299 | 14.8609 | 14.5008 | 14.1495 | 13.8067 | 13.4722 | 13.1458 | 12.8273
Scenario 1: Reference | SDG&E | Com | WaterHeat | Com - School | Gas Energy (MMTherm/year) | Energy Efficiency | 1.9776 | 1.9427 | 1.9089 | 1.8761 | 1.8444 | 1.7589 | 1.7179 | 1.6778 | 1.6388 | 1.6006 | 1.5635 | 1.5272 | 1.4917
Scenario 1: Reference | SDG&E | Com | WaterHeat | Com - School | Gas Energy (MMTherm/year) | Fuel Substitution | 1.912 | 1.8657 | 1.8205 | 1.7764 | 1.7333 | 0 | 0 | 0 | 0 | 0 | 0 | 0 | 0
Scenario 1: Reference | SDG&E | Com | WaterHeat | Com - Warehouse | Electric Demand (MW) | Energy Efficiency | 0.039712 | 0.039748 | 0.039788 | 0.039836 | 0.039886 | 0.039938 | 0.039999 | 0.040063 | 0.040132 | 0.040206 | 0.040283 | 0.040363 | 0.040448
Scenario 1: Reference | SDG&E | Com | WaterHeat | Com - Warehouse | Electric Demand (MW) | Fuel Substitution | 0 | 0 | 0 | 0 | 0 | 0.0085467 | 0.0085126 | 0.0084787 | 0.0084449 | 0.0084112 | 0.0083777 | 0.0083443 | 0.008311
Scenario 1: Reference | SDG&E | Com | WaterHeat | Com - Warehouse | Electric Energy (GWh/year) | Energy Efficiency | 0.48693 | 0.49013 | 0.49344 | 0.49692 | 0.50047 | 0.50405 | 0.50786 | 0.51176 | 0.51578 | 0.5199 | 0.52411 | 0.52839 | 0.5328
Scenario 1: Reference | SDG&E | Com | WaterHeat | Com - Warehouse | Electric Energy (GWh/year) | Fuel Substitution | -0.30867 | -0.30744 | -0.30621 | -0.30499 | -0.30378 | 0.24673 | 0.24575 | 0.24477 | 0.24379 | 0.24282 | 0.24185 | 0.24089 | 0.23993
Scenario 1: Reference | SDG&E | Com | WaterHeat | Com - Warehouse | Gas Energy (MMTherm/year) | Energy Efficiency | 1.2374 | 1.2325 | 1.2278 | 1.223 | 1.2182 | 1.2078 | 1.2029 | 1.1981 | 1.1934 | 1.1886 | 1.1839 | 1.1792 | 1.1745
Scenario 1: Reference | SDG&E | Com | WaterHeat | Com - Warehouse | Gas Energy (MMTherm/year) | Fuel Substitution | 0.036309 | 0.036164 | 0.03602 | 0.035876 | 0.035733 | 0 | 0 | 0 | 0 | 0 | 0 | 0 | 0
Scenario 1: Reference | SDG&E | Res | AppPlug | Res - Multi Family | Electric Demand (MW) | Energy Efficiency | 4.6521 | 4.7196 | 4.785 | 4.8496 | 4.9094 | 4.9665 | 5.0207 | 5.0715 | 5.1186 | 5.1622 | 5.2026 | 5.2406 | 5.2763
Scenario 1: Reference | SDG&E | Res | AppPlug | Res - Multi Family | Electric Energy (GWh/year) | Energy Efficiency | 65.153 | 66.0949 | 67.0236 | 67.926 | 68.7605 | 69.5572 | 70.3141 | 71.0234 | 71.6816 | 72.2904 | 72.8547 | 73.3841 | 73.8824
Scenario 1: Reference | SDG&E | Res | AppPlug | Res - Multi Family | Electric Energy (GWh/year) | Fuel Substitution | -20.5091 | -20.6185 | -34.2983 | -34.5905 | -34.8593 | -23.6388 | -23.9 | -24.1447 | -24.3719 | -24.582 | -24.7767 | -24.9594 | -25.1314
Scenario 1: Reference | SDG&E | Res | AppPlug | Res - Multi Family | Gas Energy (MMTherm/year) | Energy Efficiency | 1.3107 | 1.3195 | 1.1453 | 1.1511 | 1.1565 | 1.1615 | 1.1663 | 1.1707 | 1.1747 | 1.1783 | 1.1816 | 1.1846 | 1.1873
Scenario 1: Reference | SDG&E | Res | AppPlug | Res - Multi Family | Gas Energy (MMTherm/year) | Fuel Substitution | 3.2805 | 3.2883 | 4.0759 | 4.0941 | 4.1106 | 1.6937 | 1.7124 | 1.7298 | 1.7461 | 1.7611 | 1.775 | 1.788 | 1.8003
Scenario 1: Reference | SDG&E | Res | AppPlug | Res - Single Family | Electric Demand (MW) | Energy Efficiency | 10.6567 | 10.7434 | 10.8361 | 10.9278 | 11.0092 | 11.0852 | 11.1558 | 11.2206 | 11.2801 | 11.3347 | 11.3851 | 11.432 | 11.4758
Scenario 1: Reference | SDG&E | Res | AppPlug | Res - Single Family | Electric Energy (GWh/year) | Energy Efficiency | 177.1291 | 178.5678 | 180.1825 | 181.7025 | 183.0528 | 184.3149 | 185.4843 | 186.5598 | 187.5467 | 188.4533 | 189.2888 | 190.0666 | 190.7929
Scenario 1: Reference | SDG&E | Res | AppPlug | Res - Single Family | Electric Energy (GWh/year) | Fuel Substitution | -69.414 | -69.807 | -133.7584 | -134.7177 | -135.5687 | -116.7255 | -117.4715 | -118.1575 | -118.7871 | -119.3655 | -119.8984 | -120.3946 | -120.858
Scenario 1: Reference | SDG&E | Res | AppPlug | Res - Single Family | Gas Energy (MMTherm/year) | Energy Efficiency | 1.7214 | 1.7381 | 0.90038 | 0.91064 | 0.91976 | 0.9262 | 0.93217 | 0.93765 | 0.94268 | 0.94731 | 0.95157 | 0.95554 | 0.95924
Scenario 1: Reference | SDG&E | Res | AppPlug | Res - Single Family | Gas Energy (MMTherm/year) | Fuel Substitution | 7.683 | 7.7092 | 11.3886 | 11.4477 | 11.4999 | 7.3824 | 7.4295 | 7.4729 | 7.5127 | 7.5492 | 7.5829 | 7.6143 | 7.6435
Scenario 1: Reference | SDG&E | Res | BldgEnv | Res - Multi Family | Electric Demand (MW) | Energy Efficiency | 9.0306 | 4.863 | 4.8635 | 4.864 | 4.864 | 4.8636 | 4.8629 | 4.8618 | 4.8603 | 8.9646 | 8.9554 | 8.946 | 8.9364
Scenario 1: Reference | SDG&E | Res | BldgEnv | Res - Multi Family | Electric Energy (GWh/year) | Energy Efficiency | -6.7486 | 1.9934 | 1.9774 | 1.9615 | 1.9464 | 1.9318 | 1.9178 | 1.9043 | 1.8914 | -6.7484 | -6.7457 | -6.7425 | -6.739
Scenario 1: Reference | SDG&E | Res | BldgEnv | Res - Multi Family | Gas Energy (MMTherm/year) | Energy Efficiency | 1.531 | 1.0252 | 1.0252 | 1.0251 | 1.025 | 1.0248 | 1.0245 | 1.0242 | 1.0238 | 1.5216 | 1.5202 | 1.5187 | 1.5172
Scenario 1: Reference | SDG&E | Res | BldgEnv | Res - Single Family | Electric Demand (MW) | Energy Efficiency | 57.5314 | 40.7315 | 40.7396 | 40.7473 | 40.752 | 40.7551 | 40.7566 | 40.7564 | 40.7545 | 57.4783 | 57.465 | 57.4506 | 57.4354
Scenario 1: Reference | SDG&E | Res | BldgEnv | Res - Single Family | Electric Energy (GWh/year) | Energy Efficiency | -14.0772 | 21.1987 | 21.1611 | 21.1238 | 21.0893 | 21.0562 | 21.0246 | 20.9946 | 20.9659 | -14.2068 | -14.2145 | -14.2213 | -14.2272
Scenario 1: Reference | SDG&E | Res | BldgEnv | Res - Single Family | Gas Energy (MMTherm/year) | Energy Efficiency | 8.015 | 5.9788 | 5.9823 | 5.9859 | 5.9887 | 5.9912 | 5.9932 | 5.9949 | 5.9963 | 8.027 | 8.0267 | 8.0261 | 8.0253
Scenario 1: Reference | SDG&E | Res | HVAC | Res - Multi Family | Electric Demand (MW) | Energy Efficiency | 17.3076 | 17.4047 | 17.4981 | 17.5904 | 17.6746 | 17.7234 | 17.7704 | 17.8134 | 17.8519 | 17.8861 | 17.9165 | 17.9438 | 17.9684
Scenario 1: Reference | SDG&E | Res | HVAC | Res - Multi Family | Electric Demand (MW) | Fuel Substitution | 0 | 0 | 0 | 0 | 0 | 2.3287 | 2.3248 | 2.3209 | 2.317 | 2.3132 | 2.3093 | 2.3054 | 2.3016
Scenario 1: Reference | SDG&E | Res | HVAC | Res - Multi Family | Electric Energy (GWh/year) | Energy Efficiency | 16.3569 | 16.4761 | 16.5912 | 16.705 | 16.8093 | 16.8726 | 16.9388 | 16.9998 | 17.0554 | 17.1057 | 17.1512 | 17.193 | 17.2315
Scenario 1: Reference | SDG&E | Res | HVAC | Res - Multi Family | Electric Energy (GWh/year) | Fuel Substitution | -13.647 | -13.6242 | -13.6014 | -13.5787 | -13.5561 | 6.9819 | 6.9702 | 6.9586 | 6.947 | 6.9354 | 6.9238 | 6.9122 | 6.9007
Scenario 1: Reference | SDG&E | Res | HVAC | Res - Multi Family | Gas Energy (MMTherm/year) | Energy Efficiency | 0.066107 | 0.067951 | 0.06974 | 0.07151 | 0.073154 | 0.073653 | 0.074522 | 0.075337 | 0.076095 | 0.076796 | 0.077448 | 0.07806 | 0.078637
Scenario 1: Reference | SDG&E | Res | HVAC | Res - Multi Family | Gas Energy (MMTherm/year) | Fuel Substitution | 2.1534 | 2.1498 | 2.1462 | 2.1426 | 2.139 | 5.1578e-09 | 5.1492e-09 | 5.1406e-09 | 5.132e-09 | 5.1234e-09 | 5.1149e-09 | 5.1063e-09 | 5.0978e-09
Scenario 1: Reference | SDG&E | Res | HVAC | Res - Single Family | Electric Demand (MW) | Energy Efficiency | 113.041 | 113.5482 | 114.0918 | 114.6288 | 115.1032 | 115.2192 | 115.3605 | 115.4869 | 115.5993 | 115.699 | 115.7874 | 115.8667 | 115.9379
Scenario 1: Reference | SDG&E | Res | HVAC | Res - Single Family | Electric Demand (MW) | Fuel Substitution | 0 | 0 | 0 | 0 | 0 | 41.2031 | 41.1815 | 41.1598 | 41.1382 | 41.1166 | 41.0951 | 41.0735 | 41.0519
Scenario 1: Reference | SDG&E | Res | HVAC | Res - Single Family | Electric Energy (GWh/year) | Energy Efficiency | 97.2377 | 97.7672 | 98.334 | 98.8941 | 99.3899 | 99.4703 | 99.6164 | 99.748 | 99.8657 | 99.9709 | 100.065 | 100.1502 | 100.2274
Scenario 1: Reference | SDG&E | Res | HVAC | Res - Single Family | Electric Energy (GWh/year) | Fuel Substitution | -197.1204 | -197.0169 | -196.9135 | -196.8102 | -196.7069 | 93.3229 | 93.2739 | 93.2249 | 93.176 | 93.1271 | 93.0782 | 93.0294 | 92.9805
Scenario 1: Reference | SDG&E | Res | HVAC | Res - Single Family | Gas Energy (MMTherm/year) | Energy Efficiency | 0.095336 | 0.10645 | 0.11828 | 0.12999 | 0.14046 | 0.13757 | 0.13915 | 0.1406 | 0.14194 | 0.14317 | 0.14432 | 0.14539 | 0.14639
Scenario 1: Reference | SDG&E | Res | HVAC | Res - Single Family | Gas Energy (MMTherm/year) | Fuel Substitution | 33.2448 | 33.2274 | 33.2099 | 33.1925 | 33.1751 | 0 | 0 | 0 | 0 | 0 | 0 | 0 | 0
Scenario 1: Reference | SDG&E | Res | WaterHeat | Res - Multi Family | Electric Demand (MW) | Energy Efficiency | 8.3912 | 8.5113 | 8.6276 | 8.7427 | 8.8491 | 8.9513 | 9.0485 | 9.1395 | 9.224 | 9.3021 | 9.3745 | 9.4425 | 9.5064
Scenario 1: Reference | SDG&E | Res | WaterHeat | Res - Multi Family | Electric Demand (MW) | Fuel Substitution | 0 | 0 | 0 | 0 | 0 | 19.7564 | 19.7234 | 19.6905 | 19.6576 | 19.6248 | 19.592 | 19.5593 | 19.5266
Scenario 1: Reference | SDG&E | Res | WaterHeat | Res - Multi Family | Electric Energy (GWh/year) | Energy Efficiency | 41.3205 | 41.9119 | 42.4846 | 43.0511 | 43.575 | 44.0785 | 44.5568 | 45.0051 | 45.421 | 45.8058 | 46.1624 | 46.497 | 46.8119
Scenario 1: Reference | SDG&E | Res | WaterHeat | Res - Multi Family | Electric Energy (GWh/year) | Fuel Substitution | -5068.4911 | -5060.0273 | -5051.5775 | -5043.1419 | -5034.7204 | 104.3081 | 104.1339 | 103.96 | 103.7864 | 103.6131 | 103.4401 | 103.2674 | 103.0949
Scenario 1: Reference | SDG&E | Res | WaterHeat | Res - Multi Family | Gas Energy (MMTherm/year) | Energy Efficiency | 3.964 | 4.0114 | 4.0573 | 4.1026 | 4.1445 | 4.1605 | 4.1756 | 4.1894 | 4.202 | 4.2134 | 4.2236 | 4.233 | 4.2416
Scenario 1: Reference | SDG&E | Res | WaterHeat | Res - Multi Family | Gas Energy (MMTherm/year) | Fuel Substitution | 369.6767 | 369.0594 | 368.4431 | 367.8279 | 367.2136 | 0 | 0 | 0 | 0 | 0 | 0 | 0 | 0
Scenario 1: Reference | SDG&E | Res | WaterHeat | Res - Single Family | Electric Demand (MW) | Energy Efficiency | 5.9066 | 5.9522 | 6.0009 | 6.049 | 6.0917 | 6.1338 | 6.1727 | 6.2085 | 6.2414 | 6.2716 | 6.2994 | 6.3253 | 6.3495
Scenario 1: Reference | SDG&E | Res | WaterHeat | Res - Single Family | Electric Demand (MW) | Fuel Substitution | 0 | 0 | 0 | 0 | 0 | 111.2593 | 111.2009 | 111.1426 | 111.0842 | 111.0259 | 110.9676 | 110.9094 | 110.8512
Scenario 1: Reference | SDG&E | Res | WaterHeat | Res - Single Family | Electric Energy (GWh/year) | Energy Efficiency | 30.4371 | 30.6709 | 30.9208 | 31.1678 | 31.3871 | 31.6037 | 31.8043 | 31.9888 | 32.1582 | 32.3137 | 32.4571 | 32.5906 | 32.7152
Scenario 1: Reference | SDG&E | Res | WaterHeat | Res - Single Family | Electric Energy (GWh/year) | Fuel Substitution | -465.1878 | -464.9436 | -464.6996 | -464.4557 | -464.2119 | 622.0989 | 621.7724 | 621.4461 | 621.1199 | 620.7939 | 620.468 | 620.1424 | 619.8169
Scenario 1: Reference | SDG&E | Res | WaterHeat | Res - Single Family | Gas Energy (MMTherm/year) | Energy Efficiency | 6.2327 | 6.3903 | 6.5582 | 6.7244 | 6.8726 | 6.9182 | 6.9604 | 6.9992 | 7.0348 | 7.0675 | 7.0977 | 7.1258 | 7.152
Scenario 1: Reference | SDG&E | Res | WaterHeat | Res - Single Family | Gas Energy (MMTherm/year) | Fuel Substitution | 71.1265 | 71.0891 | 71.0518 | 71.0145 | 70.9773 | 0 | 0 | 0 | 0 | 0 | 0 | 0 | 0

## Econ Pot. Detail (hidden)
Scenario | Utility | Sector | End Use | Building Type | Savings Type | Measure Type | 2025 | 2026 | 2027 | 2028 | 2029 | 2030 | 2031 | 2032 | 2033 | 2034 | 2035 | 2036 | 2037
Scenario 1: Reference | PG&E | Com | AppPlug | Com - Health | Gas Energy (MMTherm/year) | Energy Efficiency | 24.282 | 24.4394 | 24.6113 | 24.7795 | 24.9511 | 24.2916 | 25.1267 | 25.3097 | 25.4915 | 25.668 | 25.8351 | 26.0062 | 26.181
Scenario 1: Reference | PG&E | Com | AppPlug | Com - Lodging | Gas Energy (MMTherm/year) | Energy Efficiency | 18.5637 | 18.7365 | 18.916 | 19.098 | 19.2871 | 19.479 | 19.6739 | 19.8709 | 20.0695 | 20.2708 | 20.6718 | 18.9251 | 20.7933
Scenario 1: Reference | PG&E | Com | AppPlug | Com - Other | Gas Energy (MMTherm/year) | Energy Efficiency | 0.005627 | 0.011335 | 0.017164 | 0.023086 | 0.029042 | 0.035133 | 0.041372 | 0.047709 | 0.054063 | 0.060472 | 0.54787 | 0.55111 | 0.55444
Scenario 1: Reference | PG&E | Com | BldgEnv | Com - College | Electric Demand (MW) | Energy Efficiency | 0.002077 | 0.002848 | 0.003522 | 0.004284 | 0.00504 | 0.005784 | 0.006532 | 0.007273 | 0.008029 | 0.008792 | 0.009558 | 0.010312 | 0.011068
Scenario 1: Reference | PG&E | Com | BldgEnv | Com - College | Electric Energy (GWh/year) | Energy Efficiency | 0.000557 | 0.000779 | 0.000977 | 0.001197 | 0.001416 | 0.001631 | 0.001847 | 0.002061 | 0.00228 | 0.0025 | 0.002722 | 0.00294 | 0.003158
Scenario 1: Reference | PG&E | Com | BldgEnv | Com - College | Gas Energy (MMTherm/year) | Energy Efficiency | 0.000235 | 0.000285 | 0.000321 | 0.00037 | 0.000418 | 0.000465 | 0.000513 | 0.000561 | 0.000609 | 0.000658 | 0.000707 | 0.000755 | 0.000804
Scenario 1: Reference | PG&E | Com | BldgEnv | Com - Grocery | Electric Demand (MW) | Energy Efficiency | 0.002686 | 0.003832 | 0.005009 | 0.006216 | 0.007439 | 0.008695 | 0.009979 | 0.011292 | 0.012619 | 0.013964 | 0.015328 | 0.016709 | 0.01811
Scenario 1: Reference | PG&E | Com | BldgEnv | Com - Grocery | Electric Energy (GWh/year) | Energy Efficiency | 0.000724 | 0.001056 | 0.001396 | 0.001745 | 0.002099 | 0.002462 | 0.002833 | 0.003212 | 0.003596 | 0.003985 | 0.004379 | 0.004778 | 0.005183
Scenario 1: Reference | PG&E | Com | BldgEnv | Com - Grocery | Gas Energy (MMTherm/year) | Energy Efficiency | 0.000294 | 0.000367 | 0.000442 | 0.000519 | 0.000597 | 0.000677 | 0.000759 | 0.000842 | 0.000927 | 0.001013 | 0.0011 | 0.001188 | 0.001278
Scenario 1: Reference | PG&E | Com | BldgEnv | Com - Health | Electric Demand (MW) | Energy Efficiency | 1.4546 | 1.4512 | 1.4478 | 1.4444 | 1.4411 | 1.4378 | 1.4345 | 1.4312 | 1.428 | 1.4248 | 1.4215 | 1.4182 | 1.4149
Scenario 1: Reference | PG&E | Com | BldgEnv | Com - Health | Electric Energy (GWh/year) | Energy Efficiency | 0.55483 | 0.55353 | 0.55226 | 0.55099 | 0.54973 | 0.54846 | 0.54723 | 0.546 | 0.54478 | 0.54355 | 0.5423 | 0.54106 | 0.53984
Scenario 1: Reference | PG&E | Com | BldgEnv | Com - Health | Gas Energy (MMTherm/year) | Energy Efficiency | 0.24466 | 0.24408 | 0.24352 | 0.24295 | 0.24239 | 0.24182 | 0.24127 | 0.24072 | 0.24017 | 0.23962 | 0.23907 | 0.23852 | 0.23797
Scenario 1: Reference | PG&E | Com | BldgEnv | Com - Lodging | Electric Demand (MW) | Energy Efficiency | 1.1282 | 1.1205 | 1.1129 | 1.1053 | 1.0979 | 1.0905 | 1.0832 | 1.076 | 1.0689 | 1.0618 | 1.0548 | 1.0478 | 1.041
Scenario 1: Reference | PG&E | Com | BldgEnv | Com - Lodging | Electric Energy (GWh/year) | Energy Efficiency | 0.56378 | 0.55994 | 0.55614 | 0.55238 | 0.54867 | 0.54501 | 0.54138 | 0.5378 | 0.53425 | 0.53074 | 0.52727 | 0.52378 | 0.52039
Scenario 1: Reference | PG&E | Com | BldgEnv | Com - Lodging | Gas Energy (MMTherm/year) | Energy Efficiency | 0.33033 | 0.32807 | 0.32584 | 0.32362 | 0.32144 | 0.31928 | 0.31715 | 0.31503 | 0.31294 | 0.31088 | 0.30883 | 0.30674 | 0.30474
Scenario 1: Reference | PG&E | Com | BldgEnv | Com - Office (Large) | Electric Demand (MW) | Energy Efficiency | 0.014581 | 0.025371 | 0.036092 | 0.046657 | 1.4454 | 1.4112 | 1.3784 | 1.3468 | 0.097981 | 0.10779 | 0.11745 | 0.12696 | 0.13635
Scenario 1: Reference | PG&E | Com | BldgEnv | Com - Office (Large) | Electric Energy (GWh/year) | Energy Efficiency | 0.004095 | 0.007215 | 0.010314 | 0.013368 | 0.58432 | 0.56908 | 0.55441 | 0.54026 | 0.028204 | 0.03104 | 0.033831 | 0.036581 | 0.039295
Scenario 1: Reference | PG&E | Com | BldgEnv | Com - Office (Large) | Gas Energy (MMTherm/year) | Energy Efficiency | 0.001212 | 0.0019 | 0.002585 | 0.003259 | 0.084699 | 0.082768 | 0.080917 | 0.079138 | 0.006539 | 0.007166 | 0.007783 | 0.008392 | 0.008992
Scenario 1: Reference | PG&E | Com | BldgEnv | Com - Office (Small) | Electric Demand (MW) | Energy Efficiency | 0.00318 | 0.005044 | 0.00693 | 0.006678 | 0.027555 | 0.02931 | 0.031084 | 0.032872 | 0.03467 | 0.036478 | 0.038298 | 0.040131 | 0.041976
Scenario 1: Reference | PG&E | Com | BldgEnv | Com - Office (Small) | Electric Energy (GWh/year) | Energy Efficiency | 0.000875 | 0.001413 | 0.001958 | 0.001894 | 0.007923 | 0.00843 | 0.008943 | 0.009459 | 0.009979 | 0.010501 | 0.011027 | 0.011557 | 0.01209
Scenario 1: Reference | PG&E | Com | BldgEnv | Com - Office (Small) | Gas Energy (MMTherm/year) | Energy Efficiency | 0.000307 | 0.000427 | 0.000548 | 0.000512 | 0.00186 | 0.001972 | 0.002086 | 0.002201 | 0.002316 | 0.002432 | 0.002549 | 0.002667 | 0.002785
Scenario 1: Reference | PG&E | Com | BldgEnv | Com - Other | Electric Demand (MW) | Energy Efficiency | 0.003401 | 0.004985 | 0.006602 | 0.84653 | 0.84244 | 0.83843 | 0.8345 | 0.83064 | 0.016816 | 0.018586 | 0.020372 | 0.022173 | 0.023992
Scenario 1: Reference | PG&E | Com | BldgEnv | Com - Other | Electric Energy (GWh/year) | Energy Efficiency | 0.000924 | 0.001384 | 0.001855 | 0.34527 | 0.3434 | 0.34156 | 0.33975 | 0.33796 | 0.004823 | 0.005338 | 0.005857 | 0.00638 | 0.006909
Scenario 1: Reference | PG&E | Com | BldgEnv | Com - Other | Gas Energy (MMTherm/year) | Energy Efficiency | 0.000361 | 0.000463 | 0.000566 | 0.049444 | 0.049216 | 0.048993 | 0.048774 | 0.04856 | 0.001221 | 0.001334 | 0.001449 | 0.001564 | 0.001681
Scenario 1: Reference | PG&E | Com | BldgEnv | Com - Refrig. Warehouse | Electric Demand (MW) | Energy Efficiency | 0.000964 | 0.001444 | 0.001924 | 0.002406 | 0.002892 | 0.003384 | 0.003878 | 0.004375 | 0.004872 | 0.005369 | 0.005867 | 0.006365 | 0.006864
Scenario 1: Reference | PG&E | Com | BldgEnv | Com - Refrig. Warehouse | Electric Energy (GWh/year) | Energy Efficiency | 0.000364 | 0.000502 | 0.00064 | 0.000779 | 0.000919 | 0.001061 | 0.001203 | 0.001347 | 0.00149 | 0.001633 | 0.001776 | 0.00192 | 0.002064
Scenario 1: Reference | PG&E | Com | BldgEnv | Com - Refrig. Warehouse | Gas Energy (MMTherm/year) | Energy Efficiency | 0.000302 | 0.000332 | 0.000362 | 0.000393 | 0.000423 | 0.000454 | 0.000485 | 0.000516 | 0.000547 | 0.000578 | 0.00061 | 0.000641 | 0.000672
Scenario 1: Reference | PG&E | Com | BldgEnv | Com - Restaurant | Electric Demand (MW) | Energy Efficiency | 0.001293 | 0.001803 | 0.002318 | 0.002838 | 0.003362 | 0.003889 | 0.004424 | 0.004963 | 0.005506 | 0.006054 | 0.006606 | 0.006531 | 0.012623
Scenario 1: Reference | PG&E | Com | BldgEnv | Com - Restaurant | Electric Energy (GWh/year) | Energy Efficiency | 0.000348 | 0.000495 | 0.000644 | 0.000794 | 0.000946 | 0.001098 | 0.001253 | 0.001409 | 0.001566 | 0.001724 | 0.001884 | 0.001865 | 0.003624
Scenario 1: Reference | PG&E | Com | BldgEnv | Com - Restaurant | Gas Energy (MMTherm/year) | Energy Efficiency | 0.000144 | 0.000176 | 0.000209 | 0.000242 | 0.000275 | 0.000309 | 0.000343 | 0.000377 | 0.000412 | 0.000447 | 0.000482 | 0.000471 | 0.000864
Scenario 1: Reference | PG&E | Com | BldgEnv | Com - Retail | Electric Demand (MW) | Energy Efficiency | 2.5389 | 2.5209 | 2.5032 | 2.2527 | 2.264 | 2.2487 | 2.2336 | 2.2188 | 0.05686 | 0.060251 | 0.063704 | 0.067213 | 0.070787
Scenario 1: Reference | PG&E | Com | BldgEnv | Com - Retail | Electric Energy (GWh/year) | Energy Efficiency | 1.0374 | 1.0297 | 1.0221 | 0.9197 | 0.92071 | 0.91409 | 0.90756 | 0.90111 | 0.016258 | 0.017239 | 0.018237 | 0.019251 | 0.020285
Scenario 1: Reference | PG&E | Com | BldgEnv | Com - Retail | Gas Energy (MMTherm/year) | Energy Efficiency | 0.14821 | 0.14718 | 0.14617 | 0.13155 | 0.13239 | 0.13152 | 0.13066 | 0.12982 | 0.00405 | 0.004266 | 0.004486 | 0.00471 | 0.004938
Scenario 1: Reference | PG&E | Com | BldgEnv | Com - School | Electric Demand (MW) | Energy Efficiency | 0.004305 | 0.007253 | 0.010182 | 0.013085 | 0.015938 | 0.018765 | 0.021557 | 0.024326 | 0.027071 | 0.029799 | 0.032513 | 0.035225 | 0.037926
Scenario 1: Reference | PG&E | Com | BldgEnv | Com - School | Electric Energy (GWh/year) | Energy Efficiency | 0.0012 | 0.002052 | 0.002899 | 0.003738 | 0.004563 | 0.00538 | 0.006187 | 0.006988 | 0.007781 | 0.00857 | 0.009354 | 0.010139 | 0.010919
Scenario 1: Reference | PG&E | Com | BldgEnv | Com - School | Gas Energy (MMTherm/year) | Energy Efficiency | 0.000379 | 0.000567 | 0.000754 | 0.00094 | 0.001122 | 0.001302 | 0.00148 | 0.001657 | 0.001832 | 0.002007 | 0.00218 | 0.002353 | 0.002526
Scenario 1: Reference | PG&E | Com | BldgEnv | Com - Warehouse | Electric Demand (MW) | Energy Efficiency | 2.8928 | 2.8859 | 2.879 | 2.8723 | 2.8656 | 2.8591 | 2.8526 | 2.8463 | 2.8399 | 2.8337 | 2.8274 | 2.8213 | 2.8152
Scenario 1: Reference | PG&E | Com | BldgEnv | Com - Warehouse | Electric Energy (GWh/year) | Energy Efficiency | 1.4456 | 1.4422 | 1.4388 | 1.4355 | 1.4322 | 1.429 | 1.4258 | 1.4226 | 1.4195 | 1.4164 | 1.4134 | 1.4104 | 1.4073
Scenario 1: Reference | PG&E | Com | BldgEnv | Com - Warehouse | Gas Energy (MMTherm/year) | Energy Efficiency | 0.84707 | 0.84504 | 0.84302 | 0.84104 | 0.83908 | 0.83716 | 0.83526 | 0.83339 | 0.83153 | 0.82968 | 0.82786 | 0.82604 | 0.82425
Scenario 1: Reference | PG&E | Com | ComRefrig | Com - College | Electric Demand (MW) | Energy Efficiency | 0.003537 | 0.003519 | 0.003501 | 0.003484 | 0.003466 | 0.007005 | 0.007016 | 0.007027 | 0.007039 | 0.007051 | 0.007064 | 0.007077 | 0.007089
Scenario 1: Reference | PG&E | Com | ComRefrig | Com - College | Electric Energy (GWh/year) | Energy Efficiency | 0.024946 | 0.024821 | 0.024696 | 0.024571 | 0.024448 | 0.051722 | 0.051819 | 0.051914 | 0.052017 | 0.052125 | 0.052236 | 0.052342 | 0.05245
Scenario 1: Reference | PG&E | Com | ComRefrig | Com - College | Gas Energy (MMTherm/year) | Energy Efficiency | 0 | 0 | 0 | 0 | 0 | -0.00016 | -0.00017 | -0.00017 | -0.00017 | -0.00017 | -0.00017 | -0.00017 | -0.00017
Scenario 1: Reference | PG&E | Com | ComRefrig | Com - Grocery | Electric Demand (MW) | Energy Efficiency | 4.3241 | 4.2849 | 4.2461 | 4.2077 | 4.1696 | 8.3991 | 8.3864 | 8.3757 | 8.3664 | 8.3586 | 8.3524 | 8.3477 | 8.3446
Scenario 1: Reference | PG&E | Com | ComRefrig | Com - Grocery | Electric Energy (GWh/year) | Energy Efficiency | 30.5005 | 30.2243 | 29.9506 | 29.6793 | 29.4106 | 62.0195 | 61.9458 | 61.8877 | 61.84 | 61.8036 | 61.7793 | 61.7661 | 61.7653
Scenario 1: Reference | PG&E | Com | ComRefrig | Com - Grocery | Gas Energy (MMTherm/year) | Energy Efficiency | 0 | 0 | 0 | 0 | 0 | -0.19794 | -0.19909 | -0.20031 | -0.20159 | -0.20291 | -0.2043 | -0.20574 | -0.20724
Scenario 1: Reference | PG&E | Com | ComRefrig | Com - Refrig. Warehouse | Electric Demand (MW) | Energy Efficiency | 0.008435 | 0.008391 | 0.008347 | 0.008304 | 0.00826 | 0.016759 | 0.01685 | 0.016942 | 0.017035 | 0.017129 | 0.017223 | 0.017318 | 0.017414
Scenario 1: Reference | PG&E | Com | ComRefrig | Com - Refrig. Warehouse | Electric Energy (GWh/year) | Energy Efficiency | 0.0595 | 0.059189 | 0.05888 | 0.058572 | 0.058266 | 0.12377 | 0.12449 | 0.12524 | 0.12598 | 0.12673 | 0.12748 | 0.12824 | 0.129
Scenario 1: Reference | PG&E | Com | ComRefrig | Com - Refrig. Warehouse | Gas Energy (MMTherm/year) | Energy Efficiency | 0 | 0 | 0 | 0 | 0 | -0.0004 | -0.0004 | -0.00041 | -0.00041 | -0.00042 | -0.00043 | -0.00043 | -0.00044
Scenario 1: Reference | PG&E | Com | ComRefrig | Com - Restaurant | Electric Demand (MW) | Energy Efficiency | 0.14977 | 0.14845 | 0.14715 | 0.14586 | 0.14458 | 0.29092 | 0.29013 | 0.28939 | 0.28867 | 0.288 | 0.28735 | 0.25271 | 0.27036
Scenario 1: Reference | PG&E | Com | ComRefrig | Com - Restaurant | Electric Energy (GWh/year) | Energy Efficiency | 1.0564 | 1.0471 | 1.0379 | 1.0288 | 1.0198 | 2.148 | 2.1428 | 2.1378 | 2.1332 | 2.1287 | 2.1246 | 1.8689 | 2.0055
Scenario 1: Reference | PG&E | Com | ComRefrig | Com - Restaurant | Gas Energy (MMTherm/year) | Energy Efficiency | 0 | 0 | 0 | 0 | 0 | -0.00685 | -0.00687 | -0.00689 | -0.00692 | -0.00694 | -0.00697 | -0.00616 | -0.00703
Scenario 1: Reference | PG&E | Com | ComRefrig | Com - Retail | Electric Demand (MW) | Energy Efficiency | 1.899 | 1.8832 | 1.8676 | 1.68 | 1.6661 | 3.3577 | 3.3543 | 3.3517 | 3.3497 | 3.3483 | 3.3476 | 3.3475 | 3.3482
Scenario 1: Reference | PG&E | Com | ComRefrig | Com - Retail | Electric Energy (GWh/year) | Energy Efficiency | 13.3947 | 13.2837 | 13.1737 | 11.8501 | 11.752 | 24.7933 | 24.7756 | 24.7644 | 24.7576 | 24.7557 | 24.759 | 24.7672 | 24.7807
Scenario 1: Reference | PG&E | Com | ComRefrig | Com - Retail | Gas Energy (MMTherm/year) | Energy Efficiency | 0 | 0 | 0 | 0 | 0 | -0.07911 | -0.07958 | -0.08009 | -0.08062 | -0.08118 | -0.08176 | -0.08237 | -0.083
Scenario 1: Reference | PG&E | Com | ComRefrig | Com - School | Electric Demand (MW) | Energy Efficiency | 0.005161 | 0.005036 | 0.004914 | 0.004795 | 0.004679 | 0.009388 | 0.009337 | 0.00929 | 0.009247 | 0.009208 | 0.009174 | 0.009144 | 0.009118
Scenario 1: Reference | PG&E | Com | ComRefrig | Com - School | Electric Energy (GWh/year) | Energy Efficiency | 0.036405 | 0.035523 | 0.034663 | 0.033823 | 0.033003 | 0.069353 | 0.069035 | 0.068745 | 0.068483 | 0.06825 | 0.068048 | 0.06788 | 0.067743
Scenario 1: Reference | PG&E | Com | ComRefrig | Com - School | Gas Energy (MMTherm/year) | Energy Efficiency | 0 | 0 | 0 | 0 | 0 | -0.00022 | -0.00023 | -0.00023 | -0.00023 | -0.00024 | -0.00024 | -0.00024 | -0.00024
Scenario 1: Reference | PG&E | Com | FoodServ | Com - College | Electric Demand (MW) | Energy Efficiency | 0.16054 | 0.16813 | 0.17563 | 0.18313 | 0.25094 | 0.25873 | 0.26657 | 0.27434 | 0.28227 | 0.29031 | 0.29838 | 0.30632 | 0.31427
Scenario 1: Reference | PG&E | Com | FoodServ | Com - College | Electric Demand (MW) | Fuel Substitution | -0.73486 | -0.73116 | -0.72748 | -0.72382 | -0.72018 | -0.71655 | -0.71295 | -0.70936 | -0.70579 | -0.70224 | -0.6987 | -0.69519 | -0.69169
Scenario 1: Reference | PG&E | Com | FoodServ | Com - College | Electric Energy (GWh/year) | Energy Efficiency | 0.78546 | 0.82265 | 0.85934 | 0.89609 | 1.1141 | 1.1514 | 1.1889 | 1.226 | 1.2639 | 1.3023 | 1.3409 | 1.3788 | 1.4169
Scenario 1: Reference | PG&E | Com | FoodServ | Com - College | Electric Energy (GWh/year) | Fuel Substitution | -7.8046 | -7.7653 | -7.7262 | -7.6873 | -7.6486 | -7.6101 | -7.5719 | -7.5337 | -7.4958 | -7.4581 | -7.4206 | -7.3832 | -7.3461
Scenario 1: Reference | PG&E | Com | FoodServ | Com - College | Gas Energy (MMTherm/year) | Energy Efficiency | 0.095837 | 0.1005 | 0.10354 | 0.10971 | 0.11427 | 0.11876 | 0.12329 | 0.12776 | 0.13234 | 0.13697 | 0.14182 | 0.1466 | 0.15138
Scenario 1: Reference | PG&E | Com | FoodServ | Com - College | Gas Energy (MMTherm/year) | Fuel Substitution | 0.81087 | 0.80679 | 0.80273 | 0.79869 | 0.79467 | 0.79067 | 0.78669 | 0.78273 | 0.77879 | 0.77487 | 0.77097 | 0.76709 | 0.76323
Scenario 1: Reference | PG&E | Com | FoodServ | Com - Grocery | Electric Demand (MW) | Energy Efficiency | 0.96356 | 0.98397 | 1.0052 | 1.0273 | 1.2836 | 1.3083 | 1.3339 | 1.3603 | 1.3872 | 1.4147 | 1.4428 | 1.4715 | 1.5008
Scenario 1: Reference | PG&E | Com | FoodServ | Com - Grocery | Electric Demand (MW) | Fuel Substitution | -4.1017 | -4.0646 | -4.0278 | -3.9913 | -3.9552 | -3.9193 | -3.8838 | -3.8487 | -3.8138 | -3.7793 | -3.745 | -3.7111 | -3.6775
Scenario 1: Reference | PG&E | Com | FoodServ | Com - Grocery | Electric Energy (GWh/year) | Energy Efficiency | 4.7142 | 4.8142 | 4.9184 | 5.0266 | 5.84 | 5.9586 | 6.0813 | 6.2081 | 6.3371 | 6.4688 | 6.6034 | 6.7406 | 6.8807
Scenario 1: Reference | PG&E | Com | FoodServ | Com - Grocery | Electric Energy (GWh/year) | Fuel Substitution | -74.1612 | -73.4895 | -72.824 | -72.1645 | -71.5109 | -70.8633 | -70.2216 | -69.5856 | -68.9554 | -68.3309 | -67.7121 | -67.0989 | -66.4912
Scenario 1: Reference | PG&E | Com | FoodServ | Com - Grocery | Gas Energy (MMTherm/year) | Energy Efficiency | 0.44237 | 0.46434 | 0.48705 | 0.51045 | 0.53423 | 0.55878 | 0.584 | 0.60987 | 0.63609 | 0.66274 | 0.69459 | 0.72691 | 0.75978
Scenario 1: Reference | PG&E | Com | FoodServ | Com - Grocery | Gas Energy (MMTherm/year) | Fuel Substitution | 7.7079 | 7.6381 | 7.5689 | 7.5004 | 7.4324 | 7.3651 | 7.2984 | 7.2323 | 7.1668 | 7.1019 | 7.0376 | 6.9739 | 6.9107
Scenario 1: Reference | PG&E | Com | FoodServ | Com - Health | Electric Demand (MW) | Energy Efficiency | 0.27288 | 0.29195 | 0.31223 | 0.33209 | 0.5502 | 0.57304 | 0.59609 | 0.61928 | 0.64233 | 0.66478 | 0.68626 | 0.70796 | 0.72991
Scenario 1: Reference | PG&E | Com | FoodServ | Com - Health | Electric Demand (MW) | Fuel Substitution | -1.7195 | -1.7138 | -1.708 | -1.7023 | -1.6966 | -1.6909 | -1.6852 | -1.6796 | -1.6739 | -1.6683 | -1.6627 | -1.6571 | -1.6516
Scenario 1: Reference | PG&E | Com | FoodServ | Com - Health | Electric Energy (GWh/year) | Energy Efficiency | 1.3691 | 1.4629 | 1.5626 | 1.6603 | 2.3548 | 2.4624 | 2.5711 | 2.6804 | 2.789 | 2.8948 | 2.9961 | 3.0984 | 3.2019
Scenario 1: Reference | PG&E | Com | FoodServ | Com - Health | Electric Energy (GWh/year) | Fuel Substitution | -21.5981 | -21.5256 | -21.4534 | -21.3814 | -21.3096 | -21.2381 | -21.1668 | -21.0958 | -21.025 | -20.9544 | -20.8841 | -20.814 | -20.7442
Scenario 1: Reference | PG&E | Com | FoodServ | Com - Health | Gas Energy (MMTherm/year) | Energy Efficiency | 0.16762 | 0.18008 | 0.19334 | 0.20632 | 0.21947 | 0.23119 | 0.24626 | 0.2598 | 0.27325 | 0.28637 | 0.30002 | 0.3138 | 0.32774
Scenario 1: Reference | PG&E | Com | FoodServ | Com - Health | Gas Energy (MMTherm/year) | Fuel Substitution | 2.3036 | 2.2959 | 2.2882 | 2.2805 | 2.2729 | 2.2652 | 2.2576 | 2.2501 | 2.2425 | 2.235 | 2.2275 | 2.22 | 2.2126
Scenario 1: Reference | PG&E | Com | FoodServ | Com - Lodging | Electric Demand (MW) | Energy Efficiency | 0.46652 | 0.48712 | 0.50801 | 0.529 | 0.64801 | 0.67124 | 0.6947 | 0.71833 | 0.74202 | 0.76594 | 0.79 | 0.81427 | 0.8387
Scenario 1: Reference | PG&E | Com | FoodServ | Com - Lodging | Electric Demand (MW) | Fuel Substitution | -1.6442 | -1.6308 | -1.6176 | -1.6045 | -1.5914 | -1.5785 | -1.5657 | -1.553 | -1.5404 | -1.5279 | -1.5154 | -1.5031 | -1.4909
Scenario 1: Reference | PG&E | Com | FoodServ | Com - Lodging | Electric Energy (GWh/year) | Energy Efficiency | 2.673 | 2.7794 | 2.8872 | 2.9956 | 3.4001 | 3.5169 | 3.6348 | 3.7537 | 3.8728 | 3.9931 | 4.1141 | 4.2362 | 4.3591
Scenario 1: Reference | PG&E | Com | FoodServ | Com - Lodging | Electric Energy (GWh/year) | Fuel Substitution | -20.3836 | -20.2181 | -20.0539 | -19.8911 | -19.7295 | -19.5693 | -19.4104 | -19.2528 | -19.0964 | -18.9414 | -18.7875 | -18.635 | -18.4836
Scenario 1: Reference | PG&E | Com | FoodServ | Com - Lodging | Gas Energy (MMTherm/year) | Energy Efficiency | 0.11693 | 0.13032 | 0.14387 | 0.15747 | 0.17138 | 0.18538 | 0.19949 | 0.21368 | 0.22789 | 0.24221 | 0.25838 | 0.27346 | 0.291
Scenario 1: Reference | PG&E | Com | FoodServ | Com - Lodging | Gas Energy (MMTherm/year) | Fuel Substitution | 2.1131 | 2.096 | 2.0789 | 2.0621 | 2.0453 | 2.0287 | 2.0122 | 1.9959 | 1.9797 | 1.9636 | 1.9477 | 1.9318 | 1.9162
Scenario 1: Reference | PG&E | Com | FoodServ | Com - Office (Large) | Electric Demand (MW) | Energy Efficiency | 0.009672 | 0.009815 | 0.009964 | 0.010116 | 0.010274 | 0.010436 | 0.010604 | 0.010774 | 0.010943 | 0.011113 | 0.011284 | 0.011457 | 0.011631
Scenario 1: Reference | PG&E | Com | FoodServ | Com - Office (Large) | Electric Energy (GWh/year) | Energy Efficiency | 0.084835 | 0.086088 | 0.087397 | 0.088732 | 0.090118 | 0.091538 | 0.093013 | 0.094504 | 0.09598 | 0.097474 | 0.098977 | 0.10049 | 0.10202
Scenario 1: Reference | PG&E | Com | FoodServ | Com - Office (Small) | Electric Demand (MW) | Energy Efficiency | 0.003901 | 0.003938 | 0.003975 | 0.003242 | 0.004053 | 0.004093 | 0.004134 | 0.004177 | 0.00422 | 0.004264 | 0.004308 | 0.004353 | 0.004399
Scenario 1: Reference | PG&E | Com | FoodServ | Com - Office (Small) | Electric Energy (GWh/year) | Energy Efficiency | 0.034219 | 0.034537 | 0.034865 | 0.02844 | 0.035547 | 0.035901 | 0.036264 | 0.036635 | 0.037012 | 0.037396 | 0.037787 | 0.038184 | 0.038588
Scenario 1: Reference | PG&E | Com | FoodServ | Com - Other | Electric Demand (MW) | Energy Efficiency | 2.3785 | 2.4009 | 2.4243 | 2.4484 | 2.6961 | 2.7226 | 2.7503 | 2.7788 | 2.8074 | 2.8365 | 2.8662 | 2.8963 | 2.927
Scenario 1: Reference | PG&E | Com | FoodServ | Com - Other | Electric Demand (MW) | Fuel Substitution | -14.7831 | -14.682 | -14.5815 | -14.4818 | -14.3827 | -14.2843 | -14.1865 | -14.0895 | -13.9931 | -13.8973 | -13.8022 | -13.7078 | -13.614
Scenario 1: Reference | PG&E | Com | FoodServ | Com - Other | Electric Energy (GWh/year) | Energy Efficiency | 12.1911 | 12.3034 | 12.4203 | 12.5405 | 13.3342 | 13.4646 | 13.6009 | 13.7413 | 13.8821 | 14.0252 | 14.1712 | 14.3194 | 14.4705
Scenario 1: Reference | PG&E | Com | FoodServ | Com - Other | Electric Energy (GWh/year) | Fuel Substitution | -86.5528 | -85.9606 | -85.3724 | -84.7883 | -84.2081 | -83.632 | -83.0598 | -82.4915 | -81.927 | -81.3665 | -80.8098 | -80.2569 | -79.7077
Scenario 1: Reference | PG&E | Com | FoodServ | Com - Other | Gas Energy (MMTherm/year) | Energy Efficiency | 0.93126 | 0.95732 | 0.98411 | 1.0114 | 1.0389 | 1.0672 | 1.0964 | 1.1262 | 1.156 | 1.1862 | 1.2179 | 1.2499 | 1.2824
Scenario 1: Reference | PG&E | Com | FoodServ | Com - Other | Gas Energy (MMTherm/year) | Fuel Substitution | 8.3136 | 8.2567 | 8.2002 | 8.1441 | 8.0883 | 8.033 | 7.978 | 7.9235 | 7.8692 | 7.8154 | 7.7619 | 7.7088 | 7.6561
Scenario 1: Reference | PG&E | Com | FoodServ | Com - Restaurant | Electric Demand (MW) | Energy Efficiency | 3.0655 | 3.1061 | 3.1478 | 3.1903 | 3.7314 | 3.7768 | 3.8234 | 3.871 | 3.9193 | 3.9686 | 4.0187 | 3.6165 | 4.4497
Scenario 1: Reference | PG&E | Com | FoodServ | Com - Restaurant | Electric Demand (MW) | Fuel Substitution | -22.7336 | -22.534 | -22.3361 | -22.14 | -21.9457 | -21.753 | -21.562 | -21.3727 | -21.185 | -20.999 | -20.8147 | -18.2087 | -18.0488
Scenario 1: Reference | PG&E | Com | FoodServ | Com - Restaurant | Electric Energy (GWh/year) | Energy Efficiency | 16.2647 | 16.4667 | 16.6736 | 16.885 | 18.598 | 18.8211 | 19.0503 | 19.2842 | 19.5218 | 19.7641 | 20.0105 | 18.0097 | 22.1241
Scenario 1: Reference | PG&E | Com | FoodServ | Com - Restaurant | Electric Energy (GWh/year) | Fuel Substitution | -219.55 | -217.622 | -215.711 | -213.818 | -211.94 | -210.08 | -208.235 | -206.407 | -204.595 | -202.798 | -201.018 | -175.85 | -174.306
Scenario 1: Reference | PG&E | Com | FoodServ | Com - Restaurant | Gas Energy (MMTherm/year) | Energy Efficiency | 1.2723 | 1.3252 | 1.379 | 1.4335 | 1.4886 | 1.5441 | 1.6006 | 1.6579 | 1.7156 | 1.774 | 1.8415 | 1.7092 | 2.5378
Scenario 1: Reference | PG&E | Com | FoodServ | Com - Restaurant | Gas Energy (MMTherm/year) | Fuel Substitution | 22.0554 | 21.8618 | 21.6698 | 21.4795 | 21.291 | 21.104 | 20.9187 | 20.7351 | 20.553 | 20.3726 | 20.1937 | 17.6655 | 17.5104
Scenario 1: Reference | PG&E | Com | FoodServ | Com - Retail | Electric Demand (MW) | Energy Efficiency | 0.015796 | 0.020082 | 0.024503 | 0.023366 | 0.066343 | 0.070822 | 0.075425 | 0.08015 | 0.084947 | 0.089825 | 0.094793 | 0.099843 | 0.10499
Scenario 1: Reference | PG&E | Com | FoodServ | Com - Retail | Electric Energy (GWh/year) | Energy Efficiency | 0.12244 | 0.14359 | 0.16542 | 0.15544 | 0.37075 | 0.39291 | 0.41569 | 0.43909 | 0.46285 | 0.48702 | 0.51164 | 0.53668 | 0.56219
Scenario 1: Reference | PG&E | Com | FoodServ | Com - Retail | Gas Energy (MMTherm/year) | Energy Efficiency | 0.00098 | 0.00198 | 0.003011 | 0.003011 | 0.012845 | 0.013887 | 0.014957 | 0.016055 | 0.017169 | 0.018301 | 0.019454 | 0.020626 | 0.021818
Scenario 1: Reference | PG&E | Com | FoodServ | Com - School | Electric Demand (MW) | Energy Efficiency | 0.69277 | 0.72384 | 0.75499 | 0.7861 | 0.90021 | 0.9318 | 0.9632 | 0.99458 | 1.0259 | 1.0574 | 1.0889 | 1.1207 | 1.1527
Scenario 1: Reference | PG&E | Com | FoodServ | Com - School | Electric Demand (MW) | Fuel Substitution | -0.84923 | -0.82866 | -0.80858 | -0.78899 | -0.76987 | -0.75122 | -0.73302 | -0.71526 | -0.69793 | -0.68102 | -0.66452 | -0.64842 | -0.63271
Scenario 1: Reference | PG&E | Com | FoodServ | Com - School | Electric Energy (GWh/year) | Energy Efficiency | 3.5167 | 3.6701 | 3.824 | 3.9777 | 4.3803 | 4.5345 | 4.6877 | 4.8409 | 4.9939 | 5.1472 | 5.3009 | 5.4562 | 5.6122
Scenario 1: Reference | PG&E | Com | FoodServ | Com - School | Electric Energy (GWh/year) | Fuel Substitution | -10.4152 | -10.1628 | -9.9166 | -9.6763 | -9.4419 | -9.2132 | -8.9899 | -8.7721 | -8.5596 | -8.3522 | -8.1499 | -7.9524 | -7.7598
Scenario 1: Reference | PG&E | Com | FoodServ | Com - School | Gas Energy (MMTherm/year) | Energy Efficiency | 0.23255 | 0.24914 | 0.26571 | 0.28221 | 0.29846 | 0.31463 | 0.33065 | 0.34661 | 0.3625 | 0.37837 | 0.39496 | 0.41165 | 0.42834
Scenario 1: Reference | PG&E | Com | FoodServ | Com - School | Gas Energy (MMTherm/year) | Fuel Substitution | 1.0929 | 1.0664 | 1.0406 | 1.0154 | 0.99079 | 0.96678 | 0.94336 | 0.92051 | 0.8982 | 0.87644 | 0.85521 | 0.83449 | 0.81427
Scenario 1: Reference | PG&E | Com | HVAC | Com - College | Electric Demand (MW) | Energy Efficiency | 1.1492 | 1.2125 | 1.5797 | 1.6434 | 1.7038 | 6.1509 | 6.1883 | 6.2252 | 1.2269 | 1.2913 | 1.739 | 1.8008 | 1.8626
Scenario 1: Reference | PG&E | Com | HVAC | Com - College | Electric Energy (GWh/year) | Energy Efficiency | 4.5475 | 4.613 | 6.2883 | 6.3539 | 6.4098 | 8.6213 | 8.6644 | 8.7069 | 3.2854 | 3.3583 | 5.0831 | 5.1468 | 5.2107
Scenario 1: Reference | PG&E | Com | HVAC | Com - College | Electric Energy (GWh/year) | Fuel Substitution | -1.4365 | -1.414 | -1.4065 | -1.3994 | -1.3924 | 0 | 0 | 0 | 0 | 0 | 0 | 0 | 0
Scenario 1: Reference | PG&E | Com | HVAC | Com - College | Gas Energy (MMTherm/year) | Energy Efficiency | 0.088597 | 0.096778 | 0.36775 | 0.38186 | 0.38852 | 0.47032 | 0.47538 | 0.48038 | 0.072507 | 0.079821 | 0.080992 | 0.088249 | 0.095515
Scenario 1: Reference | PG&E | Com | HVAC | Com - College | Gas Energy (MMTherm/year) | Fuel Substitution | 0.26945 | 0.26809 | 0.26669 | 0.26535 | 0.26401 | 0 | 0 | 0 | 0 | 0 | 0 | 0 | 0
Scenario 1: Reference | PG&E | Com | HVAC | Com - Grocery | Electric Demand (MW) | Energy Efficiency | 4.9524 | 4.9705 | 4.9906 | 5.013 | 5.0364 | 5.0619 | 5.0893 | 5.1187 | 5.149 | 5.1808 | 5.214 | 5.2487 | 5.2846
Scenario 1: Reference | PG&E | Com | HVAC | Com - Grocery | Electric Demand (MW) | Fuel Substitution | 0 | 0 | 0 | 0 | 0 | 0.14283 | 0.14154 | 0.14026 | 0.13899 | 0.13773 | 0.13648 | 0.13525 | 0.13402
Scenario 1: Reference | PG&E | Com | HVAC | Com - Grocery | Electric Energy (GWh/year) | Energy Efficiency | 17.2033 | 17.3166 | 17.4385 | 19.7307 | 19.8462 | 19.9709 | 20.1035 | 20.2442 | 18.3195 | 18.4935 | 18.6687 | 20.8595 | 21.0277
Scenario 1: Reference | PG&E | Com | HVAC | Com - Grocery | Electric Energy (GWh/year) | Fuel Substitution | -13.5198 | -13.3973 | -13.276 | -13.1558 | -13.0366 | 1.2911 | 1.2794 | 1.2678 | 1.2561 | 1.2447 | 1.2335 | 1.2223 | 1.2112
Scenario 1: Reference | PG&E | Com | HVAC | Com - Grocery | Gas Energy (MMTherm/year) | Energy Efficiency | 0.28169 | 0.29056 | 0.29977 | 0.68003 | 0.68637 | 0.69307 | 0.70011 | 0.70747 | 0.35996 | 0.37174 | 0.38293 | 0.73903 | 0.7475
Scenario 1: Reference | PG&E | Com | HVAC | Com - Grocery | Gas Energy (MMTherm/year) | Fuel Substitution | 1.9011 | 1.8839 | 1.8669 | 1.8499 | 1.8332 | 2.02e-06 | 2e-06 | 1.98e-06 | 7.58e-07 | 7.51e-07 | 7.44e-07 | 7.37e-07 | 7.31e-07
Scenario 1: Reference | PG&E | Com | HVAC | Com - Health | Electric Demand (MW) | Energy Efficiency | 5.2263 | 5.2731 | 5.3248 | 5.3752 | 5.4265 | 5.4474 | 5.4999 | 5.5529 | 5.6054 | 5.6564 | 5.7046 | 5.7535 | 5.8031
Scenario 1: Reference | PG&E | Com | HVAC | Com - Health | Electric Demand (MW) | Fuel Substitution | 0 | 0 | 0 | 0 | 0 | 0.086038 | 0.085749 | 0.085462 | 0.085175 | 0.084889 | 0.084604 | 0.08432 | 0.084037
Scenario 1: Reference | PG&E | Com | HVAC | Com - Health | Electric Energy (GWh/year) | Energy Efficiency | 29.5957 | 29.8484 | 30.129 | 30.4021 | 30.6802 | 30.8571 | 31.1426 | 31.4307 | 31.7167 | 31.9938 | 32.2559 | 32.5216 | 32.7917
Scenario 1: Reference | PG&E | Com | HVAC | Com - Health | Electric Energy (GWh/year) | Fuel Substitution | -3.0778 | -3.0674 | -3.0571 | -3.0469 | -3.0367 | 0.5944 | 0.59241 | 0.59042 | 0.58844 | 0.58647 | 0.5845 | 0.58254 | 0.58058
Scenario 1: Reference | PG&E | Com | HVAC | Com - Health | Gas Energy (MMTherm/year) | Energy Efficiency | 1.7435 | 1.7634 | 1.7849 | 1.8057 | 1.827 | 1.7614 | 1.7822 | 1.8032 | 1.824 | 1.8442 | 1.8633 | 1.8827 | 1.9024
Scenario 1: Reference | PG&E | Com | HVAC | Com - Health | Gas Energy (MMTherm/year) | Fuel Substitution | 0.61062 | 0.60858 | 0.60653 | 0.6045 | 0.60247 | 0 | 0 | 0 | 0 | 0 | 0 | 0 | 0
Scenario 1: Reference | PG&E | Com | HVAC | Com - Lodging | Electric Demand (MW) | Energy Efficiency | 3.1496 | 2.9714 | 3.0109 | 3.0508 | 3.0921 | 3.1236 | 3.166 | 3.2089 | 3.1406 | 3.1853 | 3.2301 | 3.2754 | 3.3213
Scenario 1: Reference | PG&E | Com | HVAC | Com - Lodging | Electric Demand (MW) | Fuel Substitution | 0 | 0 | 0 | 0 | 0 | 0.049403 | 0.049002 | 0.048604 | 0.04821 | 0.047818 | 0.04743 | 0.047038 | 0.046656
Scenario 1: Reference | PG&E | Com | HVAC | Com - Lodging | Electric Energy (GWh/year) | Energy Efficiency | 20.4439 | 18.5065 | 18.7418 | 18.9795 | 19.2265 | 19.4413 | 19.6948 | 19.9515 | 16.0538 | 19.3876 | 19.6605 | 19.936 | 20.2154
Scenario 1: Reference | PG&E | Com | HVAC | Com - Lodging | Electric Energy (GWh/year) | Fuel Substitution | -3.5612 | -3.5322 | -3.5036 | -3.4751 | -3.4469 | 0.27664 | 0.27439 | 0.27216 | 0.26995 | 0.26776 | 0.26559 | 0.26336 | 0.26122
Scenario 1: Reference | PG&E | Com | HVAC | Com - Lodging | Gas Energy (MMTherm/year) | Energy Efficiency | 1.0287 | 1.0433 | 1.0582 | 1.0732 | 1.0888 | 1.0756 | 1.0912 | 1.1069 | 0.82394 | 1.1494 | 1.1655 | 1.1818 | 1.1983
Scenario 1: Reference | PG&E | Com | HVAC | Com - Lodging | Gas Energy (MMTherm/year) | Fuel Substitution | 0.58195 | 0.57722 | 0.57254 | 0.56789 | 0.56328 | 0 | 0 | 0 | 0 | 0 | 0 | 0 | 0
Scenario 1: Reference | PG&E | Com | HVAC | Com - Office (Large) | Electric Demand (MW) | Energy Efficiency | 4.0509 | 4.0094 | 3.9714 | 3.936 | 3.9039 | 3.769 | 3.7413 | 3.7154 | 1.8008 | 1.8269 | 1.853 | 1.8794 | 1.9061
Scenario 1: Reference | PG&E | Com | HVAC | Com - Office (Large) | Electric Energy (GWh/year) | Energy Efficiency | 20.8028 | 21.0426 | 21.2969 | 21.5585 | 21.833 | 21.7577 | 22.0499 | 22.3456 | 11.8579 | 12.4488 | 13.0325 | 13.61 | 14.1823
Scenario 1: Reference | PG&E | Com | HVAC | Com - Office (Large) | Electric Energy (GWh/year) | Fuel Substitution | -0.00385 | 0.10218 | 0.098893 | 0.095717 | 0.092642 | 0 | 0 | 0 | 0 | 0 | 0 | 0 | 0
Scenario 1: Reference | PG&E | Com | HVAC | Com - Office (Large) | Gas Energy (MMTherm/year) | Energy Efficiency | 0.39746 | 0.42441 | 0.45146 | 0.47832 | 0.50525 | 0.23776 | 0.25921 | 0.28035 | 0.30563 | 0.32588 | 0.34581 | 0.36547 | 0.38488
Scenario 1: Reference | PG&E | Com | HVAC | Com - Office (Large) | Gas Energy (MMTherm/year) | Fuel Substitution | 0.000543 | 0.011351 | 0.010986 | 0.010634 | 0.010292 | 0 | 0 | 0 | 0 | 0 | 0 | 0 | 0
Scenario 1: Reference | PG&E | Com | HVAC | Com - Office (Small) | Electric Demand (MW) | Energy Efficiency | 1.0569 | 1.1075 | 1.1588 | 0.972 | 1.6377 | 1.6059 | 1.7607 | 1.8117 | 1.7592 | 1.8094 | 1.8601 | 1.9112 | 1.9627
Scenario 1: Reference | PG&E | Com | HVAC | Com - Office (Small) | Electric Energy (GWh/year) | Energy Efficiency | 3.5676 | 3.6517 | 3.7375 | 3.0906 | 4.3834 | 4.1927 | 4.7394 | 4.8301 | 4.4672 | 4.5531 | 4.6399 | 4.7277 | 4.8165
Scenario 1: Reference | PG&E | Com | HVAC | Com - Office (Small) | Electric Energy (GWh/year) | Fuel Substitution | -0.51542 | -0.51011 | -0.9943 | -0.79994 | -0.7917 | 0 | 0 | 0 | 0 | 0 | 0 | 0 | 0
Scenario 1: Reference | PG&E | Com | HVAC | Com - Office (Small) | Gas Energy (MMTherm/year) | Energy Efficiency | 0.30495 | 0.31215 | 0.31951 | 0.27413 | 0.37798 | 0.15956 | 0.16435 | 0.16919 | 0.17405 | 0.17894 | 0.18387 | 0.18884 | 0.19384
Scenario 1: Reference | PG&E | Com | HVAC | Com - Office (Small) | Gas Energy (MMTherm/year) | Fuel Substitution | 0.12208 | 0.12083 | 0.17946 | 0.14438 | 0.14289 | 0 | 0 | 0 | 0 | 0 | 0 | 0 | 0
Scenario 1: Reference | PG&E | Com | HVAC | Com - Other | Electric Demand (MW) | Energy Efficiency | 62.5209 | 62.7786 | 63.0533 | 63.3408 | 63.6347 | 63.9473 | 64.2809 | 64.6291 | 64.5163 | 65.2667 | 65.6356 | 66.0131 | 66.4012
Scenario 1: Reference | PG&E | Com | HVAC | Com - Other | Electric Energy (GWh/year) | Energy Efficiency | 92.5767 | 92.9583 | 93.3652 | 93.7909 | 94.2261 | 94.6889 | 95.1829 | 95.6985 | 87.9811 | 89.9642 | 90.5561 | 91.1605 | 91.7803
Scenario 1: Reference | PG&E | Com | HVAC | Com - Other | Electric Energy (GWh/year) | Fuel Substitution | -20.9953 | -20.8517 | -20.709 | -20.5673 | -20.4266 | 0 | 0 | 0 | 0 | 0 | 0 | 0 | 0
Scenario 1: Reference | PG&E | Com | HVAC | Com - Other | Gas Energy (MMTherm/year) | Energy Efficiency | 8.8841 | 8.9207 | 8.9598 | 9.0006 | 9.0424 | 9.0868 | 9.1342 | 9.1837 | 8.3719 | 8.4289 | 8.4872 | 8.5467 | 8.6077
Scenario 1: Reference | PG&E | Com | HVAC | Com - Other | Gas Energy (MMTherm/year) | Fuel Substitution | 3.5382 | 3.514 | 3.49 | 3.4661 | 3.4424 | 0 | 0 | 0 | 0 | 0 | 0 | 0 | 0
Scenario 1: Reference | PG&E | Com | HVAC | Com - Restaurant | Electric Demand (MW) | Energy Efficiency | 0.091503 | 0.12028 | 0.14939 | 0.17878 | 0.20841 | 0.23822 | 0.26844 | 0.29894 | 0.32964 | 0.36062 | 0.3921 | 2.4046 | 2.7331
Scenario 1: Reference | PG&E | Com | HVAC | Com - Restaurant | Electric Demand (MW) | Fuel Substitution | 0 | 0 | 0 | 0 | 0 | 7.8e-05 | 7.73e-05 | 7.66e-05 | 7.6e-05 | 7.53e-05 | 7.46e-05 | 6.67e-05 | 6.61e-05
Scenario 1: Reference | PG&E | Com | HVAC | Com - Restaurant | Electric Energy (GWh/year) | Energy Efficiency | 0.28062 | 0.36428 | 0.4489 | 0.53434 | 0.6205 | 0.70718 | 0.79502 | 0.88371 | 0.97297 | 1.0631 | 3.5963 | 4.6252 | 7.21
Scenario 1: Reference | PG&E | Com | HVAC | Com - Restaurant | Electric Energy (GWh/year) | Fuel Substitution | -0.78831 | -0.78139 | -0.77453 | -0.76773 | -0.76099 | 0.000637 | 0.000632 | 0.000626 | 0.00062 | 0.000615 | 0.00061 | 0.000545 | 0.00054
Scenario 1: Reference | PG&E | Com | HVAC | Com - Restaurant | Gas Energy (MMTherm/year) | Energy Efficiency | 2.6328 | 2.6471 | 2.6621 | 2.6778 | 2.6939 | 2.7105 | 2.7279 | 2.7458 | 2.7642 | 2.7833 | 3.0629 | 2.8994 | 3.4334
Scenario 1: Reference | PG&E | Com | HVAC | Com - Restaurant | Gas Energy (MMTherm/year) | Fuel Substitution | 0.16482 | 0.16337 | 0.16193 | 0.16051 | 0.1591 | 0 | 0 | 0 | 0 | 0 | 0 | 0 | 0
Scenario 1: Reference | PG&E | Com | HVAC | Com - Retail | Electric Demand (MW) | Energy Efficiency | 9.58 | 9.6886 | 9.8036 | 8.8756 | 10.6385 | 10.728 | 10.8594 | 10.9966 | 10.8862 | 11.0545 | 11.2018 | 11.3531 | 11.5087
Scenario 1: Reference | PG&E | Com | HVAC | Com - Retail | Electric Demand (MW) | Fuel Substitution | 0 | 0 | 0 | 0 | 0 | 0.14242 | 0.14124 | 0.14007 | 0 | 0 | 0 | 0 | 0
Scenario 1: Reference | PG&E | Com | HVAC | Com - Retail | Electric Energy (GWh/year) | Energy Efficiency | 25.5726 | 25.8684 | 26.1813 | 23.7059 | 28.4682 | 28.6867 | 29.0438 | 29.4163 | 26.4036 | 26.925 | 27.3053 | 27.6952 | 28.096
Scenario 1: Reference | PG&E | Com | HVAC | Com - Retail | Electric Energy (GWh/year) | Fuel Substitution | -2.3584 | -2.3389 | -2.3195 | -2.0867 | -2.0694 | 0.58365 | 0.57882 | 0.57402 | 0 | 0 | 0 | 0 | 0
Scenario 1: Reference | PG&E | Com | HVAC | Com - Retail | Gas Energy (MMTherm/year) | Energy Efficiency | 0.53578 | 0.54932 | 0.56344 | 0.51404 | 0.6837 | 0.59717 | 0.61191 | 0.62714 | 0.64199 | 0.65719 | 0.67341 | 0.68995 | 0.70687
Scenario 1: Reference | PG&E | Com | HVAC | Com - Retail | Gas Energy (MMTherm/year) | Fuel Substitution | 0.51736 | 0.51307 | 0.50882 | 0.45774 | 0.45395 | 0 | 0 | 0 | 0 | 0 | 0 | 0 | 0
Scenario 1: Reference | PG&E | Com | HVAC | Com - School | Electric Demand (MW) | Energy Efficiency | 2.1375 | 2.1868 | 2.1655 | 2.2601 | 2.2755 | 2.2377 | 2.2534 | 2.2698 | 1.411 | 1.4414 | 1.4719 | 1.6369 | 1.6704
Scenario 1: Reference | PG&E | Com | HVAC | Com - School | Electric Energy (GWh/year) | Energy Efficiency | 9.4194 | 10.2122 | 9.8718 | 10.4102 | 10.6304 | 10.6691 | 10.8875 | 12.8975 | 7.4954 | 7.7923 | 8.0892 | 8.5725 | 8.8749
Scenario 1: Reference | PG&E | Com | HVAC | Com - School | Electric Energy (GWh/year) | Fuel Substitution | -2.6853 | -2.6202 | -2.5568 | -2.4681 | -2.4083 | 0 | 0 | 0 | 0 | 0 | 0 | 0 | 0
Scenario 1: Reference | PG&E | Com | HVAC | Com - School | Gas Energy (MMTherm/year) | Energy Efficiency | 0.40771 | 0.45237 | 0.4969 | 0.54115 | 0.58471 | 0.4784 | 0.51926 | 0.89714 | 0.6152 | 0.65494 | 0.69455 | 0.73422 | 0.77381
Scenario 1: Reference | PG&E | Com | HVAC | Com - School | Gas Energy (MMTherm/year) | Fuel Substitution | 0.44367 | 0.43292 | 0.42243 | 0.41219 | 0.40221 | 0 | 0 | 0 | 0 | 0 | 0 | 0 | 0
Scenario 1: Reference | PG&E | Com | HVAC | Com - Warehouse | Electric Demand (MW) | Energy Efficiency | 0.61347 | 0.62494 | 0.63648 | 0.64818 | 0.66006 | 0.67216 | 0.68436 | 0.69672 | 0.55842 | 0.56771 | 0.577 | 0.58631 | 0.59567
Scenario 1: Reference | PG&E | Com | HVAC | Com - Warehouse | Electric Energy (GWh/year) | Energy Efficiency | 2.2622 | 2.3393 | 2.4169 | 2.4954 | 2.575 | 2.6559 | 2.7374 | 2.8199 | 2.3847 | 2.4199 | 2.4764 | 2.5332 | 2.6065
Scenario 1: Reference | PG&E | Com | HVAC | Com - Warehouse | Electric Energy (GWh/year) | Fuel Substitution | -1.9249 | -1.9173 | -1.9096 | -1.902 | -1.8944 | 0 | 0 | 0 | 0 | 0 | 0 | 0 | 0
Scenario 1: Reference | PG&E | Com | HVAC | Com - Warehouse | Gas Energy (MMTherm/year) | Energy Efficiency | 0.05428 | 0.056655 | 0.059043 | 0.061461 | 0.063911 | 0.0664 | 0.068906 | 0.071443 | 0.072511 | 0.073586 | 0.07551 | 0.077439 | 0.080002
Scenario 1: Reference | PG&E | Com | HVAC | Com - Warehouse | Gas Energy (MMTherm/year) | Fuel Substitution | 0.2906 | 0.28944 | 0.28829 | 0.28714 | 0.28599 | 0 | 0 | 0 | 0 | 0 | 0 | 0 | 0
Scenario 1: Reference | PG&E | Com | Lighting | Com - Grocery | Electric Demand (MW) | Energy Efficiency | 0.34805 | 0.34931 | 0.35073 | 0.35229 | 0.35393 | 0.35572 | 0.35765 | 0.35972 | 0.36186 | 0.36409 | 0.36643 | 0.36885 | 0.37138
Scenario 1: Reference | PG&E | Com | Lighting | Com - Grocery | Electric Energy (GWh/year) | Energy Efficiency | 1.9888 | 1.9961 | 2.0042 | 2.0131 | 2.0225 | 2.0327 | 2.0437 | 2.0555 | 2.0678 | 2.0805 | 2.0939 | 2.1077 | 2.1221
Scenario 1: Reference | PG&E | Com | Lighting | Com - Grocery | Gas Energy (MMTherm/year) | Energy Efficiency | -0.02741 | -0.02751 | -0.02762 | -0.02774 | -0.02787 | -0.02801 | -0.02816 | -0.02833 | -0.02849 | -0.02867 | -0.02885 | -0.02905 | -0.02924
Scenario 1: Reference | PG&E | Com | Lighting | Com - Health | Electric Demand (MW) | Energy Efficiency | 0.69494 | 0.70272 | 0.71112 | 0.7193 | 0.72763 | 0.7361 | 0.74467 | 0.75331 | 0.76189 | 0.77022 | 0.77812 | 0.78611 | 0.79424
Scenario 1: Reference | PG&E | Com | Lighting | Com - Health | Electric Energy (GWh/year) | Energy Efficiency | 4.1322 | 4.1785 | 4.2284 | 4.2771 | 4.3266 | 4.377 | 4.428 | 4.4793 | 4.5304 | 4.5799 | 4.6268 | 4.6744 | 4.7227
Scenario 1: Reference | PG&E | Com | Lighting | Com - Health | Gas Energy (MMTherm/year) | Energy Efficiency | -0.05019 | -0.05075 | -0.05136 | -0.05195 | -0.05255 | -0.05317 | -0.05379 | -0.05441 | -0.05503 | -0.05563 | -0.0562 | -0.05678 | -0.05736
Scenario 1: Reference | PG&E | Com | Lighting | Com - Office (Large) | Electric Demand (MW) | Energy Efficiency | 0.79861 | 0.8104 | 0.82273 | 0.8353 | 0.84834 | 0.86171 | 0.8756 | 0.88963 | 0.90353 | 0.91759 | 0.93174 | 0.94599 | 0.96039
Scenario 1: Reference | PG&E | Com | Lighting | Com - Office (Large) | Electric Energy (GWh/year) | Energy Efficiency | 5.7234 | 5.8079 | 5.8962 | 5.9863 | 6.0798 | 6.1756 | 6.2751 | 6.3757 | 6.4753 | 6.5761 | 6.6775 | 6.7796 | 6.8828
Scenario 1: Reference | PG&E | Com | Lighting | Com - Office (Large) | Gas Energy (MMTherm/year) | Energy Efficiency | -0.02669 | -0.02709 | -0.0275 | -0.02792 | -0.02836 | -0.0288 | -0.02927 | -0.02974 | -0.0302 | -0.03067 | -0.03114 | -0.03162 | -0.0321
Scenario 1: Reference | PG&E | Com | Lighting | Com - Refrig. Warehouse | Electric Demand (MW) | Energy Efficiency | 0.003857 | 0.003913 | 0.003969 | 0.004026 | 0.004084 | 0.004142 | 0.004201 | 0.004261 | 0.00432 | 0.00438 | 0.00444 | 0.0045 | 0.004561
Scenario 1: Reference | PG&E | Com | Lighting | Com - Refrig. Warehouse | Electric Energy (GWh/year) | Energy Efficiency | 0.035495 | 0.036012 | 0.036532 | 0.037055 | 0.037584 | 0.038123 | 0.038665 | 0.039214 | 0.039763 | 0.040313 | 0.040865 | 0.041418 | 0.041975
Scenario 1: Reference | PG&E | Com | Lighting | Com - Restaurant | Electric Demand (MW) | Energy Efficiency | 0.2077 | 0.20815 | 0.20864 | 0.20917 | 0.20974 | 0.21033 | 0.21096 | 0.21164 | 0.21234 | 0.21308 | 0.21386 | 0.19031 | 0.2155
Scenario 1: Reference | PG&E | Com | Lighting | Com - Restaurant | Electric Energy (GWh/year) | Energy Efficiency | 1.2457 | 1.2484 | 1.2513 | 1.2545 | 1.2579 | 1.2614 | 1.2652 | 1.2693 | 1.2735 | 1.2779 | 1.2826 | 1.1413 | 1.2925
Scenario 1: Reference | PG&E | Com | Lighting | Com - Restaurant | Gas Energy (MMTherm/year) | Energy Efficiency | -0.0135 | -0.01353 | -0.01356 | -0.0136 | -0.01363 | -0.01367 | -0.01371 | -0.01376 | -0.0138 | -0.01385 | -0.0139 | -0.01237 | -0.01401
Scenario 1: Reference | PG&E | Com | Lighting | Com - Retail | Electric Demand (MW) | Energy Efficiency | 1.7101 | 1.7159 | 1.7223 | 1.5553 | 1.737 | 1.7453 | 1.7543 | 1.7639 | 1.7739 | 1.7844 | 1.7953 | 1.8068 | 1.8187
Scenario 1: Reference | PG&E | Com | Lighting | Com - Retail | Electric Energy (GWh/year) | Energy Efficiency | 10.1869 | 10.2211 | 10.2597 | 9.2645 | 10.3473 | 10.3966 | 10.4499 | 10.507 | 10.5667 | 10.6291 | 10.6945 | 10.7626 | 10.8338
Scenario 1: Reference | PG&E | Com | Lighting | Com - Retail | Gas Energy (MMTherm/year) | Energy Efficiency | -0.06271 | -0.06292 | -0.06316 | -0.05704 | -0.0637 | -0.064 | -0.06433 | -0.06468 | -0.06505 | -0.06544 | -0.06584 | -0.06626 | -0.0667
Scenario 1: Reference | PG&E | Com | Lighting | Com - Warehouse | Electric Demand (MW) | Energy Efficiency | 0.01658 | 0.016889 | 0.017201 | 0.017517 | 0.017838 | 0.018165 | 0.018495 | 0.018829 | 0.003073 | 0.003073 | 0.003073 | 0.003073 | 0.003073
Scenario 1: Reference | PG&E | Com | Lighting | Com - Warehouse | Electric Energy (GWh/year) | Energy Efficiency | 0.13276 | 0.13524 | 0.13773 | 0.14027 | 0.14284 | 0.14546 | 0.14809 | 0.15077 | 0.024605 | 0.024605 | 0.024605 | 0.024605 | 0.024605
Scenario 1: Reference | PG&E | Com | Lighting | Com - Warehouse | Gas Energy (MMTherm/year) | Energy Efficiency | -0.00093 | -0.00095 | -0.00097 | -0.00099 | -0.00101 | -0.00102 | -0.00104 | -0.00106 | -0.00017 | -0.00017 | -0.00017 | -0.00017 | -0.00017
Scenario 1: Reference | PG&E | Com | WaterHeat | Com - College | Electric Demand (MW) | Energy Efficiency | 0.42529 | 0.42865 | 0.4319 | 0.43526 | 0.43853 | 0.44127 | 0.44459 | 0.44786 | 0.45125 | 0.45471 | 0.45819 | 0.4616 | 0.46503
Scenario 1: Reference | PG&E | Com | WaterHeat | Com - College | Electric Demand (MW) | Fuel Substitution | 0 | 0 | 0 | 0 | 0 | 3.805 | 3.7859 | 3.7668 | 3.7478 | 3.729 | 3.7102 | 3.6915 | 3.673
Scenario 1: Reference | PG&E | Com | WaterHeat | Com - College | Electric Energy (GWh/year) | Energy Efficiency | 3.4897 | 3.5172 | 3.5437 | 3.5713 | 3.5981 | 3.6199 | 3.6472 | 3.6741 | 3.7018 | 3.7302 | 3.7588 | 3.7868 | 3.8149
Scenario 1: Reference | PG&E | Com | WaterHeat | Com - College | Electric Energy (GWh/year) | Fuel Substitution | -37.5555 | -37.3665 | -37.1721 | -36.985 | -36.7989 | 34.0366 | 33.8653 | 33.6949 | 33.5254 | 33.3566 | 33.1888 | 33.0217 | 32.8556
Scenario 1: Reference | PG&E | Com | WaterHeat | Com - College | Gas Energy (MMTherm/year) | Energy Efficiency | 2.4332 | 2.431 | 2.2618 | 2.2802 | 2.2901 | 2.0564 | 2.0542 | 2.0442 | 2.0154 | 2.0055 | 1.9958 | 1.9861 | 1.9764
Scenario 1: Reference | PG&E | Com | WaterHeat | Com - College | Gas Energy (MMTherm/year) | Fuel Substitution | 4.3789 | 4.3569 | 4.3343 | 4.3125 | 4.2908 | 0 | 0 | 0 | 0 | 0 | 0 | 0 | 0
Scenario 1: Reference | PG&E | Com | WaterHeat | Com - Grocery | Electric Demand (MW) | Energy Efficiency | 1.9735 | 1.9807 | 1.9887 | 1.9975 | 2.0068 | 2.0168 | 2.0277 | 2.0394 | 2.0516 | 2.0643 | 2.0775 | 2.0912 | 2.1055
Scenario 1: Reference | PG&E | Com | WaterHeat | Com - Grocery | Electric Energy (GWh/year) | Energy Efficiency | 10.4249 | 10.4629 | 10.5053 | 10.5519 | 10.6011 | 10.6539 | 10.7117 | 10.7734 | 10.8376 | 10.9046 | 10.9744 | 11.047 | 11.1226
Scenario 1: Reference | PG&E | Com | WaterHeat | Com - Grocery | Electric Energy (GWh/year) | Fuel Substitution | -1.6199 | -1.6052 | -1.5906 | -1.5762 | -1.562 | 0 | 0 | 0 | 0 | 0 | 0 | 0 | 0
Scenario 1: Reference | PG&E | Com | WaterHeat | Com - Grocery | Gas Energy (MMTherm/year) | Energy Efficiency | 1.9953 | 1.978 | 1.9608 | 1.9438 | 1.927 | 1.8663 | 1.8496 | 1.833 | 1.8166 | 1.8004 | 1.7843 | 1.7683 | 1.7526
Scenario 1: Reference | PG&E | Com | WaterHeat | Com - Grocery | Gas Energy (MMTherm/year) | Fuel Substitution | 0.21735 | 0.21538 | 0.21344 | 0.2115 | 0.20959 | 0 | 0 | 0 | 0 | 0 | 0 | 0 | 0
Scenario 1: Reference | PG&E | Com | WaterHeat | Com - Health | Electric Demand (MW) | Energy Efficiency | 2.2618 | 2.2869 | 2.314 | 2.3405 | 2.3673 | 2.3931 | 2.421 | 2.4491 | 2.477 | 2.5041 | 2.5298 | 2.5558 | 2.5822
Scenario 1: Reference | PG&E | Com | WaterHeat | Com - Health | Electric Demand (MW) | Fuel Substitution | 0 | 0 | 0 | 0 | 0 | 8.4682 | 8.4398 | 8.4115 | 8.3833 | 8.3551 | 8.3271 | 8.2991 | 8.2713
Scenario 1: Reference | PG&E | Com | WaterHeat | Com - Health | Electric Energy (GWh/year) | Energy Efficiency | 18.9152 | 19.1251 | 19.3518 | 19.5728 | 19.7976 | 20.0139 | 20.247 | 20.4821 | 20.7154 | 20.9418 | 21.1567 | 21.3743 | 21.5952
Scenario 1: Reference | PG&E | Com | WaterHeat | Com - Health | Electric Energy (GWh/year) | Fuel Substitution | -85.5688 | -85.2817 | -84.9955 | -84.7103 | -84.426 | 76.9384 | 76.6802 | 76.4229 | 76.1664 | 75.9108 | 75.656 | 75.4022 | 75.1491
Scenario 1: Reference | PG&E | Com | WaterHeat | Com - Health | Gas Energy (MMTherm/year) | Energy Efficiency | 3.1772 | 3.1906 | 3.2056 | 3.22 | 3.2348 | 2.5366 | 2.5286 | 2.5206 | 2.5126 | 2.5046 | 2.4966 | 2.4887 | 2.4808
Scenario 1: Reference | PG&E | Com | WaterHeat | Com - Health | Gas Energy (MMTherm/year) | Fuel Substitution | 10.2243 | 10.19 | 10.1558 | 10.1218 | 10.0878 | 0 | 0 | 0 | 0 | 0 | 0 | 0 | 0
Scenario 1: Reference | PG&E | Com | WaterHeat | Com - Lodging | Electric Demand (MW) | Energy Efficiency | 0.60118 | 0.60514 | 0.60924 | 0.6134 | 0.61779 | 0.61209 | 0.61686 | 0.6217 | 0.4525 | 0.45891 | 0.46851 | 0.47503 | 0.48386
Scenario 1: Reference | PG&E | Com | WaterHeat | Com - Lodging | Electric Demand (MW) | Fuel Substitution | 0 | 0 | 0 | 0 | 0 | 8.0154 | 7.9503 | 7.8858 | 7.8217 | 7.7582 | 7.6952 | 7.631 | 7.569
Scenario 1: Reference | PG&E | Com | WaterHeat | Com - Lodging | Electric Energy (GWh/year) | Energy Efficiency | 3.9955 | 4.0351 | 4.0757 | 4.1168 | 4.1596 | 4.1221 | 4.1679 | 4.2143 | 3.6853 | 3.7374 | 3.8136 | 3.8668 | 3.9373
Scenario 1: Reference | PG&E | Com | WaterHeat | Com - Lodging | Electric Energy (GWh/year) | Fuel Substitution | -86.4902 | -85.7878 | -85.0912 | -84.4002 | -83.7148 | 70.9258 | 70.3498 | 69.7785 | 69.2119 | 68.6498 | 68.0923 | 67.5239 | 66.9756
Scenario 1: Reference | PG&E | Com | WaterHeat | Com - Lodging | Gas Energy (MMTherm/year) | Energy Efficiency | 8.5358 | 8.5694 | 8.6052 | 8.642 | 8.6812 | 4.9507 | 4.9147 | 4.879 | 2.9313 | 2.9118 | 2.8923 | 2.6485 | 2.6314
Scenario 1: Reference | PG&E | Com | WaterHeat | Com - Lodging | Gas Energy (MMTherm/year) | Fuel Substitution | 10.1425 | 10.0602 | 9.9785 | 9.8975 | 9.8171 | 0 | 0 | 0 | 0 | 0 | 0 | 0 | 0
Scenario 1: Reference | PG&E | Com | WaterHeat | Com - Office (Large) | Electric Demand (MW) | Energy Efficiency | 0.37821 | 0.38373 | 0.38952 | 0.39541 | 0.40153 | 0.40748 | 0.41412 | 0.42076 | 0.42727 | 0.43392 | 0.44061 | 0.44736 | 0.45417
Scenario 1: Reference | PG&E | Com | WaterHeat | Com - Office (Large) | Electric Demand (MW) | Fuel Substitution | 0 | 0 | 0 | 0 | 0 | 0.66852 | 0.64705 | 0.62626 | 0.60615 | 0.58668 | 0.56784 | 0.5496 | 0.53195
Scenario 1: Reference | PG&E | Com | WaterHeat | Com - Office (Large) | Electric Energy (GWh/year) | Energy Efficiency | 6.9116 | 7.0124 | 7.118 | 7.2256 | 7.3374 | 7.4456 | 7.5658 | 7.6872 | 7.8071 | 7.9287 | 8.0509 | 8.1742 | 8.2987
Scenario 1: Reference | PG&E | Com | WaterHeat | Com - Office (Large) | Electric Energy (GWh/year) | Fuel Substitution | -14.8531 | -14.376 | -13.9143 | -13.4674 | -13.0348 | 13.3195 | 12.8917 | 12.4776 | 12.0769 | 11.689 | 11.3135 | 10.9502 | 10.5985
Scenario 1: Reference | PG&E | Com | WaterHeat | Com - Office (Large) | Gas Energy (MMTherm/year) | Energy Efficiency | 6.2293 | 6.0585 | 5.9235 | 5.7637 | 5.6097 | 5.1145 | 4.9547 | 4.8001 | 4.5897 | 4.4468 | 4.3085 | 4.1746 | 4.0451
Scenario 1: Reference | PG&E | Com | WaterHeat | Com - Office (Large) | Gas Energy (MMTherm/year) | Fuel Substitution | 1.7168 | 1.6617 | 1.6083 | 1.5566 | 1.5066 | 0 | 0 | 0 | 0 | 0 | 0 | 0 | 0
Scenario 1: Reference | PG&E | Com | WaterHeat | Com - Office (Small) | Electric Demand (MW) | Energy Efficiency | 0.023112 | 0.023325 | 0.023546 | 0.019206 | 0.023989 | 0.024228 | 0.024473 | 0.024724 | 0.024979 | 0.025238 | 0.025502 | 0.02577 | 0.026043
Scenario 1: Reference | PG&E | Com | WaterHeat | Com - Office (Small) | Electric Demand (MW) | Fuel Substitution | 0 | 0 | 0 | 0 | 0 | 0.03822 | 0.037827 | 0.037437 | 0.037052 | 0.03667 | 0.036292 | 0.035918 | 0.035549
Scenario 1: Reference | PG&E | Com | WaterHeat | Com - Office (Small) | Electric Energy (GWh/year) | Energy Efficiency | 2.5239 | 2.5471 | 2.5712 | 2.0972 | 2.6194 | 2.6455 | 2.6723 | 2.6997 | 2.7275 | 2.7558 | 2.7846 | 2.8139 | 2.8437
Scenario 1: Reference | PG&E | Com | WaterHeat | Com - Office (Small) | Electric Energy (GWh/year) | Fuel Substitution | -5.7329 | -5.6739 | -5.6155 | -4.5178 | -4.4713 | 4.5527 | 4.5058 | 4.4594 | 4.4135 | 4.3681 | 4.3231 | 4.2785 | 4.2345
Scenario 1: Reference | PG&E | Com | WaterHeat | Com - Office (Small) | Gas Energy (MMTherm/year) | Energy Efficiency | 2.6092 | 2.5841 | 2.5593 | 2.166 | 2.1634 | 2.1413 | 2.1195 | 2.098 | 2.0766 | 2.0555 | 2.0346 | 2.0139 | 1.9934
Scenario 1: Reference | PG&E | Com | WaterHeat | Com - Office (Small) | Gas Energy (MMTherm/year) | Fuel Substitution | 0.65778 | 0.65101 | 0.6443 | 0.51836 | 0.51302 | 0 | 0 | 0 | 0 | 0 | 0 | 0 | 0
Scenario 1: Reference | PG&E | Com | WaterHeat | Com - Other | Electric Demand (MW) | Energy Efficiency | 19.1633 | 19.2413 | 19.3246 | 19.4118 | 19.5009 | 19.5952 | 19.6975 | 19.8042 | 19.9113 | 20.0214 | 20.1346 | 20.2505 | 20.3695
Scenario 1: Reference | PG&E | Com | WaterHeat | Com - Other | Electric Demand (MW) | Fuel Substitution | 0 | 0 | 0 | 0 | 0 | 46.294 | 45.9773 | 45.6627 | 45.3503 | 45.04 | 44.7318 | 44.4258 | 44.1218
Scenario 1: Reference | PG&E | Com | WaterHeat | Com - Other | Electric Energy (GWh/year) | Energy Efficiency | 124.4031 | 124.9099 | 125.4506 | 126.0166 | 126.5952 | 127.2067 | 127.8704 | 128.5632 | 129.2593 | 129.9741 | 130.7089 | 131.4609 | 132.2339
Scenario 1: Reference | PG&E | Com | WaterHeat | Com - Other | Electric Energy (GWh/year) | Fuel Substitution | -388.41 | -385.752 | -383.113 | -380.491 | -377.888 | 327.7245 | 325.4822 | 323.2552 | 321.0435 | 318.8469 | 316.6653 | 314.4986 | 312.3468
Scenario 1: Reference | PG&E | Com | WaterHeat | Com - Other | Gas Energy (MMTherm/year) | Energy Efficiency | 9.8222 | 9.887 | 9.8793 | 9.8729 | 9.8672 | 9.3149 | 9.2536 | 9.1927 | 8.9576 | 8.8988 | 8.8403 | 8.7823 | 8.7246
Scenario 1: Reference | PG&E | Com | WaterHeat | Com - Other | Gas Energy (MMTherm/year) | Fuel Substitution | 44.6063 | 44.3011 | 43.998 | 43.6969 | 43.398 | 0 | 0 | 0 | 0 | 0 | 0 | 0 | 0
Scenario 1: Reference | PG&E | Com | WaterHeat | Com - Refrig. Warehouse | Electric Demand (MW) | Energy Efficiency | 0.1107 | 0.11231 | 0.11392 | 0.11556 | 0.1172 | 0.11887 | 0.12057 | 0.12228 | 0.12399 | 0.12571 | 0.12743 | 0.12915 | 0.13089
Scenario 1: Reference | PG&E | Com | WaterHeat | Com - Refrig. Warehouse | Electric Demand (MW) | Fuel Substitution | 0 | 0 | 0 | 0 | 0 | 0.0618 | 0.061477 | 0.061156 | 0.060836 | 0.060519 | 0.060203 | 0.059888 | 0.059575
Scenario 1: Reference | PG&E | Com | WaterHeat | Com - Refrig. Warehouse | Electric Energy (GWh/year) | Energy Efficiency | 1.2805 | 1.2991 | 1.3178 | 1.3367 | 1.3557 | 1.3751 | 1.3946 | 1.4144 | 1.4342 | 1.4541 | 1.474 | 1.4939 | 1.514
Scenario 1: Reference | PG&E | Com | WaterHeat | Com - Refrig. Warehouse | Electric Energy (GWh/year) | Fuel Substitution | -0.89742 | -0.89273 | -0.88807 | -0.88343 | -0.87881 | 0.77654 | 0.77248 | 0.76845 | 0.76443 | 0.76044 | 0.75647 | 0.75251 | 0.74858
Scenario 1: Reference | PG&E | Com | WaterHeat | Com - Refrig. Warehouse | Gas Energy (MMTherm/year) | Energy Efficiency | 0.55981 | 0.56106 | 0.55843 | 0.55582 | 0.55323 | 0.54582 | 0.54298 | 0.54015 | 0.53733 | 0.53453 | 0.53175 | 0.52898 | 0.52622
Scenario 1: Reference | PG&E | Com | WaterHeat | Com - Refrig. Warehouse | Gas Energy (MMTherm/year) | Fuel Substitution | 0.10921 | 0.10864 | 0.10808 | 0.10751 | 0.10695 | 0 | 0 | 0 | 0 | 0 | 0 | 0 | 0
Scenario 1: Reference | PG&E | Com | WaterHeat | Com - Restaurant | Electric Demand (MW) | Energy Efficiency | 4.6179 | 4.6273 | 4.6376 | 4.6487 | 4.6605 | 4.6733 | 4.6875 | 4.7025 | 4.7181 | 4.7346 | 4.7518 | 4.2282 | 4.7884
Scenario 1: Reference | PG&E | Com | WaterHeat | Com - Restaurant | Electric Demand (MW) | Fuel Substitution | 0 | 0 | 0 | 0 | 0 | 33.5312 | 33.2368 | 32.945 | 32.6557 | 32.369 | 32.0848 | 28.0693 | 27.8228
Scenario 1: Reference | PG&E | Com | WaterHeat | Com - Restaurant | Electric Energy (GWh/year) | Energy Efficiency | 23.6651 | 23.7131 | 23.7658 | 23.8226 | 23.8834 | 23.9489 | 24.0215 | 24.0983 | 24.1785 | 24.2629 | 24.351 | 21.6677 | 24.5388
Scenario 1: Reference | PG&E | Com | WaterHeat | Com - Restaurant | Electric Energy (GWh/year) | Fuel Substitution | -172.697 | -171.181 | -169.678 | -168.189 | -166.712 | 187.6975 | 186.0496 | 184.4161 | 182.797 | 181.1921 | 179.6012 | 157.1236 | 155.7441
Scenario 1: Reference | PG&E | Com | WaterHeat | Com - Restaurant | Gas Energy (MMTherm/year) | Energy Efficiency | 1.0879 | 1.1143 | 1.1378 | 1.1618 | 1.186 | 1.0971 | 1.0894 | 1.0817 | 1.074 | 1.0665 | 1.059 | 0.9643 | 0.96139
Scenario 1: Reference | PG&E | Com | WaterHeat | Com - Restaurant | Gas Energy (MMTherm/year) | Fuel Substitution | 20.6427 | 20.4615 | 20.2818 | 20.1038 | 19.9273 | 0 | 0 | 0 | 0 | 0 | 0 | 0 | 0
Scenario 1: Reference | PG&E | Com | WaterHeat | Com - Retail | Electric Demand (MW) | Energy Efficiency | 1.287 | 1.2904 | 1.2943 | 1.1685 | 1.2963 | 1.3016 | 1.3074 | 1.3136 | 1.2552 | 1.2626 | 1.2704 | 1.2785 | 1.2869
Scenario 1: Reference | PG&E | Com | WaterHeat | Com - Retail | Electric Demand (MW) | Fuel Substitution | 0 | 0 | 0 | 0 | 0 | 1.3923 | 1.3808 | 1.3694 | 1.358 | 1.3468 | 1.3356 | 1.3245 | 1.3136
Scenario 1: Reference | PG&E | Com | WaterHeat | Com - Retail | Electric Energy (GWh/year) | Energy Efficiency | 7.8628 | 7.8863 | 7.9129 | 7.1444 | 7.9506 | 7.9858 | 8.0239 | 8.0649 | 7.9018 | 7.9485 | 7.9974 | 8.0484 | 8.1017
Scenario 1: Reference | PG&E | Com | WaterHeat | Com - Retail | Electric Energy (GWh/year) | Fuel Substitution | -10.1933 | -10.1089 | -10.0252 | -9.0184 | -8.9437 | 9.5929 | 9.5135 | 9.4347 | 9.3566 | 9.2791 | 9.2022 | 9.126 | 9.0504
Scenario 1: Reference | PG&E | Com | WaterHeat | Com - Retail | Gas Energy (MMTherm/year) | Energy Efficiency | 7.3886 | 7.3293 | 7.2706 | 6.6566 | 6.6202 | 6.5656 | 6.5114 | 6.4577 | 6.3102 | 6.2582 | 6.2065 | 6.1553 | 6.1046
Scenario 1: Reference | PG&E | Com | WaterHeat | Com - Retail | Gas Energy (MMTherm/year) | Fuel Substitution | 1.14 | 1.1306 | 1.1212 | 1.0086 | 1.0002 | 0 | 0 | 0 | 0 | 0 | 0 | 0 | 0
Scenario 1: Reference | PG&E | Com | WaterHeat | Com - School | Electric Demand (MW) | Energy Efficiency | 0.054297 | 0.052949 | 0.051634 | 0.050351 | 0.049101 | 0.047878 | 0.046685 | 0.04552 | -0.001 | -0.00101 | -0.00102 | -0.00104 | -0.00105
Scenario 1: Reference | PG&E | Com | WaterHeat | Com - School | Electric Demand (MW) | Fuel Substitution | 0 | 0 | 0 | 0 | 0 | -0.00528 | -0.00515 | -0.00502 | -0.0049 | -0.00478 | -0.00467 | -0.00456 | -0.00444
Scenario 1: Reference | PG&E | Com | WaterHeat | Com - School | Electric Energy (GWh/year) | Energy Efficiency | 7.7195 | 7.7887 | 7.8607 | 7.9347 | 8.0087 | 8.0825 | 8.1619 | 8.2432 | 8.1823 | 8.2709 | 8.3618 | 8.4559 | 8.5524
Scenario 1: Reference | PG&E | Com | WaterHeat | Com - School | Electric Energy (GWh/year) | Fuel Substitution | -50.5834 | -49.3579 | -48.1621 | -46.9952 | -45.8566 | 46.955 | 45.8174 | 44.7074 | 43.6243 | 42.5673 | 41.536 | 40.5297 | 39.5478
Scenario 1: Reference | PG&E | Com | WaterHeat | Com - School | Gas Energy (MMTherm/year) | Energy Efficiency | 3.5036 | 3.4576 | 3.4133 | 3.3707 | 3.3294 | 3.0533 | 2.9841 | 2.9166 | 2.8507 | 2.7864 | 2.7237 | 2.6625 | 2.6028
Scenario 1: Reference | PG&E | Com | WaterHeat | Com - School | Gas Energy (MMTherm/year) | Fuel Substitution | 5.9786 | 5.8337 | 5.6924 | 5.5545 | 5.4199 | 0 | 0 | 0 | 0 | 0 | 0 | 0 | 0
Scenario 1: Reference | PG&E | Com | WaterHeat | Com - Warehouse | Electric Demand (MW) | Energy Efficiency | 0.10921 | 0.10969 | 0.11018 | 0.11068 | 0.1112 | 0.11171 | 0.11225 | 0.1128 | 0.046915 | 0.047737 | 0.04856 | 0.049385 | 0.050214
Scenario 1: Reference | PG&E | Com | WaterHeat | Com - Warehouse | Electric Demand (MW) | Fuel Substitution | 0 | 0 | 0 | 0 | 0 | 0.019157 | 0.019081 | 0.019005 | 0.018929 | 0.018854 | 0.018778 | 0.018704 | 0.018629
Scenario 1: Reference | PG&E | Com | WaterHeat | Com - Warehouse | Electric Energy (GWh/year) | Energy Efficiency | 1.3111 | 1.3306 | 1.3503 | 1.3703 | 1.3906 | 1.4108 | 1.4317 | 1.4529 | 1.2634 | 1.2855 | 1.3077 | 1.3299 | 1.3522
Scenario 1: Reference | PG&E | Com | WaterHeat | Com - Warehouse | Electric Energy (GWh/year) | Fuel Substitution | -0.74579 | -0.74282 | -0.73986 | -0.73691 | -0.73397 | 0.5634 | 0.56115 | 0.55892 | 0.55669 | 0.55447 | 0.55226 | 0.55006 | 0.54787
Scenario 1: Reference | PG&E | Com | WaterHeat | Com - Warehouse | Gas Energy (MMTherm/year) | Energy Efficiency | 5.1976 | 5.1775 | 5.1576 | 5.1377 | 5.1179 | 5.0762 | 5.0963 | 5.076 | 4.9562 | 4.9364 | 4.9168 | 4.8972 | 4.8777
Scenario 1: Reference | PG&E | Com | WaterHeat | Com - Warehouse | Gas Energy (MMTherm/year) | Fuel Substitution | 0.086974 | 0.086627 | 0.086282 | 0.085938 | 0.085595 | 0 | 0 | 0 | 0 | 0 | 0 | 0 | 0
Scenario 1: Reference | PG&E | Res | AppPlug | Res - Multi Family | Electric Demand (MW) | Energy Efficiency | 0 | 0 | 0.081324 | 0.08236 | 0.083356 | 0.084299 | 0.085188 | 0.086019 | 0.08679 | 0.087504 | 0.088169 | 0.088797 | 0.089388
Scenario 1: Reference | PG&E | Res | AppPlug | Res - Multi Family | Electric Energy (GWh/year) | Energy Efficiency | 0 | 0 | 0.51055 | 0.51705 | 0.5233 | 0.52922 | 0.5348 | 0.54002 | 0.54486 | 0.54934 | 0.55352 | 0.55746 | 0.56117
Scenario 1: Reference | PG&E | Res | AppPlug | Res - Multi Family | Electric Energy (GWh/year) | Fuel Substitution | -13.4823 | -13.4598 | -13.4373 | -13.4149 | -13.3924 | 0 | 0 | 0 | 0 | 0 | 0 | 0 | 0
Scenario 1: Reference | PG&E | Res | AppPlug | Res - Multi Family | Gas Energy (MMTherm/year) | Energy Efficiency | 0 | 0 | 0.058474 | 0.059219 | 0.059934 | 0.060613 | 0.061252 | 0.061849 | 0.062404 | 0.062917 | 0.063396 | 0.063846 | 0.064272
Scenario 1: Reference | PG&E | Res | AppPlug | Res - Multi Family | Gas Energy (MMTherm/year) | Fuel Substitution | 2.7453 | 2.7407 | 2.7361 | 2.7316 | 2.727 | 0 | 0 | 0 | 0 | 0 | 0 | 0 | 0
Scenario 1: Reference | PG&E | Res | AppPlug | Res - Single Family | Electric Demand (MW) | Energy Efficiency | 0 | 0 | 0 | 0 | 0 | 0 | 0 | 0 | 0 | 0 | 0 | 0.21569 | 0.21698
Scenario 1: Reference | PG&E | Res | AppPlug | Res - Single Family | Electric Energy (GWh/year) | Energy Efficiency | 0 | 0 | 0 | 0 | 0 | 0 | 0 | 0 | 0 | 0 | 0 | 1.2377 | 1.2452
Scenario 1: Reference | PG&E | Res | AppPlug | Res - Single Family | Electric Energy (GWh/year) | Fuel Substitution | -144.472 | -144.397 | -144.321 | -144.245 | -144.169 | 0 | 0 | 0 | 0 | 0 | 0 | 0 | 0
Scenario 1: Reference | PG&E | Res | AppPlug | Res - Single Family | Gas Energy (MMTherm/year) | Energy Efficiency | 0.016151 | 0.035056 | 0.055305 | 0.075419 | 0.094698 | 0.094698 | 0.094698 | 0.094698 | 0.094698 | 0.094698 | 0.094698 | 0.2803 | 0.28142
Scenario 1: Reference | PG&E | Res | AppPlug | Res - Single Family | Gas Energy (MMTherm/year) | Fuel Substitution | 29.4678 | 29.4523 | 29.4368 | 29.4214 | 29.406 | 0 | 0 | 0 | 0 | 0 | 0 | 0 | 0
Scenario 1: Reference | PG&E | Res | BldgEnv | Res - Single Family | Electric Demand (MW) | Energy Efficiency | 0.25334 | 0.54986 | 0.86746 | 1.1829 | 1.4853 | 1.7705 | 2.0368 | 2.2833 | 2.2833 | 2.2833 | 2.2833 | 2.2833 | 2.2833
Scenario 1: Reference | PG&E | Res | BldgEnv | Res - Single Family | Electric Energy (GWh/year) | Energy Efficiency | -0.03953 | -0.0858 | -0.13536 | -0.18459 | -0.23178 | -0.27628 | -0.31783 | -0.3563 | -0.3563 | -0.3563 | -0.3563 | -0.3563 | -0.3563
Scenario 1: Reference | PG&E | Res | BldgEnv | Res - Single Family | Gas Energy (MMTherm/year) | Energy Efficiency | 0.049845 | 0.10819 | 0.17067 | 0.23275 | 0.29224 | 0.34835 | 0.40074 | 0.44924 | 0.44924 | 0.44924 | 0.44924 | 0.44924 | 0.44924
Scenario 1: Reference | PG&E | Res | HVAC | Res - Multi Family | Electric Demand (MW) | Energy Efficiency | 1.8475 | 1.8692 | 32.4884 | 1.9163 | 1.9388 | 1.9603 | 1.9804 | 1.9993 | 2.0168 | 2.033 | 2.0481 | 2.0623 | 2.0757
Scenario 1: Reference | PG&E | Res | HVAC | Res - Multi Family | Electric Demand (MW) | Fuel Substitution | 0 | 0 | 0 | 0 | 0 | 5.153 | 5.1444 | 5.1359 | 5.1273 | 5.1187 | 5.1102 | 5.1016 | 5.0931
Scenario 1: Reference | PG&E | Res | HVAC | Res - Multi Family | Electric Energy (GWh/year) | Energy Efficiency | 14.1874 | 14.3545 | 37.6437 | 14.7155 | 14.8889 | 15.0533 | 15.2081 | 15.353 | 15.4874 | 15.6118 | 15.7684 | 15.9164 | 16.0565
Scenario 1: Reference | PG&E | Res | HVAC | Res - Multi Family | Electric Energy (GWh/year) | Fuel Substitution | -11.5481 | -11.5288 | -11.5079 | -11.4887 | -11.3537 | 38.8942 | 38.8293 | 38.7644 | 38.6997 | 38.6351 | 38.5705 | 38.5061 | 38.4418
Scenario 1: Reference | PG&E | Res | HVAC | Res - Multi Family | Gas Energy (MMTherm/year) | Energy Efficiency | 8.76e-06 | 1.1e-05 | 1.12e-05 | 1.13e-05 | 1.15e-05 | 7.38e-07 | 7.38e-07 | 7.38e-07 | 7.38e-07 | 7.38e-07 | 0.00617 | 0.012046 | 0.017647
Scenario 1: Reference | PG&E | Res | HVAC | Res - Multi Family | Gas Energy (MMTherm/year) | Fuel Substitution | 3.2325 | 3.2271 | 3.2218 | 3.2164 | 3.2122 | 0 | 0 | 0 | 0 | 0 | 0 | 0 | 0
Scenario 1: Reference | PG&E | Res | HVAC | Res - Single Family | Electric Demand (MW) | Energy Efficiency | 173.4533 | 175.7015 | 425.4566 | 110.8715 | 113.2027 | 113.9624 | 114.8818 | 115.729 | 24.2582 | 24.2982 | 24.3353 | 24.3699 | 24.4021
Scenario 1: Reference | PG&E | Res | HVAC | Res - Single Family | Electric Demand (MW) | Fuel Substitution | 0 | 0 | 0 | 0 | 0 | 109.2939 | 109.2366 | 109.1792 | 10.8007 | 10.795 | 10.7894 | 10.7837 | 10.7781
Scenario 1: Reference | PG&E | Res | HVAC | Res - Single Family | Electric Energy (GWh/year) | Energy Efficiency | 293.763 | 296.067 | 416.6266 | 130.716 | 133.1582 | 116.6474 | 117.5882 | 118.4551 | 46.4765 | 46.677 | 47.0489 | 47.3972 | 47.7236
Scenario 1: Reference | PG&E | Res | HVAC | Res - Single Family | Electric Energy (GWh/year) | Fuel Substitution | -535.646 | -535.33 | -508.371 | -508.105 | -507.838 | 437.9656 | 437.7357 | 437.5059 | 50.7212 | 50.6933 | 50.668 | 50.6401 | 50.6136
Scenario 1: Reference | PG&E | Res | HVAC | Res - Single Family | Gas Energy (MMTherm/year) | Energy Efficiency | 1.6029 | 1.6825 | 1.7677 | 2.7907 | 2.8713 | -0.24489 | -0.25084 | -0.25632 | 0.37134 | 0.37135 | 0.39503 | 0.41727 | 0.43817
Scenario 1: Reference | PG&E | Res | HVAC | Res - Single Family | Gas Energy (MMTherm/year) | Fuel Substitution | 88.3264 | 88.28 | 88.2337 | 88.1874 | 88.1411 | 0 | 0 | 0 | 0 | 0 | 0 | 0 | 0
Scenario 1: Reference | PG&E | Res | WaterHeat | Res - Multi Family | Electric Demand (MW) | Energy Efficiency | 16.487 | 16.6794 | 16.8873 | 17.0952 | 17.2949 | 17.4859 | 17.6659 | 17.8342 | 17.9904 | 18.135 | 18.2697 | 18.3967 | 18.5166
Scenario 1: Reference | PG&E | Res | WaterHeat | Res - Multi Family | Electric Demand (MW) | Fuel Substitution | 0 | 0 | 0 | 0 | 0 | 51.27 | 51.1844 | 51.0989 | 51.0136 | 50.9284 | 50.8434 | 50.7584 | 50.6737
Scenario 1: Reference | PG&E | Res | WaterHeat | Res - Multi Family | Electric Energy (GWh/year) | Energy Efficiency | 93.8907 | 94.9864 | 96.1699 | 97.3536 | 98.4908 | 99.5787 | 100.6036 | 101.5622 | 102.4519 | 103.2752 | 104.0423 | 104.7655 | 105.4481
Scenario 1: Reference | PG&E | Res | WaterHeat | Res - Multi Family | Electric Energy (GWh/year) | Fuel Substitution | -14682.1 | -14657.5 | -14633.1 | -14608.6 | -14584.2 | 316.3209 | 315.7927 | 315.2653 | 314.7389 | 314.2133 | 313.6886 | 313.1648 | 312.6418
Scenario 1: Reference | PG&E | Res | WaterHeat | Res - Multi Family | Gas Energy (MMTherm/year) | Energy Efficiency | 3.4293 | 3.542 | 3.6617 | 3.7809 | 3.895 | 3.9334 | 3.9695 | 4.0032 | 4.0343 | 4.063 | 4.0896 | 4.1145 | 4.138
Scenario 1: Reference | PG&E | Res | WaterHeat | Res - Multi Family | Gas Energy (MMTherm/year) | Fuel Substitution | 1138.21 | 1136.31 | 1134.412 | 1132.518 | 1130.627 | 0 | 0 | 0 | 0 | 0 | 0 | 0 | 0
Scenario 1: Reference | PG&E | Res | WaterHeat | Res - Single Family | Electric Demand (MW) | Energy Efficiency | 45.1973 | 45.6612 | 46.1598 | 46.6549 | 47.1285 | 47.5833 | 48.0063 | 48.3962 | 48.7548 | 49.0865 | 49.3948 | 49.6831 | 49.9526
Scenario 1: Reference | PG&E | Res | WaterHeat | Res - Single Family | Electric Demand (MW) | Fuel Substitution | 0 | 0 | 0 | 0 | 0 | 344.1136 | 343.933 | 343.7524 | 343.572 | 343.3917 | 343.2115 | 343.0313 | 342.8513
Scenario 1: Reference | PG&E | Res | WaterHeat | Res - Single Family | Electric Energy (GWh/year) | Energy Efficiency | 306.6104 | 309.7501 | 313.1243 | 316.4752 | 319.6804 | 322.7657 | 325.6357 | 328.2807 | 330.7133 | 332.9633 | 335.0553 | 337.0109 | 338.8393
Scenario 1: Reference | PG&E | Res | WaterHeat | Res - Single Family | Electric Energy (GWh/year) | Fuel Substitution | -2175.68 | -2174.54 | -2173.4 | -2172.26 | -2171.12 | 2594.915 | 2593.553 | 2592.191 | 2590.831 | 2589.471 | 2588.112 | 2586.753 | 2585.396
Scenario 1: Reference | PG&E | Res | WaterHeat | Res - Single Family | Gas Energy (MMTherm/year) | Energy Efficiency | 20.1232 | 20.9532 | 21.8418 | 22.7241 | 23.5659 | 23.7892 | 23.9968 | 24.1882 | 24.3641 | 24.5269 | 24.6779 | 24.8189 | 24.9507
Scenario 1: Reference | PG&E | Res | WaterHeat | Res - Single Family | Gas Energy (MMTherm/year) | Fuel Substitution | 312.1085 | 311.9447 | 311.7809 | 311.6173 | 311.4537 | 0 | 0 | 0 | 0 | 0 | 0 | 0 | 0
Scenario 1: Reference | SCE | Com | BldgEnv | Com - College | Electric Demand (MW) | Energy Efficiency | 0.055437 | 0.055211 | 0.054988 | 0.054768 | 0.054551 | 0.054337 | 0.054127 | 0.053919 | 0.000456 | 0.000456 | 0.000456 | 0.000456 | 0.000456
Scenario 1: Reference | SCE | Com | BldgEnv | Com - College | Electric Energy (GWh/year) | Energy Efficiency | 0.01894 | 0.018862 | 0.018785 | 0.01871 | 0.018635 | 0.018561 | 0.018488 | 0.018417 | 0.00015 | 0.00015 | 0.00015 | 0.00015 | 0.00015
Scenario 1: Reference | SCE | Com | BldgEnv | Com - College | Gas Energy (MMTherm/year) | Energy Efficiency | 0.06053 | 0.060276 | 0.060025 | 0.059778 | 0.059532 | 0.059291 | 0.059053 | 0.058817 | 0.000436 | 0.000436 | 0.000436 | 0.000436 | 0.000436
Scenario 1: Reference | SCE | Com | BldgEnv | Com - Grocery | Electric Demand (MW) | Energy Efficiency | 0.000143 | 0.000289 | 0.000435 | 0.000584 | 0.000736 | 0.000892 | 0.00105 | 0.001211 | 0.001211 | 0.001211 | 0.001211 | 0.001211 | 0.001211
Scenario 1: Reference | SCE | Com | BldgEnv | Com - Grocery | Electric Energy (GWh/year) | Energy Efficiency | 4.71e-05 | 9.5e-05 | 0.000143 | 0.000192 | 0.000243 | 0.000294 | 0.000346 | 0.000399 | 0.000399 | 0.000399 | 0.000399 | 0.000399 | 0.000399
Scenario 1: Reference | SCE | Com | BldgEnv | Com - Grocery | Gas Energy (MMTherm/year) | Energy Efficiency | 9.97e-05 | 0.000201 | 0.000303 | 0.000407 | 0.000513 | 0.000622 | 0.000731 | 0.000843 | 0.000843 | 0.000843 | 0.000843 | 0.000843 | 0.000843
Scenario 1: Reference | SCE | Com | BldgEnv | Com - Health | Electric Demand (MW) | Energy Efficiency | 0.09906 | 0.098854 | 0.014586 | 0.014667 | 0.01475 | 0.014833 | 0.014919 | 0.001036 | 0.001036 | 0.001036 | 0.001036 | 0.001036 | 0.001036
Scenario 1: Reference | SCE | Com | BldgEnv | Com - Health | Electric Energy (GWh/year) | Energy Efficiency | 0.045736 | 0.045641 | 0.005165 | 0.005208 | 0.005251 | 0.005295 | 0.00534 | 0.000478 | 0.000478 | 0.000478 | 0.000478 | 0.000478 | 0.000478
Scenario 1: Reference | SCE | Com | BldgEnv | Com - Health | Gas Energy (MMTherm/year) | Energy Efficiency | 0.078341 | 0.078179 | 0.00504 | 0.005126 | 0.005213 | 0.0053 | 0.00539 | 0.000819 | 0.000819 | 0.000819 | 0.000819 | 0.000819 | 0.000819
Scenario 1: Reference | SCE | Com | BldgEnv | Com - Lodging | Electric Demand (MW) | Energy Efficiency | 0.096633 | 0.096595 | 0.096572 | 0.096558 | 0.096562 | 0.096582 | 0.096616 | 0.096665 | 0.006088 | 0.006088 | 0.006088 | 0.006088 | 0.006088
Scenario 1: Reference | SCE | Com | BldgEnv | Com - Lodging | Electric Energy (GWh/year) | Energy Efficiency | 0.06051 | 0.060502 | 0.060503 | 0.060511 | 0.060529 | 0.060558 | 0.060596 | 0.060644 | 0.003941 | 0.003941 | 0.003941 | 0.003941 | 0.003941
Scenario 1: Reference | SCE | Com | BldgEnv | Com - Lodging | Gas Energy (MMTherm/year) | Energy Efficiency | 0.038488 | 0.038289 | 0.038093 | 0.037901 | 0.037713 | 0.037529 | 0.037349 | 0.037172 | 0.000925 | 0.000925 | 0.000925 | 0.000925 | 0.000925
Scenario 1: Reference | SCE | Com | BldgEnv | Com - Office (Large) | Electric Demand (MW) | Energy Efficiency | 0.003987 | 0.007885 | 0.011691 | 0.015426 | 0.019131 | 0.022806 | 0.026428 | 0.030009 | 0.030009 | 0.030009 | 0.030009 | 0.030009 | 0.030009
Scenario 1: Reference | SCE | Com | BldgEnv | Com - Office (Large) | Electric Energy (GWh/year) | Energy Efficiency | 0.001351 | 0.002673 | 0.003963 | 0.005229 | 0.006484 | 0.00773 | 0.008958 | 0.010172 | 0.010172 | 0.010172 | 0.010172 | 0.010172 | 0.010172
Scenario 1: Reference | SCE | Com | BldgEnv | Com - Office (Large) | Gas Energy (MMTherm/year) | Energy Efficiency | 0.001128 | 0.002231 | 0.003307 | 0.004364 | 0.005412 | 0.006452 | 0.007476 | 0.008489 | 0.008489 | 0.008489 | 0.008489 | 0.008489 | 0.008489
Scenario 1: Reference | SCE | Com | BldgEnv | Com - Office (Small) | Electric Demand (MW) | Energy Efficiency | 0.000151 | 0.000303 | 0.000454 | 0.000607 | 0.000607 | 0.002362 | 0.0025 | 0.00264 | 0.00264 | 0.00264 | 0.00264 | 0.00264 | 0.00264
Scenario 1: Reference | SCE | Com | BldgEnv | Com - Office (Small) | Electric Energy (GWh/year) | Energy Efficiency | 4.98e-05 | 9.97e-05 | 0.00015 | 0.0002 | 0.0002 | 0.000778 | 0.000824 | 0.00087 | 0.00087 | 0.00087 | 0.00087 | 0.00087 | 0.00087
Scenario 1: Reference | SCE | Com | BldgEnv | Com - Office (Small) | Gas Energy (MMTherm/year) | Energy Efficiency | 4.97e-05 | 9.94e-05 | 0.000149 | 0.000199 | 0.000199 | 0.000776 | 0.000821 | 0.000867 | 0.000867 | 0.000867 | 0.000867 | 0.000867 | 0.000867
Scenario 1: Reference | SCE | Com | BldgEnv | Com - Other | Electric Demand (MW) | Energy Efficiency | 0.20219 | 0.20199 | 0.20183 | 0.2017 | 0.20161 | 0.20155 | 0.20153 | 0.20154 | 0.009935 | 0.009935 | 0.009935 | 0.009935 | 0.009935
Scenario 1: Reference | SCE | Com | BldgEnv | Com - Other | Electric Energy (GWh/year) | Energy Efficiency | 0.069112 | 0.069042 | 0.068983 | 0.068936 | 0.068901 | 0.068877 | 0.068866 | 0.068866 | 0.003369 | 0.003369 | 0.003369 | 0.003369 | 0.003369
Scenario 1: Reference | SCE | Com | BldgEnv | Com - Other | Gas Energy (MMTherm/year) | Energy Efficiency | 0.15897 | 0.15824 | 0.15753 | 0.15683 | 0.15615 | 0.15548 | 0.15483 | 0.15419 | 0.003013 | 0.003013 | 0.003013 | 0.003013 | 0.003013
Scenario 1: Reference | SCE | Com | BldgEnv | Com - Refrig. Warehouse | Electric Demand (MW) | Energy Efficiency | 3.3e-05 | 3.6e-05 | 3.9e-05 | 4.19e-05 | 4.48e-05 | 4.76e-05 | 5.05e-05 | 5.35e-05 | 5.35e-05 | 5.35e-05 | 5.35e-05 | 5.35e-05 | 5.35e-05
Scenario 1: Reference | SCE | Com | BldgEnv | Com - Refrig. Warehouse | Electric Energy (GWh/year) | Energy Efficiency | 1.54e-05 | 1.68e-05 | 1.82e-05 | 1.95e-05 | 2.09e-05 | 2.22e-05 | 2.36e-05 | 2.5e-05 | 2.5e-05 | 2.5e-05 | 2.5e-05 | 2.5e-05 | 2.5e-05
Scenario 1: Reference | SCE | Com | BldgEnv | Com - Refrig. Warehouse | Gas Energy (MMTherm/year) | Energy Efficiency | 1.86e-05 | 2.03e-05 | 2.2e-05 | 2.36e-05 | 2.53e-05 | 2.69e-05 | 2.85e-05 | 3.02e-05 | 3.02e-05 | 3.02e-05 | 3.02e-05 | 3.02e-05 | 3.02e-05
Scenario 1: Reference | SCE | Com | BldgEnv | Com - Retail | Electric Demand (MW) | Energy Efficiency | 0.00048 | 0.000967 | 0.001457 | 0.001955 | 0.002464 | 0.002982 | 0.003505 | 0.004038 | 0.004038 | 0.004038 | 0.004038 | 0.004038 | 0.004038
Scenario 1: Reference | SCE | Com | BldgEnv | Com - Retail | Electric Energy (GWh/year) | Energy Efficiency | 0.000158 | 0.000318 | 0.00048 | 0.000644 | 0.000812 | 0.000982 | 0.001155 | 0.00133 | 0.00133 | 0.00133 | 0.00133 | 0.00133 | 0.00133
Scenario 1: Reference | SCE | Com | BldgEnv | Com - Retail | Gas Energy (MMTherm/year) | Energy Efficiency | 0.000158 | 0.000318 | 0.000479 | 0.000642 | 0.00081 | 0.00098 | 0.001151 | 0.001326 | 0.001326 | 0.001326 | 0.001326 | 0.001326 | 0.001326
Scenario 1: Reference | SCE | Com | BldgEnv | Com - School | Electric Demand (MW) | Energy Efficiency | 0.00022 | 0.000438 | 0.000654 | 0.000868 | 0.001079 | 0.001288 | 0.001494 | 0.001697 | 0.001697 | 0.001697 | 0.001697 | 0.001697 | 0.001697
Scenario 1: Reference | SCE | Com | BldgEnv | Com - School | Electric Energy (GWh/year) | Energy Efficiency | 7.25e-05 | 0.000144 | 0.000215 | 0.000286 | 0.000355 | 0.000424 | 0.000492 | 0.000559 | 0.000559 | 0.000559 | 0.000559 | 0.000559 | 0.000559
Scenario 1: Reference | SCE | Com | BldgEnv | Com - School | Gas Energy (MMTherm/year) | Energy Efficiency | 7.23e-05 | 0.000144 | 0.000215 | 0.000285 | 0.000354 | 0.000423 | 0.000491 | 0.000558 | 0.000558 | 0.000558 | 0.000558 | 0.000558 | 0.000558
Scenario 1: Reference | SCE | Com | BldgEnv | Com - Warehouse | Electric Demand (MW) | Energy Efficiency | 0.087565 | 0.087449 | 0.087342 | 0.087248 | 0.087173 | 0.087111 | 0.087061 | 0.087024 | 0.002088 | 0.002088 | 0.002088 | 0.002088 | 0.002088
Scenario 1: Reference | SCE | Com | BldgEnv | Com - Warehouse | Electric Energy (GWh/year) | Energy Efficiency | 0.040896 | 0.040876 | 0.040861 | 0.040854 | 0.040858 | 0.04087 | 0.040889 | 0.040916 | 0.001279 | 0.001279 | 0.001279 | 0.001279 | 0.001279
Scenario 1: Reference | SCE | Com | BldgEnv | Com - Warehouse | Gas Energy (MMTherm/year) | Energy Efficiency | 0.049432 | 0.049374 | 0.04932 | 0.049275 | 0.049241 | 0.049214 | 0.049195 | 0.049183 | 0.001241 | 0.001241 | 0.001241 | 0.001241 | 0.001241
Scenario 1: Reference | SCE | Com | ComRefrig | Com - College | Electric Demand (MW) | Energy Efficiency | 0.003051 | 0.003036 | 0.003021 | 0.003006 | 0.023377 | 0.023576 | 0.024404 | 0.027175 | 0.027432 | 0.027689 | 0.031851 | 0.032186 | 0.032523
Scenario 1: Reference | SCE | Com | ComRefrig | Com - College | Electric Energy (GWh/year) | Energy Efficiency | 0.021974 | 0.021864 | 0.021754 | 0.021644 | 0.2 | 0.20176 | 0.20855 | 0.23051 | 0.23275 | 0.23499 | 0.27139 | 0.27431 | 0.27724
Scenario 1: Reference | SCE | Com | ComRefrig | Com - College | Gas Energy (MMTherm/year) | Energy Efficiency | 0 | 0 | 0 | 0 | -0.00276 | -0.00279 | -0.00284 | -0.00293 | -0.00296 | -0.00299 | -0.00369 | -0.00374 | -0.00378
Scenario 1: Reference | SCE | Com | ComRefrig | Com - Grocery | Electric Demand (MW) | Energy Efficiency | 5.8437 | 5.7908 | 5.7383 | 5.6864 | 5.6349 | 5.5838 | 6.6861 | 11.3956 | 11.4014 | 11.409 | 11.4188 | 11.4304 | 11.4438
Scenario 1: Reference | SCE | Com | ComRefrig | Com - Grocery | Electric Energy (GWh/year) | Energy Efficiency | 42.0833 | 41.7022 | 41.3245 | 40.9503 | 40.5794 | 40.2119 | 49.0369 | 86.0163 | 86.0947 | 86.1877 | 86.2976 | 86.4212 | 86.5586
Scenario 1: Reference | SCE | Com | ComRefrig | Com - Grocery | Gas Energy (MMTherm/year) | Energy Efficiency | 0 | 0 | 0 | 0 | 0 | 0 | -0.02807 | -0.14177 | -0.1431 | -0.14446 | -0.14586 | -0.1473 | -0.14877
Scenario 1: Reference | SCE | Com | ComRefrig | Com - Health | Electric Demand (MW) | Energy Efficiency | 0 | 0 | 0 | 0 | 0.14803 | 0.14991 | 0.15185 | 0.15377 | 0.15569 | 0.15755 | 0.1879 | 0.1901 | 0.19238
Scenario 1: Reference | SCE | Com | ComRefrig | Com - Health | Electric Energy (GWh/year) | Energy Efficiency | 0 | 0 | 0 | 0 | 1.2958 | 1.3123 | 1.3292 | 1.3461 | 1.3629 | 1.3792 | 1.6447 | 1.6639 | 1.6839
Scenario 1: Reference | SCE | Com | ComRefrig | Com - Health | Gas Energy (MMTherm/year) | Energy Efficiency | 0 | 0 | 0 | 0 | -0.02004 | -0.0203 | -0.02056 | -0.02082 | -0.02108 | -0.02133 | -0.02646 | -0.02677 | -0.02709
Scenario 1: Reference | SCE | Com | ComRefrig | Com - Refrig. Warehouse | Electric Demand (MW) | Energy Efficiency | 0.005326 | 0.005298 | 0.00527 | 0.005243 | 0.005215 | 0.005188 | 0.006237 | 0.010672 | 0.010719 | 0.010767 | 0.010817 | 0.010869 | 0.010923
Scenario 1: Reference | SCE | Com | ComRefrig | Com - Refrig. Warehouse | Electric Energy (GWh/year) | Energy Efficiency | 0.038354 | 0.038154 | 0.037954 | 0.037756 | 0.037559 | 0.037363 | 0.045743 | 0.080553 | 0.08094 | 0.08134 | 0.08175 | 0.082176 | 0.082616
Scenario 1: Reference | SCE | Com | ComRefrig | Com - Refrig. Warehouse | Gas Energy (MMTherm/year) | Energy Efficiency | 0 | 0 | 0 | 0 | 0 | 0 | -2.6e-05 | -0.00013 | -0.00013 | -0.00014 | -0.00014 | -0.00014 | -0.00014
Scenario 1: Reference | SCE | Com | ComRefrig | Com - Restaurant | Electric Demand (MW) | Energy Efficiency | 0.24132 | 0.23921 | 0.23711 | 0.23502 | 0.23296 | 0.23092 | 0.27698 | 0.47404 | 0.47655 | 0.47916 | 0.48188 | 0.4847 | 0.48762
Scenario 1: Reference | SCE | Com | ComRefrig | Com - Restaurant | Electric Energy (GWh/year) | Energy Efficiency | 1.7379 | 1.7226 | 1.7075 | 1.6925 | 1.6777 | 1.6629 | 2.0317 | 3.579 | 3.6001 | 3.6219 | 3.6447 | 3.6681 | 3.6924
Scenario 1: Reference | SCE | Com | ComRefrig | Com - Restaurant | Gas Energy (MMTherm/year) | Energy Efficiency | 0 | 0 | 0 | 0 | 0 | 0 | -0.00117 | -0.00593 | -0.00603 | -0.00614 | -0.00626 | -0.00637 | -0.00649
Scenario 1: Reference | SCE | Com | ComRefrig | Com - Retail | Electric Demand (MW) | Energy Efficiency | 2.702 | 2.6797 | 2.6575 | 2.6355 | 2.6136 | 2.592 | 3.107 | 5.3038 | 5.3152 | 5.3274 | 5.3406 | 5.3546 | 5.3694
Scenario 1: Reference | SCE | Com | ComRefrig | Com - Retail | Electric Energy (GWh/year) | Energy Efficiency | 19.4588 | 19.2976 | 19.1378 | 18.9793 | 18.8221 | 18.6662 | 22.788 | 40.0357 | 40.1395 | 40.2498 | 40.3676 | 40.4912 | 40.6213
Scenario 1: Reference | SCE | Com | ComRefrig | Com - Retail | Gas Energy (MMTherm/year) | Energy Efficiency | 0 | 0 | 0 | 0 | 0 | 0 | -0.01307 | -0.06605 | -0.06683 | -0.06762 | -0.06844 | -0.06927 | -0.07011
Scenario 1: Reference | SCE | Com | ComRefrig | Com - School | Electric Demand (MW) | Energy Efficiency | 0.004931 | 0.004811 | 0.004695 | 0.004581 | 0.00447 | 0.004362 | 0.005161 | 0.008739 | 0.008701 | 0.008667 | 0.008637 | 0.00861 | 0.008587
Scenario 1: Reference | SCE | Com | ComRefrig | Com - School | Electric Energy (GWh/year) | Energy Efficiency | 0.03551 | 0.034649 | 0.03381 | 0.032991 | 0.032191 | 0.031412 | 0.037861 | 0.066001 | 0.065771 | 0.06557 | 0.065393 | 0.065246 | 0.065123
Scenario 1: Reference | SCE | Com | ComRefrig | Com - School | Gas Energy (MMTherm/year) | Energy Efficiency | 0 | 0 | 0 | 0 | 0 | 0 | -2.2e-05 | -0.00011 | -0.00011 | -0.00011 | -0.00011 | -0.00012 | -0.00012
Scenario 1: Reference | SCE | Com | FoodServ | Com - College | Electric Demand (MW) | Energy Efficiency | 0.008921 | 0.053475 | 0.05978 | 0.066366 | 0.072971 | 0.13938 | 0.14722 | 0.15517 | 0.16927 | 0.18904 | 0.19733 | 0.20614 | 0.21499
Scenario 1: Reference | SCE | Com | FoodServ | Com - College | Electric Demand (MW) | Fuel Substitution | -0.71594 | -0.71233 | -0.70875 | -0.70518 | -0.70163 | -0.6981 | -0.69459 | -0.69109 | -0.68761 | -0.68415 | -0.68071 | -0.67729 | -0.67388
Scenario 1: Reference | SCE | Com | FoodServ | Com - College | Electric Energy (GWh/year) | Energy Efficiency | 0.056066 | 0.30984 | 0.34116 | 0.37388 | 0.40669 | 0.69739 | 0.73591 | 0.775 | 0.84111 | 0.93263 | 0.97323 | 1.0165 | 1.0598
Scenario 1: Reference | SCE | Com | FoodServ | Com - College | Electric Energy (GWh/year) | Fuel Substitution | -7.6036 | -7.5653 | -7.5273 | -7.4894 | -7.4517 | -7.4142 | -7.3769 | -7.3397 | -7.3028 | -7.266 | -7.2295 | -7.1931 | -7.1569
Scenario 1: Reference | SCE | Com | FoodServ | Com - College | Gas Energy (MMTherm/year) | Energy Efficiency | 0.000621 | 0.004897 | 0.005572 | 0.006278 | 0.006986 | 0.007726 | 0.008494 | 0.009273 | 0.01006 | 0.010845 | 0.011635 | 0.012473 | 0.013314
Scenario 1: Reference | SCE | Com | FoodServ | Com - College | Gas Energy (MMTherm/year) | Fuel Substitution | 0.78999 | 0.78601 | 0.78206 | 0.77812 | 0.77421 | 0.77031 | 0.76643 | 0.76258 | 0.75874 | 0.75492 | 0.75112 | 0.74734 | 0.74358
Scenario 1: Reference | SCE | Com | FoodServ | Com - Grocery | Electric Demand (MW) | Energy Efficiency | 0.058745 | 0.46009 | 0.4914 | 0.5233 | 0.55619 | 1.1519 | 1.1908 | 1.2307 | 1.328 | 1.4784 | 1.5219 | 1.5659 | 1.6105
Scenario 1: Reference | SCE | Com | FoodServ | Com - Grocery | Electric Demand (MW) | Fuel Substitution | -5.2865 | -5.2386 | -5.1912 | -5.1441 | -5.0976 | -5.0514 | -5.0056 | -4.9603 | -4.9154 | -4.8709 | -4.8268 | -4.7831 | -4.7397
Scenario 1: Reference | SCE | Com | FoodServ | Com - Grocery | Electric Energy (GWh/year) | Energy Efficiency | 0.40698 | 2.714 | 2.8704 | 3.0299 | 3.1944 | 5.7846 | 5.9759 | 6.1723 | 6.6212 | 7.308 | 7.5215 | 7.7375 | 7.9561
Scenario 1: Reference | SCE | Com | FoodServ | Com - Grocery | Electric Energy (GWh/year) | Fuel Substitution | -95.5818 | -94.7162 | -93.8584 | -93.0084 | -92.1661 | -91.3314 | -90.5043 | -89.6846 | -88.8724 | -88.0676 | -87.27 | -86.4797 | -85.6965
Scenario 1: Reference | SCE | Com | FoodServ | Com - Grocery | Gas Energy (MMTherm/year) | Energy Efficiency | 0.003033 | 0.041218 | 0.044557 | 0.047957 | 0.051459 | 0.05504 | 0.058669 | 0.062381 | 0.066156 | 0.06997 | 0.073834 | 0.077734 | 0.08167
Scenario 1: Reference | SCE | Com | FoodServ | Com - Grocery | Gas Energy (MMTherm/year) | Fuel Substitution | 9.9342 | 9.8442 | 9.7551 | 9.6667 | 9.5792 | 9.4924 | 9.4065 | 9.3213 | 9.2369 | 9.1532 | 9.0703 | 8.9882 | 8.9068
Scenario 1: Reference | SCE | Com | FoodServ | Com - Health | Electric Demand (MW) | Energy Efficiency | 0.028012 | 0.1511 | 0.17255 | 0.19377 | 0.21529 | 0.34865 | 0.37208 | 0.39545 | 0.42836 | 0.46977 | 0.49218 | 0.51496 | 0.53839
Scenario 1: Reference | SCE | Com | FoodServ | Com - Health | Electric Demand (MW) | Fuel Substitution | -2.0017 | -1.995 | -1.9883 | -1.9816 | -1.975 | -1.9684 | -1.9618 | -1.9552 | -1.9486 | -1.9421 | -1.9356 | -1.9291 | -1.9226
Scenario 1: Reference | SCE | Com | FoodServ | Com - Health | Electric Energy (GWh/year) | Energy Efficiency | 0.17094 | 0.86903 | 0.97567 | 1.0812 | 1.1882 | 1.7772 | 1.8927 | 2.008 | 2.1651 | 2.36 | 2.4703 | 2.5825 | 2.6978
Scenario 1: Reference | SCE | Com | FoodServ | Com - Health | Electric Energy (GWh/year) | Fuel Substitution | -25.1424 | -25.0581 | -24.974 | -24.8902 | -24.8066 | -24.7234 | -24.6404 | -24.5577 | -24.4753 | -24.3932 | -24.3113 | -24.2297 | -24.1484
Scenario 1: Reference | SCE | Com | FoodServ | Com - Health | Gas Energy (MMTherm/year) | Energy Efficiency | 0.002094 | 0.011401 | 0.013665 | 0.015905 | 0.018177 | 0.020452 | 0.022771 | 0.025083 | 0.027386 | 0.029634 | 0.031819 | 0.034039 | 0.036321
Scenario 1: Reference | SCE | Com | FoodServ | Com - Health | Gas Energy (MMTherm/year) | Fuel Substitution | 2.6817 | 2.6727 | 2.6637 | 2.6548 | 2.6459 | 2.637 | 2.6281 | 2.6193 | 2.6105 | 2.6018 | 2.593 | 2.5843 | 2.5757
Scenario 1: Reference | SCE | Com | FoodServ | Com - Lodging | Electric Demand (MW) | Energy Efficiency | 0.076785 | 0.35013 | 0.3711 | 0.39219 | 0.41365 | 0.52261 | 0.54624 | 0.57018 | 0.5978 | 0.62877 | 0.65323 | 0.67776 | 0.70236
Scenario 1: Reference | SCE | Com | FoodServ | Com - Lodging | Electric Demand (MW) | Fuel Substitution | -1.749 | -1.7348 | -1.7207 | -1.7067 | -1.6928 | -1.6791 | -1.6655 | -1.6519 | -1.6385 | -1.6252 | -1.612 | -1.5989 | -1.5859
Scenario 1: Reference | SCE | Com | FoodServ | Com - Lodging | Electric Energy (GWh/year) | Energy Efficiency | 0.61287 | 2.191 | 2.3012 | 2.412 | 2.5249 | 3.0151 | 3.1381 | 3.2627 | 3.4035 | 3.5595 | 3.6866 | 3.8142 | 3.9422
Scenario 1: Reference | SCE | Com | FoodServ | Com - Lodging | Electric Energy (GWh/year) | Fuel Substitution | -21.6824 | -21.5063 | -21.3317 | -21.1585 | -20.9866 | -20.8162 | -20.6472 | -20.4795 | -20.3132 | -20.1482 | -19.9846 | -19.8223 | -19.6613
Scenario 1: Reference | SCE | Com | FoodServ | Com - Lodging | Gas Energy (MMTherm/year) | Energy Efficiency | 0.001698 | 0.015607 | 0.017529 | 0.019461 | 0.021423 | 0.023413 | 0.025428 | 0.027465 | 0.029513 | 0.031565 | 0.033624 | 0.035688 | 0.037755
Scenario 1: Reference | SCE | Com | FoodServ | Com - Lodging | Gas Energy (MMTherm/year) | Fuel Substitution | 2.2478 | 2.2295 | 2.2114 | 2.1935 | 2.1756 | 2.158 | 2.1404 | 2.1231 | 2.1058 | 2.0887 | 2.0718 | 2.0549 | 2.0383
Scenario 1: Reference | SCE | Com | FoodServ | Com - Office (Large) | Electric Demand (MW) | Energy Efficiency | 0.011338 | 0.011451 | 0.011565 | 0.011681 | 0.011805 | 0.011934 | 0.012068 | 0.012206 | 0.012344 | 0.012482 | 0.012622 | 0.012761 | 0.012901
Scenario 1: Reference | SCE | Com | FoodServ | Com - Office (Large) | Electric Energy (GWh/year) | Energy Efficiency | 0.099445 | 0.10044 | 0.10144 | 0.10246 | 0.10354 | 0.10468 | 0.10585 | 0.10706 | 0.10827 | 0.10948 | 0.11071 | 0.11193 | 0.11316
Scenario 1: Reference | SCE | Com | FoodServ | Com - Office (Small) | Electric Demand (MW) | Energy Efficiency | 0.00429 | 0.004328 | 0.004367 | 0.004407 | 0.003577 | 0.004488 | 0.00453 | 0.004572 | 0.004615 | 0.004658 | 0.004702 | 0.004746 | 0.00479
Scenario 1: Reference | SCE | Com | FoodServ | Com - Office (Small) | Electric Energy (GWh/year) | Energy Efficiency | 0.03763 | 0.037965 | 0.038305 | 0.03865 | 0.031373 | 0.039365 | 0.03973 | 0.040101 | 0.040477 | 0.040857 | 0.04124 | 0.041626 | 0.042016
Scenario 1: Reference | SCE | Com | FoodServ | Com - Other | Electric Demand (MW) | Energy Efficiency | 0.02707 | 1.7366 | 1.7825 | 1.8297 | 1.8781 | 2.7947 | 2.8566 | 2.92 | 3.0378 | 3.207 | 3.2761 | 3.3465 | 3.4183
Scenario 1: Reference | SCE | Com | FoodServ | Com - Other | Electric Demand (MW) | Fuel Substitution | -19.0948 | -18.9642 | -18.8344 | -18.7055 | -18.5776 | -18.4504 | -18.3242 | -18.1988 | -18.0743 | -17.9506 | -17.8278 | -17.7058 | -17.5847
Scenario 1: Reference | SCE | Com | FoodServ | Com - Other | Electric Energy (GWh/year) | Energy Efficiency | 0.1326 | 10.0447 | 10.2858 | 10.5335 | 10.788 | 14.7845 | 15.1002 | 15.4234 | 15.9859 | 16.7797 | 17.1308 | 17.4884 | 17.8532
Scenario 1: Reference | SCE | Com | FoodServ | Com - Other | Electric Energy (GWh/year) | Fuel Substitution | -111.797 | -111.032 | -110.272 | -109.518 | -108.768 | -108.024 | -107.285 | -106.551 | -105.822 | -105.098 | -104.379 | -103.665 | -102.955
Scenario 1: Reference | SCE | Com | FoodServ | Com - Other | Gas Energy (MMTherm/year) | Energy Efficiency | 0.002936 | 0.14006 | 0.14453 | 0.14913 | 0.15383 | 0.15865 | 0.16361 | 0.16867 | 0.1738 | 0.17902 | 0.18434 | 0.18975 | 0.19525
Scenario 1: Reference | SCE | Com | FoodServ | Com - Other | Gas Energy (MMTherm/year) | Fuel Substitution | 10.7383 | 10.6648 | 10.5919 | 10.5194 | 10.4474 | 10.3759 | 10.3049 | 10.2344 | 10.1644 | 10.0949 | 10.0258 | 9.9572 | 9.8891
Scenario 1: Reference | SCE | Com | FoodServ | Com - Restaurant | Electric Demand (MW) | Energy Efficiency | 0.31388 | 2.9652 | 3.1209 | 3.2819 | 3.4492 | 4.6973 | 4.8889 | 5.0842 | 5.3699 | 5.7398 | 5.949 | 6.1607 | 6.375
Scenario 1: Reference | SCE | Com | FoodServ | Com - Restaurant | Electric Demand (MW) | Fuel Substitution | -37.4261 | -37.0975 | -36.7718 | -36.449 | -36.129 | -35.8118 | -35.4974 | -35.1857 | -34.8768 | -34.5706 | -34.267 | -33.9662 | -33.668
Scenario 1: Reference | SCE | Com | FoodServ | Com - Restaurant | Electric Energy (GWh/year) | Energy Efficiency | 2.3221 | 17.6263 | 18.4325 | 19.2671 | 20.1348 | 25.6632 | 26.6415 | 27.6397 | 29.0372 | 30.8134 | 31.8801 | 32.9591 | 34.0521
Scenario 1: Reference | SCE | Com | FoodServ | Com - Restaurant | Electric Energy (GWh/year) | Fuel Substitution | -361.443 | -358.27 | -355.124 | -352.006 | -348.916 | -345.852 | -342.816 | -339.806 | -336.823 | -333.866 | -330.934 | -328.029 | -325.149
Scenario 1: Reference | SCE | Com | FoodServ | Com - Restaurant | Gas Energy (MMTherm/year) | Energy Efficiency | 0.012072 | 0.34318 | 0.36038 | 0.37817 | 0.39666 | 0.41553 | 0.43468 | 0.45419 | 0.47403 | 0.49412 | 0.5145 | 0.5351 | 0.55595
Scenario 1: Reference | SCE | Com | FoodServ | Com - Restaurant | Gas Energy (MMTherm/year) | Fuel Substitution | 36.3096 | 35.9909 | 35.6749 | 35.3616 | 35.0512 | 34.7434 | 34.4384 | 34.136 | 33.8363 | 33.5393 | 33.2448 | 32.9529 | 32.6636
Scenario 1: Reference | SCE | Com | FoodServ | Com - Retail | Electric Demand (MW) | Energy Efficiency | 0.025883 | 0.035158 | 0.044498 | 0.053977 | 0.063678 | 0.073543 | 0.083522 | 0.093675 | 0.10395 | 0.11432 | 0.1248 | 0.13537 | 0.14603
Scenario 1: Reference | SCE | Com | FoodServ | Com - Retail | Electric Energy (GWh/year) | Energy Efficiency | 0.19223 | 0.23825 | 0.2846 | 0.33165 | 0.37982 | 0.42881 | 0.47838 | 0.52883 | 0.5799 | 0.63144 | 0.68356 | 0.73609 | 0.78908
Scenario 1: Reference | SCE | Com | FoodServ | Com - Retail | Gas Energy (MMTherm/year) | Energy Efficiency | 0.000974 | 0.001964 | 0.00296 | 0.003971 | 0.005006 | 0.006057 | 0.00712 | 0.008201 | 0.009295 | 0.010399 | 0.011515 | 0.012639 | 0.013773
Scenario 1: Reference | SCE | Com | FoodServ | Com - School | Electric Demand (MW) | Energy Efficiency | 0.04573 | 0.313 | 0.33944 | 0.36572 | 0.3917 | 0.6567 | 0.68524 | 0.71366 | 0.74642 | 0.78314 | 0.81158 | 0.84013 | 0.86856
Scenario 1: Reference | SCE | Com | FoodServ | Com - School | Electric Demand (MW) | Fuel Substitution | -0.81179 | -0.79213 | -0.77293 | -0.75421 | -0.73594 | -0.71811 | -0.70071 | -0.68373 | -0.66717 | -0.651 | -0.63523 | -0.61984 | -0.60482
Scenario 1: Reference | SCE | Com | FoodServ | Com - School | Electric Energy (GWh/year) | Energy Efficiency | 0.30805 | 1.8418 | 1.9747 | 2.1068 | 2.2375 | 3.398 | 3.5396 | 3.6805 | 3.8406 | 4.0184 | 4.1595 | 4.3011 | 4.4422
Scenario 1: Reference | SCE | Com | FoodServ | Com - School | Electric Energy (GWh/year) | Fuel Substitution | -9.956 | -9.7148 | -9.4794 | -9.2498 | -9.0257 | -8.807 | -8.5936 | -8.3854 | -8.1823 | -7.984 | -7.7906 | -7.6019 | -7.4177
Scenario 1: Reference | SCE | Com | FoodServ | Com - School | Gas Energy (MMTherm/year) | Energy Efficiency | 0.002606 | 0.012744 | 0.015381 | 0.017996 | 0.020577 | 0.023138 | 0.025662 | 0.028164 | 0.030649 | 0.033119 | 0.035569 | 0.038011 | 0.040433
Scenario 1: Reference | SCE | Com | FoodServ | Com - School | Gas Energy (MMTherm/year) | Fuel Substitution | 1.0447 | 1.0194 | 0.99473 | 0.97063 | 0.94711 | 0.92417 | 0.90177 | 0.87993 | 0.85861 | 0.83781 | 0.81751 | 0.7977 | 0.77838
Scenario 1: Reference | SCE | Com | HVAC | Com - College | Electric Demand (MW) | Energy Efficiency | 0.16437 | 0.19321 | 0.2231 | 0.25431 | 0.28561 | 0.31833 | 0.35229 | 0.38673 | 0.42148 | 0.4562 | 0.4911 | 0.52815 | 0.5653
Scenario 1: Reference | SCE | Com | HVAC | Com - College | Electric Energy (GWh/year) | Energy Efficiency | 0.51394 | 0.55126 | 0.59 | 0.63052 | 0.67117 | 0.71374 | 0.75799 | 0.80288 | 0.84822 | 0.8935 | 0.93904 | 0.98747 | 1.0361
Scenario 1: Reference | SCE | Com | HVAC | Com - College | Electric Energy (GWh/year) | Fuel Substitution | 0.30422 | 0.30268 | 0.30116 | 0.29965 | 0.29814 | 0 | 0 | 0 | 0 | 0 | 0 | 0 | 0
Scenario 1: Reference | SCE | Com | HVAC | Com - College | Gas Energy (MMTherm/year) | Energy Efficiency | 0.001961 | 0.003919 | 0.005948 | 0.008063 | 0.010185 | 0.012401 | 0.014698 | 0.017027 | 0.019377 | 0.021725 | 0.024084 | 0.026585 | 0.029093
Scenario 1: Reference | SCE | Com | HVAC | Com - College | Gas Energy (MMTherm/year) | Fuel Substitution | 0.023321 | 0.023204 | 0.023087 | 0.022971 | 0.022855 | 0 | 0 | 0 | 0 | 0 | 0 | 0 | 0
Scenario 1: Reference | SCE | Com | HVAC | Com - Grocery | Electric Demand (MW) | Energy Efficiency | 5.9265 | 7.0855 | 7.1321 | 7.1811 | 7.2335 | 7.2888 | 7.346 | 7.4061 | 7.4612 | 7.5252 | 7.5912 | 7.6587 | 7.7277
Scenario 1: Reference | SCE | Com | HVAC | Com - Grocery | Electric Demand (MW) | Fuel Substitution | 0 | 0 | 0 | 0 | 0 | 0.25546 | 0.25315 | 0.25086 | 0.24859 | 0.24634 | 0.2441 | 0.24189 | 0.2397
Scenario 1: Reference | SCE | Com | HVAC | Com - Grocery | Electric Energy (GWh/year) | Energy Efficiency | 23.8199 | 29.1141 | 29.3058 | 29.5069 | 29.7226 | 29.9497 | 30.1848 | 30.4319 | 30.6823 | 30.9456 | 31.217 | 31.4946 | 31.7784
Scenario 1: Reference | SCE | Com | HVAC | Com - Grocery | Electric Energy (GWh/year) | Fuel Substitution | -10.7709 | -10.6733 | -10.5766 | -10.4809 | -10.3859 | 1.9805 | 1.9626 | 1.9448 | 1.9272 | 1.9098 | 1.8925 | 1.8753 | 1.8583
Scenario 1: Reference | SCE | Com | HVAC | Com - Grocery | Gas Energy (MMTherm/year) | Energy Efficiency | 0.080511 | 0.077529 | 0.078038 | 0.078572 | 0.079144 | 0.079747 | 0.080371 | 0.081026 | 0.081708 | 0.082407 | 0.083127 | 0.083864 | 0.084617
Scenario 1: Reference | SCE | Com | HVAC | Com - Grocery | Gas Energy (MMTherm/year) | Fuel Substitution | 1.7274 | 1.7117 | 1.6962 | 1.6809 | 1.6657 | 3.95e-06 | 3.92e-06 | 3.88e-06 | 3.85e-06 | 3.81e-06 | 3.78e-06 | 3.74e-06 | 3.71e-06
Scenario 1: Reference | SCE | Com | HVAC | Com - Health | Electric Demand (MW) | Energy Efficiency | 0.3106 | 0.31434 | 3.7001 | 3.7459 | 4.4174 | 4.6314 | 5.3103 | 5.3636 | 0.67022 | 0.67361 | 0.6769 | 0.68025 | 0.68372
Scenario 1: Reference | SCE | Com | HVAC | Com - Health | Electric Demand (MW) | Fuel Substitution | 0 | 0 | 0 | 0 | 0 | 0.19918 | 0.19851 | 0.19784 | 0.19718 | 0.19652 | 0.19586 | 0.1952 | 0.19455
Scenario 1: Reference | SCE | Com | HVAC | Com - Health | Electric Energy (GWh/year) | Energy Efficiency | 2.002 | 2.0261 | 17.1533 | 17.3651 | 20.9517 | 22.4398 | 27.5213 | 27.766 | 3.6682 | 3.6905 | 3.7121 | 3.7341 | 3.7569
Scenario 1: Reference | SCE | Com | HVAC | Com - Health | Electric Energy (GWh/year) | Fuel Substitution | -0.70694 | -0.70457 | -0.7022 | -0.69985 | -0.6975 | 1.586 | 1.5806 | 1.5753 | 1.5701 | 1.5648 | 1.5595 | 1.5543 | 1.5491
Scenario 1: Reference | SCE | Com | HVAC | Com - Health | Gas Energy (MMTherm/year) | Energy Efficiency | 0.011135 | 0.011269 | 0.15728 | 0.15923 | 0.19117 | 0.19212 | 0.18579 | 0.18824 | 0.017315 | 0.017315 | 0.017315 | 0.017315 | 0.017315
Scenario 1: Reference | SCE | Com | HVAC | Com - Health | Gas Energy (MMTherm/year) | Fuel Substitution | 0.35637 | 0.35518 | 0.35398 | 0.3528 | 0.35161 | 0 | 0 | 0 | 0 | 0 | 0 | 0 | 0
Scenario 1: Reference | SCE | Com | HVAC | Com - Lodging | Electric Demand (MW) | Energy Efficiency | 3.0154 | 3.0619 | 3.1094 | 3.6969 | 3.8143 | 3.8716 | 3.9298 | 3.9891 | 0.7544 | 0.75666 | 0.75893 | 0.76122 | 0.76353
Scenario 1: Reference | SCE | Com | HVAC | Com - Lodging | Electric Demand (MW) | Fuel Substitution | 0 | 0 | 0 | 0 | 0 | 0.10246 | 0.10162 | 0.1008 | 0.09998 | 0.099168 | 0.098363 | 0.097564 | 0.096772
Scenario 1: Reference | SCE | Com | HVAC | Com - Lodging | Electric Energy (GWh/year) | Energy Efficiency | 10.9328 | 11.1014 | 11.2736 | 13.6049 | 13.9259 | 14.1154 | 14.308 | 14.5046 | 2.9407 | 2.9543 | 2.968 | 2.9818 | 2.9957
Scenario 1: Reference | SCE | Com | HVAC | Com - Lodging | Electric Energy (GWh/year) | Fuel Substitution | -1.3255 | -1.3147 | -1.304 | -1.2934 | -1.2829 | 0.67019 | 0.66475 | 0.65935 | 0.65383 | 0.64852 | 0.64325 | 0.63803 | 0.63285
Scenario 1: Reference | SCE | Com | HVAC | Com - Lodging | Gas Energy (MMTherm/year) | Energy Efficiency | 0.12731 | 0.12928 | 0.13128 | 0.12789 | 0.13001 | 0.13218 | 0.13439 | 0.13665 | 0.024434 | 0.024434 | 0.024434 | 0.024434 | 0.024434
Scenario 1: Reference | SCE | Com | HVAC | Com - Lodging | Gas Energy (MMTherm/year) | Fuel Substitution | 0.26586 | 0.2637 | 0.26155 | 0.25943 | 0.25732 | 2.63e-07 | 2.61e-07 | 2.59e-07 | 2.57e-07 | 2.55e-07 | 2.53e-07 | 2.5e-07 | 2.48e-07
Scenario 1: Reference | SCE | Com | HVAC | Com - Office (Large) | Electric Demand (MW) | Energy Efficiency | 0.15129 | 0.15281 | 0.15433 | 0.15588 | 0.15752 | 0.15926 | 0.16104 | 0.16288 | 0.16473 | 0.16657 | 0.16843 | 0.17029 | 0.17216
Scenario 1: Reference | SCE | Com | HVAC | Com - Office (Large) | Electric Energy (GWh/year) | Energy Efficiency | 0.36662 | 0.37029 | 0.37398 | 0.37773 | 0.38171 | 0.38591 | 0.39023 | 0.39469 | 0.39917 | 0.40363 | 0.40814 | 0.41264 | 0.41718
Scenario 1: Reference | SCE | Com | HVAC | Com - Office (Large) | Electric Energy (GWh/year) | Fuel Substitution | -0.00895 | -0.00866 | -0.00839 | -0.00812 | -0.00786 | 0 | 0 | 0 | 0 | 0 | 0 | 0 | 0
Scenario 1: Reference | SCE | Com | HVAC | Com - Office (Large) | Gas Energy (MMTherm/year) | Fuel Substitution | 0.001263 | 0.001222 | 0.001183 | 0.001145 | 0.001108 | 0 | 0 | 0 | 0 | 0 | 0 | 0 | 0
Scenario 1: Reference | SCE | Com | HVAC | Com - Office (Small) | Electric Demand (MW) | Energy Efficiency | 0.1692 | 0.20127 | 0.23341 | 0.26564 | 0.23887 | 0.62553 | 0.65516 | 0.68494 | 0.71481 | 0.7447 | 0.77466 | 0.80465 | 0.83467
Scenario 1: Reference | SCE | Com | HVAC | Com - Office (Small) | Electric Energy (GWh/year) | Energy Efficiency | 0.34171 | 0.38957 | 0.43756 | 0.48568 | 0.42833 | 1.0153 | 1.0596 | 1.1042 | 1.149 | 1.1937 | 1.2386 | 1.2836 | 1.3286
Scenario 1: Reference | SCE | Com | HVAC | Com - Office (Small) | Electric Energy (GWh/year) | Fuel Substitution | 0.11624 | 0.11504 | 0.11386 | 0.11269 | 0.11419 | 0 | 0 | 0 | 0 | 0 | 0 | 0 | 0
Scenario 1: Reference | SCE | Com | HVAC | Com - Office (Small) | Gas Energy (MMTherm/year) | Energy Efficiency | 0.001957 | 0.003918 | 0.005882 | 0.00785 | 0.00785 | 0.030563 | 0.032361 | 0.034167 | 0.035979 | 0.037791 | 0.039606 | 0.041422 | 0.043239
Scenario 1: Reference | SCE | Com | HVAC | Com - Office (Small) | Gas Energy (MMTherm/year) | Fuel Substitution | 0.014433 | 0.014285 | 0.014137 | 0.013992 | 0.013515 | 0 | 0 | 0 | 0 | 0 | 0 | 0 | 0
Scenario 1: Reference | SCE | Com | HVAC | Com - Other | Electric Demand (MW) | Energy Efficiency | 1.1679 | 1.9024 | 2.6704 | 3.4371 | 4.234 | 5.0312 | 5.8476 | 6.6779 | 7.2288 | 8.0793 | 8.9429 | 9.8176 | 10.7054
Scenario 1: Reference | SCE | Com | HVAC | Com - Other | Electric Demand (MW) | Fuel Substitution | 0 | 0 | 0 | 0 | 0 | 0.001589 | 0.001578 | 0.001568 | 0.001557 | 0.001546 | 0.001536 | 0.001525 | 0.001515
Scenario 1: Reference | SCE | Com | HVAC | Com - Other | Electric Energy (GWh/year) | Energy Efficiency | 4.6885 | 5.7207 | 6.7963 | 7.8749 | 9.0473 | 10.1706 | 11.3215 | 12.4924 | 10.5891 | 11.805 | 13.0395 | 14.2901 | 15.5593
Scenario 1: Reference | SCE | Com | HVAC | Com - Other | Electric Energy (GWh/year) | Fuel Substitution | -6.9134 | -6.3659 | -6.3223 | -6.279 | -6.1571 | 0.011815 | 0.011734 | 0.011654 | 0.011574 | 0.011495 | 0.011416 | 0.011338 | 0.011261
Scenario 1: Reference | SCE | Com | HVAC | Com - Other | Gas Energy (MMTherm/year) | Energy Efficiency | 0.42804 | 0.48329 | 0.53988 | 0.59767 | 0.65667 | 0.71687 | 0.77859 | 0.8414 | 0.55283 | 0.61929 | 0.68675 | 0.75509 | 0.82445
Scenario 1: Reference | SCE | Com | HVAC | Com - Other | Gas Energy (MMTherm/year) | Fuel Substitution | 1.612 | 1.6009 | 1.59 | 1.5791 | 1.5683 | 0 | 0 | 0 | 0 | 0 | 0 | 0 | 0
Scenario 1: Reference | SCE | Com | HVAC | Com - Restaurant | Electric Demand (MW) | Energy Efficiency | 0.095709 | 0.14656 | 0.19875 | 0.25245 | 0.30793 | 0.36437 | 0.42145 | 0.47945 | 0.53826 | 0.59768 | 0.6578 | 0.71844 | 0.77968
Scenario 1: Reference | SCE | Com | HVAC | Com - Restaurant | Electric Demand (MW) | Fuel Substitution | 0 | 0 | 0 | 0 | 0 | 0.000217 | 0.000215 | 0.000213 | 0.000211 | 0.000209 | 0.000207 | 0.000206 | 0.000204
Scenario 1: Reference | SCE | Com | HVAC | Com - Restaurant | Electric Energy (GWh/year) | Energy Efficiency | 0.17318 | 0.21073 | 0.2493 | 0.28901 | 0.33008 | 0.37188 | 0.41418 | 0.45717 | 0.50079 | 0.54488 | 0.58949 | 0.63451 | 0.68
Scenario 1: Reference | SCE | Com | HVAC | Com - Restaurant | Electric Energy (GWh/year) | Fuel Substitution | 0.44595 | 0.44203 | 0.43815 | 0.4343 | 0.43049 | 0.001771 | 0.001755 | 0.00174 | 0.001724 | 0.001709 | 0.001694 | 0.001679 | 0.001665
Scenario 1: Reference | SCE | Com | HVAC | Com - Restaurant | Gas Energy (MMTherm/year) | Energy Efficiency | 0.003683 | 0.007457 | 0.011329 | 0.015313 | 0.019427 | 0.023611 | 0.027843 | 0.032141 | 0.0365 | 0.040903 | 0.045357 | 0.049849 | 0.054386
Scenario 1: Reference | SCE | Com | HVAC | Com - Restaurant | Gas Energy (MMTherm/year) | Fuel Substitution | 0.027662 | 0.02742 | 0.027179 | 0.02694 | 0.026704 | 0 | 0 | 0 | 0 | 0 | 0 | 0 | 0
Scenario 1: Reference | SCE | Com | HVAC | Com - Retail | Electric Demand (MW) | Energy Efficiency | 13.6864 | 13.9323 | 15.9667 | 16.3791 | 16.6632 | 16.9551 | 17.2526 | 17.5582 | 3.4158 | 3.5581 | 3.702 | 3.847 | 3.9932
Scenario 1: Reference | SCE | Com | HVAC | Com - Retail | Electric Demand (MW) | Fuel Substitution | 0 | 0 | 0 | 0 | 0 | 0.4258 | 0.42227 | 0.41878 | 0.060897 | 0.060393 | 0.059892 | 0.059396 | 0.000635
Scenario 1: Reference | SCE | Com | HVAC | Com - Retail | Electric Energy (GWh/year) | Energy Efficiency | 36.474 | 36.8972 | 41.3128 | 42.1001 | 42.606 | 43.1285 | 43.7418 | 44.3737 | 7.1181 | 7.2499 | 7.3833 | 7.5178 | 7.6534
Scenario 1: Reference | SCE | Com | HVAC | Com - Retail | Electric Energy (GWh/year) | Fuel Substitution | 1.4734 | 1.4612 | 1.4491 | 1.4371 | 1.4218 | 2.0743 | 2.0571 | 2.0401 | 0.17521 | 0.17375 | 0.17231 | 0.17089 | 0.004315
Scenario 1: Reference | SCE | Com | HVAC | Com - Retail | Gas Energy (MMTherm/year) | Energy Efficiency | 0.23714 | 0.24216 | 0.24724 | 0.25244 | 0.25781 | 0.26333 | 0.26893 | 0.27468 | 0.061239 | 0.065127 | 0.069058 | 0.073019 | 0.077012
Scenario 1: Reference | SCE | Com | HVAC | Com - Retail | Gas Energy (MMTherm/year) | Fuel Substitution | 0.062945 | 0.062423 | 0.061906 | 0.061394 | 0.06074 | 0 | 0 | 0 | 0 | 0 | 0 | 0 | 0
Scenario 1: Reference | SCE | Com | HVAC | Com - School | Electric Demand (MW) | Energy Efficiency | 0.15902 | 0.2642 | 0.36859 | 0.47198 | 1.1175 | 1.3461 | 1.4295 | 1.5195 | 0.97126 | 1.0685 | 1.1649 | 1.2609 | 1.356
Scenario 1: Reference | SCE | Com | HVAC | Com - School | Electric Energy (GWh/year) | Energy Efficiency | 0.18255 | 0.26812 | 0.35307 | 0.43724 | 3.7603 | 4.4925 | 4.4794 | 4.508 | 0.84385 | 0.92311 | 1.0016 | 1.0799 | 1.1575
Scenario 1: Reference | SCE | Com | HVAC | Com - School | Electric Energy (GWh/year) | Fuel Substitution | -0.00889 | -0.00867 | -0.00846 | -0.00826 | 0.19305 | 0 | 0 | 0 | 0 | 0 | 0 | 0 | 0
Scenario 1: Reference | SCE | Com | HVAC | Com - School | Gas Energy (MMTherm/year) | Energy Efficiency | 0.006247 | 0.012419 | 0.018544 | 0.02461 | 0.025477 | 0.030544 | 0.036531 | 0.041984 | 0.053887 | 0.059587 | 0.065233 | 0.070857 | 0.076428
Scenario 1: Reference | SCE | Com | HVAC | Com - School | Gas Energy (MMTherm/year) | Fuel Substitution | 0.037377 | 0.036471 | 0.035588 | 0.034726 | 0.033884 | 0 | 0 | 0 | 0 | 0 | 0 | 0 | 0
Scenario 1: Reference | SCE | Com | HVAC | Com - Warehouse | Electric Demand (MW) | Energy Efficiency | 0.03083 | 0.031028 | 0.031237 | 0.031463 | 0.033562 | 0.033846 | 0.034145 | 0.034462 | 0.02415 | 0.024377 | 0.024613 | 0.024854 | 0.025103
Scenario 1: Reference | SCE | Com | HVAC | Com - Warehouse | Electric Demand (MW) | Fuel Substitution | 0 | 0 | 0 | 0 | 0 | 8.71e-05 | 8.68e-05 | 8.64e-05 | 0 | 0 | 0 | 0 | 0
Scenario 1: Reference | SCE | Com | HVAC | Com - Warehouse | Electric Energy (GWh/year) | Energy Efficiency | 0.11477 | 0.1155 | 0.11628 | 0.11712 | 0.13271 | 0.13384 | 0.13502 | 0.13628 | 0.077554 | 0.078262 | 0.078996 | 0.079749 | 0.080527
Scenario 1: Reference | SCE | Com | HVAC | Com - Warehouse | Electric Energy (GWh/year) | Fuel Substitution | -1.6305 | -1.624 | -1.6176 | -1.6111 | -1.6047 | 0.001205 | 0.001201 | 0.001196 | 0 | 0 | 0 | 0 | 0
Scenario 1: Reference | SCE | Com | HVAC | Com - Warehouse | Gas Energy (MMTherm/year) | Energy Efficiency | 0.003553 | 0.003576 | 0.0036 | 0.003626 | 0.003655 | 0.003686 | 0.003719 | 0.003753 | 0.000332 | 0.000332 | 0.000332 | 0.000332 | 0.000332
Scenario 1: Reference | SCE | Com | HVAC | Com - Warehouse | Gas Energy (MMTherm/year) | Fuel Substitution | 0.30618 | 0.30496 | 0.30375 | 0.30254 | 0.30133 | 0 | 0 | 0 | 0 | 0 | 0 | 0 | 0
Scenario 1: Reference | SCE | Com | Lighting | Com - College | Electric Demand (MW) | Energy Efficiency | 0 | 0.36886 | 0.37218 | 0.37574 | 0.37932 | 0.38314 | 0.38719 | 0.39132 | 0.39551 | 0.39971 | 0.40394 | 0.40855 | 0.41318
Scenario 1: Reference | SCE | Com | Lighting | Com - College | Electric Energy (GWh/year) | Energy Efficiency | 0 | 1.3862 | 1.3986 | 1.412 | 1.4254 | 1.4398 | 1.455 | 1.4705 | 1.4863 | 1.5021 | 1.518 | 1.5353 | 1.5527
Scenario 1: Reference | SCE | Com | Lighting | Com - College | Gas Energy (MMTherm/year) | Energy Efficiency | 0 | -0.00768 | -0.00775 | -0.00782 | -0.0079 | -0.00798 | -0.00806 | -0.00815 | -0.00823 | -0.00832 | -0.00841 | -0.0085 | -0.0086
Scenario 1: Reference | SCE | Com | Lighting | Com - Grocery | Electric Demand (MW) | Energy Efficiency | 0.61674 | 0.6207 | 0.62478 | 0.62905 | 0.63364 | 0.63847 | 0.64346 | 0.64872 | 0.65418 | 0.65978 | 0.66555 | 0.67145 | 0.67749
Scenario 1: Reference | SCE | Com | Lighting | Com - Grocery | Electric Energy (GWh/year) | Energy Efficiency | 3.4513 | 3.4735 | 3.4963 | 3.5202 | 3.5458 | 3.5729 | 3.6008 | 3.6303 | 3.6608 | 3.6921 | 3.7244 | 3.7575 | 3.7912
Scenario 1: Reference | SCE | Com | Lighting | Com - Grocery | Gas Energy (MMTherm/year) | Energy Efficiency | -0.03655 | -0.03679 | -0.03703 | -0.03728 | -0.03756 | -0.03784 | -0.03814 | -0.03845 | -0.03877 | -0.03911 | -0.03945 | -0.0398 | -0.04016
Scenario 1: Reference | SCE | Com | Lighting | Com - Health | Electric Demand (MW) | Energy Efficiency | 0.61875 | 0.6262 | 0.63392 | 0.64154 | 0.64929 | 0.65708 | 0.66505 | 0.673 | 0.68092 | 0.68861 | 0.69604 | 0.70362 | 0.71147
Scenario 1: Reference | SCE | Com | Lighting | Com - Health | Electric Energy (GWh/year) | Energy Efficiency | 3.6256 | 3.6692 | 3.7144 | 3.7591 | 3.8045 | 3.8501 | 3.8969 | 3.9434 | 3.9898 | 4.0349 | 4.0784 | 4.1229 | 4.1689
Scenario 1: Reference | SCE | Com | Lighting | Com - Health | Gas Energy (MMTherm/year) | Energy Efficiency | -0.02373 | -0.02402 | -0.02432 | -0.02461 | -0.02491 | -0.0252 | -0.02551 | -0.02581 | -0.02612 | -0.02641 | -0.0267 | -0.02699 | -0.02729
Scenario 1: Reference | SCE | Com | Lighting | Com - Office (Large) | Electric Demand (MW) | Energy Efficiency | 0 | 0.5222 | 0.52761 | 0.53314 | 0.539 | 0.54517 | 0.55152 | 0.55808 | 0.56468 | 0.57124 | 0.57787 | 0.5845 | 0.59118
Scenario 1: Reference | SCE | Com | Lighting | Com - Office (Large) | Electric Energy (GWh/year) | Energy Efficiency | 0 | 3.6291 | 3.6667 | 3.7051 | 3.7458 | 3.7887 | 3.8328 | 3.8784 | 3.9243 | 3.9699 | 4.016 | 4.062 | 4.1084
Scenario 1: Reference | SCE | Com | Lighting | Com - Office (Large) | Gas Energy (MMTherm/year) | Energy Efficiency | 0 | -0.0086 | -0.00869 | -0.00878 | -0.00888 | -0.00898 | -0.00908 | -0.00919 | -0.0093 | -0.00941 | -0.00952 | -0.00963 | -0.00974
Scenario 1: Reference | SCE | Com | Lighting | Com - Refrig. Warehouse | Electric Demand (MW) | Energy Efficiency | 0.00726 | 0.007341 | 0.007419 | 0.007495 | 0.007569 | 0.007645 | 0.007721 | 0.007799 | 0.007878 | 0.007959 | 0.008041 | 0.008125 | 0.008212
Scenario 1: Reference | SCE | Com | Lighting | Com - Refrig. Warehouse | Electric Energy (GWh/year) | Energy Efficiency | 0.069132 | 0.069895 | 0.070645 | 0.071363 | 0.072074 | 0.07279 | 0.07352 | 0.074258 | 0.075013 | 0.075784 | 0.076566 | 0.077369 | 0.078188
Scenario 1: Reference | SCE | Com | Lighting | Com - Restaurant | Electric Demand (MW) | Energy Efficiency | 0.26825 | 0.27183 | 0.27559 | 0.27955 | 0.28373 | 0.28803 | 0.29243 | 0.29696 | 0.3016 | 0.30632 | 0.31115 | 0.31605 | 0.32104
Scenario 1: Reference | SCE | Com | Lighting | Com - Restaurant | Electric Energy (GWh/year) | Energy Efficiency | 1.6296 | 1.6514 | 1.6743 | 1.6983 | 1.7237 | 1.7499 | 1.7766 | 1.8041 | 1.8323 | 1.861 | 1.8903 | 1.9201 | 1.9504
Scenario 1: Reference | SCE | Com | Lighting | Com - Restaurant | Gas Energy (MMTherm/year) | Energy Efficiency | -0.008 | -0.0081 | -0.00822 | -0.00833 | -0.00846 | -0.00859 | -0.00872 | -0.00885 | -0.00899 | -0.00913 | -0.00928 | -0.00942 | -0.00957
Scenario 1: Reference | SCE | Com | Lighting | Com - Retail | Electric Demand (MW) | Energy Efficiency | 2.2169 | 2.2368 | 2.257 | 2.278 | 2.2999 | 2.3227 | 2.3461 | 2.3703 | 2.3952 | 2.4205 | 2.4465 | 2.4729 | 2.4998
Scenario 1: Reference | SCE | Com | Lighting | Com - Retail | Electric Energy (GWh/year) | Energy Efficiency | 13.1838 | 13.3017 | 13.4221 | 13.5467 | 13.6774 | 13.8129 | 13.9519 | 14.0959 | 14.2437 | 14.3946 | 14.5489 | 14.7061 | 14.8662
Scenario 1: Reference | SCE | Com | Lighting | Com - Retail | Gas Energy (MMTherm/year) | Energy Efficiency | -0.03374 | -0.03404 | -0.03435 | -0.03467 | -0.035 | -0.03535 | -0.0357 | -0.03607 | -0.03645 | -0.03684 | -0.03723 | -0.03763 | -0.03804
Scenario 1: Reference | SCE | Com | Lighting | Com - Warehouse | Electric Demand (MW) | Energy Efficiency | 0.094251 | 0.094856 | 0.095495 | 0.096186 | 0.096951 | 0.097771 | 0.098633 | 0.099545 | 0.0088 | 0.0088 | 0.0088 | 0.0088 | 0.0088
Scenario 1: Reference | SCE | Com | Lighting | Com - Warehouse | Electric Energy (GWh/year) | Energy Efficiency | 0.78971 | 0.79478 | 0.80013 | 0.80592 | 0.81233 | 0.8192 | 0.82643 | 0.83407 | 0.07373 | 0.07373 | 0.07373 | 0.07373 | 0.07373
Scenario 1: Reference | SCE | Com | Lighting | Com - Warehouse | Gas Energy (MMTherm/year) | Energy Efficiency | -0.00305 | -0.00307 | -0.00309 | -0.00311 | -0.00314 | -0.00316 | -0.00319 | -0.00322 | -0.00028 | -0.00028 | -0.00028 | -0.00028 | -0.00028
Scenario 1: Reference | SCE | Com | WaterHeat | Com - College | Electric Demand (MW) | Energy Efficiency | 0.68674 | 0.69255 | 0.6987 | 0.70529 | 0.71191 | 0.719 | 0.72649 | 0.73415 | 0.74192 | 0.74969 | 0.75753 | 0.76607 | 0.77465
Scenario 1: Reference | SCE | Com | WaterHeat | Com - College | Electric Demand (MW) | Fuel Substitution | 0 | 0 | 0 | 0 | 0 | 7.98 | 7.9398 | 7.8999 | 7.8601 | 7.8205 | 7.7812 | 7.742 | 7.7031
Scenario 1: Reference | SCE | Com | WaterHeat | Com - College | Electric Energy (GWh/year) | Energy Efficiency | 2.8106 | 2.8343 | 2.8595 | 2.8865 | 2.9136 | 2.9426 | 2.9733 | 3.0046 | 3.0364 | 3.0682 | 3.1003 | 3.1352 | 3.1703
Scenario 1: Reference | SCE | Com | WaterHeat | Com - College | Electric Energy (GWh/year) | Fuel Substitution | -38.736 | -38.541 | -38.3471 | -38.1541 | -37.9621 | 35.3609 | 35.183 | 35.0059 | 34.8298 | 34.6545 | 34.4801 | 34.3066 | 34.1339
Scenario 1: Reference | SCE | Com | WaterHeat | Com - College | Gas Energy (MMTherm/year) | Fuel Substitution | 4.4554 | 4.433 | 4.4107 | 4.3885 | 4.3664 | 0 | 0 | 0 | 0 | 0 | 0 | 0 | 0
Scenario 1: Reference | SCE | Com | WaterHeat | Com - Grocery | Electric Demand (MW) | Energy Efficiency | 2.351 | 2.3661 | 2.3816 | 2.3979 | 2.4154 | 2.4338 | 2.4529 | 2.4729 | 2.4937 | 2.5151 | 2.5371 | 2.5596 | 2.5826
Scenario 1: Reference | SCE | Com | WaterHeat | Com - Grocery | Electric Energy (GWh/year) | Energy Efficiency | 13.2348 | 13.3199 | 13.4073 | 13.4991 | 13.5975 | 13.7011 | 13.8084 | 13.9211 | 14.0382 | 14.1584 | 14.2823 | 14.4089 | 14.5385
Scenario 1: Reference | SCE | Com | WaterHeat | Com - Grocery | Electric Energy (GWh/year) | Fuel Substitution | -1.9572 | -1.9395 | -1.922 | -1.9045 | -1.8873 | 0 | 0 | 0 | 0 | 0 | 0 | 0 | 0
Scenario 1: Reference | SCE | Com | WaterHeat | Com - Grocery | Gas Energy (MMTherm/year) | Fuel Substitution | 0.25959 | 0.25724 | 0.25491 | 0.2526 | 0.25032 | 0 | 0 | 0 | 0 | 0 | 0 | 0 | 0
Scenario 1: Reference | SCE | Com | WaterHeat | Com - Health | Electric Demand (MW) | Energy Efficiency | 2.2288 | 2.2556 | 2.2834 | 2.3109 | 2.3388 | 2.3668 | 2.3956 | 2.4242 | 2.4527 | 2.4804 | 2.5072 | 2.5345 | 2.5628
Scenario 1: Reference | SCE | Com | WaterHeat | Com - Health | Electric Demand (MW) | Fuel Substitution | 0 | 0 | 0 | 0 | 0 | 9.8984 | 9.8652 | 9.8321 | 9.7991 | 9.7662 | 9.7334 | 9.7007 | 9.6682
Scenario 1: Reference | SCE | Com | WaterHeat | Com - Health | Electric Energy (GWh/year) | Energy Efficiency | 19.698 | 19.9352 | 20.1808 | 20.4234 | 20.6704 | 20.9182 | 21.172 | 21.4251 | 21.6771 | 21.922 | 22.1585 | 22.4 | 22.6499
Scenario 1: Reference | SCE | Com | WaterHeat | Com - Health | Electric Energy (GWh/year) | Fuel Substitution | -105.065 | -104.712 | -104.361 | -104.011 | -103.662 | 95.0032 | 94.6844 | 94.3666 | 94.05 | 93.7343 | 93.4198 | 93.1063 | 92.7938
Scenario 1: Reference | SCE | Com | WaterHeat | Com - Health | Gas Energy (MMTherm/year) | Fuel Substitution | 12.3206 | 12.2792 | 12.238 | 12.1969 | 12.156 | 0 | 0 | 0 | 0 | 0 | 0 | 0 | 0
Scenario 1: Reference | SCE | Com | WaterHeat | Com - Lodging | Electric Demand (MW) | Energy Efficiency | 0.36292 | 0.36852 | 0.37423 | 0.38001 | 0.38593 | 0.392 | 0.39818 | 0.40449 | 0.41085 | 0.41725 | 0.4237 | 0.43019 | 0.43672
Scenario 1: Reference | SCE | Com | WaterHeat | Com - Lodging | Electric Demand (MW) | Fuel Substitution | 0 | 0 | 0 | 0 | 0 | 8.5582 | 8.4887 | 8.4197 | 8.3514 | 8.2835 | 8.2163 | 8.1496 | 8.0834
Scenario 1: Reference | SCE | Com | WaterHeat | Com - Lodging | Electric Energy (GWh/year) | Energy Efficiency | 3.1259 | 3.1741 | 3.2233 | 3.2731 | 3.3241 | 3.3763 | 3.4296 | 3.4839 | 3.5387 | 3.5938 | 3.6494 | 3.7053 | 3.7615
Scenario 1: Reference | SCE | Com | WaterHeat | Com - Lodging | Electric Energy (GWh/year) | Fuel Substitution | -96.5861 | -95.8017 | -95.0238 | -94.2521 | -93.4867 | 80.0722 | 79.422 | 78.777 | 78.1373 | 77.5028 | 76.8734 | 76.2491 | 75.6299
Scenario 1: Reference | SCE | Com | WaterHeat | Com - Lodging | Gas Energy (MMTherm/year) | Fuel Substitution | 11.1156 | 11.0254 | 10.9358 | 10.847 | 10.759 | 0 | 0 | 0 | 0 | 0 | 0 | 0 | 0
Scenario 1: Reference | SCE | Com | WaterHeat | Com - Office (Large) | Electric Demand (MW) | Energy Efficiency | 0.38434 | 0.38819 | 0.39205 | 0.39599 | 0.40017 | 0.40457 | 0.40909 | 0.41377 | 0.41847 | 0.42314 | 0.42787 | 0.43259 | 0.43735
Scenario 1: Reference | SCE | Com | WaterHeat | Com - Office (Large) | Electric Demand (MW) | Fuel Substitution | 0 | 0 | 0 | 0 | 0 | 0.90366 | 0.87464 | 0.84654 | 0.81935 | 0.79304 | 0.76757 | 0.74291 | 0.71905
Scenario 1: Reference | SCE | Com | WaterHeat | Com - Office (Large) | Electric Energy (GWh/year) | Energy Efficiency | 7.3592 | 7.433 | 7.5069 | 7.5823 | 7.6622 | 7.7465 | 7.8331 | 7.9227 | 8.0126 | 8.1022 | 8.1927 | 8.2831 | 8.3742
Scenario 1: Reference | SCE | Com | WaterHeat | Com - Office (Large) | Electric Energy (GWh/year) | Fuel Substitution | -21.5459 | -20.8538 | -20.184 | -19.5358 | -18.9083 | 18.8801 | 18.2737 | 17.6868 | 17.1187 | 16.5689 | 16.0367 | 15.5216 | 15.0231
Scenario 1: Reference | SCE | Com | WaterHeat | Com - Office (Large) | Gas Energy (MMTherm/year) | Fuel Substitution | 2.4588 | 2.3799 | 2.3034 | 2.2294 | 2.1578 | 0 | 0 | 0 | 0 | 0 | 0 | 0 | 0
Scenario 1: Reference | SCE | Com | WaterHeat | Com - Office (Small) | Electric Demand (MW) | Energy Efficiency | 0.022006 | 0.022202 | 0.022401 | 0.022603 | 0.018347 | 0.02302 | 0.023234 | 0.023451 | 0.023671 | 0.023893 | 0.024117 | 0.024343 | 0.024571
Scenario 1: Reference | SCE | Com | WaterHeat | Com - Office (Small) | Electric Demand (MW) | Fuel Substitution | 0 | 0 | 0 | 0 | 0 | 0.043548 | 0.0431 | 0.042656 | 0.042216 | 0.041782 | 0.041351 | 0.040925 | 0.040504
Scenario 1: Reference | SCE | Com | WaterHeat | Com - Office (Small) | Electric Energy (GWh/year) | Energy Efficiency | 2.5314 | 2.5539 | 2.5768 | 2.6 | 2.1105 | 2.6481 | 2.6726 | 2.6976 | 2.7229 | 2.7484 | 2.7742 | 2.8002 | 2.8264
Scenario 1: Reference | SCE | Com | WaterHeat | Com - Office (Small) | Electric Energy (GWh/year) | Fuel Substitution | -6.646 | -6.5775 | -6.5098 | -6.4427 | -5.4696 | 5.4571 | 5.4009 | 5.3453 | 5.2902 | 5.2358 | 5.1818 | 5.1285 | 5.0756
Scenario 1: Reference | SCE | Com | WaterHeat | Com - Office (Small) | Gas Energy (MMTherm/year) | Fuel Substitution | 0.75078 | 0.74305 | 0.7354 | 0.72782 | 0.61789 | 0 | 0 | 0 | 0 | 0 | 0 | 0 | 0
Scenario 1: Reference | SCE | Com | WaterHeat | Com - Other | Electric Demand (MW) | Energy Efficiency | 23.5294 | 23.7647 | 24.01 | 24.2645 | 24.5282 | 24.8009 | 25.085 | 25.3775 | 25.6751 | 25.9805 | 26.2938 | 26.6141 | 26.9425
Scenario 1: Reference | SCE | Com | WaterHeat | Com - Other | Electric Demand (MW) | Fuel Substitution | 0 | 0 | 0 | 0 | 0 | 60.129 | 59.7176 | 59.309 | 58.9032 | 58.5002 | 58.0999 | 57.7024 | 57.3076
Scenario 1: Reference | SCE | Com | WaterHeat | Com - Other | Electric Energy (GWh/year) | Energy Efficiency | 160.9628 | 162.5723 | 164.2502 | 165.9911 | 167.7951 | 169.6611 | 171.6042 | 173.6051 | 175.6412 | 177.7301 | 179.8737 | 182.0651 | 184.311
Scenario 1: Reference | SCE | Com | WaterHeat | Com - Other | Electric Energy (GWh/year) | Fuel Substitution | -532.837 | -529.191 | -525.57 | -521.974 | -518.403 | 446.7859 | 443.729 | 440.6929 | 437.6776 | 434.683 | 431.7088 | 428.755 | 425.8214
Scenario 1: Reference | SCE | Com | WaterHeat | Com - Other | Gas Energy (MMTherm/year) | Fuel Substitution | 60.0129 | 59.6022 | 59.1944 | 58.7894 | 58.3872 | 0 | 0 | 0 | 0 | 0 | 0 | 0 | 0
Scenario 1: Reference | SCE | Com | WaterHeat | Com - Refrig. Warehouse | Electric Demand (MW) | Energy Efficiency | 0.072286 | 0.073083 | 0.073867 | 0.074619 | 0.075362 | 0.07611 | 0.076874 | 0.077646 | 0.078435 | 0.079241 | 0.080059 | 0.080898 | 0.081754
Scenario 1: Reference | SCE | Com | WaterHeat | Com - Refrig. Warehouse | Electric Demand (MW) | Fuel Substitution | 0 | 0 | 0 | 0 | 0 | 0.033023 | 0.03285 | 0.032679 | 0.032508 | 0.032338 | 0.032169 | 0.032001 | 0.031834
Scenario 1: Reference | SCE | Com | WaterHeat | Com - Refrig. Warehouse | Electric Energy (GWh/year) | Energy Efficiency | 0.88306 | 0.8928 | 0.90238 | 0.91156 | 0.92064 | 0.92978 | 0.93911 | 0.94854 | 0.95819 | 0.96803 | 0.97802 | 0.98827 | 0.99874
Scenario 1: Reference | SCE | Com | WaterHeat | Com - Refrig. Warehouse | Electric Energy (GWh/year) | Fuel Substitution | -0.56513 | -0.56218 | -0.4971 | -0.4945 | -0.49192 | 0.43763 | 0.43534 | 0.43307 | 0.43081 | 0.42856 | 0.42632 | 0.42409 | 0.42188
Scenario 1: Reference | SCE | Com | WaterHeat | Com - Refrig. Warehouse | Gas Energy (MMTherm/year) | Fuel Substitution | 0.067263 | 0.066912 | 0.059166 | 0.058857 | 0.05855 | 0 | 0 | 0 | 0 | 0 | 0 | 0 | 0
Scenario 1: Reference | SCE | Com | WaterHeat | Com - Restaurant | Electric Demand (MW) | Energy Efficiency | 6.6046 | 6.693 | 6.7856 | 6.8829 | 6.9858 | 7.0919 | 7.2002 | 7.3116 | 7.4258 | 7.5422 | 7.661 | 7.7817 | 7.9046
Scenario 1: Reference | SCE | Com | WaterHeat | Com - Restaurant | Electric Demand (MW) | Fuel Substitution | 0 | 0 | 0 | 0 | 0 | 55.4108 | 54.9243 | 54.4421 | 53.9641 | 53.4903 | 53.0207 | 52.5552 | 52.0938
Scenario 1: Reference | SCE | Com | WaterHeat | Com - Restaurant | Electric Energy (GWh/year) | Energy Efficiency | 36.0476 | 36.5296 | 37.035 | 37.5664 | 38.1279 | 38.7068 | 39.2982 | 39.9063 | 40.5295 | 41.1647 | 41.813 | 42.4719 | 43.1426
Scenario 1: Reference | SCE | Com | WaterHeat | Com - Restaurant | Electric Energy (GWh/year) | Fuel Substitution | -305.48 | -302.798 | -300.14 | -297.504 | -294.892 | 329.4735 | 326.5808 | 323.7135 | 320.8714 | 318.0542 | 315.2617 | 312.4938 | 309.7502
Scenario 1: Reference | SCE | Com | WaterHeat | Com - Restaurant | Gas Energy (MMTherm/year) | Fuel Substitution | 36.1964 | 35.8786 | 35.5635 | 35.2513 | 34.9418 | 0 | 0 | 0 | 0 | 0 | 0 | 0 | 0
Scenario 1: Reference | SCE | Com | WaterHeat | Com - Retail | Electric Demand (MW) | Energy Efficiency | 1.523 | 1.5381 | 1.552 | 1.5664 | 1.5815 | 1.5971 | 1.6132 | 1.6298 | 1.6454 | 1.6628 | 1.6807 | 1.6988 | 1.7173
Scenario 1: Reference | SCE | Com | WaterHeat | Com - Retail | Electric Demand (MW) | Fuel Substitution | 0 | 0 | 0 | 0 | 0 | 2.0919 | 2.0746 | 2.0574 | 2.0404 | 2.0235 | 2.0067 | 1.9901 | 1.9736
Scenario 1: Reference | SCE | Com | WaterHeat | Com - Retail | Electric Energy (GWh/year) | Energy Efficiency | 10.1567 | 10.2524 | 10.3451 | 10.441 | 10.5417 | 10.646 | 10.7531 | 10.864 | 10.9732 | 11.0894 | 11.2084 | 11.3294 | 11.4528
Scenario 1: Reference | SCE | Com | WaterHeat | Com - Retail | Electric Energy (GWh/year) | Fuel Substitution | -14.9618 | -14.8378 | -14.7149 | -14.5931 | -14.4376 | 15.2099 | 15.0839 | 14.9589 | 14.8351 | 14.7122 | 14.5903 | 14.4695 | 14.3497
Scenario 1: Reference | SCE | Com | WaterHeat | Com - Retail | Gas Energy (MMTherm/year) | Fuel Substitution | 1.6627 | 1.649 | 1.6353 | 1.6218 | 1.6045 | 0 | 0 | 0 | 0 | 0 | 0 | 0 | 0
Scenario 1: Reference | SCE | Com | WaterHeat | Com - School | Electric Demand (MW) | Energy Efficiency | 0.45233 | 0.45701 | 0.46183 | 0.46675 | 0.4717 | 0.47677 | 0.48185 | 0.48702 | 0.49229 | 0.49769 | 0.50316 | 0.50878 | 0.51448
Scenario 1: Reference | SCE | Com | WaterHeat | Com - School | Electric Demand (MW) | Fuel Substitution | 0 | 0 | 0 | 0 | 0 | 2.9805 | 2.9083 | 2.8379 | 2.7691 | 2.702 | 2.6366 | 2.5727 | 2.5103
Scenario 1: Reference | SCE | Com | WaterHeat | Com - School | Electric Energy (GWh/year) | Energy Efficiency | 6.7015 | 6.7708 | 6.8422 | 6.9151 | 6.9885 | 7.0636 | 7.1389 | 7.2154 | 7.2935 | 7.3735 | 7.4546 | 7.5379 | 7.6222
Scenario 1: Reference | SCE | Com | WaterHeat | Com - School | Electric Energy (GWh/year) | Fuel Substitution | -52.115 | -50.8524 | -49.6204 | -48.4182 | -47.2452 | 47.6861 | 46.5308 | 45.4034 | 44.3034 | 43.2301 | 42.1827 | 41.1607 | 40.1635
Scenario 1: Reference | SCE | Com | WaterHeat | Com - School | Gas Energy (MMTherm/year) | Fuel Substitution | 6.0819 | 5.9345 | 5.7908 | 5.6505 | 5.5136 | 0 | 0 | 0 | 0 | 0 | 0 | 0 | 0
Scenario 1: Reference | SCE | Com | WaterHeat | Com - Warehouse | Electric Demand (MW) | Energy Efficiency | 0.079313 | 0.079822 | 0.08036 | 0.080941 | 0.081585 | 0.082275 | 0.083001 | 0.085906 | 0.084566 | 0.085393 | 0.08625 | 0.087129 | 0.088038
Scenario 1: Reference | SCE | Com | WaterHeat | Com - Warehouse | Electric Demand (MW) | Fuel Substitution | 0 | 0 | 0 | 0 | 0 | 0.041472 | 0.041306 | 0.041142 | 0.040978 | 0.040814 | 0.040652 | 0.04049 | 0.040328
Scenario 1: Reference | SCE | Com | WaterHeat | Com - Warehouse | Electric Energy (GWh/year) | Energy Efficiency | 2.2446 | 2.259 | 2.2742 | 2.2907 | 2.3089 | 2.3284 | 2.349 | 2.3774 | 2.3933 | 2.4167 | 2.4409 | 2.4658 | 2.4915
Scenario 1: Reference | SCE | Com | WaterHeat | Com - Warehouse | Electric Energy (GWh/year) | Fuel Substitution | -1.6667 | -1.6601 | -1.6535 | -1.6469 | -1.6403 | 1.2747 | 1.2696 | 1.2645 | 1.2595 | 1.2545 | 1.2495 | 1.2445 | 1.2395
Scenario 1: Reference | SCE | Com | WaterHeat | Com - Warehouse | Gas Energy (MMTherm/year) | Fuel Substitution | 0.19142 | 0.19066 | 0.1899 | 0.18914 | 0.18839 | 0 | 0 | 0 | 0 | 0 | 0 | 0 | 0
Scenario 1: Reference | SCE | Res | AppPlug | Res - Multi Family | Electric Energy (GWh/year) | Fuel Substitution | -5.1766 | -5.168 | -5.1594 | -5.1507 | -5.1421 | 0 | 0 | 0 | 0 | 0 | 0 | 0 | 0
Scenario 1: Reference | SCE | Res | AppPlug | Res - Multi Family | Gas Energy (MMTherm/year) | Fuel Substitution | 1.0543 | 1.0526 | 1.0508 | 1.0491 | 1.0473 | 0 | 0 | 0 | 0 | 0 | 0 | 0 | 0
Scenario 1: Reference | SCE | Res | AppPlug | Res - Single Family | Electric Energy (GWh/year) | Fuel Substitution | -74.5404 | -74.5012 | -74.4621 | -74.423 | -74.384 | 0 | 0 | 0 | 0 | 0 | 0 | 0 | 0
Scenario 1: Reference | SCE | Res | AppPlug | Res - Single Family | Gas Energy (MMTherm/year) | Fuel Substitution | 15.1306 | 15.1226 | 15.1147 | 15.1068 | 15.0988 | 0 | 0 | 0 | 0 | 0 | 0 | 0 | 0
Scenario 1: Reference | SCE | Res | BldgEnv | Res - Single Family | Electric Demand (MW) | Energy Efficiency | 21.6999 | 21.9881 | 22.2978 | 22.6076 | 22.9192 | 23.2177 | 23.4973 | 23.7564 | 2.3894 | 2.3894 | 2.3894 | 2.3894 | 2.3894
Scenario 1: Reference | SCE | Res | BldgEnv | Res - Single Family | Electric Energy (GWh/year) | Energy Efficiency | 60.0795 | 60.3422 | 60.6263 | 60.9104 | 61.1962 | 61.4693 | 61.7237 | 61.958 | 2.3478 | 2.3478 | 2.3478 | 2.3478 | 2.3478
Scenario 1: Reference | SCE | Res | BldgEnv | Res - Single Family | Gas Energy (MMTherm/year) | Energy Efficiency | 9.028 | 9.084 | 9.1443 | 9.2046 | 9.2653 | 9.3234 | 9.3776 | 9.4276 | 0.48404 | 0.48404 | 0.48404 | 0.48404 | 0.48404
Scenario 1: Reference | SCE | Res | HVAC | Res - Multi Family | Electric Demand (MW) | Energy Efficiency | 37.4714 | 37.4134 | 37.3556 | 37.2978 | 37.2399 | 37.1819 | 37.1238 | 37.0656 | 37.0073 | 36.9489 | 36.8904 | 36.8318 | 36.7732
Scenario 1: Reference | SCE | Res | HVAC | Res - Multi Family | Electric Demand (MW) | Fuel Substitution | 0 | 0 | 0 | 0 | 0 | 0.067023 | 0.066911 | 0.066799 | 0.066687 | 0.066576 | 0.066465 | 0.066354 | 0.066243
Scenario 1: Reference | SCE | Res | HVAC | Res - Multi Family | Electric Energy (GWh/year) | Energy Efficiency | 43.5438 | 43.5491 | 43.5198 | 43.4894 | 43.4582 | 43.425 | 43.3899 | 43.353 | 43.3141 | 43.2734 | 43.231 | 43.1871 | 43.142
Scenario 1: Reference | SCE | Res | HVAC | Res - Multi Family | Electric Energy (GWh/year) | Fuel Substitution | 4.1161 | 4.1093 | 4.1024 | 4.2508 | 6.4305 | 0.69288 | 0.69173 | 0.69057 | 0.66976 | 0.66864 | 0.66753 | 0.66641 | 0.6653
Scenario 1: Reference | SCE | Res | HVAC | Res - Multi Family | Gas Energy (MMTherm/year) | Fuel Substitution | 3.62 | 3.6139 | 3.6079 | 3.6019 | 3.5959 | 0 | 0 | 0 | 0 | 0 | 0 | 0 | 0
Scenario 1: Reference | SCE | Res | HVAC | Res - Single Family | Electric Demand (MW) | Energy Efficiency | 554.2763 | 555.2445 | 556.306 | 557.3658 | 558.4328 | 559.4454 | 560.3782 | 561.2251 | 432.3857 | 432.1644 | 431.9433 | 431.7223 | 431.5013
Scenario 1: Reference | SCE | Res | HVAC | Res - Single Family | Electric Demand (MW) | Fuel Substitution | 0 | 0 | 0 | 0 | 0 | 4.4571 | 4.4548 | 4.4524 | 4.1481 | 4.1459 | 4.1438 | 4.1416 | 4.1394
Scenario 1: Reference | SCE | Res | HVAC | Res - Single Family | Electric Energy (GWh/year) | Energy Efficiency | 692.4856 | 693.2896 | 694.1909 | 695.08 | 695.9759 | 696.8214 | 697.5929 | 698.2849 | 579.0616 | 578.7656 | 578.4695 | 578.1735 | 577.8774
Scenario 1: Reference | SCE | Res | HVAC | Res - Single Family | Electric Energy (GWh/year) | Fuel Substitution | -162.874 | -159.731 | -159.647 | -135.157 | -135.086 | 33.0921 | 33.0747 | 32.7504 | 28.1346 | 28.1198 | 28.1051 | 28.0903 | 28.0756
Scenario 1: Reference | SCE | Res | HVAC | Res - Single Family | Gas Energy (MMTherm/year) | Energy Efficiency | -1.2054 | -1.2079 | -1.2107 | -1.2135 | -1.2164 | -1.219 | -1.2215 | -1.2238 | -0.89635 | -0.89589 | -0.89543 | -0.89498 | -0.89452
Scenario 1: Reference | SCE | Res | HVAC | Res - Single Family | Gas Energy (MMTherm/year) | Fuel Substitution | 78.4021 | 78.3609 | 78.3198 | 78.2787 | 78.2376 | 0 | 0 | 0 | 0 | 0 | 0 | 0 | 0
Scenario 1: Reference | SCE | Res | WaterHeat | Res - Multi Family | Electric Demand (MW) | Energy Efficiency | 12.2875 | 12.4587 | 12.6309 | 12.7979 | 12.9604 | 13.1138 | 13.2587 | 13.3945 | 13.5213 | 13.6392 | 13.7491 | 13.8522 | 13.9489
Scenario 1: Reference | SCE | Res | WaterHeat | Res - Multi Family | Electric Demand (MW) | Fuel Substitution | 0 | 0 | 0 | 0 | 0 | 44.4181 | 44.3439 | 44.2699 | 44.196 | 44.1222 | 44.0485 | 43.9749 | 43.9015
Scenario 1: Reference | SCE | Res | WaterHeat | Res - Multi Family | Electric Energy (GWh/year) | Energy Efficiency | 64.6959 | 65.5974 | 66.5038 | 67.3833 | 68.2391 | 69.0468 | 69.8094 | 70.5248 | 71.1923 | 71.8131 | 72.3915 | 72.9343 | 73.4436
Scenario 1: Reference | SCE | Res | WaterHeat | Res - Multi Family | Electric Energy (GWh/year) | Fuel Substitution | -12457.4 | -12436.6 | -12415.9 | -12395.1 | -12374.4 | 252.783 | 252.3608 | 251.9394 | 251.5187 | 251.0987 | 250.6794 | 250.2608 | 249.8429
Scenario 1: Reference | SCE | Res | WaterHeat | Res - Multi Family | Gas Energy (MMTherm/year) | Fuel Substitution | 882.8835 | 881.4092 | 879.9373 | 878.4679 | 877.001 | 0 | 0 | 0 | 0 | 0 | 0 | 0 | 0
Scenario 1: Reference | SCE | Res | WaterHeat | Res - Single Family | Electric Demand (MW) | Energy Efficiency | 22.3615 | 22.566 | 22.7861 | 23.0063 | 23.2277 | 23.4397 | 23.638 | 23.8215 | 23.9914 | 24.149 | 24.296 | 24.4334 | 24.5619
Scenario 1: Reference | SCE | Res | WaterHeat | Res - Single Family | Electric Demand (MW) | Fuel Substitution | 0 | 0 | 0 | 0 | 0 | 385.1065 | 384.9043 | 384.7023 | 384.5004 | 384.2986 | 384.0969 | 383.8953 | 383.6938
Scenario 1: Reference | SCE | Res | WaterHeat | Res - Single Family | Electric Energy (GWh/year) | Energy Efficiency | 114.6212 | 115.6694 | 116.7975 | 117.9261 | 119.0609 | 120.1477 | 121.1641 | 122.1049 | 122.9755 | 123.7834 | 124.5374 | 125.2421 | 125.9013
Scenario 1: Reference | SCE | Res | WaterHeat | Res - Single Family | Electric Energy (GWh/year) | Fuel Substitution | -1724.75 | -1723.85 | -1722.94 | -1722.04 | -1721.14 | 2185.604 | 2184.457 | 2183.31 | 2182.164 | 2181.019 | 2179.874 | 2178.73 | 2177.586
Scenario 1: Reference | SCE | Res | WaterHeat | Res - Single Family | Gas Energy (MMTherm/year) | Fuel Substitution | 254.3989 | 254.2654 | 254.1319 | 253.9985 | 253.8652 | 0 | 0 | 0 | 0 | 0 | 0 | 0 | 0
Scenario 1: Reference | SCG | Com | AppPlug | Com - College | Gas Energy (MMTherm/year) | Energy Efficiency | 0 | 0 | 0 | 0 | 0 | 0 | 0 | 0 | 0 | 0 | 0 | 0 | 0.10125
Scenario 1: Reference | SCG | Com | AppPlug | Com - Health | Gas Energy (MMTherm/year) | Energy Efficiency | 26.6816 | 26.8367 | 26.9996 | 27.1611 | 27.3271 | 27.4949 | 27.6705 | 27.8474 | 28.025 | 28.1979 | 28.3648 | 28.5389 | 28.7219
Scenario 1: Reference | SCG | Com | AppPlug | Com - Lodging | Gas Energy (MMTherm/year) | Energy Efficiency | 19.437 | 19.615 | 19.797 | 19.9808 | 20.1691 | 20.3626 | 20.5611 | 20.7639 | 20.969 | 21.1752 | 21.3833 | 21.5928 | 21.8037
Scenario 1: Reference | SCG | Com | AppPlug | Com - Other | Gas Energy (MMTherm/year) | Energy Efficiency | 0.54604 | 0.55107 | 0.55633 | 0.56178 | 0.55857 | 0.57327 | 0.57935 | 0.58561 | 0.59199 | 0.59854 | 0.60525 | 0.61211 | 0.61914
Scenario 1: Reference | SCG | Com | BldgEnv | Com - College | Electric Demand (MW) | Energy Efficiency | 0.078745 | 0.078694 | 0.078655 | 0.078629 | 0.078608 | 0.0786 | 0.078606 | 0.078618 | 0.078635 | 0.078654 | 0.078676 | 0.078717 | 0.078761
Scenario 1: Reference | SCG | Com | BldgEnv | Com - College | Electric Energy (GWh/year) | Energy Efficiency | 0.026694 | 0.026677 | 0.026665 | 0.026657 | 0.02665 | 0.026649 | 0.026652 | 0.026657 | 0.026663 | 0.026671 | 0.026679 | 0.026694 | 0.02671
Scenario 1: Reference | SCG | Com | BldgEnv | Com - College | Gas Energy (MMTherm/year) | Energy Efficiency | 0.0745 | 0.074221 | 0.073947 | 0.073677 | 0.07341 | 0.073149 | 0.072892 | 0.072638 | 0.072387 | 0.072138 | 0.071891 | 0.071651 | 0.071412
Scenario 1: Reference | SCG | Com | BldgEnv | Com - Grocery | Electric Demand (MW) | Energy Efficiency | 0.14044 | 0.14012 | 0.13981 | 0.13953 | 0.13928 | 0.13905 | 0.13885 | 0.13868 | 0.13854 | 0.13841 | 0.1383 | 0.13822 | 0.13815
Scenario 1: Reference | SCG | Com | BldgEnv | Com - Grocery | Electric Energy (GWh/year) | Energy Efficiency | 0.04761 | 0.047502 | 0.047401 | 0.047307 | 0.047223 | 0.04715 | 0.047084 | 0.047029 | 0.046982 | 0.046941 | 0.046907 | 0.04688 | 0.046859
Scenario 1: Reference | SCG | Com | BldgEnv | Com - Grocery | Gas Energy (MMTherm/year) | Energy Efficiency | 0.10988 | 0.10906 | 0.10825 | 0.10746 | 0.10668 | 0.10591 | 0.10515 | 0.1044 | 0.10367 | 0.10294 | 0.10223 | 0.10152 | 0.10083
Scenario 1: Reference | SCG | Com | BldgEnv | Com - Health | Electric Demand (MW) | Energy Efficiency | 0.11103 | 0.11146 | 0.11192 | 0.11237 | 0.11284 | 0.11331 | 0.11381 | 0.11431 | 0.11482 | 0.11531 | 0.11578 | 0.11627 | 0.1168
Scenario 1: Reference | SCG | Com | BldgEnv | Com - Health | Electric Energy (GWh/year) | Energy Efficiency | 0.052884 | 0.053091 | 0.053312 | 0.05353 | 0.053755 | 0.053983 | 0.054224 | 0.054466 | 0.05471 | 0.054947 | 0.055174 | 0.055413 | 0.055666
Scenario 1: Reference | SCG | Com | BldgEnv | Com - Health | Gas Energy (MMTherm/year) | Energy Efficiency | 0.074829 | 0.074756 | 0.074689 | 0.074621 | 0.074558 | 0.074497 | 0.074442 | 0.074388 | 0.074335 | 0.07428 | 0.074221 | 0.074168 | 0.074122
Scenario 1: Reference | SCG | Com | BldgEnv | Com - Lodging | Electric Demand (MW) | Energy Efficiency | 0.10826 | 0.10845 | 0.10866 | 0.10888 | 0.10911 | 0.10937 | 0.10964 | 0.10993 | 0.11023 | 0.11054 | 0.11085 | 0.11117 | 0.1115
Scenario 1: Reference | SCG | Com | BldgEnv | Com - Lodging | Electric Energy (GWh/year) | Energy Efficiency | 0.070097 | 0.070227 | 0.070367 | 0.070513 | 0.070671 | 0.070841 | 0.071023 | 0.071216 | 0.071416 | 0.07162 | 0.07183 | 0.072044 | 0.072263
Scenario 1: Reference | SCG | Com | BldgEnv | Com - Lodging | Gas Energy (MMTherm/year) | Energy Efficiency | 0.040669 | 0.040476 | 0.040286 | 0.0401 | 0.039917 | 0.039739 | 0.039565 | 0.039395 | 0.039227 | 0.039062 | 0.0389 | 0.038741 | 0.038584
Scenario 1: Reference | SCG | Com | BldgEnv | Com - Office (Large) | Electric Demand (MW) | Energy Efficiency | 0.30366 | 0.30082 | 0.29812 | 0.29559 | 0.29325 | 0.29113 | 0.28919 | 0.28742 | 0.28577 | 0.28423 | 0.28282 | 0.28153 | 0.28034
Scenario 1: Reference | SCG | Com | BldgEnv | Com - Office (Large) | Electric Energy (GWh/year) | Energy Efficiency | 0.10295 | 0.102 | 0.1011 | 0.10026 | 0.099481 | 0.098777 | 0.098131 | 0.097545 | 0.097 | 0.096492 | 0.096028 | 0.0956 | 0.095212
Scenario 1: Reference | SCG | Com | BldgEnv | Com - Office (Large) | Gas Energy (MMTherm/year) | Energy Efficiency | 0.10552 | 0.10298 | 0.10052 | 0.098144 | 0.095862 | 0.093671 | 0.091563 | 0.089537 | 0.087583 | 0.0857 | 0.083886 | 0.082139 | 0.080457
Scenario 1: Reference | SCG | Com | BldgEnv | Com - Office (Small) | Electric Demand (MW) | Energy Efficiency | 0.12804 | 0.1277 | 0.12737 | 0.12706 | 0.10845 | 0.1165 | 0.11633 | 0.11618 | 0.11604 | 0.11591 | 0.11579 | 0.11568 | 0.11558
Scenario 1: Reference | SCG | Com | BldgEnv | Com - Office (Small) | Electric Energy (GWh/year) | Energy Efficiency | 0.043404 | 0.04329 | 0.043182 | 0.043078 | 0.036771 | 0.03952 | 0.039466 | 0.039417 | 0.039371 | 0.039329 | 0.039291 | 0.039256 | 0.039224
Scenario 1: Reference | SCG | Com | BldgEnv | Com - Office (Small) | Gas Energy (MMTherm/year) | Energy Efficiency | 0.044938 | 0.044594 | 0.044255 | 0.04392 | 0.037358 | 0.038088 | 0.037821 | 0.037559 | 0.037301 | 0.037046 | 0.036795 | 0.036548 | 0.036305
Scenario 1: Reference | SCG | Com | BldgEnv | Com - Other | Electric Demand (MW) | Energy Efficiency | 0.23628 | 0.23626 | 0.23628 | 1.4756 | 1.4656 | 1.459 | 1.4508 | 1.4427 | 0.2373 | 0.23761 | 0.23794 | 0.23831 | 0.23872
Scenario 1: Reference | SCG | Com | BldgEnv | Com - Other | Electric Energy (GWh/year) | Energy Efficiency | 0.080135 | 0.080132 | 0.080143 | 0.50379 | 0.50038 | 0.49811 | 0.49532 | 0.49256 | 0.080514 | 0.080621 | 0.08074 | 0.08087 | 0.081012
Scenario 1: Reference | SCG | Com | BldgEnv | Com - Other | Gas Energy (MMTherm/year) | Energy Efficiency | 0.18502 | 0.18424 | 0.18347 | 0.44296 | 0.43996 | 0.43796 | 0.43551 | 0.43309 | 0.17923 | 0.17858 | 0.17795 | 0.17733 | 0.17673
Scenario 1: Reference | SCG | Com | BldgEnv | Com - Refrig. Warehouse | Electric Demand (MW) | Energy Efficiency | 0.023978 | 0.023983 | 0.021359 | 0.022318 | 0.022329 | 0.022341 | 0.022355 | 0.022371 | 0.02239 | 0.022411 | 0.022434 | 0.02246 | 0.022489
Scenario 1: Reference | SCG | Com | BldgEnv | Com - Refrig. Warehouse | Electric Energy (GWh/year) | Energy Efficiency | 0.008282 | 0.008283 | 0.007377 | 0.007704 | 0.007708 | 0.007712 | 0.007716 | 0.007721 | 0.007727 | 0.007734 | 0.007742 | 0.00775 | 0.00776
Scenario 1: Reference | SCG | Com | BldgEnv | Com - Refrig. Warehouse | Gas Energy (MMTherm/year) | Energy Efficiency | 0.008565 | 0.008546 | 0.007586 | 0.007751 | 0.007735 | 0.007719 | 0.007704 | 0.007689 | 0.007675 | 0.007661 | 0.007648 | 0.007635 | 0.007623
Scenario 1: Reference | SCG | Com | BldgEnv | Com - Restaurant | Electric Demand (MW) | Energy Efficiency | 0.061428 | 0.061773 | 0.062139 | 0.062528 | 0.062945 | 0.063378 | 0.063826 | 0.06429 | 0.06477 | 0.065263 | 0.06577 | 0.066289 | 0.06682
Scenario 1: Reference | SCG | Com | BldgEnv | Com - Restaurant | Electric Energy (GWh/year) | Energy Efficiency | 0.020825 | 0.020944 | 0.02107 | 0.021204 | 0.021347 | 0.021496 | 0.02165 | 0.02181 | 0.021975 | 0.022144 | 0.022318 | 0.022496 | 0.022679
Scenario 1: Reference | SCG | Com | BldgEnv | Com - Restaurant | Gas Energy (MMTherm/year) | Energy Efficiency | 0.040281 | 0.040162 | 0.040051 | 0.039947 | 0.039853 | 0.039765 | 0.039682 | 0.039606 | 0.039535 | 0.03947 | 0.03941 | 0.039355 | 0.039305
Scenario 1: Reference | SCG | Com | BldgEnv | Com - Retail | Electric Demand (MW) | Energy Efficiency | 0.45399 | 0.45338 | 0.45281 | 0.45232 | 0.44763 | 0.45096 | 0.45071 | 0.45053 | 0.45042 | 0.45037 | 0.45038 | 0.45044 | 0.45056
Scenario 1: Reference | SCG | Com | BldgEnv | Com - Retail | Electric Energy (GWh/year) | Energy Efficiency | 0.1539 | 0.1537 | 0.15352 | 0.15335 | 0.15177 | 0.15291 | 0.15283 | 0.15278 | 0.15275 | 0.15274 | 0.15275 | 0.15278 | 0.15283
Scenario 1: Reference | SCG | Com | BldgEnv | Com - Retail | Gas Energy (MMTherm/year) | Energy Efficiency | 0.66888 | 0.66447 | 0.66012 | 0.65583 | 0.64889 | 0.64605 | 0.64196 | 0.63793 | 0.63395 | 0.63003 | 0.62616 | 0.62234 | 0.61857
Scenario 1: Reference | SCG | Com | BldgEnv | Com - School | Electric Demand (MW) | Energy Efficiency | 0.085131 | 0.084548 | 0.084002 | 0.083492 | 0.082997 | 0.082537 | 0.0821 | 0.081686 | 0.0813 | 0.080948 | 0.080623 | 0.080334 | 0.080072
Scenario 1: Reference | SCG | Com | BldgEnv | Com - School | Electric Energy (GWh/year) | Energy Efficiency | 0.028861 | 0.028667 | 0.028485 | 0.028315 | 0.028151 | 0.027998 | 0.027853 | 0.027715 | 0.027588 | 0.027471 | 0.027364 | 0.027269 | 0.027183
Scenario 1: Reference | SCG | Com | BldgEnv | Com - School | Gas Energy (MMTherm/year) | Energy Efficiency | 0.029689 | 0.02915 | 0.028626 | 0.028118 | 0.027623 | 0.027142 | 0.026675 | 0.02622 | 0.025779 | 0.025351 | 0.024936 | 0.024534 | 0.024145
Scenario 1: Reference | SCG | Com | BldgEnv | Com - Warehouse | Electric Demand (MW) | Energy Efficiency | 0.38436 | 0.38423 | 0.38413 | 0.3841 | 0.38414 | 0.38427 | 0.38444 | 0.38469 | 0.38498 | 0.38532 | 0.38571 | 0.38613 | 0.3866
Scenario 1: Reference | SCG | Com | BldgEnv | Com - Warehouse | Electric Energy (GWh/year) | Energy Efficiency | 0.24749 | 0.24742 | 0.24737 | 0.24736 | 0.2474 | 0.24749 | 0.24762 | 0.24779 | 0.24799 | 0.24823 | 0.24849 | 0.24878 | 0.2491
Scenario 1: Reference | SCG | Com | BldgEnv | Com - Warehouse | Gas Energy (MMTherm/year) | Energy Efficiency | 0.23043 | 0.2298 | 0.22918 | 0.22858 | 0.22799 | 0.22743 | 0.22687 | 0.22634 | 0.22581 | 0.2253 | 0.2248 | 0.22431 | 0.22383
Scenario 1: Reference | SCG | Com | FoodServ | Com - College | Electric Demand (MW) | Energy Efficiency | 0.03734 | 0.045935 | 0.054768 | 0.063905 | 0.073089 | 0.082587 | 0.092381 | 0.10228 | 0.11225 | 0.12222 | 0.13223 | 0.14267 | 0.15314
Scenario 1: Reference | SCG | Com | FoodServ | Com - College | Electric Energy (GWh/year) | Energy Efficiency | 0.18199 | 0.22409 | 0.26735 | 0.3121 | 0.35708 | 0.40359 | 0.45156 | 0.50002 | 0.54888 | 0.59771 | 0.64674 | 0.69786 | 0.74912
Scenario 1: Reference | SCG | Com | FoodServ | Com - College | Gas Energy (MMTherm/year) | Energy Efficiency | 0.045462 | 0.049847 | 0.054358 | 0.05903 | 0.063727 | 0.068589 | 0.073925 | 0.079317 | 0.084756 | 0.090191 | 0.095651 | 0.10135 | 0.10706
Scenario 1: Reference | SCG | Com | FoodServ | Com - Grocery | Electric Demand (MW) | Energy Efficiency | 0.27665 | 0.31928 | 0.36223 | 0.40583 | 0.45026 | 0.4956 | 0.54157 | 0.58846 | 0.63597 | 0.6839 | 0.73237 | 0.78121 | 0.83046
Scenario 1: Reference | SCG | Com | FoodServ | Com - Grocery | Electric Energy (GWh/year) | Energy Efficiency | 1.3477 | 1.5565 | 1.7668 | 1.9803 | 2.1979 | 2.4199 | 2.645 | 2.8746 | 3.1073 | 3.342 | 3.5794 | 3.8185 | 4.0597
Scenario 1: Reference | SCG | Com | FoodServ | Com - Grocery | Gas Energy (MMTherm/year) | Energy Efficiency | 0.38096 | 0.42741 | 0.47422 | 0.52175 | 0.5702 | 0.61967 | 0.68026 | 0.74207 | 0.80471 | 0.86789 | 0.9318 | 0.99619 | 1.0611
Scenario 1: Reference | SCG | Com | FoodServ | Com - Health | Electric Demand (MW) | Energy Efficiency | 0.095738 | 0.1242 | 0.15356 | 0.18271 | 0.21237 | 0.24219 | 0.2729 | 0.30372 | 0.3346 | 0.3649 | 0.39445 | 0.42481 | 0.4562
Scenario 1: Reference | SCG | Com | FoodServ | Com - Health | Electric Energy (GWh/year) | Energy Efficiency | 0.46332 | 0.60271 | 0.74645 | 0.88917 | 1.0344 | 1.1804 | 1.3307 | 1.4817 | 1.6328 | 1.7812 | 1.9259 | 2.0745 | 2.2282
Scenario 1: Reference | SCG | Com | FoodServ | Com - Health | Gas Energy (MMTherm/year) | Energy Efficiency | 0.111 | 0.12684 | 0.14319 | 0.15942 | 0.17594 | 0.19255 | 0.21166 | 0.23083 | 0.25004 | 0.26888 | 0.28726 | 0.30615 | 0.32568
Scenario 1: Reference | SCG | Com | FoodServ | Com - Lodging | Electric Demand (MW) | Energy Efficiency | 0.1152 | 0.13945 | 0.16392 | 0.18842 | 0.21318 | 0.23825 | 0.2636 | 0.28919 | 0.31486 | 0.34053 | 0.36627 | 0.39203 | 0.41781
Scenario 1: Reference | SCG | Com | FoodServ | Com - Lodging | Electric Energy (GWh/year) | Energy Efficiency | 0.56082 | 0.67958 | 0.79934 | 0.91935 | 1.0406 | 1.1633 | 1.2874 | 1.4127 | 1.5384 | 1.6641 | 1.7901 | 1.9163 | 2.0425
Scenario 1: Reference | SCG | Com | FoodServ | Com - Lodging | Gas Energy (MMTherm/year) | Energy Efficiency | 0.09452 | 0.11187 | 0.12937 | 0.14691 | 0.16463 | 0.18257 | 0.20351 | 0.22465 | 0.24585 | 0.26706 | 0.28832 | 0.3096 | 0.33089
Scenario 1: Reference | SCG | Com | FoodServ | Com - Other | Electric Demand (MW) | Energy Efficiency | 1.0546 | 1.1018 | 1.1503 | 1.1998 | 1.1955 | 1.3022 | 1.3553 | 1.4095 | 1.4643 | 1.52 | 1.5766 | 1.634 | 1.6924
Scenario 1: Reference | SCG | Com | FoodServ | Com - Other | Electric Energy (GWh/year) | Energy Efficiency | 5.1041 | 5.3348 | 5.5715 | 5.8136 | 5.793 | 6.3137 | 6.5732 | 6.8378 | 7.1055 | 7.3775 | 7.6542 | 7.9348 | 8.22
Scenario 1: Reference | SCG | Com | FoodServ | Com - Other | Gas Energy (MMTherm/year) | Energy Efficiency | 1.2319 | 1.3042 | 1.3783 | 1.4541 | 1.4499 | 1.6103 | 1.6947 | 1.7806 | 1.8675 | 1.9557 | 2.0454 | 2.1363 | 2.2286
Scenario 1: Reference | SCG | Com | FoodServ | Com - Restaurant | Electric Demand (MW) | Energy Efficiency | 1.962 | 2.1582 | 2.3585 | 2.5636 | 2.7741 | 2.9879 | 3.204 | 3.4233 | 3.6454 | 3.8697 | 4.0965 | 4.3251 | 4.556
Scenario 1: Reference | SCG | Com | FoodServ | Com - Restaurant | Electric Energy (GWh/year) | Energy Efficiency | 9.6619 | 10.6235 | 11.6056 | 12.6105 | 13.6423 | 14.6904 | 15.7498 | 16.8248 | 17.9137 | 19.0131 | 20.1246 | 21.2455 | 22.3772
Scenario 1: Reference | SCG | Com | FoodServ | Com - Restaurant | Gas Energy (MMTherm/year) | Energy Efficiency | 2.1848 | 2.4438 | 2.7082 | 2.9786 | 3.2562 | 3.538 | 3.8658 | 4.1982 | 4.5349 | 4.8746 | 5.218 | 5.5642 | 5.9137
Scenario 1: Reference | SCG | Com | FoodServ | Com - Retail | Electric Demand (MW) | Energy Efficiency | 0.012893 | 0.02598 | 0.039152 | 0.052491 | 0.052491 | 0.081608 | 0.095541 | 0.1097 | 0.124 | 0.13841 | 0.15296 | 0.16762 | 0.18239
Scenario 1: Reference | SCG | Com | FoodServ | Com - Retail | Electric Energy (GWh/year) | Energy Efficiency | 0.063153 | 0.12726 | 0.19178 | 0.25712 | 0.25712 | 0.39974 | 0.46799 | 0.53734 | 0.60737 | 0.67796 | 0.74926 | 0.82103 | 0.89338
Scenario 1: Reference | SCG | Com | FoodServ | Com - Retail | Gas Energy (MMTherm/year) | Energy Efficiency | 0.001399 | 0.002818 | 0.004247 | 0.005694 | 0.005694 | 0.008852 | 0.010364 | 0.0119 | 0.01345 | 0.015014 | 0.016592 | 0.018182 | 0.019784
Scenario 1: Reference | SCG | Com | FoodServ | Com - School | Electric Demand (MW) | Energy Efficiency | 0.18598 | 0.22268 | 0.25915 | 0.29533 | 0.33075 | 0.36593 | 0.40057 | 0.43474 | 0.46859 | 0.50228 | 0.5357 | 0.56907 | 0.60221
Scenario 1: Reference | SCG | Com | FoodServ | Com - School | Electric Energy (GWh/year) | Energy Efficiency | 0.88569 | 1.0653 | 1.2436 | 1.4206 | 1.5939 | 1.7659 | 1.9354 | 2.1025 | 2.2681 | 2.4328 | 2.5962 | 2.7594 | 2.9215
Scenario 1: Reference | SCG | Com | FoodServ | Com - School | Gas Energy (MMTherm/year) | Energy Efficiency | 0.17777 | 0.19561 | 0.21337 | 0.23102 | 0.2483 | 0.26549 | 0.28354 | 0.30136 | 0.31904 | 0.33665 | 0.35415 | 0.37167 | 0.38908
Scenario 1: Reference | SCG | Com | HVAC | Com - College | Electric Demand (MW) | Energy Efficiency | 0.069879 | 0.1111 | 0.15345 | 0.19724 | 0.24125 | 0.25851 | 0.30516 | 0.35228 | 0.3998 | 0.44726 | 0.49493 | 0.54459 | 0.59438
Scenario 1: Reference | SCG | Com | HVAC | Com - College | Electric Energy (GWh/year) | Energy Efficiency | 0.21996 | 0.26902 | 0.31944 | 0.3716 | 0.42403 | 0.33729 | 0.39204 | 0.44733 | 0.50309 | 0.55879 | 0.61473 | 0.67302 | 0.73146
Scenario 1: Reference | SCG | Com | HVAC | Com - College | Gas Energy (MMTherm/year) | Energy Efficiency | 0.092937 | 0.096162 | 0.099489 | 0.10469 | 0.10992 | 0.030669 | 0.035889 | 0.041161 | 0.046153 | 0.051463 | 0.056797 | 0.062355 | 0.067928
Scenario 1: Reference | SCG | Com | HVAC | Com - Grocery | Gas Energy (MMTherm/year) | Energy Efficiency | 0.019273 | 0.035554 | 0.051946 | 0.068565 | 0.085482 | 0.10272 | 0.12019 | 0.13798 | 0.156 | 0.17416 | 0.19251 | 0.21099 | 0.22961
Scenario 1: Reference | SCG | Com | HVAC | Com - Health | Electric Demand (MW) | Energy Efficiency | 0.031581 | 0.031908 | 0.032249 | 0.032587 | 0.032933 | 0.002192 | 0.002192 | 0.002192 | 0.002192 | 0.002192 | 0.002192 | 0.002192 | 0.002192
Scenario 1: Reference | SCG | Com | HVAC | Com - Health | Electric Energy (GWh/year) | Energy Efficiency | 0.1577 | 0.15933 | 0.16104 | 0.16272 | 0.16445 | 0.010946 | 0.010946 | 0.010946 | 0.010946 | 0.010946 | 0.010946 | 0.010946 | 0.010946
Scenario 1: Reference | SCG | Com | HVAC | Com - Health | Gas Energy (MMTherm/year) | Energy Efficiency | 2.4492 | 2.4746 | 2.5011 | 2.5273 | 2.5541 | 2.4876 | 2.5146 | 2.5418 | 2.5691 | 2.5958 | 2.6216 | 2.6484 | 2.6763
Scenario 1: Reference | SCG | Com | HVAC | Com - Lodging | Electric Demand (MW) | Energy Efficiency | 0.01064 | 0.010782 | 0.010926 | 0.011072 | 0.01122 | 0.001139 | 0.001139 | 0.001139 | 0.001139 | 0.001139 | 0.001139 | 0.001139 | 0.001139
Scenario 1: Reference | SCG | Com | HVAC | Com - Lodging | Electric Energy (GWh/year) | Energy Efficiency | 0.053133 | 0.053841 | 0.054561 | 0.055286 | 0.056027 | 0.005689 | 0.005689 | 0.005689 | 0.005689 | 0.005689 | 0.005689 | 0.005689 | 0.005689
Scenario 1: Reference | SCG | Com | HVAC | Com - Lodging | Gas Energy (MMTherm/year) | Energy Efficiency | 1.2984 | 1.3157 | 1.3333 | 1.3511 | 1.3691 | 1.3568 | 1.3753 | 1.394 | 0.25473 | 0.28312 | 0.31157 | 0.34005 | 1.3392
Scenario 1: Reference | SCG | Com | HVAC | Com - Office (Large) | Electric Demand (MW) | Energy Efficiency | 0.13774 | 0.13901 | 0.14027 | 0.14156 | 0.14291 | 0.026983 | 0.026983 | 0.026983 | 0.026983 | 0.026983 | 0.026983 | 0.026983 | 0.026983
Scenario 1: Reference | SCG | Com | HVAC | Com - Office (Large) | Electric Energy (GWh/year) | Energy Efficiency | 0.68779 | 0.69413 | 0.70046 | 0.70689 | 0.71363 | 0.13474 | 0.13474 | 0.13474 | 0.13474 | 0.13474 | 0.13474 | 0.13474 | 0.13474
Scenario 1: Reference | SCG | Com | HVAC | Com - Office (Large) | Gas Energy (MMTherm/year) | Energy Efficiency | 0.41481 | 0.41878 | 0.42273 | 0.42675 | 0.43095 | 0.082084 | 0.082219 | 0.082351 | 0.082481 | 0.082608 | 0.082732 | 0.082854 | 0.082974
Scenario 1: Reference | SCG | Com | HVAC | Com - Office (Small) | Electric Demand (MW) | Energy Efficiency | 0.1347 | 0.17989 | 0.22508 | 0.27037 | 0.25738 | 0.60367 | 0.64509 | 0.68659 | 0.72813 | 0.76965 | 0.81118 | 0.85267 | 0.89416
Scenario 1: Reference | SCG | Com | HVAC | Com - Office (Small) | Electric Energy (GWh/year) | Energy Efficiency | 0.53642 | 0.60315 | 0.66993 | 0.73687 | 0.66878 | 0.90148 | 0.96036 | 1.0194 | 1.0784 | 1.1375 | 1.1965 | 1.2555 | 1.3145
Scenario 1: Reference | SCG | Com | HVAC | Com - Office (Small) | Gas Energy (MMTherm/year) | Energy Efficiency | 0.27768 | 0.28233 | 0.28701 | 0.29172 | 0.25215 | 0.05602 | 0.058381 | 0.060747 | 0.063115 | 0.065482 | 0.06785 | 0.070216 | 0.072582
Scenario 1: Reference | SCG | Com | HVAC | Com - Other | Electric Demand (MW) | Energy Efficiency | 11.624 | 12.5539 | 13.5063 | 14.4792 | 14.4529 | 16.4837 | 17.5214 | 18.5781 | 9.6143 | 10.7672 | 11.937 | 13.1208 | 14.3212
Scenario 1: Reference | SCG | Com | HVAC | Com - Other | Electric Energy (GWh/year) | Energy Efficiency | 12.0212 | 13.35 | 14.71 | 16.0986 | 16.0902 | 18.9571 | 20.4356 | 21.9406 | 13.9975 | 15.6053 | 17.2368 | 18.8878 | 20.5621
Scenario 1: Reference | SCG | Com | HVAC | Com - Other | Gas Energy (MMTherm/year) | Energy Efficiency | 1.1401 | 1.2196 | 1.3011 | 1.3843 | 1.3812 | 1.5559 | 1.6448 | 1.7354 | 0.90816 | 1.0074 | 1.1081 | 1.21 | 1.3133
Scenario 1: Reference | SCG | Com | HVAC | Com - Restaurant | Electric Demand (MW) | Energy Efficiency | 0.070033 | 0.14705 | 0.22555 | 0.30568 | 0.38776 | 0.471 | 0.55503 | 0.64017 | 0.7263 | 0.81316 | 0.90087 | 0.98923 | 1.0783
Scenario 1: Reference | SCG | Com | HVAC | Com - Restaurant | Electric Energy (GWh/year) | Energy Efficiency | 0.094977 | 0.14377 | 0.1935 | 0.24429 | 0.29633 | 0.34911 | 0.4024 | 0.45641 | 0.51104 | 0.56615 | 0.62181 | 0.67789 | 0.73445
Scenario 1: Reference | SCG | Com | HVAC | Com - Restaurant | Gas Energy (MMTherm/year) | Energy Efficiency | 5.1145 | 5.199 | 5.2862 | 5.3766 | 5.4705 | 5.5668 | 5.6648 | 5.765 | 5.8672 | 5.971 | 6.0765 | 6.1835 | 6.2921
Scenario 1: Reference | SCG | Com | HVAC | Com - Retail | Electric Demand (MW) | Energy Efficiency | 0.21287 | 0.39555 | 0.57943 | 0.76564 | 0.7653 | 1.1337 | 1.3278 | 1.5251 | 1.7243 | 1.9251 | 2.1279 | 2.3321 | 2.5378
Scenario 1: Reference | SCG | Com | HVAC | Com - Retail | Electric Energy (GWh/year) | Energy Efficiency | 0.41297 | 0.56864 | 0.72537 | 0.88412 | 0.88145 | 1.0389 | 1.2029 | 1.3696 | 1.5379 | 1.7076 | 1.879 | 2.0515 | 2.2255
Scenario 1: Reference | SCG | Com | HVAC | Com - Retail | Gas Energy (MMTherm/year) | Energy Efficiency | 0.12984 | 0.13522 | 0.14064 | 0.14616 | 0.14487 | 0.042611 | 0.047269 | 0.052002 | 0.056784 | 0.061604 | 0.066474 | 0.071378 | 0.076321
Scenario 1: Reference | SCG | Com | HVAC | Com - School | Electric Demand (MW) | Energy Efficiency | 0.2137 | 0.37185 | 0.52873 | 0.6842 | 0.83633 | 0.93944 | 1.0874 | 1.2332 | 1.3775 | 1.5209 | 1.6629 | 1.8045 | 1.9449
Scenario 1: Reference | SCG | Com | HVAC | Com - School | Electric Energy (GWh/year) | Energy Efficiency | 0.42361 | 0.54658 | 0.66868 | 0.78976 | 0.90825 | 0.78716 | 0.9003 | 1.0118 | 1.1221 | 1.2318 | 1.3404 | 1.4487 | 1.5561
Scenario 1: Reference | SCG | Com | HVAC | Com - School | Gas Energy (MMTherm/year) | Energy Efficiency | 0.21351 | 0.25721 | 0.30063 | 0.34371 | 0.38587 | 0.28382 | 0.32346 | 0.36251 | 0.40116 | 0.43957 | 0.47762 | 0.51555 | 0.55317
Scenario 1: Reference | SCG | Com | HVAC | Com - Warehouse | Gas Energy (MMTherm/year) | Energy Efficiency | 8.05e-06 | 1.64e-05 | 2.5e-05 | 3.38e-05 | 4.32e-05 | 5.29e-05 | 6.3e-05 | 7.34e-05 | 8.41e-05 | 9.5e-05 | 0.000106 | 0.000117 | 0.000129
Scenario 1: Reference | SCG | Com | WaterHeat | Com - College | Electric Demand (MW) | Energy Efficiency | 0.001071 | 0.000818 | 0.000558 | 0.00029 | 2.05e-05 | -0.00127 | -0.00127 | -0.00127 | -0.00127 | -0.00127 | -0.00127 | -0.00127 | -0.00127
Scenario 1: Reference | SCG | Com | WaterHeat | Com - College | Electric Energy (GWh/year) | Energy Efficiency | 0.004364 | 0.003364 | 0.002338 | 0.001279 | 0.000214 | -0.00501 | -0.00501 | -0.00501 | -0.00501 | -0.00501 | -0.00501 | -0.00501 | -0.00501
Scenario 1: Reference | SCG | Com | WaterHeat | Com - College | Gas Energy (MMTherm/year) | Energy Efficiency | 2.1345 | 2.1362 | 2.1384 | 2.1599 | 2.1626 | 1.9194 | 2.0091 | 1.9993 | 1.854 | 1.845 | 1.836 | 1.8272 | 1.8183
Scenario 1: Reference | SCG | Com | WaterHeat | Com - Grocery | Electric Demand (MW) | Energy Efficiency | 0.000239 | 0.00024 | 0.000242 | 0.000243 | 0.000245 | 1.82e-05 | 1.82e-05 | 1.82e-05 | 1.82e-05 | 1.82e-05 | 1.82e-05 | 1.82e-05 | 1.82e-05
Scenario 1: Reference | SCG | Com | WaterHeat | Com - Grocery | Electric Energy (GWh/year) | Energy Efficiency | 0.001297 | 0.001305 | 0.001313 | 0.001322 | 0.001331 | 9.91e-05 | 9.91e-05 | 9.91e-05 | 9.91e-05 | 9.91e-05 | 9.91e-05 | 9.91e-05 | 9.91e-05
Scenario 1: Reference | SCG | Com | WaterHeat | Com - Grocery | Gas Energy (MMTherm/year) | Energy Efficiency | 2.205 | 2.1862 | 2.1675 | 2.149 | 2.1307 | 2.0571 | 2.0388 | 2.0206 | 2.0024 | 1.9845 | 1.9669 | 1.9494 | 1.932
Scenario 1: Reference | SCG | Com | WaterHeat | Com - Health | Electric Demand (MW) | Energy Efficiency | 0.001539 | 0.001181 | 0.000811 | 0.000444 | 7.04e-05 | -0.00179 | -0.00179 | -0.00179 | -0.00179 | -0.00179 | -0.00179 | -0.00179 | -0.00179
Scenario 1: Reference | SCG | Com | WaterHeat | Com - Health | Electric Energy (GWh/year) | Energy Efficiency | 0.012546 | 0.009427 | 0.006213 | 0.003022 | -0.00022 | -0.01557 | -0.01557 | -0.01557 | -0.01557 | -0.01557 | -0.01557 | -0.01557 | -0.01557
Scenario 1: Reference | SCG | Com | WaterHeat | Com - Health | Gas Energy (MMTherm/year) | Energy Efficiency | 14.5793 | 14.5676 | 14.5572 | 14.5466 | 14.5369 | 13.8042 | 13.7585 | 13.713 | 2.5329 | 2.5251 | 2.5406 | 2.5327 | 2.5249
Scenario 1: Reference | SCG | Com | WaterHeat | Com - Lodging | Electric Demand (MW) | Energy Efficiency | 0.010477 | 0.010078 | 0.009678 | 0.009278 | 0.008876 | -0.00156 | -0.00156 | -0.00156 | -0.00156 | -0.00156 | -0.00156 | -0.00156 | -0.00156
Scenario 1: Reference | SCG | Com | WaterHeat | Com - Lodging | Electric Energy (GWh/year) | Energy Efficiency | 0.086254 | 0.082973 | 0.079677 | 0.076383 | 0.073069 | -0.01289 | -0.01289 | -0.01289 | -0.01289 | -0.01289 | -0.01289 | -0.01289 | -0.01289
Scenario 1: Reference | SCG | Com | WaterHeat | Com - Lodging | Gas Energy (MMTherm/year) | Energy Efficiency | 8.772 | 8.825 | 8.8796 | 8.9349 | 8.992 | 5.1041 | 5.0677 | 5.0316 | 2.8599 | 2.8417 | 2.8237 | 2.8058 | 2.792
Scenario 1: Reference | SCG | Com | WaterHeat | Com - Office (Large) | Electric Demand (MW) | Energy Efficiency | 0.000437 | 0.00033 | 0.000225 | 0.000123 | 2.28e-05 | -0.00044 | -0.00044 | -0.00044 | -0.00044 | -0.00044 | -0.00044 | -0.00044 | -0.00044
Scenario 1: Reference | SCG | Com | WaterHeat | Com - Office (Large) | Electric Energy (GWh/year) | Energy Efficiency | 0.008964 | 0.006768 | 0.00463 | 0.002539 | 0.000482 | -0.00904 | -0.00904 | -0.00904 | -0.00904 | -0.00904 | -0.00904 | -0.00904 | -0.00904
Scenario 1: Reference | SCG | Com | WaterHeat | Com - Office (Large) | Gas Energy (MMTherm/year) | Energy Efficiency | 7.1613 | 6.9748 | 6.7947 | 6.6208 | 6.4533 | 5.8401 | 5.6591 | 5.484 | 5.2421 | 5.0804 | 4.9239 | 4.7724 | 4.6257
Scenario 1: Reference | SCG | Com | WaterHeat | Com - Office (Small) | Electric Demand (MW) | Energy Efficiency | -2.5e-06 | -5e-06 | -7.5e-06 | -1e-05 | -1e-05 | -1e-05 | -1e-05 | -1e-05 | -1e-05 | -1e-05 | -1e-05 | -1e-05 | -1e-05
Scenario 1: Reference | SCG | Com | WaterHeat | Com - Office (Small) | Electric Energy (GWh/year) | Energy Efficiency | -0.0003 | -0.00061 | -0.00091 | -0.00122 | -0.00122 | -0.00122 | -0.00122 | -0.00122 | -0.00122 | -0.00122 | -0.00122 | -0.00122 | -0.00122
Scenario 1: Reference | SCG | Com | WaterHeat | Com - Office (Small) | Gas Energy (MMTherm/year) | Energy Efficiency | 2.1834 | 2.1639 | 2.1446 | 2.1256 | 1.8064 | 1.7879 | 1.7696 | 1.7515 | 1.7336 | 1.7158 | 1.6983 | 1.6809 | 1.6637
Scenario 1: Reference | SCG | Com | WaterHeat | Com - Other | Electric Demand (MW) | Energy Efficiency | -0.0006 | -0.00343 | -0.00631 | -0.00926 | -0.0094 | -0.01149 | -0.01149 | -0.01149 | -0.01149 | -0.01149 | -0.01149 | -0.01149 | -0.01149
Scenario 1: Reference | SCG | Com | WaterHeat | Com - Other | Electric Energy (GWh/year) | Energy Efficiency | -0.00391 | -0.02268 | -0.04187 | -0.06142 | -0.06236 | -0.07635 | -0.07635 | -0.07635 | -0.07635 | -0.07635 | -0.07635 | -0.07635 | -0.07635
Scenario 1: Reference | SCG | Com | WaterHeat | Com - Other | Gas Energy (MMTherm/year) | Energy Efficiency | 11.3274 | 11.4298 | 11.5366 | 11.6476 | 11.5809 | 10.9163 | 10.8474 | 10.7789 | 10.4753 | 10.4094 | 10.344 | 10.279 | 10.2145
Scenario 1: Reference | SCG | Com | WaterHeat | Com - Refrig. Warehouse | Electric Demand (MW) | Energy Efficiency | -1e-05 | -1.2e-05 | -1.2e-05 | -2.6e-05 | -2.7e-05 | -3.2e-05 | -3.2e-05 | -3.2e-05 | -3.2e-05 | -3.2e-05 | -3.2e-05 | -3.2e-05 | -3.2e-05
Scenario 1: Reference | SCG | Com | WaterHeat | Com - Refrig. Warehouse | Electric Energy (GWh/year) | Energy Efficiency | -0.00012 | -0.00014 | -0.00015 | -0.00032 | -0.00033 | -0.00039 | -0.00039 | -0.00039 | -0.00039 | -0.00039 | -0.00039 | -0.00039 | -0.00039
Scenario 1: Reference | SCG | Com | WaterHeat | Com - Refrig. Warehouse | Gas Energy (MMTherm/year) | Energy Efficiency | 0.29789 | 0.29656 | 0.26249 | 0.26298 | 0.26182 | 0.25808 | 0.25675 | 0.25543 | 0.25412 | 0.25282 | 0.25152 | 0.25024 | 0.24896
Scenario 1: Reference | SCG | Com | WaterHeat | Com - Restaurant | Electric Demand (MW) | Energy Efficiency | -0.0028 | -0.00621 | -0.00969 | -0.01325 | -0.01688 | -0.01741 | -0.01741 | -0.01741 | -0.01741 | -0.01741 | -0.01741 | -0.01741 | -0.01741
Scenario 1: Reference | SCG | Com | WaterHeat | Com - Restaurant | Electric Energy (GWh/year) | Energy Efficiency | -0.01471 | -0.03272 | -0.05108 | -0.06983 | -0.08903 | -0.09188 | -0.09188 | -0.09188 | -0.09188 | -0.09188 | -0.09188 | -0.09188 | -0.09188
Scenario 1: Reference | SCG | Com | WaterHeat | Com - Restaurant | Gas Energy (MMTherm/year) | Energy Efficiency | 1.6584 | 1.8209 | 1.9868 | 2.1566 | 2.331 | 2.1933 | 2.1832 | 2.1733 | 2.1635 | 2.1539 | 2.1443 | 2.1348 | 2.1254
Scenario 1: Reference | SCG | Com | WaterHeat | Com - Retail | Electric Demand (MW) | Energy Efficiency | -0.0001 | -0.0002 | -0.00031 | -0.00041 | -0.00041 | -0.00041 | -0.00041 | -0.00041 | -0.00041 | -0.00041 | -0.00041 | -0.00041 | -0.00041
Scenario 1: Reference | SCG | Com | WaterHeat | Com - Retail | Electric Energy (GWh/year) | Energy Efficiency | -0.00066 | -0.00134 | -0.00202 | -0.0027 | -0.0027 | -0.0027 | -0.0027 | -0.0027 | -0.0027 | -0.0027 | -0.0027 | -0.0027 | -0.0027
Scenario 1: Reference | SCG | Com | WaterHeat | Com - Retail | Gas Energy (MMTherm/year) | Energy Efficiency | 8.3775 | 8.3145 | 8.2522 | 8.1905 | 8.1035 | 8.0366 | 7.9702 | 7.9044 | 7.7177 | 7.654 | 7.5908 | 7.5281 | 7.466
Scenario 1: Reference | SCG | Com | WaterHeat | Com - School | Electric Demand (MW) | Energy Efficiency | 2.54e-05 | -0.00026 | -0.00054 | -0.00082 | -0.00109 | -0.00137 | -0.00137 | -0.00137 | -0.00137 | -0.00137 | -0.00137 | -0.00137 | -0.00137
Scenario 1: Reference | SCG | Com | WaterHeat | Com - School | Electric Energy (GWh/year) | Energy Efficiency | 0.000374 | -0.00404 | -0.00842 | -0.01275 | -0.017 | -0.02128 | -0.02128 | -0.02128 | -0.02128 | -0.02128 | -0.02128 | -0.02128 | -0.02128
Scenario 1: Reference | SCG | Com | WaterHeat | Com - School | Gas Energy (MMTherm/year) | Energy Efficiency | 2.9258 | 2.9107 | 2.8969 | 2.8841 | 2.8719 | 2.6215 | 2.567 | 2.5234 | 2.455 | 2.4023 | 2.3508 | 2.3006 | 2.2516
Scenario 1: Reference | SCG | Com | WaterHeat | Com - Warehouse | Electric Demand (MW) | Energy Efficiency | 3e-05 | 2.91e-05 | 2.82e-05 | 2.72e-05 | 2.62e-05 | -4.1e-06 | -4.1e-06 | -4.1e-06 | -4.1e-06 | -4.1e-06 | -4.1e-06 | -4.1e-06 | -4.1e-06
Scenario 1: Reference | SCG | Com | WaterHeat | Com - Warehouse | Electric Energy (GWh/year) | Energy Efficiency | 0.000921 | 0.000893 | 0.000864 | 0.000835 | 0.000804 | -0.00013 | -0.00013 | -0.00013 | -0.00013 | -0.00013 | -0.00013 | -0.00013 | -0.00013
Scenario 1: Reference | SCG | Com | WaterHeat | Com - Warehouse | Gas Energy (MMTherm/year) | Energy Efficiency | 8.9257 | 8.8909 | 8.8562 | 8.8217 | 8.7874 | 8.7112 | 8.6765 | 8.6419 | 8.4292 | 8.3956 | 8.3622 | 8.3288 | 8.2957
Scenario 1: Reference | SCG | Res | BldgEnv | Res - Multi Family | Electric Demand (MW) | Energy Efficiency | 0 | 0 | 0 | 0 | 0 | 0 | 0 | 0 | 0.12217 | 0.12197 | 0.12176 | 0.12156 | 0.12136
Scenario 1: Reference | SCG | Res | BldgEnv | Res - Multi Family | Electric Energy (GWh/year) | Energy Efficiency | 0 | 0 | 0 | 0 | 0 | 0 | 0 | 0 | 0.18757 | 0.18726 | 0.18694 | 0.18663 | 0.18632
Scenario 1: Reference | SCG | Res | BldgEnv | Res - Multi Family | Gas Energy (MMTherm/year) | Energy Efficiency | 0 | 0 | 0 | 0 | 0 | 0 | 0 | 0 | 0.058742 | 0.058643 | 0.058545 | 0.058448 | 0.05835
Scenario 1: Reference | SCG | Res | BldgEnv | Res - Single Family | Electric Demand (MW) | Energy Efficiency | 0.32385 | 0.69863 | 1.0994 | 1.5003 | 1.8984 | 2.2802 | 3.7007 | 4.0332 | 2.9716 | 2.9716 | 2.9716 | 2.9716 | 2.9716
Scenario 1: Reference | SCG | Res | BldgEnv | Res - Single Family | Electric Energy (GWh/year) | Energy Efficiency | -0.09026 | -0.19471 | -0.30641 | -0.41815 | -0.5291 | -0.63549 | 0.45907 | 0.36561 | -0.82819 | -0.82819 | -0.82819 | -0.82819 | -0.82819
Scenario 1: Reference | SCG | Res | BldgEnv | Res - Single Family | Gas Energy (MMTherm/year) | Energy Efficiency | 0.075623 | 0.16314 | 0.25673 | 0.35035 | 0.44331 | 0.53245 | 0.91427 | 0.9919 | 0.6939 | 0.6939 | 0.6939 | 0.6939 | 0.6939
Scenario 1: Reference | SCG | Res | HVAC | Res - Multi Family | Electric Demand (MW) | Energy Efficiency | -0.00069 | -0.00069 | -0.0007 | -0.00071 | -0.00072 | -4.6e-05 | -4.6e-05 | -4.6e-05 | -4.6e-05 | -4.6e-05 | -4.6e-05 | -4.6e-05 | -4.6e-05
Scenario 1: Reference | SCG | Res | HVAC | Res - Multi Family | Electric Energy (GWh/year) | Energy Efficiency | -6.5e-08 | -6.5e-08 | -6.6e-08 | -6.7e-08 | -6.8e-08 | -4.3e-09 | -4.3e-09 | -4.3e-09 | -4.3e-09 | -4.3e-09 | -4.3e-09 | 0.000619 | 0.001208
Scenario 1: Reference | SCG | Res | HVAC | Res - Multi Family | Gas Energy (MMTherm/year) | Energy Efficiency | 0.000162 | 0.000164 | 0.000166 | 0.000168 | 0.000169 | 1.08e-05 | 1.08e-05 | 1.08e-05 | 1.08e-05 | 1.08e-05 | 1.08e-05 | 5.07e-05 | 8.86e-05
Scenario 1: Reference | SCG | Res | HVAC | Res - Single Family | Electric Demand (MW) | Energy Efficiency | 0.39885 | 0.45644 | 0.51802 | 0.57964 | 0.5832 | 0.235 | 0.235 | 0.235 | 0.235 | 0.235 | 0.235 | 0.235 | 0.235
Scenario 1: Reference | SCG | Res | HVAC | Res - Single Family | Electric Energy (GWh/year) | Energy Efficiency | 10.8558 | 11.0278 | 11.212 | 11.3963 | 11.5057 | 0.82573 | 0.82573 | 0.82573 | 0.82573 | 0.82573 | 0.82573 | 0.83805 | 0.84963
Scenario 1: Reference | SCG | Res | HVAC | Res - Single Family | Gas Energy (MMTherm/year) | Energy Efficiency | 1.3058 | 1.3193 | 1.3338 | 1.3483 | 1.3615 | 0.07067 | 0.07067 | 0.07067 | 0.07067 | 0.07067 | 0.07067 | 0.071345 | 0.071979
Scenario 1: Reference | SCG | Res | WaterHeat | Res - Multi Family | Electric Demand (MW) | Energy Efficiency | -0.00268 | -0.00529 | -0.00794 | -0.01052 | -0.01303 | -0.01303 | -0.01303 | -0.01303 | -0.01303 | -0.01303 | -0.01303 | -0.01303 | -0.01303
Scenario 1: Reference | SCG | Res | WaterHeat | Res - Multi Family | Electric Energy (GWh/year) | Energy Efficiency | -0.0138 | -0.02726 | -0.04087 | -0.05418 | -0.06711 | -0.06711 | -0.06711 | -0.06711 | -0.06711 | -0.06711 | -0.06711 | -0.06711 | -0.06711
Scenario 1: Reference | SCG | Res | WaterHeat | Res - Multi Family | Gas Energy (MMTherm/year) | Energy Efficiency | 3.9036 | 4.0608 | 4.2199 | 4.3755 | 4.5262 | 4.5827 | 4.6363 | 4.6869 | 4.7344 | 4.7788 | 4.8204 | 4.8597 | 4.8967
Scenario 1: Reference | SCG | Res | WaterHeat | Res - Single Family | Electric Demand (MW) | Energy Efficiency | -0.013 | -0.02804 | -0.04413 | -0.06023 | -0.07621 | -0.07621 | -0.07621 | -0.07621 | -0.07621 | -0.07621 | -0.07621 | -0.07621 | -0.07621
Scenario 1: Reference | SCG | Res | WaterHeat | Res - Single Family | Electric Energy (GWh/year) | Energy Efficiency | -0.07394 | -0.15951 | -0.25101 | -0.34255 | -0.43344 | -0.43344 | -0.43344 | -0.43344 | -0.43344 | -0.43344 | -0.43344 | -0.43344 | -0.43344
Scenario 1: Reference | SCG | Res | WaterHeat | Res - Single Family | Gas Energy (MMTherm/year) | Energy Efficiency | 16.3553 | 17.3031 | 18.3172 | 19.3316 | 20.3389 | 20.6048 | 20.8538 | 21.0848 | 21.299 | 21.4982 | 21.6842 | 21.8583 | 22.0215
Scenario 1: Reference | SDG&E | Com | AppPlug | Com - Health | Gas Energy (MMTherm/year) | Energy Efficiency | 2.2077 | 2.2965 | 6.6181 | 6.6909 | 6.7609 | 6.8269 | 6.8806 | 6.9327 | 6.9862 | 7.0456 | 7.1135 | 7.1718 | 7.2247
Scenario 1: Reference | SDG&E | Com | AppPlug | Com - Lodging | Gas Energy (MMTherm/year) | Energy Efficiency | 0.10186 | 0.19814 | 6.4419 | 6.4824 | 6.518 | 6.5522 | 6.5839 | 6.6135 | 6.6419 | 6.669 | 6.6939 | 6.7169 | 6.7389
Scenario 1: Reference | SDG&E | Com | AppPlug | Com - Other | Gas Energy (MMTherm/year) | Energy Efficiency | 0.001662 | 0.003349 | 0.005062 | 0.006803 | 0.008551 | 0.010326 | 0.012128 | 0.01395 | 0.01579 | 0.017649 | 0.019523 | 0.021413 | 0.023325
Scenario 1: Reference | SDG&E | Com | BldgEnv | Com - College | Electric Demand (MW) | Energy Efficiency | 0.011991 | 0.012021 | 0.012051 | 0.012083 | 0.012113 | 0.012145 | 0.01218 | 0.012214 | 0.01225 | 0.012288 | 0.012326 | 0.01237 | 0.012416
Scenario 1: Reference | SDG&E | Com | BldgEnv | Com - College | Electric Energy (GWh/year) | Energy Efficiency | 0.004097 | 0.004107 | 0.004117 | 0.004128 | 0.004139 | 0.00415 | 0.004161 | 0.004173 | 0.004186 | 0.004198 | 0.004211 | 0.004226 | 0.004242
Scenario 1: Reference | SDG&E | Com | BldgEnv | Com - College | Gas Energy (MMTherm/year) | Energy Efficiency | 0.009488 | 0.009468 | 0.009447 | 0.009428 | 0.009408 | 0.009389 | 0.00937 | 0.009352 | 0.009335 | 0.009318 | 0.009301 | 0.009286 | 0.009272
Scenario 1: Reference | SDG&E | Com | BldgEnv | Com - Grocery | Electric Demand (MW) | Energy Efficiency | 0.007183 | 0.007244 | 0.007307 | 0.007372 | 0.007438 | 0.007507 | 0.007578 | 0.007652 | 0.007727 | 0.007804 | 0.007883 | 0.007963 | 0.008045
Scenario 1: Reference | SDG&E | Com | BldgEnv | Com - Grocery | Electric Energy (GWh/year) | Energy Efficiency | 0.002454 | 0.002475 | 0.002497 | 0.002519 | 0.002541 | 0.002565 | 0.002589 | 0.002614 | 0.00264 | 0.002666 | 0.002693 | 0.002721 | 0.002749
Scenario 1: Reference | SDG&E | Com | BldgEnv | Com - Grocery | Gas Energy (MMTherm/year) | Energy Efficiency | 0.005836 | 0.005816 | 0.005798 | 0.00578 | 0.005762 | 0.005746 | 0.005731 | 0.005717 | 0.005703 | 0.00569 | 0.005678 | 0.005667 | 0.005656
Scenario 1: Reference | SDG&E | Com | BldgEnv | Com - Health | Electric Demand (MW) | Energy Efficiency | 0.009083 | 0.00922 | 0.009353 | 0.009487 | 0.009617 | 0.009739 | 0.00984 | 0.009937 | 0.010038 | 0.010148 | 0.010274 | 0.010383 | 0.010482
Scenario 1: Reference | SDG&E | Com | BldgEnv | Com - Health | Electric Energy (GWh/year) | Energy Efficiency | 0.004363 | 0.004429 | 0.004493 | 0.004557 | 0.004619 | 0.004678 | 0.004727 | 0.004774 | 0.004822 | 0.004875 | 0.004935 | 0.004987 | 0.005035
Scenario 1: Reference | SDG&E | Com | BldgEnv | Com - Health | Gas Energy (MMTherm/year) | Energy Efficiency | 0.013859 | 0.013881 | 0.013902 | 0.013923 | 0.013942 | 0.013958 | 0.013966 | 0.013973 | 0.013981 | 0.013993 | 0.014011 | 0.014023 | 0.014031
Scenario 1: Reference | SDG&E | Com | BldgEnv | Com - Lodging | Electric Demand (MW) | Energy Efficiency | 0.019249 | 0.019257 | 0.019259 | 0.01926 | 0.019253 | 0.019245 | 0.019232 | 0.019217 | 0.001328 | 0.019182 | 0.01916 | 0.019135 | 0.01911
Scenario 1: Reference | SDG&E | Com | BldgEnv | Com - Lodging | Electric Energy (GWh/year) | Energy Efficiency | 0.012578 | 0.012584 | 0.012585 | 0.012585 | 0.012581 | 0.012575 | 0.012567 | 0.012557 | 0.000868 | 0.012534 | 0.01252 | 0.012504 | 0.012487
Scenario 1: Reference | SDG&E | Com | BldgEnv | Com - Lodging | Gas Energy (MMTherm/year) | Energy Efficiency | 0.007128 | 0.007101 | 0.007074 | 0.007047 | 0.007018 | 0.00699 | 0.006961 | 0.006931 | 0.000255 | 0.006872 | 0.006842 | 0.006812 | 0.006781
Scenario 1: Reference | SDG&E | Com | BldgEnv | Com - Office (Large) | Electric Demand (MW) | Energy Efficiency | 0.023943 | 0.023902 | 0.023868 | 0.023842 | 0.023819 | 0.02381 | 0.023818 | 0.023838 | 0.005974 | 0.023884 | 0.023912 | 0.023946 | 0.023985
Scenario 1: Reference | SDG&E | Com | BldgEnv | Com - Office (Large) | Electric Energy (GWh/year) | Energy Efficiency | 0.008181 | 0.008167 | 0.008155 | 0.008146 | 0.008138 | 0.008135 | 0.008138 | 0.008145 | 0.002041 | 0.00816 | 0.00817 | 0.008181 | 0.008195
Scenario 1: Reference | SDG&E | Com | BldgEnv | Com - Office (Large) | Gas Energy (MMTherm/year) | Energy Efficiency | 0.008437 | 0.008256 | 0.008081 | 0.007913 | 0.00775 | 0.007594 | 0.007446 | 0.007303 | 0.000736 | 0.007033 | 0.006905 | 0.006782 | 0.006664
Scenario 1: Reference | SDG&E | Com | BldgEnv | Com - Office (Small) | Electric Demand (MW) | Energy Efficiency | 0.000158 | 0.000315 | 0.000472 | 0.000628 | 0.014202 | 0.014219 | 0.014238 | 0.014257 | 0.001405 | 0.0143 | 0.014322 | 0.014346 | 0.01437
Scenario 1: Reference | SDG&E | Com | BldgEnv | Com - Office (Small) | Electric Energy (GWh/year) | Energy Efficiency | 5.39e-05 | 0.000108 | 0.000161 | 0.000215 | 0.004852 | 0.004858 | 0.004865 | 0.004871 | 0.00048 | 0.004886 | 0.004893 | 0.004902 | 0.00491
Scenario 1: Reference | SDG&E | Com | BldgEnv | Com - Office (Small) | Gas Energy (MMTherm/year) | Energy Efficiency | 1.94e-05 | 3.88e-05 | 5.81e-05 | 7.74e-05 | 0.00492 | 0.00489 | 0.00486 | 0.00483 | 0.000173 | 0.004772 | 0.004744 | 0.004716 | 0.004689
Scenario 1: Reference | SDG&E | Com | BldgEnv | Com - Other | Electric Demand (MW) | Energy Efficiency | 0.018887 | 0.018929 | 0.018975 | 0.019024 | 0.019075 | 0.01913 | 0.019188 | 0.019249 | 0.001594 | 0.019379 | 0.019448 | 0.019519 | 0.019593
Scenario 1: Reference | SDG&E | Com | BldgEnv | Com - Other | Electric Energy (GWh/year) | Energy Efficiency | 0.006456 | 0.006471 | 0.006486 | 0.006503 | 0.006521 | 0.006539 | 0.006559 | 0.00658 | 0.000545 | 0.006624 | 0.006648 | 0.006672 | 0.006698
Scenario 1: Reference | SDG&E | Com | BldgEnv | Com - Other | Gas Energy (MMTherm/year) | Energy Efficiency | 0.00675 | 0.006725 | 0.006701 | 0.006677 | 0.006654 | 0.006631 | 0.006609 | 0.006587 | 0.000196 | 0.006546 | 0.006526 | 0.006506 | 0.006487
Scenario 1: Reference | SDG&E | Com | BldgEnv | Com - Refrig. Warehouse | Electric Demand (MW) | Energy Efficiency | 1.16e-06 | 2.44e-06 | 3.84e-06 | 5.25e-06 | 6.73e-06 | 8.28e-06 | 9.95e-06 | 0.000561 | 1.36e-05 | 0.000559 | 0.000558 | 0.000558 | 0.000557
Scenario 1: Reference | SDG&E | Com | BldgEnv | Com - Refrig. Warehouse | Electric Energy (GWh/year) | Energy Efficiency | 3.96e-07 | 8.34e-07 | 1.31e-06 | 1.79e-06 | 2.3e-06 | 2.83e-06 | 3.4e-06 | 0.000192 | 4.65e-06 | 0.000191 | 0.000191 | 0.000191 | 0.00019
Scenario 1: Reference | SDG&E | Com | BldgEnv | Com - Refrig. Warehouse | Gas Energy (MMTherm/year) | Energy Efficiency | 1.43e-07 | 3.01e-07 | 4.73e-07 | 6.46e-07 | 8.29e-07 | 1.02e-06 | 1.23e-06 | 0.000199 | 1.68e-06 | 0.000197 | 0.000196 | 0.000196 | 0.000195
Scenario 1: Reference | SDG&E | Com | BldgEnv | Com - Restaurant | Electric Demand (MW) | Energy Efficiency | 5.53e-05 | 0.000111 | 0.000168 | 0.000226 | 0.000286 | 0.000346 | 0.000408 | 0.006381 | 0.000534 | 0.006406 | 0.00642 | 0.006435 | 0.006452
Scenario 1: Reference | SDG&E | Com | BldgEnv | Com - Restaurant | Electric Energy (GWh/year) | Energy Efficiency | 1.89e-05 | 3.79e-05 | 5.74e-05 | 7.73e-05 | 9.77e-05 | 0.000118 | 0.000139 | 0.00218 | 0.000183 | 0.002189 | 0.002193 | 0.002199 | 0.002204
Scenario 1: Reference | SDG&E | Com | BldgEnv | Com - Restaurant | Gas Energy (MMTherm/year) | Energy Efficiency | 6.82e-06 | 1.37e-05 | 2.07e-05 | 2.79e-05 | 3.52e-05 | 4.27e-05 | 5.03e-05 | 0.002183 | 6.58e-05 | 0.002161 | 0.002151 | 0.002141 | 0.002131
Scenario 1: Reference | SDG&E | Com | BldgEnv | Com - Retail | Electric Demand (MW) | Energy Efficiency | 0.035341 | 0.035296 | 0.035259 | 0.035231 | 0.035208 | 0.035194 | 0.035188 | 0.03519 | 0.035199 | 0.035215 | 0.035237 | 0.035266 | 0.035303
Scenario 1: Reference | SDG&E | Com | BldgEnv | Com - Retail | Electric Energy (GWh/year) | Energy Efficiency | 0.012075 | 0.012059 | 0.012047 | 0.012037 | 0.012029 | 0.012025 | 0.012023 | 0.012023 | 0.012026 | 0.012032 | 0.012039 | 0.012049 | 0.012062
Scenario 1: Reference | SDG&E | Com | BldgEnv | Com - Retail | Gas Energy (MMTherm/year) | Energy Efficiency | 0.028384 | 0.028209 | 0.028037 | 0.027869 | 0.027703 | 0.02754 | 0.027381 | 0.027225 | 0.027072 | 0.026922 | 0.026775 | 0.026631 | 0.02649
Scenario 1: Reference | SDG&E | Com | BldgEnv | Com - School | Electric Demand (MW) | Energy Efficiency | 0.0002 | 0.000399 | 0.000596 | 0.012507 | 0.012419 | 0.012337 | 0.01226 | 0.012188 | 0.001759 | 0.012063 | 0.012009 | 0.01196 | 0.011917
Scenario 1: Reference | SDG&E | Com | BldgEnv | Com - School | Electric Energy (GWh/year) | Energy Efficiency | 6.83e-05 | 0.000136 | 0.000204 | 0.004273 | 0.004243 | 0.004215 | 0.004189 | 0.004164 | 0.000601 | 0.004121 | 0.004103 | 0.004086 | 0.004072
Scenario 1: Reference | SDG&E | Com | BldgEnv | Com - School | Gas Energy (MMTherm/year) | Energy Efficiency | 2.46e-05 | 4.91e-05 | 7.34e-05 | 0.004309 | 0.004231 | 0.004156 | 0.004082 | 0.004011 | 0.000217 | 0.003876 | 0.003811 | 0.003749 | 0.003688
Scenario 1: Reference | SDG&E | Com | BldgEnv | Com - Warehouse | Electric Demand (MW) | Energy Efficiency | 0.021433 | 0.021469 | 0.021508 | 0.021552 | 0.021597 | 0.021646 | 0.021698 | 0.021752 | 0.001166 | 0.021868 | 0.02193 | 0.021993 | 0.02206
Scenario 1: Reference | SDG&E | Com | BldgEnv | Com - Warehouse | Electric Energy (GWh/year) | Energy Efficiency | 0.014005 | 0.014029 | 0.014055 | 0.014083 | 0.014113 | 0.014145 | 0.014178 | 0.014214 | 0.000762 | 0.01429 | 0.01433 | 0.014372 | 0.014415
Scenario 1: Reference | SDG&E | Com | BldgEnv | Com - Warehouse | Gas Energy (MMTherm/year) | Energy Efficiency | 0.012874 | 0.012848 | 0.012822 | 0.012798 | 0.012774 | 0.012751 | 0.012728 | 0.012707 | 0.000241 | 0.012665 | 0.012646 | 0.012626 | 0.012608
Scenario 1: Reference | SDG&E | Com | ComRefrig | Com - College | Electric Demand (MW) | Energy Efficiency | 0.001099 | 0.001093 | 0.001088 | 0.001082 | 0.001077 | 0.001072 | 0.001066 | 0.001061 | 0.001055 | 0.00105 | 0.001045 | 0.00104 | 0.001034
Scenario 1: Reference | SDG&E | Com | ComRefrig | Com - College | Electric Energy (GWh/year) | Energy Efficiency | 0.007933 | 0.007893 | 0.007854 | 0.007814 | 0.007775 | 0.007736 | 0.007697 | 0.007658 | 0.00762 | 0.007581 | 0.007543 | 0.007505 | 0.007467
Scenario 1: Reference | SDG&E | Com | ComRefrig | Com - Grocery | Electric Demand (MW) | Energy Efficiency | 1.6146 | 1.6 | 1.5855 | 1.5711 | 1.5569 | 1.5428 | 1.5288 | 1.515 | 1.5012 | 1.4876 | 1.4742 | 1.4608 | 1.4476
Scenario 1: Reference | SDG&E | Com | ComRefrig | Com - Grocery | Electric Energy (GWh/year) | Energy Efficiency | 11.6556 | 11.55 | 11.4454 | 11.3418 | 11.239 | 11.1373 | 11.0364 | 10.9365 | 10.8374 | 10.7393 | 10.642 | 10.5456 | 10.4501
Scenario 1: Reference | SDG&E | Com | ComRefrig | Com - Refrig. Warehouse | Electric Demand (MW) | Energy Efficiency | 0.000362 | 0.00036 | 0.000358 | 0.000356 | 0.000354 | 0.000352 | 0.000351 | 0.000349 | 0.000347 | 0.000345 | 0.000343 | 0.000342 | 0.00034
Scenario 1: Reference | SDG&E | Com | ComRefrig | Com - Refrig. Warehouse | Electric Energy (GWh/year) | Energy Efficiency | 0.002612 | 0.002598 | 0.002584 | 0.002571 | 0.002557 | 0.002544 | 0.002531 | 0.002518 | 0.002504 | 0.002491 | 0.002478 | 0.002465 | 0.002452
Scenario 1: Reference | SDG&E | Com | ComRefrig | Com - Restaurant | Electric Demand (MW) | Energy Efficiency | 0.06129 | 0.060752 | 0.060218 | 0.05969 | 0.059166 | 0.058646 | 0.058131 | 0.057621 | 0.057115 | 0.056614 | 0.056117 | 0.055624 | 0.055136
Scenario 1: Reference | SDG&E | Com | ComRefrig | Com - Restaurant | Electric Energy (GWh/year) | Energy Efficiency | 0.44245 | 0.43856 | 0.43471 | 0.4309 | 0.42711 | 0.42336 | 0.41965 | 0.41596 | 0.41231 | 0.40869 | 0.4051 | 0.40155 | 0.39802
Scenario 1: Reference | SDG&E | Com | ComRefrig | Com - Retail | Electric Demand (MW) | Energy Efficiency | 0.66028 | 0.65481 | 0.64939 | 0.64401 | 0.63868 | 0.63339 | 0.62814 | 0.62294 | 0.61778 | 0.61266 | 0.60759 | 0.60256 | 0.59757
Scenario 1: Reference | SDG&E | Com | ComRefrig | Com - Retail | Electric Energy (GWh/year) | Energy Efficiency | 4.7665 | 4.7271 | 4.6879 | 4.6491 | 4.6106 | 4.5724 | 4.5345 | 4.497 | 4.4597 | 4.4228 | 4.3862 | 4.3498 | 4.3138
Scenario 1: Reference | SDG&E | Com | ComRefrig | Com - School | Electric Demand (MW) | Energy Efficiency | 0.001508 | 0.001471 | 0.001436 | 0.001401 | 0.001367 | 0.001334 | 0.001301 | 0.00127 | 0.001239 | 0.001209 | 0.00118 | 0.001151 | 0.001123
Scenario 1: Reference | SDG&E | Com | ComRefrig | Com - School | Electric Energy (GWh/year) | Energy Efficiency | 0.010884 | 0.01062 | 0.010363 | 0.010112 | 0.009867 | 0.009628 | 0.009395 | 0.009167 | 0.008945 | 0.008728 | 0.008517 | 0.00831 | 0.008109
Scenario 1: Reference | SDG&E | Com | FoodServ | Com - College | Electric Demand (MW) | Energy Efficiency | 0.051376 | 0.054485 | 0.057561 | 0.060701 | 0.063788 | 0.066931 | 0.070131 | 0.073353 | 0.076603 | 0.079897 | 0.083203 | 0.086737 | 0.090304
Scenario 1: Reference | SDG&E | Com | FoodServ | Com - College | Electric Demand (MW) | Fuel Substitution | -0.23207 | -0.23091 | -0.22974 | -0.22859 | -0.22744 | -0.22629 | -0.22515 | -0.22402 | -0.22289 | -0.22177 | -0.22066 | -0.21954 | -0.21844
Scenario 1: Reference | SDG&E | Com | FoodServ | Com - College | Electric Energy (GWh/year) | Energy Efficiency | 0.25166 | 0.26689 | 0.28196 | 0.29734 | 0.31246 | 0.32785 | 0.34353 | 0.35931 | 0.37523 | 0.39136 | 0.40756 | 0.42487 | 0.44234
Scenario 1: Reference | SDG&E | Com | FoodServ | Com - College | Electric Energy (GWh/year) | Fuel Substitution | -2.4647 | -2.4523 | -2.44 | -2.4277 | -2.4155 | -2.4033 | -2.3912 | -2.3792 | -2.3672 | -2.3553 | -2.3435 | -2.3317 | -2.3199
Scenario 1: Reference | SDG&E | Com | FoodServ | Com - College | Gas Energy (MMTherm/year) | Energy Efficiency | 0.028726 | 0.030235 | 0.031728 | 0.033252 | 0.034751 | 0.036277 | 0.037831 | 0.039396 | 0.040975 | 0.042575 | 0.044182 | 0.045901 | 0.047636
Scenario 1: Reference | SDG&E | Com | FoodServ | Com - College | Gas Energy (MMTherm/year) | Fuel Substitution | 0.25608 | 0.25479 | 0.25351 | 0.25223 | 0.25096 | 0.2497 | 0.24844 | 0.24719 | 0.24595 | 0.24471 | 0.24348 | 0.24225 | 0.24103
Scenario 1: Reference | SDG&E | Com | FoodServ | Com - Grocery | Electric Demand (MW) | Energy Efficiency | 0.36943 | 0.38158 | 0.39389 | 0.40647 | 0.41909 | 0.43202 | 0.44525 | 0.45873 | 0.47232 | 0.48612 | 0.50006 | 0.51417 | 0.52851
Scenario 1: Reference | SDG&E | Com | FoodServ | Com - Grocery | Electric Demand (MW) | Fuel Substitution | -1.5566 | -1.5425 | -1.5285 | -1.5146 | -1.5009 | -1.4873 | -1.4739 | -1.4605 | -1.4473 | -1.4342 | -1.4212 | -1.4083 | -1.3956
Scenario 1: Reference | SDG&E | Com | FoodServ | Com - Grocery | Electric Energy (GWh/year) | Energy Efficiency | 1.8096 | 1.8691 | 1.9294 | 1.991 | 2.0529 | 2.1162 | 2.181 | 2.247 | 2.3136 | 2.3812 | 2.4495 | 2.5186 | 2.5888
Scenario 1: Reference | SDG&E | Com | FoodServ | Com - Grocery | Electric Energy (GWh/year) | Fuel Substitution | -28.1431 | -27.8882 | -27.6356 | -27.3854 | -27.1374 | -26.8916 | -26.6481 | -26.4067 | -26.1676 | -25.9306 | -25.6958 | -25.4631 | -25.2325
Scenario 1: Reference | SDG&E | Com | FoodServ | Com - Grocery | Gas Energy (MMTherm/year) | Energy Efficiency | 0.1572 | 0.16801 | 0.17893 | 0.19006 | 0.2012 | 0.21258 | 0.22418 | 0.23598 | 0.24785 | 0.25987 | 0.27199 | 0.28424 | 0.29666
Scenario 1: Reference | SDG&E | Com | FoodServ | Com - Grocery | Gas Energy (MMTherm/year) | Fuel Substitution | 2.925 | 2.8985 | 2.8723 | 2.8463 | 2.8205 | 2.795 | 2.7696 | 2.7446 | 2.7197 | 2.6951 | 2.6707 | 2.6465 | 2.6225
Scenario 1: Reference | SDG&E | Com | FoodServ | Com - Health | Electric Demand (MW) | Energy Efficiency | 0.1094 | 0.12081 | 0.13193 | 0.14313 | 0.15396 | 0.16431 | 0.17314 | 0.18176 | 0.19055 | 0.20005 | 0.2106 | 0.21995 | 0.22864
Scenario 1: Reference | SDG&E | Com | FoodServ | Com - Health | Electric Demand (MW) | Fuel Substitution | -0.66337 | -0.66114 | -0.65893 | -0.65671 | -0.65451 | -0.65231 | -0.65013 | -0.64794 | -0.64577 | -0.6436 | -0.64144 | -0.63929 | -0.63714
Scenario 1: Reference | SDG&E | Com | FoodServ | Com - Health | Electric Energy (GWh/year) | Energy Efficiency | 0.54926 | 0.60542 | 0.66012 | 0.71523 | 0.76852 | 0.81941 | 0.86283 | 0.90526 | 0.9485 | 0.99524 | 1.0471 | 1.0932 | 1.1359
Scenario 1: Reference | SDG&E | Com | FoodServ | Com - Health | Electric Energy (GWh/year) | Fuel Substitution | -8.3322 | -8.3042 | -8.2763 | -8.2486 | -8.2209 | -8.1933 | -8.1658 | -8.1384 | -8.1111 | -8.0839 | -8.0567 | -8.0297 | -8.0028
Scenario 1: Reference | SDG&E | Com | FoodServ | Com - Health | Gas Energy (MMTherm/year) | Energy Efficiency | 0.06104 | 0.066985 | 0.072776 | 0.078611 | 0.084253 | 0.08964 | 0.094236 | 0.098725 | 0.1033 | 0.10825 | 0.11374 | 0.11861 | 0.12314
Scenario 1: Reference | SDG&E | Com | FoodServ | Com - Health | Gas Energy (MMTherm/year) | Fuel Substitution | 0.8887 | 0.88572 | 0.88275 | 0.87978 | 0.87683 | 0.87389 | 0.87096 | 0.86803 | 0.86512 | 0.86222 | 0.85932 | 0.85644 | 0.85357
Scenario 1: Reference | SDG&E | Com | FoodServ | Com - Lodging | Electric Demand (MW) | Energy Efficiency | 0.22354 | 0.23168 | 0.23935 | 0.24691 | 0.25395 | 0.26082 | 0.26741 | 0.27374 | 0.27994 | 0.28597 | 0.29175 | 0.29731 | 0.30273
Scenario 1: Reference | SDG&E | Com | FoodServ | Com - Lodging | Electric Demand (MW) | Fuel Substitution | -0.79331 | -0.78687 | -0.78048 | -0.77414 | -0.76785 | -0.76162 | -0.75543 | -0.7493 | -0.74321 | -0.73718 | -0.73119 | -0.72525 | -0.71936
Scenario 1: Reference | SDG&E | Com | FoodServ | Com - Lodging | Electric Energy (GWh/year) | Energy Efficiency | 1.283 | 1.3249 | 1.3643 | 1.4031 | 1.4392 | 1.4744 | 1.5082 | 1.5406 | 1.5723 | 1.6032 | 1.6327 | 1.6611 | 1.6888
Scenario 1: Reference | SDG&E | Com | FoodServ | Com - Lodging | Electric Energy (GWh/year) | Fuel Substitution | -9.8349 | -9.755 | -9.6758 | -9.5972 | -9.5193 | -9.442 | -9.3653 | -9.2893 | -9.2138 | -9.139 | -9.0648 | -8.9912 | -8.9182
Scenario 1: Reference | SDG&E | Com | FoodServ | Com - Lodging | Gas Energy (MMTherm/year) | Energy Efficiency | 0.052483 | 0.056996 | 0.061272 | 0.065493 | 0.06945 | 0.073318 | 0.077043 | 0.080638 | 0.084163 | 0.087601 | 0.090911 | 0.094107 | 0.097234
Scenario 1: Reference | SDG&E | Com | FoodServ | Com - Lodging | Gas Energy (MMTherm/year) | Fuel Substitution | 1.0196 | 1.0113 | 1.0031 | 0.99493 | 0.98685 | 0.97883 | 0.97088 | 0.963 | 0.95518 | 0.94742 | 0.93973 | 0.9321 | 0.92453
Scenario 1: Reference | SDG&E | Com | FoodServ | Com - Office (Large) | Electric Demand (MW) | Energy Efficiency | 0.003373 | 0.00341 | 0.003446 | 0.003483 | 0.003519 | 0.003556 | 0.003596 | 0.003636 | 0.003676 | 0.003715 | 0.003754 | 0.003793 | 0.003832
Scenario 1: Reference | SDG&E | Com | FoodServ | Com - Office (Large) | Electric Energy (GWh/year) | Energy Efficiency | 0.029588 | 0.029908 | 0.030227 | 0.030549 | 0.030863 | 0.031191 | 0.031539 | 0.031895 | 0.032242 | 0.032588 | 0.032929 | 0.03327 | 0.033612
Scenario 1: Reference | SDG&E | Com | FoodServ | Com - Office (Small) | Electric Demand (MW) | Energy Efficiency | 0.002057 | 0.002068 | 0.002078 | 0.002089 | 0.0021 | 0.002111 | 0.002122 | 0.002133 | 0.002144 | 0.002156 | 0.002167 | 0.002179 | 0.002191
Scenario 1: Reference | SDG&E | Com | FoodServ | Com - Office (Small) | Electric Energy (GWh/year) | Energy Efficiency | 0.018045 | 0.018136 | 0.018229 | 0.018322 | 0.018417 | 0.018513 | 0.01861 | 0.018709 | 0.018809 | 0.018909 | 0.019011 | 0.019113 | 0.019217
Scenario 1: Reference | SDG&E | Com | FoodServ | Com - Other | Electric Demand (MW) | Energy Efficiency | 0.69074 | 0.70639 | 0.72239 | 0.73875 | 0.75522 | 0.77205 | 0.78923 | 0.8067 | 0.82439 | 0.84235 | 0.86051 | 0.87891 | 0.89759
Scenario 1: Reference | SDG&E | Com | FoodServ | Com - Other | Electric Demand (MW) | Fuel Substitution | -4.2504 | -4.2214 | -4.1925 | -4.1638 | -4.1353 | -4.107 | -4.0789 | -4.051 | -4.0233 | -3.9958 | -3.9684 | -3.9413 | -3.9143
Scenario 1: Reference | SDG&E | Com | FoodServ | Com - Other | Electric Energy (GWh/year) | Energy Efficiency | 3.5476 | 3.6264 | 3.7069 | 3.7893 | 3.8723 | 3.9571 | 4.0437 | 4.1317 | 4.2208 | 4.3113 | 4.4029 | 4.4956 | 4.5898
Scenario 1: Reference | SDG&E | Com | FoodServ | Com - Other | Electric Energy (GWh/year) | Fuel Substitution | -24.8856 | -24.7153 | -24.5462 | -24.3783 | -24.2115 | -24.0458 | -23.8813 | -23.7179 | -23.5556 | -23.3945 | -23.2344 | -23.0754 | -22.9175
Scenario 1: Reference | SDG&E | Com | FoodServ | Com - Other | Gas Energy (MMTherm/year) | Energy Efficiency | 0.24627 | 0.2601 | 0.27418 | 0.28853 | 0.30295 | 0.31763 | 0.33257 | 0.3477 | 0.363 | 0.37849 | 0.39413 | 0.40993 | 0.42593
Scenario 1: Reference | SDG&E | Com | FoodServ | Com - Other | Gas Energy (MMTherm/year) | Fuel Substitution | 2.3903 | 2.374 | 2.3577 | 2.3416 | 2.3256 | 2.3096 | 2.2938 | 2.2781 | 2.2626 | 2.2471 | 2.2317 | 2.2164 | 2.2013
Scenario 1: Reference | SDG&E | Com | FoodServ | Com - Restaurant | Electric Demand (MW) | Energy Efficiency | 1.2786 | 1.3033 | 1.329 | 1.3556 | 1.3831 | 1.4113 | 1.4404 | 1.4703 | 1.5007 | 1.5317 | 1.5633 | 1.5955 | 1.6282
Scenario 1: Reference | SDG&E | Com | FoodServ | Com - Restaurant | Electric Demand (MW) | Fuel Substitution | -9.4551 | -9.3721 | -9.2898 | -9.2083 | -9.1274 | -9.0473 | -8.9678 | -8.8891 | -8.8111 | -8.7337 | -8.657 | -8.581 | -8.5057
Scenario 1: Reference | SDG&E | Com | FoodServ | Com - Restaurant | Electric Energy (GWh/year) | Energy Efficiency | 6.7968 | 6.9209 | 7.0496 | 7.183 | 7.3211 | 7.4629 | 7.6091 | 7.7595 | 7.9127 | 8.0687 | 8.2279 | 8.39 | 8.555
Scenario 1: Reference | SDG&E | Com | FoodServ | Com - Restaurant | Electric Energy (GWh/year) | Fuel Substitution | -91.3129 | -90.5112 | -89.7165 | -88.9288 | -88.1481 | -87.3741 | -86.607 | -85.8466 | -85.0929 | -84.3458 | -83.6053 | -82.8713 | -82.1437
Scenario 1: Reference | SDG&E | Com | FoodServ | Com - Restaurant | Gas Energy (MMTherm/year) | Energy Efficiency | 0.48413 | 0.51068 | 0.53796 | 0.56596 | 0.59472 | 0.62402 | 0.65404 | 0.6847 | 0.71578 | 0.7473 | 0.77928 | 0.81173 | 0.8446
Scenario 1: Reference | SDG&E | Com | FoodServ | Com - Restaurant | Gas Energy (MMTherm/year) | Fuel Substitution | 9.1731 | 9.0925 | 9.0127 | 8.9336 | 8.8551 | 8.7774 | 8.7003 | 8.6239 | 8.5482 | 8.4732 | 8.3988 | 8.325 | 8.2519
Scenario 1: Reference | SDG&E | Com | FoodServ | Com - Retail | Electric Demand (MW) | Energy Efficiency | 0.00578 | 0.0075 | 0.009265 | 0.011074 | 0.012901 | 0.014774 | 0.016692 | 0.018649 | 0.020639 | 0.022663 | 0.024718 | 0.026805 | 0.028933
Scenario 1: Reference | SDG&E | Com | FoodServ | Com - Retail | Electric Energy (GWh/year) | Energy Efficiency | 0.044263 | 0.052765 | 0.061495 | 0.07045 | 0.079491 | 0.088766 | 0.098269 | 0.10797 | 0.11783 | 0.12787 | 0.13806 | 0.14841 | 0.15897
Scenario 1: Reference | SDG&E | Com | FoodServ | Com - Retail | Gas Energy (MMTherm/year) | Energy Efficiency | 0.000144 | 0.000291 | 0.000441 | 0.000596 | 0.000751 | 0.000911 | 0.001075 | 0.001241 | 0.001411 | 0.001583 | 0.001758 | 0.001935 | 0.002116
Scenario 1: Reference | SDG&E | Com | FoodServ | Com - School | Electric Demand (MW) | Energy Efficiency | 0.20669 | 0.21743 | 0.22817 | 0.23894 | 0.24977 | 0.26062 | 0.27147 | 0.28234 | 0.29328 | 0.30427 | 0.31533 | 0.32646 | 0.33763
Scenario 1: Reference | SDG&E | Com | FoodServ | Com - School | Electric Demand (MW) | Fuel Substitution | -0.25213 | -0.24602 | -0.24006 | -0.23424 | -0.22857 | -0.22303 | -0.21763 | -0.21236 | -0.20721 | -0.20219 | -0.19729 | -0.19251 | -0.18785
Scenario 1: Reference | SDG&E | Com | FoodServ | Com - School | Electric Energy (GWh/year) | Energy Efficiency | 1.0509 | 1.104 | 1.1572 | 1.2104 | 1.2641 | 1.3178 | 1.3715 | 1.4254 | 1.4796 | 1.5341 | 1.5889 | 1.6441 | 1.6995
Scenario 1: Reference | SDG&E | Com | FoodServ | Com - School | Electric Energy (GWh/year) | Fuel Substitution | -3.0922 | -3.0173 | -2.9442 | -2.8728 | -2.8032 | -2.7353 | -2.669 | -2.6044 | -2.5413 | -2.4797 | -2.4196 | -2.361 | -2.3038
Scenario 1: Reference | SDG&E | Com | FoodServ | Com - School | Gas Energy (MMTherm/year) | Energy Efficiency | 0.062721 | 0.067065 | 0.071406 | 0.075744 | 0.080102 | 0.084454 | 0.088799 | 0.093149 | 0.097514 | 0.10189 | 0.10629 | 0.1107 | 0.11513
Scenario 1: Reference | SDG&E | Com | FoodServ | Com - School | Gas Energy (MMTherm/year) | Fuel Substitution | 0.32448 | 0.31662 | 0.30895 | 0.30146 | 0.29416 | 0.28703 | 0.28008 | 0.27329 | 0.26667 | 0.26021 | 0.2539 | 0.24775 | 0.24175
Scenario 1: Reference | SDG&E | Com | HVAC | Com - College | Electric Demand (MW) | Energy Efficiency | 0.27298 | 0.28605 | 0.29417 | 0.30247 | 0.31062 | 0.31412 | 0.32254 | 0.33103 | 0.104 | 0.11389 | 0.1238 | 0.13436 | 0.14501
Scenario 1: Reference | SDG&E | Com | HVAC | Com - College | Electric Energy (GWh/year) | Energy Efficiency | 1.1269 | 1.1633 | 1.1645 | 1.1658 | 1.167 | 1.1335 | 1.1346 | 1.1442 | 0.13292 | 0.13936 | 0.14583 | 0.16195 | 0.17821
Scenario 1: Reference | SDG&E | Com | HVAC | Com - College | Electric Energy (GWh/year) | Fuel Substitution | 0.024324 | 0.024202 | 0.02408 | 0.033908 | 0.033738 | 0 | 0 | 0 | 0 | 0 | 0 | 0 | 0
Scenario 1: Reference | SDG&E | Com | HVAC | Com - College | Gas Energy (MMTherm/year) | Energy Efficiency | 0.00018 | 0.02014 | 0.021258 | 0.0224 | 0.023522 | 0.005984 | 0.006916 | 0.008437 | 0.01009 | 0.011042 | 0.011998 | 0.013651 | 0.015318
Scenario 1: Reference | SDG&E | Com | HVAC | Com - College | Gas Energy (MMTherm/year) | Fuel Substitution | 0.00589 | 0.00586 | 0.005831 | 0.005801 | 0.005772 | 0 | 0 | 0 | 0 | 0 | 0 | 0 | 0
Scenario 1: Reference | SDG&E | Com | HVAC | Com - Grocery | Electric Demand (MW) | Energy Efficiency | 1.5762 | 1.5899 | 1.6039 | 1.6185 | 1.6332 | 1.6486 | 1.6645 | 1.681 | 0.47763 | 0.48056 | 0.48354 | 0.48659 | 0.25389
Scenario 1: Reference | SDG&E | Com | HVAC | Com - Grocery | Electric Energy (GWh/year) | Energy Efficiency | 7.8472 | 7.9423 | 8.0394 | 8.1397 | 8.2407 | 8.3453 | 8.4536 | 8.5648 | 2.5156 | 2.5587 | 2.6022 | 2.6462 | 1.6095
Scenario 1: Reference | SDG&E | Com | HVAC | Com - Grocery | Electric Energy (GWh/year) | Fuel Substitution | -3.5825 | -3.5501 | -3.5179 | -3.4861 | -3.4545 | 0 | 0 | 0 | 0 | 0 | 0 | 0 | 0
Scenario 1: Reference | SDG&E | Com | HVAC | Com - Grocery | Gas Energy (MMTherm/year) | Energy Efficiency | -0.0143 | -0.00946 | -0.00459 | 0.00036 | 0.005311 | 0.010344 | 0.015461 | 0.020643 | 0.043033 | 0.048493 | 0.053991 | 0.059535 | 0.06588
Scenario 1: Reference | SDG&E | Com | HVAC | Com - Grocery | Gas Energy (MMTherm/year) | Fuel Substitution | 0.49728 | 0.49277 | 0.48831 | 0.48389 | 0.47951 | 0 | 0 | 0 | 0 | 0 | 0 | 0 | 0
Scenario 1: Reference | SDG&E | Com | HVAC | Com - Health | Electric Demand (MW) | Energy Efficiency | 1.2876 | 1.3051 | 1.3221 | 1.3463 | 1.3629 | 1.3715 | 1.3843 | 1.3967 | 1.3788 | 1.3926 | 1.4081 | 1.4215 | 1.4336
Scenario 1: Reference | SDG&E | Com | HVAC | Com - Health | Electric Energy (GWh/year) | Energy Efficiency | 10.8087 | 10.9634 | 11.1135 | 11.3165 | 11.463 | 11.5506 | 11.6639 | 11.774 | 9.2371 | 11.5264 | 11.6679 | 12.1922 | 12.3027
Scenario 1: Reference | SDG&E | Com | HVAC | Com - Health | Electric Energy (GWh/year) | Fuel Substitution | 0.27396 | 0.27304 | 0.27213 | 0.27121 | 0.2703 | 0 | 0 | 0 | 0 | 0 | 0 | 0 | 0
Scenario 1: Reference | SDG&E | Com | HVAC | Com - Health | Gas Energy (MMTherm/year) | Energy Efficiency | 0.62329 | 0.63498 | 0.64633 | 0.68534 | 0.69685 | 0.68044 | 0.68912 | 0.69758 | 0.15516 | 0.63604 | 0.64703 | 0.73579 | 0.74434
Scenario 1: Reference | SDG&E | Com | HVAC | Com - Health | Gas Energy (MMTherm/year) | Fuel Substitution | 0.031306 | 0.031201 | 0.031096 | 0.030992 | 0.030888 | 0 | 0 | 0 | 0 | 0 | 0 | 0 | 0
Scenario 1: Reference | SDG&E | Com | HVAC | Com - Lodging | Electric Demand (MW) | Energy Efficiency | 1.0405 | 1.0501 | 1.0589 | 1.0675 | 1.0752 | 1.0793 | 1.0863 | 1.0928 | 0.6753 | 0.67936 | 0.75524 | 0.68675 | 0.6902
Scenario 1: Reference | SDG&E | Com | HVAC | Com - Lodging | Electric Energy (GWh/year) | Energy Efficiency | 8.47 | 8.5489 | 8.6211 | 8.6922 | 8.7558 | 8.7926 | 8.85 | 8.9039 | 3.8956 | 3.9685 | 4.5822 | 4.1052 | 4.1706
Scenario 1: Reference | SDG&E | Com | HVAC | Com - Lodging | Electric Energy (GWh/year) | Fuel Substitution | -0.51996 | -0.51574 | -0.51155 | -0.5074 | -0.50328 | 0 | 0 | 0 | 0 | 0 | 0 | 0 | 0
Scenario 1: Reference | SDG&E | Com | HVAC | Com - Lodging | Gas Energy (MMTherm/year) | Energy Efficiency | 0.49966 | 0.50499 | 0.50991 | 0.51474 | 0.5191 | 0.51016 | 0.51402 | 0.51766 | 0.10587 | 0.11265 | 0.11764 | 0.1255 | 0.13169
Scenario 1: Reference | SDG&E | Com | HVAC | Com - Lodging | Gas Energy (MMTherm/year) | Fuel Substitution | 0.11 | 0.1091 | 0.10822 | 0.10734 | 0.10647 | 0 | 0 | 0 | 0 | 0 | 0 | 0 | 0
Scenario 1: Reference | SDG&E | Com | HVAC | Com - Office (Large) | Electric Demand (MW) | Energy Efficiency | 0.53961 | 0.52331 | 0.50753 | 0.49228 | 0.11322 | 0.44797 | 0.43397 | 0.42042 | 0.01012 | 0.010189 | 0.010258 | 0.010326 | 0.010395
Scenario 1: Reference | SDG&E | Com | HVAC | Com - Office (Large) | Electric Energy (GWh/year) | Energy Efficiency | 4.8469 | 4.6975 | 4.5529 | 4.413 | 0.8168 | 4.0362 | 3.9081 | 3.7841 | 0.042907 | 0.043085 | 0.043261 | 0.043436 | 0.043612
Scenario 1: Reference | SDG&E | Com | HVAC | Com - Office (Large) | Gas Energy (MMTherm/year) | Energy Efficiency | 0.069517 | 0.070267 | 0.071015 | 0.071768 | 0.072461 | 0.014132 | 0.014131 | 0.01413 | 0.014092 | 0.014092 | 0.014092 | 0.014092 | 0.014092
Scenario 1: Reference | SDG&E | Com | HVAC | Com - Office (Small) | Electric Demand (MW) | Energy Efficiency | 0.034416 | 0.044531 | 0.054618 | 0.064681 | 0.074705 | 0.08472 | 0.094733 | 0.10472 | 0.11469 | 0.12463 | 0.13454 | 0.14442 | 0.15429
Scenario 1: Reference | SDG&E | Com | HVAC | Com - Office (Small) | Electric Energy (GWh/year) | Energy Efficiency | 0.059789 | 0.065869 | 0.071935 | 0.07799 | 0.084024 | 0.090056 | 0.09609 | 0.10211 | 0.10813 | 0.11412 | 0.12011 | 0.12608 | 0.13204
Scenario 1: Reference | SDG&E | Com | HVAC | Com - Office (Small) | Gas Energy (MMTherm/year) | Energy Efficiency | 0.000665 | 0.001328 | 0.001988 | 0.002648 | 0.003304 | 0.00396 | 0.004616 | 0.00527 | 0.005922 | 0.006572 | 0.00722 | 0.007867 | 0.008512
Scenario 1: Reference | SDG&E | Com | HVAC | Com - Other | Electric Demand (MW) | Energy Efficiency | 1.0866 | 1.2773 | 1.4212 | 1.5675 | 1.7145 | 1.8639 | 2.0158 | 2.1694 | 1.556 | 1.7005 | 2.5578 | 2.7169 | 2.8778
Scenario 1: Reference | SDG&E | Com | HVAC | Com - Other | Electric Energy (GWh/year) | Energy Efficiency | 3.2602 | 3.5332 | 3.7229 | 3.9163 | 4.1106 | 4.3085 | 4.5097 | 4.7137 | 2.3773 | 2.5447 | 5.1404 | 5.3519 | 5.5662
Scenario 1: Reference | SDG&E | Com | HVAC | Com - Other | Electric Energy (GWh/year) | Fuel Substitution | -1.8026 | -1.7903 | -1.7781 | -1.7446 | -1.7327 | 0 | 0 | 0 | 0 | 0 | 0 | 0 | 0
Scenario 1: Reference | SDG&E | Com | HVAC | Com - Other | Gas Energy (MMTherm/year) | Energy Efficiency | 0.086532 | 0.10782 | 0.12944 | 0.15143 | 0.1735 | 0.19594 | 0.21871 | 0.24176 | 0.21369 | 0.23638 | 0.30993 | 0.33386 | 0.35808
Scenario 1: Reference | SDG&E | Com | HVAC | Com - Other | Gas Energy (MMTherm/year) | Fuel Substitution | 0.34967 | 0.34728 | 0.3449 | 0.34254 | 0.3402 | 0 | 0 | 0 | 0 | 0 | 0 | 0 | 0
Scenario 1: Reference | SDG&E | Com | HVAC | Com - Restaurant | Electric Demand (MW) | Energy Efficiency | 0.011303 | 0.018658 | 0.026182 | 0.033872 | 0.041738 | 0.049729 | 0.057883 | 0.066186 | 0.074583 | 0.083078 | 0.091678 | 0.10038 | 0.10918
Scenario 1: Reference | SDG&E | Com | HVAC | Com - Restaurant | Electric Energy (GWh/year) | Energy Efficiency | 0.037516 | 0.063156 | 0.089382 | 0.11619 | 0.14361 | 0.17146 | 0.19989 | 0.22883 | 0.2581 | 0.28771 | 0.31768 | 0.34802 | 0.37869
Scenario 1: Reference | SDG&E | Com | HVAC | Com - Restaurant | Electric Energy (GWh/year) | Fuel Substitution | 0.004349 | 0.00431 | 0.031363 | 0.031088 | 0.030815 | 0 | 0 | 0 | 0 | 0 | 0 | 0 | 0
Scenario 1: Reference | SDG&E | Com | HVAC | Com - Restaurant | Gas Energy (MMTherm/year) | Energy Efficiency | 0.81298 | 0.8195 | 0.82639 | 0.83365 | 0.84129 | 0.84922 | 0.8575 | 0.86612 | 0.87497 | 0.88405 | 0.89338 | 0.90297 | 0.91278
Scenario 1: Reference | SDG&E | Com | HVAC | Com - Restaurant | Gas Energy (MMTherm/year) | Fuel Substitution | 0.001 | 0.000991 | 0.00459 | 0.00455 | 0.00451 | 0 | 0 | 0 | 0 | 0 | 0 | 0 | 0
Scenario 1: Reference | SDG&E | Com | HVAC | Com - Retail | Electric Demand (MW) | Energy Efficiency | 2.7249 | 2.761 | 2.7988 | 2.8383 | 2.8784 | 2.9146 | 2.9582 | 3.0031 | 0.52072 | 0.54806 | 0.57578 | 0.60394 | 0.63263
Scenario 1: Reference | SDG&E | Com | HVAC | Com - Retail | Electric Energy (GWh/year) | Energy Efficiency | 9.7531 | 9.8121 | 9.8753 | 9.9427 | 10.0121 | 10.0446 | 10.1222 | 10.2034 | 1.194 | 1.2099 | 1.2261 | 1.2425 | 1.2592
Scenario 1: Reference | SDG&E | Com | HVAC | Com - Retail | Electric Energy (GWh/year) | Fuel Substitution | 0.27932 | 0.27701 | 0.27471 | 0.27244 | 0.27018 | 0 | 0 | 0 | 0 | 0 | 0 | 0 | 0
Scenario 1: Reference | SDG&E | Com | HVAC | Com - Retail | Gas Energy (MMTherm/year) | Energy Efficiency | 0.068216 | 0.068979 | 0.069782 | 0.070622 | 0.071479 | 0.050375 | 0.051157 | 0.051963 | 0.010635 | 0.011141 | 0.011655 | 0.012176 | 0.012707
Scenario 1: Reference | SDG&E | Com | HVAC | Com - Retail | Gas Energy (MMTherm/year) | Fuel Substitution | 0.014609 | 0.014488 | 0.014368 | 0.014249 | 0.014131 | 0 | 0 | 0 | 0 | 0 | 0 | 0 | 0
Scenario 1: Reference | SDG&E | Com | HVAC | Com - School | Electric Demand (MW) | Energy Efficiency | 0.25942 | 0.28014 | 0.30084 | 0.3215 | 0.34223 | 0.36293 | 0.38358 | 0.40423 | 0.24184 | 0.26703 | 0.29218 | 0.3173 | 0.34236
Scenario 1: Reference | SDG&E | Com | HVAC | Com - School | Electric Energy (GWh/year) | Energy Efficiency | 1.3942 | 1.4399 | 1.4859 | 1.5321 | 1.579 | 1.626 | 1.6732 | 1.7208 | 0.70198 | 0.77633 | 0.85058 | 0.92471 | 0.99866
Scenario 1: Reference | SDG&E | Com | HVAC | Com - School | Electric Energy (GWh/year) | Fuel Substitution | 0.002708 | 0.002642 | 0.002578 | 0.002516 | 0.002455 | 0 | 0 | 0 | 0 | 0 | 0 | 0 | 0
Scenario 1: Reference | SDG&E | Com | HVAC | Com - School | Gas Energy (MMTherm/year) | Energy Efficiency | 0.011065 | 0.023454 | 0.035763 | 0.047993 | 0.060196 | 0.07232 | 0.084364 | 0.096351 | 0.10944 | 0.12134 | 0.13321 | 0.14507 | 0.1569
Scenario 1: Reference | SDG&E | Com | HVAC | Com - School | Gas Energy (MMTherm/year) | Fuel Substitution | 0.010345 | 0.010094 | 0.00985 | 0.009611 | 0.009378 | 0 | 0 | 0 | 0 | 0 | 0 | 0 | 0
Scenario 1: Reference | SDG&E | Com | HVAC | Com - Warehouse | Electric Demand (MW) | Energy Efficiency | 0.000871 | 0.000878 | 0.000886 | 0.000894 | 0.000902 | 0.000911 | 0.00092 | 0.000928 | 0.000938 | 0.000947 | 0.000957 | 0.000966 | 0.000143
Scenario 1: Reference | SDG&E | Com | HVAC | Com - Warehouse | Electric Energy (GWh/year) | Energy Efficiency | 0.002667 | 0.00269 | 0.002713 | 0.002738 | 0.002763 | 0.002789 | 0.002816 | 0.002843 | 0.002871 | 0.0029 | 0.002929 | 0.002959 | 0.000438
Scenario 1: Reference | SDG&E | Com | HVAC | Com - Warehouse | Electric Energy (GWh/year) | Fuel Substitution | -0.34165 | -0.34029 | -0.33811 | -0.33676 | -0.33168 | 0 | 0 | 0 | 0 | 0 | 0 | 0 | 0
Scenario 1: Reference | SDG&E | Com | HVAC | Com - Warehouse | Gas Energy (MMTherm/year) | Fuel Substitution | 0.056742 | 0.056516 | 0.05629 | 0.056066 | 0.055842 | 0 | 0 | 0 | 0 | 0 | 0 | 0 | 0
Scenario 1: Reference | SDG&E | Com | Lighting | Com - College | Electric Demand (MW) | Energy Efficiency | 0 | 0.25883 | 0.2618 | 0.26485 | 0.26784 | 0.27091 | 0.27406 | 0.27724 | 0.030293 | 0.030293 | 0.030293 | 0.030293 | 0.030293
Scenario 1: Reference | SDG&E | Com | Lighting | Com - College | Electric Energy (GWh/year) | Energy Efficiency | 0 | 1.009 | 1.0205 | 1.0324 | 1.0441 | 1.0561 | 1.0683 | 1.0807 | 0.11809 | 0.11809 | 0.11809 | 0.11809 | 0.11809
Scenario 1: Reference | SDG&E | Com | Lighting | Com - College | Gas Energy (MMTherm/year) | Energy Efficiency | 0 | -0.00453 | -0.00458 | -0.00464 | -0.00469 | -0.00474 | -0.0048 | -0.00485 | -0.00053 | -0.00053 | -0.00053 | -0.00053 | -0.00053
Scenario 1: Reference | SDG&E | Com | Lighting | Com - Grocery | Electric Demand (MW) | Energy Efficiency | 0.16744 | 0.16889 | 0.17038 | 0.17193 | 0.1735 | 0.17513 | 0.17682 | 0.17858 | 0.18036 | 0.18218 | 0.18405 | 0.18595 | 0.1879
Scenario 1: Reference | SDG&E | Com | Lighting | Com - Grocery | Electric Energy (GWh/year) | Energy Efficiency | 0.96177 | 0.97011 | 0.97866 | 0.98756 | 0.99655 | 1.0059 | 1.0157 | 1.0257 | 1.036 | 1.0465 | 1.0572 | 1.0681 | 1.0793
Scenario 1: Reference | SDG&E | Com | Lighting | Com - Grocery | Gas Energy (MMTherm/year) | Energy Efficiency | -0.01147 | -0.01157 | -0.01167 | -0.01178 | -0.01189 | -0.012 | -0.01211 | -0.01223 | -0.01236 | -0.01248 | -0.01261 | -0.01274 | -0.01287
Scenario 1: Reference | SDG&E | Com | Lighting | Com - Health | Electric Demand (MW) | Energy Efficiency | 0.35028 | 0.35683 | 0.36318 | 0.3696 | 0.37578 | 0.38164 | 0.38651 | 0.39125 | 0.3961 | 0.40142 | 0.40743 | 0.41266 | 0.41746
Scenario 1: Reference | SDG&E | Com | Lighting | Com - Health | Electric Energy (GWh/year) | Energy Efficiency | 2.1469 | 2.1871 | 2.226 | 2.2654 | 2.3032 | 2.3392 | 2.369 | 2.3981 | 2.4278 | 2.4604 | 2.4972 | 2.5293 | 2.5587
Scenario 1: Reference | SDG&E | Com | Lighting | Com - Health | Gas Energy (MMTherm/year) | Energy Efficiency | -0.01186 | -0.01208 | -0.0123 | -0.01251 | -0.01272 | -0.01292 | -0.01309 | -0.01325 | -0.01341 | -0.01359 | -0.01379 | -0.01397 | -0.01413
Scenario 1: Reference | SDG&E | Com | Lighting | Com - Office (Large) | Electric Demand (MW) | Energy Efficiency | 0.35829 | 0.36217 | 0.36604 | 0.36993 | 0.37373 | 0.37771 | 0.38192 | 0.38624 | 0.39044 | 0.39462 | 0.39876 | 0.40289 | 0.40703
Scenario 1: Reference | SDG&E | Com | Lighting | Com - Office (Large) | Electric Energy (GWh/year) | Energy Efficiency | 2.636 | 2.6645 | 2.693 | 2.7216 | 2.7496 | 2.7789 | 2.8098 | 2.8416 | 2.8725 | 2.9033 | 2.9337 | 2.9641 | 2.9946
Scenario 1: Reference | SDG&E | Com | Lighting | Com - Office (Large) | Gas Energy (MMTherm/year) | Energy Efficiency | -0.00261 | -0.00264 | -0.00267 | -0.0027 | -0.00273 | -0.00276 | -0.00279 | -0.00282 | -0.00285 | -0.00288 | -0.00291 | -0.00294 | -0.00297
Scenario 1: Reference | SDG&E | Com | Lighting | Com - Refrig. Warehouse | Electric Demand (MW) | Energy Efficiency | 0.000499 | 0.0005 | 0.0005 | 0.000501 | 0.000502 | 0.000503 | 0.000505 | 0.000506 | 0.000508 | 0.00051 | 0.000513 | 0.000516 | 0.000519
Scenario 1: Reference | SDG&E | Com | Lighting | Com - Refrig. Warehouse | Electric Energy (GWh/year) | Energy Efficiency | 0.004434 | 0.004438 | 0.004444 | 0.004451 | 0.004459 | 0.004469 | 0.004481 | 0.004495 | 0.004513 | 0.004532 | 0.004554 | 0.00458 | 0.004607
Scenario 1: Reference | SDG&E | Com | Lighting | Com - Restaurant | Electric Demand (MW) | Energy Efficiency | 0.11699 | 0.1176 | 0.11826 | 0.11896 | 0.11971 | 0.12049 | 0.12132 | 0.12219 | 0.12309 | 0.12402 | 0.12498 | 0.12597 | 0.12699
Scenario 1: Reference | SDG&E | Com | Lighting | Com - Restaurant | Electric Energy (GWh/year) | Energy Efficiency | 0.73153 | 0.73535 | 0.73945 | 0.74384 | 0.74852 | 0.75343 | 0.75862 | 0.76406 | 0.76969 | 0.7755 | 0.78151 | 0.78771 | 0.79409
Scenario 1: Reference | SDG&E | Com | Lighting | Com - Restaurant | Gas Energy (MMTherm/year) | Energy Efficiency | -0.00224 | -0.00225 | -0.00226 | -0.00228 | -0.00229 | -0.00231 | -0.00232 | -0.00234 | -0.00236 | -0.00237 | -0.00239 | -0.00241 | -0.00243
Scenario 1: Reference | SDG&E | Com | Lighting | Com - Retail | Electric Demand (MW) | Energy Efficiency | 0.78921 | 0.79307 | 0.79725 | 0.80173 | 0.80637 | 0.81134 | 0.81661 | 0.82217 | 0.82797 | 0.83402 | 0.84029 | 0.84681 | 0.85361
Scenario 1: Reference | SDG&E | Com | Lighting | Com - Retail | Electric Energy (GWh/year) | Energy Efficiency | 4.9164 | 4.9405 | 4.9665 | 4.9944 | 5.0233 | 5.0542 | 5.0871 | 5.1217 | 5.1578 | 5.1955 | 5.2346 | 5.2752 | 5.3176
Scenario 1: Reference | SDG&E | Com | Lighting | Com - Retail | Gas Energy (MMTherm/year) | Energy Efficiency | -0.00738 | -0.00742 | -0.00745 | -0.0075 | -0.00754 | -0.00759 | -0.00764 | -0.00769 | -0.00774 | -0.0078 | -0.00786 | -0.00792 | -0.00798
Scenario 1: Reference | SDG&E | Com | Lighting | Com - Warehouse | Electric Demand (MW) | Energy Efficiency | 0.017983 | 0.018137 | 0.018295 | 0.018461 | 0.01863 | 0.018806 | 0.018986 | 0.01917 | 0.001898 | 0.001898 | 0.001898 | 0.001898 | 0.001898
Scenario 1: Reference | SDG&E | Com | Lighting | Com - Warehouse | Electric Energy (GWh/year) | Energy Efficiency | 0.14924 | 0.15052 | 0.15183 | 0.15321 | 0.15461 | 0.15607 | 0.15756 | 0.15909 | 0.015749 | 0.015749 | 0.015749 | 0.015749 | 0.015749
Scenario 1: Reference | SDG&E | Com | Lighting | Com - Warehouse | Gas Energy (MMTherm/year) | Energy Efficiency | -0.0005 | -0.0005 | -0.00051 | -0.00051 | -0.00052 | -0.00052 | -0.00053 | -0.00053 | -5.3e-05 | -5.3e-05 | -5.3e-05 | -5.3e-05 | -5.3e-05
Scenario 1: Reference | SDG&E | Com | WaterHeat | Com - College | Electric Demand (MW) | Energy Efficiency | 0.2767 | 0.27982 | 0.2829 | 0.28606 | 0.28917 | 0.29211 | 0.29546 | 0.29884 | 0.30226 | 0.30574 | 0.30925 | 0.31308 | 0.31695
Scenario 1: Reference | SDG&E | Com | WaterHeat | Com - College | Electric Demand (MW) | Fuel Substitution | 0 | 0 | 0 | 0 | 0 | 2.8495 | 2.8352 | 2.8209 | 2.8067 | 2.7926 | 2.7785 | 2.7645 | 2.7506
Scenario 1: Reference | SDG&E | Com | WaterHeat | Com - College | Electric Energy (GWh/year) | Energy Efficiency | 1.0495 | 1.0613 | 1.073 | 1.085 | 1.0967 | 1.1079 | 1.1206 | 1.1334 | 1.1463 | 1.1596 | 1.1729 | 1.1874 | 1.2021
Scenario 1: Reference | SDG&E | Com | WaterHeat | Com - College | Electric Energy (GWh/year) | Fuel Substitution | -12.4335 | -12.3709 | -12.3087 | -12.2467 | -12.1851 | 11.7834 | 11.7241 | 11.6651 | 11.6064 | 11.548 | 11.4898 | 11.432 | 11.3745
Scenario 1: Reference | SDG&E | Com | WaterHeat | Com - College | Gas Energy (MMTherm/year) | Energy Efficiency | 0.50606 | 0.50746 | 0.50883 | 0.51029 | 0.51169 | 0.45422 | 0.45203 | 0.44986 | 0.019765 | 0.019767 | 0.43942 | 0.44127 | 0.43916
Scenario 1: Reference | SDG&E | Com | WaterHeat | Com - College | Gas Energy (MMTherm/year) | Fuel Substitution | 1.4678 | 1.4605 | 1.4531 | 1.4458 | 1.4385 | 0 | 0 | 0 | 0 | 0 | 0 | 0 | 0
Scenario 1: Reference | SDG&E | Com | WaterHeat | Com - Grocery | Electric Demand (MW) | Energy Efficiency | 0.71952 | 0.72576 | 0.73215 | 0.73881 | 0.74553 | 0.75249 | 0.75978 | 0.76731 | 0.77496 | 0.78282 | 0.79082 | 0.799 | 0.80739
Scenario 1: Reference | SDG&E | Com | WaterHeat | Com - Grocery | Electric Energy (GWh/year) | Energy Efficiency | 3.7786 | 3.8114 | 3.845 | 3.8799 | 3.9152 | 3.9518 | 3.9901 | 4.0296 | 4.0698 | 4.111 | 4.1531 | 4.196 | 4.2401
Scenario 1: Reference | SDG&E | Com | WaterHeat | Com - Grocery | Electric Energy (GWh/year) | Fuel Substitution | -0.57205 | -0.56687 | -0.56174 | -0.55665 | -0.55161 | 0 | 0 | 0 | 0 | 0 | 0 | 0 | 0
Scenario 1: Reference | SDG&E | Com | WaterHeat | Com - Grocery | Gas Energy (MMTherm/year) | Energy Efficiency | 0.47873 | 0.47467 | 0.47065 | 0.46668 | 0.46274 | 0.44691 | 0.44293 | 0.43899 | 0.004326 | 0.004359 | 0.42401 | 0.42359 | 0.41983
Scenario 1: Reference | SDG&E | Com | WaterHeat | Com - Grocery | Gas Energy (MMTherm/year) | Fuel Substitution | 0.077504 | 0.076802 | 0.076106 | 0.075417 | 0.074734 | 0 | 0 | 0 | 0 | 0 | 0 | 0 | 0
Scenario 1: Reference | SDG&E | Com | WaterHeat | Com - Health | Electric Demand (MW) | Energy Efficiency | 0.83458 | 0.85005 | 0.86508 | 0.88024 | 0.89483 | 0.90833 | 0.91993 | 0.93121 | 0.94277 | 0.95544 | 0.96975 | 0.98221 | 0.99363
Scenario 1: Reference | SDG&E | Com | WaterHeat | Com - Health | Electric Demand (MW) | Fuel Substitution | 0 | 0 | 0 | 0 | 0 | 3.5803 | 3.5683 | 3.5563 | 3.5444 | 3.5325 | 3.5206 | 3.5088 | 3.497
Scenario 1: Reference | SDG&E | Com | WaterHeat | Com - Health | Electric Energy (GWh/year) | Energy Efficiency | 6.9334 | 7.062 | 7.1868 | 7.3127 | 7.4339 | 7.5461 | 7.6425 | 7.7363 | 7.8323 | 7.9376 | 8.0565 | 8.16 | 8.2548
Scenario 1: Reference | SDG&E | Com | WaterHeat | Com - Health | Electric Energy (GWh/year) | Fuel Substitution | -34.6747 | -34.5583 | -34.4423 | -34.3267 | -34.2115 | 32.3488 | 32.2403 | 32.1321 | 32.0243 | 31.9168 | 31.8097 | 31.703 | 31.5966
Scenario 1: Reference | SDG&E | Com | WaterHeat | Com - Health | Gas Energy (MMTherm/year) | Energy Efficiency | 0.77101 | 0.78183 | 0.79233 | 0.80293 | 0.81311 | 0.64505 | 0.64311 | 0.64118 | 0.066458 | 0.066465 | 0.62998 | 0.63354 | 0.63164
Scenario 1: Reference | SDG&E | Com | WaterHeat | Com - Health | Gas Energy (MMTherm/year) | Fuel Substitution | 4.1489 | 4.135 | 4.1211 | 4.1073 | 4.0935 | 0 | 0 | 0 | 0 | 0 | 0 | 0 | 0
Scenario 1: Reference | SDG&E | Com | WaterHeat | Com - Lodging | Electric Demand (MW) | Energy Efficiency | 0.19099 | 0.19283 | 0.19451 | 0.19617 | 0.19766 | 0.19564 | 0.19708 | 0.19844 | 0.19734 | 0.19863 | 0.19983 | 0.20097 | 0.20206
Scenario 1: Reference | SDG&E | Com | WaterHeat | Com - Lodging | Electric Demand (MW) | Fuel Substitution | 0 | 0 | 0 | 0 | 0 | 4.2369 | 4.2025 | 4.1684 | 4.1345 | 4.101 | 4.0677 | 4.0346 | 4.0019
Scenario 1: Reference | SDG&E | Com | WaterHeat | Com - Lodging | Electric Energy (GWh/year) | Energy Efficiency | 1.5464 | 1.5613 | 1.575 | 1.5885 | 1.6005 | 1.5845 | 1.5962 | 1.6072 | 1.5998 | 1.6102 | 1.62 | 1.6292 | 1.6381
Scenario 1: Reference | SDG&E | Com | WaterHeat | Com - Lodging | Electric Energy (GWh/year) | Fuel Substitution | -43.6313 | -43.2769 | -42.9255 | -42.5769 | -42.2312 | 37.3232 | 37.0201 | 36.7195 | 36.4213 | 36.1255 | 35.8322 | 35.5412 | 35.2526
Scenario 1: Reference | SDG&E | Com | WaterHeat | Com - Lodging | Gas Energy (MMTherm/year) | Energy Efficiency | 2.9055 | 2.9166 | 2.9262 | 2.9355 | 2.9432 | 1.6577 | 1.6456 | 1.6336 | 0.16653 | 0.16654 | 0.76277 | 0.76721 | 0.89119
Scenario 1: Reference | SDG&E | Com | WaterHeat | Com - Lodging | Gas Energy (MMTherm/year) | Fuel Substitution | 5.1198 | 5.0782 | 5.0369 | 4.996 | 4.9555 | 0 | 0 | 0 | 0 | 0 | 0 | 0 | 0
Scenario 1: Reference | SDG&E | Com | WaterHeat | Com - Office (Large) | Electric Demand (MW) | Energy Efficiency | 0.12558 | 0.12692 | 0.12826 | 0.1296 | 0.13092 | 0.13222 | 0.13369 | 0.13521 | 0.13668 | 0.13814 | 0.13959 | 0.14104 | 0.14249
Scenario 1: Reference | SDG&E | Com | WaterHeat | Com - Office (Large) | Electric Demand (MW) | Fuel Substitution | 0 | 0 | 0 | 0 | 0 | 0.2575 | 0.24923 | 0.24123 | 0.23348 | 0.22598 | 0.21872 | 0.2117 | 0.2049
Scenario 1: Reference | SDG&E | Com | WaterHeat | Com - Office (Large) | Electric Energy (GWh/year) | Energy Efficiency | 2.2668 | 2.2909 | 2.315 | 2.3392 | 2.363 | 2.3863 | 2.4129 | 2.4402 | 2.4667 | 2.4932 | 2.5193 | 2.5454 | 2.5716
Scenario 1: Reference | SDG&E | Com | WaterHeat | Com - Office (Large) | Electric Energy (GWh/year) | Fuel Substitution | -5.5652 | -5.3865 | -5.2134 | -5.046 | -4.8839 | 5.0777 | 4.9146 | 4.7568 | 4.604 | 4.4561 | 4.313 | 4.1745 | 4.0404
Scenario 1: Reference | SDG&E | Com | WaterHeat | Com - Office (Large) | Gas Energy (MMTherm/year) | Energy Efficiency | 1.3579 | 1.3225 | 1.2882 | 1.2551 | 1.2231 | 1.1065 | 1.0722 | 1.039 | 0.038462 | 0.038462 | 0.94368 | 0.9165 | 0.8883
Scenario 1: Reference | SDG&E | Com | WaterHeat | Com - Office (Large) | Gas Energy (MMTherm/year) | Fuel Substitution | 0.65053 | 0.62963 | 0.60941 | 0.58984 | 0.57089 | 0 | 0 | 0 | 0 | 0 | 0 | 0 | 0
Scenario 1: Reference | SDG&E | Com | WaterHeat | Com - Office (Small) | Electric Demand (MW) | Energy Efficiency | 0.011806 | 0.011865 | 0.011925 | 0.011985 | 0.012046 | 0.012109 | 0.012173 | 0.012238 | 0.012303 | 0.012369 | 0.012435 | 0.012502 | 0.01257
Scenario 1: Reference | SDG&E | Com | WaterHeat | Com - Office (Small) | Electric Demand (MW) | Fuel Substitution | 0 | 0 | 0 | 0 | 0 | 0.027854 | 0.027568 | 0.027284 | 0.027003 | 0.026725 | 0.026449 | 0.026177 | 0.025907
Scenario 1: Reference | SDG&E | Com | WaterHeat | Com - Office (Small) | Electric Energy (GWh/year) | Energy Efficiency | 1.2605 | 1.2668 | 1.2732 | 1.2797 | 1.2862 | 1.2929 | 1.2997 | 1.3066 | 1.3135 | 1.3206 | 1.3277 | 1.3348 | 1.3421
Scenario 1: Reference | SDG&E | Com | WaterHeat | Com - Office (Small) | Electric Energy (GWh/year) | Fuel Substitution | -3.252 | -3.2185 | -3.1854 | -3.1526 | -3.1201 | 3.2438 | 3.2104 | 3.1774 | 3.1446 | 3.1122 | 3.0802 | 3.0485 | 3.0171
Scenario 1: Reference | SDG&E | Com | WaterHeat | Com - Office (Small) | Gas Energy (MMTherm/year) | Energy Efficiency | 0.79434 | 0.78697 | 0.77969 | 0.77248 | 0.76536 | 0.75752 | 0.74976 | 0.74208 | 0.00402 | 0.00402 | 0.71364 | 0.71214 | 0.70485
Scenario 1: Reference | SDG&E | Com | WaterHeat | Com - Office (Small) | Gas Energy (MMTherm/year) | Fuel Substitution | 0.37632 | 0.37244 | 0.3686 | 0.36481 | 0.36105 | 0 | 0 | 0 | 0 | 0 | 0 | 0 | 0
Scenario 1: Reference | SDG&E | Com | WaterHeat | Com - Other | Electric Demand (MW) | Energy Efficiency | 5.2832 | 5.3518 | 5.4222 | 5.4946 | 5.5676 | 5.6428 | 5.7202 | 5.7991 | 5.8793 | 5.961 | 6.0438 | 6.1278 | 6.2134
Scenario 1: Reference | SDG&E | Com | WaterHeat | Com - Other | Electric Demand (MW) | Fuel Substitution | 0 | 0 | 0 | 0 | 0 | 14.6125 | 14.5125 | 14.4132 | 14.3146 | 14.2166 | 14.1194 | 14.0228 | 13.9268
Scenario 1: Reference | SDG&E | Com | WaterHeat | Com - Other | Electric Energy (GWh/year) | Energy Efficiency | 34.0959 | 34.5384 | 34.9929 | 35.46 | 35.9313 | 36.4165 | 36.916 | 37.4253 | 37.9428 | 38.4698 | 39.004 | 39.5465 | 40.099
Scenario 1: Reference | SDG&E | Com | WaterHeat | Com - Other | Electric Energy (GWh/year) | Fuel Substitution | -117.434 | -116.63 | -115.832 | -115.04 | -114.252 | 102.7619 | 102.0588 | 101.3605 | 100.667 | 99.9782 | 99.2941 | 98.6148 | 97.94
Scenario 1: Reference | SDG&E | Com | WaterHeat | Com - Other | Gas Energy (MMTherm/year) | Energy Efficiency | 1.8258 | 1.8459 | 1.8666 | 1.888 | 1.9095 | 1.7968 | 1.7858 | 1.7748 | 0.17103 | 0.17114 | 1.6909 | 1.7318 | 1.7212
Scenario 1: Reference | SDG&E | Com | WaterHeat | Com - Other | Gas Energy (MMTherm/year) | Fuel Substitution | 13.5487 | 13.456 | 13.3639 | 13.2725 | 13.1817 | 0 | 0 | 0 | 0 | 0 | 0 | 0 | 0
Scenario 1: Reference | SDG&E | Com | WaterHeat | Com - Refrig. Warehouse | Electric Demand (MW) | Energy Efficiency | 0.004521 | 0.004524 | 0.004531 | 0.004537 | 0.004546 | 0.004555 | 0.004568 | 0.004583 | 0.0046 | 0.00462 | 0.004643 | 0.004669 | 0.004697
Scenario 1: Reference | SDG&E | Com | WaterHeat | Com - Refrig. Warehouse | Electric Demand (MW) | Fuel Substitution | 0 | 0 | 0 | 0 | 0 | 0.002957 | 0.002942 | 0.002926 | 0.002911 | 0.002896 | 0.002881 | 0.002866 | 0.002851
Scenario 1: Reference | SDG&E | Com | WaterHeat | Com - Refrig. Warehouse | Electric Energy (GWh/year) | Energy Efficiency | 0.051974 | 0.052016 | 0.052088 | 0.052164 | 0.052259 | 0.052372 | 0.052517 | 0.052687 | 0.05289 | 0.053119 | 0.053379 | 0.053674 | 0.053998
Scenario 1: Reference | SDG&E | Com | WaterHeat | Com - Refrig. Warehouse | Electric Energy (GWh/year) | Fuel Substitution | -0.04087 | -0.04065 | -0.04044 | -0.04023 | -0.04002 | 0.036994 | 0.036801 | 0.036608 | 0.036417 | 0.036227 | 0.036038 | 0.035849 | 0.035662
Scenario 1: Reference | SDG&E | Com | WaterHeat | Com - Refrig. Warehouse | Gas Energy (MMTherm/year) | Energy Efficiency | 0.000151 | 0.000154 | 0.000157 | 0.000161 | 0.000164 | 2e-05 | 2e-05 | 0.015187 | 2e-05 | 2e-05 | 0.014666 | 0.014872 | 0.014795
Scenario 1: Reference | SDG&E | Com | WaterHeat | Com - Refrig. Warehouse | Gas Energy (MMTherm/year) | Fuel Substitution | 0.004977 | 0.004951 | 0.004925 | 0.0049 | 0.004874 | 0 | 0 | 0 | 0 | 0 | 0 | 0 | 0
Scenario 1: Reference | SDG&E | Com | WaterHeat | Com - Restaurant | Electric Demand (MW) | Energy Efficiency | 1.8402 | 1.8494 | 1.8594 | 1.87 | 1.8814 | 1.8937 | 1.9067 | 1.9204 | 1.9346 | 1.9492 | 1.9643 | 1.9799 | 1.996
Scenario 1: Reference | SDG&E | Com | WaterHeat | Com - Restaurant | Electric Demand (MW) | Fuel Substitution | 0 | 0 | 0 | 0 | 0 | 15.3941 | 15.259 | 15.125 | 14.9922 | 14.8606 | 14.7301 | 14.6008 | 14.4726
Scenario 1: Reference | SDG&E | Com | WaterHeat | Com - Restaurant | Electric Energy (GWh/year) | Energy Efficiency | 9.4443 | 9.4917 | 9.5427 | 9.5974 | 9.6558 | 9.7187 | 9.7856 | 9.8559 | 9.9286 | 10.0036 | 10.0811 | 10.1612 | 10.2436
Scenario 1: Reference | SDG&E | Com | WaterHeat | Com - Restaurant | Electric Energy (GWh/year) | Fuel Substitution | -76.3499 | -75.6795 | -75.0151 | -74.3565 | -73.7037 | 86.1777 | 85.4211 | 84.6711 | 83.9277 | 83.1908 | 82.4604 | 81.7365 | 81.0188
Scenario 1: Reference | SDG&E | Com | WaterHeat | Com - Restaurant | Gas Energy (MMTherm/year) | Energy Efficiency | 0.053172 | 0.071634 | 0.090526 | 0.10985 | 0.12961 | 0.10621 | 0.10628 | 0.33365 | 0.10644 | 0.10652 | 0.32587 | 0.3261 | 0.32427
Scenario 1: Reference | SDG&E | Com | WaterHeat | Com - Restaurant | Gas Energy (MMTherm/year) | Fuel Substitution | 9.2926 | 9.211 | 9.1302 | 9.05 | 8.9705 | 0 | 0 | 0 | 0 | 0 | 0 | 0 | 0
Scenario 1: Reference | SDG&E | Com | WaterHeat | Com - Retail | Electric Demand (MW) | Energy Efficiency | 0.43528 | 0.43708 | 0.43905 | 0.44118 | 0.44339 | 0.44578 | 0.44835 | 0.45105 | 0.43158 | 0.43473 | 0.43801 | 0.4414 | 0.44495
Scenario 1: Reference | SDG&E | Com | WaterHeat | Com - Retail | Electric Demand (MW) | Fuel Substitution | 0 | 0 | 0 | 0 | 0 | 0.60163 | 0.59665 | 0.59171 | 0.58681 | 0.58195 | 0.57712 | 0.57234 | 0.5676
Scenario 1: Reference | SDG&E | Com | WaterHeat | Com - Retail | Electric Energy (GWh/year) | Energy Efficiency | 2.6475 | 2.6594 | 2.6723 | 2.6862 | 2.7006 | 2.7162 | 2.7328 | 2.7503 | 2.6981 | 2.7178 | 2.7382 | 2.7595 | 2.7817
Scenario 1: Reference | SDG&E | Com | WaterHeat | Com - Retail | Electric Energy (GWh/year) | Fuel Substitution | -3.8546 | -3.8227 | -3.791 | -3.7596 | -3.7285 | 4.1013 | 4.0674 | 4.0337 | 4.0003 | 3.9671 | 3.9343 | 3.9017 | 3.8694
Scenario 1: Reference | SDG&E | Com | WaterHeat | Com - Retail | Gas Energy (MMTherm/year) | Energy Efficiency | 1.5819 | 1.5696 | 1.5575 | 1.5455 | 1.5336 | 1.521 | 1.5084 | 1.4959 | 0.004299 | 0.004299 | 1.4578 | 1.4471 | 1.4352
Scenario 1: Reference | SDG&E | Com | WaterHeat | Com - Retail | Gas Energy (MMTherm/year) | Fuel Substitution | 0.43943 | 0.43579 | 0.43218 | 0.4286 | 0.42505 | 0 | 0 | 0 | 0 | 0 | 0 | 0 | 0
Scenario 1: Reference | SDG&E | Com | WaterHeat | Com - School | Electric Demand (MW) | Energy Efficiency | 0.15636 | 0.15844 | 0.16057 | 0.16276 | 0.16501 | 0.16731 | 0.16972 | 0.17218 | 0.1747 | 0.17728 | 0.17993 | 0.18263 | 0.1854
Scenario 1: Reference | SDG&E | Com | WaterHeat | Com - School | Electric Demand (MW) | Fuel Substitution | 0 | 0 | 0 | 0 | 0 | 1.0262 | 1.0014 | 0.9771 | 0.95342 | 0.93033 | 0.90779 | 0.88579 | 0.86433
Scenario 1: Reference | SDG&E | Com | WaterHeat | Com - School | Electric Energy (GWh/year) | Energy Efficiency | 2.1231 | 2.1513 | 2.1801 | 2.2096 | 2.2401 | 2.2713 | 2.304 | 2.3374 | 2.3716 | 2.4067 | 2.4426 | 2.4794 | 2.5169
Scenario 1: Reference | SDG&E | Com | WaterHeat | Com - School | Electric Energy (GWh/year) | Fuel Substitution | -15.9644 | -15.5776 | -15.2002 | -14.8319 | -14.4726 | 15.2299 | 14.8609 | 14.5008 | 14.1495 | 13.8067 | 13.4722 | 13.1458 | 12.8273
Scenario 1: Reference | SDG&E | Com | WaterHeat | Com - School | Gas Energy (MMTherm/year) | Energy Efficiency | 0.66987 | 0.66665 | 0.66374 | 0.66113 | 0.65885 | 0.6021 | 0.58909 | 0.5764 | 0.064449 | 0.064471 | 0.53832 | 0.52865 | 0.51743
Scenario 1: Reference | SDG&E | Com | WaterHeat | Com - School | Gas Energy (MMTherm/year) | Fuel Substitution | 1.912 | 1.8657 | 1.8205 | 1.7764 | 1.7333 | 0 | 0 | 0 | 0 | 0 | 0 | 0 | 0
Scenario 1: Reference | SDG&E | Com | WaterHeat | Com - Warehouse | Electric Demand (MW) | Energy Efficiency | 0.039712 | 0.039748 | 0.039788 | 0.039836 | 0.039886 | 0.039938 | 0.039999 | 0.040063 | 0.016689 | 0.016856 | 0.017026 | 0.017199 | 0.017376
Scenario 1: Reference | SDG&E | Com | WaterHeat | Com - Warehouse | Electric Demand (MW) | Fuel Substitution | 0 | 0 | 0 | 0 | 0 | 0.008547 | 0.008513 | 0.008479 | 0.008445 | 0.008411 | 0.008378 | 0.008344 | 0.008311
Scenario 1: Reference | SDG&E | Com | WaterHeat | Com - Warehouse | Electric Energy (GWh/year) | Energy Efficiency | 0.48693 | 0.49013 | 0.49344 | 0.49692 | 0.50047 | 0.50405 | 0.50786 | 0.51177 | 0.44167 | 0.44609 | 0.45059 | 0.45516 | 0.45986
Scenario 1: Reference | SDG&E | Com | WaterHeat | Com - Warehouse | Electric Energy (GWh/year) | Fuel Substitution | -0.30867 | -0.30744 | -0.30621 | -0.30499 | -0.30378 | 0.24673 | 0.24575 | 0.24477 | 0.24379 | 0.24282 | 0.24185 | 0.24089 | 0.23993
Scenario 1: Reference | SDG&E | Com | WaterHeat | Com - Warehouse | Gas Energy (MMTherm/year) | Energy Efficiency | 1.2036 | 1.1989 | 1.1942 | 1.1896 | 1.185 | 1.1746 | 1.17 | 1.1653 | 0.000611 | 0.000611 | 1.129 | 1.1468 | 1.1423
Scenario 1: Reference | SDG&E | Com | WaterHeat | Com - Warehouse | Gas Energy (MMTherm/year) | Fuel Substitution | 0.036309 | 0.036164 | 0.03602 | 0.035876 | 0.035733 | 0 | 0 | 0 | 0 | 0 | 0 | 0 | 0
Scenario 1: Reference | SDG&E | Res | AppPlug | Res - Multi Family | Electric Demand (MW) | Energy Efficiency | 0.037417 | 0.037956 | 0.038478 | 0.73927 | 0.74912 | 0.75851 | 0.76744 | 0.7758 | 0.78356 | 0.79075 | 0.7974 | 0.80364 | 0.80952
Scenario 1: Reference | SDG&E | Res | AppPlug | Res - Multi Family | Electric Energy (GWh/year) | Energy Efficiency | 0.2657 | 0.26953 | 0.27323 | 5.2496 | 5.3195 | 5.3862 | 5.4496 | 5.509 | 5.5641 | 5.6151 | 5.6624 | 5.7067 | 5.7484
Scenario 1: Reference | SDG&E | Res | AppPlug | Res - Multi Family | Electric Energy (GWh/year) | Fuel Substitution | -11.5726 | -11.5533 | -11.534 | -11.5147 | -11.4955 | 0 | 0 | 0 | 0 | 0 | 0 | 0 | 0
Scenario 1: Reference | SDG&E | Res | AppPlug | Res - Multi Family | Gas Energy (MMTherm/year) | Energy Efficiency | 0.025528 | 0.025896 | 0.026252 | 0.50438 | 0.5111 | 0.51751 | 0.5236 | 0.5293 | 0.5346 | 0.5395 | 0.54404 | 0.5483 | 0.55231
Scenario 1: Reference | SDG&E | Res | AppPlug | Res - Multi Family | Gas Energy (MMTherm/year) | Fuel Substitution | 2.4528 | 2.4487 | 2.4446 | 2.4405 | 2.4365 | 0 | 0 | 0 | 0 | 0 | 0 | 0 | 0
Scenario 1: Reference | SDG&E | Res | AppPlug | Res - Single Family | Electric Demand (MW) | Energy Efficiency | 0 | 0 | 0 | 0 | 0 | 0.019352 | 0.01948 | 0.019597 | 0.019705 | 0.019804 | 0.019896 | 0.019981 | 0.02006
Scenario 1: Reference | SDG&E | Res | AppPlug | Res - Single Family | Electric Energy (GWh/year) | Energy Efficiency | 0 | 0 | 0 | 0 | 0 | 0.12322 | 0.12403 | 0.12478 | 0.12546 | 0.1261 | 0.12668 | 0.12722 | 0.12772
Scenario 1: Reference | SDG&E | Res | AppPlug | Res - Single Family | Electric Energy (GWh/year) | Fuel Substitution | -19.6897 | -19.6794 | -19.669 | -19.6587 | -19.6484 | 0 | 0 | 0 | 0 | 0 | 0 | 0 | 0
Scenario 1: Reference | SDG&E | Res | AppPlug | Res - Single Family | Gas Energy (MMTherm/year) | Energy Efficiency | 0.002012 | 0.004392 | 0.006925 | 0.009431 | 0.011673 | 0.034886 | 0.035039 | 0.03518 | 0.035309 | 0.035428 | 0.035538 | 0.03564 | 0.035735
Scenario 1: Reference | SDG&E | Res | AppPlug | Res - Single Family | Gas Energy (MMTherm/year) | Fuel Substitution | 4.1772 | 4.175 | 4.1728 | 4.1706 | 4.1685 | 0 | 0 | 0 | 0 | 0 | 0 | 0 | 0
Scenario 1: Reference | SDG&E | Res | BldgEnv | Res - Multi Family | Electric Demand (MW) | Energy Efficiency | 0 | 0 | 0 | 0.029005 | 0.028956 | 0.23374 | 0.23335 | 0.23296 | 0.23257 | 0.23219 | 0.2318 | 0.23141 | 0.23103
Scenario 1: Reference | SDG&E | Res | BldgEnv | Res - Multi Family | Electric Energy (GWh/year) | Energy Efficiency | 0 | 0 | 0 | 0.13608 | 0.13585 | 0.45506 | 0.4543 | 0.45354 | 0.45278 | 0.45203 | 0.45127 | 0.45052 | 0.44977
Scenario 1: Reference | SDG&E | Res | BldgEnv | Res - Multi Family | Gas Energy (MMTherm/year) | Energy Efficiency | 0 | 0 | 0 | 0.049002 | 0.04892 | 0.24638 | 0.24597 | 0.24556 | 0.24515 | 0.24474 | 0.24433 | 0.24392 | 0.24352
Scenario 1: Reference | SDG&E | Res | BldgEnv | Res - Single Family | Electric Demand (MW) | Energy Efficiency | 5.0387 | 5.0637 | 5.0905 | 5.1169 | 5.1403 | 5.1621 | 5.1823 | 5.2007 | 0.41649 | 0.41638 | 0.41626 | 0.41615 | 0.41604
Scenario 1: Reference | SDG&E | Res | BldgEnv | Res - Single Family | Electric Energy (GWh/year) | Energy Efficiency | 9.2186 | 9.1889 | 9.1576 | 9.1266 | 9.0984 | 9.0716 | 9.0463 | 9.0225 | 1.4518 | 1.451 | 1.4501 | 1.4492 | 1.4484
Scenario 1: Reference | SDG&E | Res | BldgEnv | Res - Single Family | Gas Energy (MMTherm/year) | Energy Efficiency | 2.4457 | 2.4507 | 2.4561 | 2.4615 | 2.4662 | 2.4705 | 2.4744 | 2.478 | 0.36085 | 0.36068 | 0.36052 | 0.36035 | 0.36019
Scenario 1: Reference | SDG&E | Res | HVAC | Res - Multi Family | Electric Demand (MW) | Energy Efficiency | 7.3159 | 7.3037 | 7.2915 | 7.2793 | 7.2672 | 7.255 | 7.2429 | 7.2308 | 7.2188 | 7.2067 | 7.1947 | 7.1826 | 7.1707
Scenario 1: Reference | SDG&E | Res | HVAC | Res - Multi Family | Electric Energy (GWh/year) | Energy Efficiency | 5.6837 | 5.6742 | 5.6647 | 5.6552 | 5.651 | 5.6466 | 5.642 | 5.6372 | 5.632 | 5.6266 | 5.621 | 5.6152 | 5.6093
Scenario 1: Reference | SDG&E | Res | HVAC | Res - Multi Family | Electric Energy (GWh/year) | Fuel Substitution | -1.2939 | -1.2917 | -1.1853 | -1.1833 | -1.1814 | 0 | 0 | 0 | 0 | 0 | 0 | 0 | 0
Scenario 1: Reference | SDG&E | Res | HVAC | Res - Multi Family | Gas Energy (MMTherm/year) | Energy Efficiency | 0 | 0 | 0 | 0 | 0.00068 | 0.001332 | 0.001956 | 0.002545 | 0.003097 | 0.003613 | 0.004097 | 0.004556 | 0.004992
Scenario 1: Reference | SDG&E | Res | HVAC | Res - Multi Family | Gas Energy (MMTherm/year) | Fuel Substitution | 0.93557 | 0.93401 | 0.93245 | 0.93089 | 0.92934 | 0 | 0 | 0 | 0 | 0 | 0 | 0 | 0
Scenario 1: Reference | SDG&E | Res | HVAC | Res - Single Family | Electric Demand (MW) | Energy Efficiency | 71.7921 | 72.0878 | 72.4048 | 72.718 | 72.9943 | 73.0598 | 73.1555 | 73.2414 | 54.6859 | 54.6583 | 54.6307 | 54.6031 | 54.5755
Scenario 1: Reference | SDG&E | Res | HVAC | Res - Single Family | Electric Demand (MW) | Fuel Substitution | 0 | 0 | 0 | 0 | 0 | 0.066807 | 0.066772 | 0.066737 | 0 | 0 | 0 | 0 | 0
Scenario 1: Reference | SDG&E | Res | HVAC | Res - Single Family | Electric Energy (GWh/year) | Energy Efficiency | 37.0538 | 37.339 | 37.6438 | 37.9451 | 37.8963 | 34.2559 | 34.3316 | 34.4003 | 22.0376 | 22.0302 | 22.0224 | 22.0146 | 22.0065
Scenario 1: Reference | SDG&E | Res | HVAC | Res - Single Family | Electric Energy (GWh/year) | Fuel Substitution | -63.0907 | -63.0576 | -63.0166 | -62.9251 | -62.892 | 0.25498 | 0.25484 | 0.25471 | 0 | 0 | 0 | 0 | 0
Scenario 1: Reference | SDG&E | Res | HVAC | Res - Single Family | Gas Energy (MMTherm/year) | Energy Efficiency | 0.26485 | 0.27009 | 0.27568 | 0.28121 | 0.25104 | -0.04297 | -0.04292 | -0.04287 | 0.027167 | 0.027575 | 0.027953 | 0.028307 | 0.028641
Scenario 1: Reference | SDG&E | Res | HVAC | Res - Single Family | Gas Energy (MMTherm/year) | Fuel Substitution | 20.1745 | 20.1639 | 20.1533 | 20.1427 | 20.1322 | 0 | 0 | 0 | 0 | 0 | 0 | 0 | 0
Scenario 1: Reference | SDG&E | Res | WaterHeat | Res - Multi Family | Electric Demand (MW) | Energy Efficiency | 8.3537 | 8.4739 | 8.5903 | 8.7054 | 8.8119 | 8.9142 | 9.0114 | 9.1025 | 9.187 | 9.2652 | 9.3377 | 9.4057 | 9.4697
Scenario 1: Reference | SDG&E | Res | WaterHeat | Res - Multi Family | Electric Demand (MW) | Fuel Substitution | 0 | 0 | 0 | 0 | 0 | 19.7564 | 19.7234 | 19.6905 | 19.6576 | 19.6248 | 19.592 | 19.5593 | 19.5266
Scenario 1: Reference | SDG&E | Res | WaterHeat | Res - Multi Family | Electric Energy (GWh/year) | Energy Efficiency | 41.0508 | 41.6427 | 42.2158 | 42.7828 | 43.3071 | 43.8111 | 44.2898 | 44.7385 | 45.1549 | 45.5401 | 45.8972 | 46.2322 | 46.5476
Scenario 1: Reference | SDG&E | Res | WaterHeat | Res - Multi Family | Electric Energy (GWh/year) | Fuel Substitution | -5068.49 | -5060.03 | -5051.58 | -5043.14 | -5034.72 | 104.3081 | 104.1339 | 103.96 | 103.7864 | 103.6131 | 103.4401 | 103.2674 | 103.0949
Scenario 1: Reference | SDG&E | Res | WaterHeat | Res - Multi Family | Gas Energy (MMTherm/year) | Energy Efficiency | 1.2015 | 1.2535 | 1.304 | 1.354 | 1.4004 | 1.4211 | 1.4407 | 1.4591 | 1.4762 | 1.4922 | 1.5069 | 1.5209 | 1.534
Scenario 1: Reference | SDG&E | Res | WaterHeat | Res - Multi Family | Gas Energy (MMTherm/year) | Fuel Substitution | 369.6767 | 369.0594 | 368.4431 | 367.8279 | 367.2136 | 0 | 0 | 0 | 0 | 0 | 0 | 0 | 0
Scenario 1: Reference | SDG&E | Res | WaterHeat | Res - Single Family | Electric Demand (MW) | Energy Efficiency | 5.8541 | 5.8997 | 5.9484 | 5.9966 | 6.0393 | 6.0814 | 6.1204 | 6.1562 | 6.1891 | 6.2193 | 6.2472 | 6.2731 | 6.2973
Scenario 1: Reference | SDG&E | Res | WaterHeat | Res - Single Family | Electric Demand (MW) | Fuel Substitution | 0 | 0 | 0 | 0 | 0 | 111.2593 | 111.2009 | 111.1426 | 111.0842 | 111.0259 | 110.9676 | 110.9094 | 110.8512
Scenario 1: Reference | SDG&E | Res | WaterHeat | Res - Single Family | Electric Energy (GWh/year) | Energy Efficiency | 30.03 | 30.264 | 30.5141 | 30.7613 | 30.9808 | 31.1976 | 31.3985 | 31.5832 | 31.7527 | 31.9085 | 32.0521 | 32.1858 | 32.3106
Scenario 1: Reference | SDG&E | Res | WaterHeat | Res - Single Family | Electric Energy (GWh/year) | Fuel Substitution | -465.188 | -464.944 | -464.7 | -464.456 | -464.212 | 622.0989 | 621.7724 | 621.4461 | 621.1199 | 620.7939 | 620.468 | 620.1424 | 619.8169
Scenario 1: Reference | SDG&E | Res | WaterHeat | Res - Single Family | Gas Energy (MMTherm/year) | Energy Efficiency | 3.6924 | 3.8514 | 4.0207 | 4.1882 | 4.3378 | 4.3846 | 4.4282 | 4.4683 | 4.5053 | 4.5393 | 4.5708 | 4.6002 | 4.6277
Scenario 1: Reference | SDG&E | Res | WaterHeat | Res - Single Family | Gas Energy (MMTherm/year) | Fuel Substitution | 71.1265 | 71.0891 | 71.0518 | 71.0145 | 70.9772 | 0 | 0 | 0 | 0 | 0 | 0 | 0 | 0

## Incr. Achievable Pot. Detail (hidden)
Scenario | Utility | Sector | End Use | Building Type | Savings Type | Measure Type | 2025 | 2026 | 2027 | 2028 | 2029 | 2030 | 2031 | 2032 | 2033 | 2034 | 2035 | 2036 | 2037
2023 PG Study Reference Scenario | PG&E | Ag | HVAC | Ag - Irrigated Agriculture, vineyards, forestry and greenhouses | Gas Energy (MMTherm/year) | Energy Efficiency | 0.0085459 | 0.0094611 | 0.01041 | 0.011375 | 0.012335 | 0.013264 | 0.014129 | 0.014905 | 0.015558 | 0.016058 | 0.036538
2023 PG Study Reference Scenario | PG&E | Ag | Lighting | Ag - Irrigated Agriculture, vineyards, forestry and greenhouses | Electric Demand (MW) | Energy Efficiency | 1.2436 | 1.1331 | 0.96334 | 0.76594 | 0.57318 | 0.40788 | 0.2834 | 0.19127 | 0.12646 | 0.082448 | 0.05327
2023 PG Study Reference Scenario | PG&E | Ag | Lighting | Ag - Irrigated Agriculture, vineyards, forestry and greenhouses | Electric Energy (GWh/year) | Energy Efficiency | 7.5928 | 7.231 | 6.4062 | 5.2914 | 4.1009 | 3.0123 | 2.093 | 1.4126 | 0.93393 | 0.6089 | 0.39341
2023 PG Study Reference Scenario | PG&E | Ag | MachDr | Ag - Dairies, fishing, hunting | Electric Demand (MW) | Energy Efficiency | 0.70415 | 0.47686 | 0.29735 | 0.10527 | 0 | 0.097412 | 0.08622 | 0.047764 | 0.026192 | 0 | 0
2023 PG Study Reference Scenario | PG&E | Ag | MachDr | Ag - Dairies, fishing, hunting | Electric Energy (GWh/year) | Energy Efficiency | 1.2324 | 0.83458 | 0.5204 | 0.18424 | 0 | 0.17049 | 0.1509 | 0.083594 | 0.04584 | 0 | 0
2023 PG Study Reference Scenario | PG&E | Ag | MachDr | Ag - Water pumping | Electric Demand (MW) | Energy Efficiency | 2.1541 | 1.3166 | 0.76035 | 0.42391 | 0.23138 | 0.12486 | 0.066991 | 0.035884 | 0.019202 | 0.010273 | 0.0054997
2023 PG Study Reference Scenario | PG&E | Ag | MachDr | Ag - Water pumping | Electric Energy (GWh/year) | Energy Efficiency | 3.7699 | 2.3042 | 1.3307 | 0.74191 | 0.40496 | 0.21852 | 0.11725 | 0.062802 | 0.033606 | 0.017979 | 0.0096252
2023 PG Study Reference Scenario | PG&E | Ag | ProcHeat | Ag - Dairies, fishing, hunting | Gas Energy (MMTherm/year) | Energy Efficiency | 6.5521e-07 | 7.6891e-08 | 8.9961e-09 | 1.049e-09 | 1.2189e-10 | 1.4113e-11 | 1.6263e-12 | 1.8843e-13 | 2.1934e-14 | 2.5618e-15 | 2.8572e-16
2023 PG Study Reference Scenario | PG&E | Ag | ProcHeat | Ag - Irrigated Agriculture, vineyards, forestry and greenhouses | Gas Energy (MMTherm/year) | Energy Efficiency | 0.041037 | 0.026035 | 0.01519 | 0.0088024 | 0.0050528 | 0.0028782 | 0.0015976 | 0.00089806 | 0.00050301 | 0.0002809 | 0.00015649
2023 PG Study Reference Scenario | PG&E | Ag | WholeBlg | Ag - Dairies, fishing, hunting | Electric Demand (MW) | Energy Efficiency | 0.08953 | 0.089787 | 0.090793 | 0.092972 | 0.097401 | 0.10556 | 0.10394 | 0.10243 | 0.10091 | 0.099414 | 0.097922
2023 PG Study Reference Scenario | PG&E | Ag | WholeBlg | Ag - Dairies, fishing, hunting | Electric Energy (GWh/year) | Energy Efficiency | 0.45981 | 0.46114 | 0.4663 | 0.47749 | 0.50024 | 0.54216 | 0.53385 | 0.52609 | 0.51827 | 0.51058 | 0.50292
2023 PG Study Reference Scenario | PG&E | Ag | WholeBlg | Ag - Dairies, fishing, hunting | Gas Energy (MMTherm/year) | Energy Efficiency | 0.019228 | 0.018843 | 0.018476 | 0.018131 | 0.017819 | 0.017555 | 0.017193 | 0.016838 | 0.016491 | 0.016151 | 0.015819
2023 PG Study Reference Scenario | PG&E | Ag | WholeBlg | Ag - Irrigated Agriculture, vineyards, forestry and greenhouses | Electric Demand (MW) | Energy Efficiency | 1.0286 | 1.172 | 1.3875 | 1.7224 | 2.2579 | 3.1359 | 3.1862 | 3.2386 | 3.2928 | 3.3466 | 3.4002
2023 PG Study Reference Scenario | PG&E | Ag | WholeBlg | Ag - Irrigated Agriculture, vineyards, forestry and greenhouses | Electric Energy (GWh/year) | Energy Efficiency | 5.2826 | 6.0195 | 7.1258 | 8.8462 | 11.5963 | 16.1054 | 16.3641 | 16.6331 | 16.9114 | 17.188 | 17.4629
2023 PG Study Reference Scenario | PG&E | Ag | WholeBlg | Ag - Irrigated Agriculture, vineyards, forestry and greenhouses | Gas Energy (MMTherm/year) | Energy Efficiency | 0.15707 | 0.15378 | 0.15055 | 0.14738 | 0.14429 | 0.14126 | 0.13829 | 0.13539 | 0.13255 | 0.12976 | 0.12704
2023 PG Study Reference Scenario | PG&E | Ag | WholeBlg | Ag - Water pumping | Electric Demand (MW) | Energy Efficiency | 0.32193 | 0.33908 | 0.36612 | 0.40893 | 0.47831 | 0.59285 | 0.59408 | 0.59502 | 0.59554 | 0.59587 | 0.59579
2023 PG Study Reference Scenario | PG&E | Ag | WholeBlg | Ag - Water pumping | Electric Energy (GWh/year) | Energy Efficiency | 1.6534 | 1.7415 | 1.8803 | 2.1002 | 2.4566 | 3.0448 | 3.0511 | 3.056 | 3.0586 | 3.0603 | 3.0599
2023 PG Study Reference Scenario | PG&E | Ag | WholeBlg | Ag - Water pumping | Gas Energy (MMTherm/year) | Energy Efficiency | 0.0080671 | 0.0078977 | 0.0077318 | 0.0075695 | 0.0074105 | 0.0072549 | 0.0071025 | 0.0069534 | 0.0068074 | 0.0066644 | 0.0065245
2023 PG Study Reference Scenario | PG&E | Com | AppPlug | Com - College | Electric Demand (MW) | Energy Efficiency | 0.00018597 | 0.00017752 | 0.00016808 | 0.000164 | 0.00010364 | 9.7325e-05 | 1.7946e-05 | 9.3871e-05 | 9.6881e-05 | 9.713e-05 | 9.7523e-05
2023 PG Study Reference Scenario | PG&E | Com | AppPlug | Com - College | Electric Energy (GWh/year) | Energy Efficiency | 0.0048872 | 0.0046652 | 0.0044171 | 0.0043099 | 0.0027237 | 0.0025577 | 0.00047163 | 0.0024669 | 0.002546 | 0.0025526 | 0.0025629
2023 PG Study Reference Scenario | PG&E | Com | AppPlug | Com - College | Gas Energy (MMTherm/year) | Energy Efficiency | 0 | 0 | 0 | 0 | 0 | 0 | 0 | 0 | 0 | 0 | 0
2023 PG Study Reference Scenario | PG&E | Com | AppPlug | Com - Grocery | Electric Demand (MW) | Energy Efficiency | 1.1001e-05 | 8.9867e-06 | 7.5086e-06 | 6.1558e-06 | 4.8809e-06 | 4.269e-06 | 5.7024e-07 | 3.1277e-06 | 2.6525e-06 | 2.4696e-06 | 2.3666e-06
2023 PG Study Reference Scenario | PG&E | Com | AppPlug | Com - Grocery | Electric Energy (GWh/year) | Energy Efficiency | 0.00028911 | 0.00023617 | 0.00019732 | 0.00016177 | 0.00012827 | 0.00011219 | 1.4986e-05 | 8.2196e-05 | 6.9707e-05 | 6.4902e-05 | 6.2194e-05
2023 PG Study Reference Scenario | PG&E | Com | AppPlug | Com - Health | Electric Demand (MW) | Energy Efficiency | 0.00018323 | 0.00017337 | 0.00017379 | 0.0001729 | 0.00017696 | 0.00017975 | 3.3964e-05 | 0.00018443 | 0.00018523 | 0.00018415 | 0.00017909
2023 PG Study Reference Scenario | PG&E | Com | AppPlug | Com - Health | Electric Energy (GWh/year) | Energy Efficiency | 0.017688 | 0.018542 | 0.02052 | 0.022136 | 0.024299 | 0.026299 | 0.02451 | 0.030195 | 0.067151 | 0.069293 | 0.070662
2023 PG Study Reference Scenario | PG&E | Com | AppPlug | Com - Health | Gas Energy (MMTherm/year) | Energy Efficiency | 0.033384 | 0.03627 | 0.04137 | 0.045623 | 0.050956 | 0.055951 | 0.061248 | 0.065737 | 0.16152 | 0.16715 | 0.17105
2023 PG Study Reference Scenario | PG&E | Com | AppPlug | Com - Lodging | Electric Demand (MW) | Energy Efficiency | 4.9022e-05 | 4.8752e-05 | 4.9019e-05 | 4.9338e-05 | 5.0589e-05 | 5.1482e-05 | 9.9871e-06 | 5.3252e-05 | 5.4052e-05 | 5.5147e-05 | 5.6161e-05
2023 PG Study Reference Scenario | PG&E | Com | AppPlug | Com - Lodging | Electric Energy (GWh/year) | Energy Efficiency | 0.023145 | 0.025465 | 0.027934 | 0.030175 | 0.032854 | 0.035279 | 0.036614 | 0.040154 | 0.060251 | 0.062945 | 0.065603
2023 PG Study Reference Scenario | PG&E | Com | AppPlug | Com - Lodging | Gas Energy (MMTherm/year) | Energy Efficiency | 0.057817 | 0.063907 | 0.070354 | 0.076191 | 0.083113 | 0.089393 | 0.09573 | 0.10201 | 0.15411 | 0.16108 | 0.16795
2023 PG Study Reference Scenario | PG&E | Com | AppPlug | Com - Office (Large) | Electric Demand (MW) | Energy Efficiency | 0.0017905 | 0.0017504 | 0.0017675 | 0.0017796 | 0.0018246 | 0.0018655 | 0.00035328 | 0.0019403 | 0.0019518 | 0.0019987 | 0.0020371
2023 PG Study Reference Scenario | PG&E | Com | AppPlug | Com - Office (Large) | Electric Energy (GWh/year) | Energy Efficiency | 0.047054 | 0.046001 | 0.046449 | 0.046768 | 0.047951 | 0.049026 | 0.0092843 | 0.050992 | 0.051292 | 0.052527 | 0.053536
2023 PG Study Reference Scenario | PG&E | Com | AppPlug | Com - Office (Large) | Gas Energy (MMTherm/year) | Energy Efficiency | 0 | 0 | 0 | 0 | 0 | 0 | 0 | 0 | 0 | 0 | 0
2023 PG Study Reference Scenario | PG&E | Com | AppPlug | Com - Office (Small) | Electric Demand (MW) | Energy Efficiency | 0.00052988 | 0.00051862 | 0.00051674 | 0.00051815 | 0.0005223 | 0.00053213 | 0.0001009 | 0.00055126 | 0.00056096 | 0.00057289 | 0.00058562
2023 PG Study Reference Scenario | PG&E | Com | AppPlug | Com - Office (Small) | Electric Energy (GWh/year) | Energy Efficiency | 0.013925 | 0.013629 | 0.01358 | 0.013617 | 0.013726 | 0.013984 | 0.0026516 | 0.014487 | 0.014742 | 0.015055 | 0.01539
2023 PG Study Reference Scenario | PG&E | Com | AppPlug | Com - Office (Small) | Gas Energy (MMTherm/year) | Energy Efficiency | 0 | 0 | 0 | 0 | 0 | 0 | 0 | 0 | 0 | 0 | 0
2023 PG Study Reference Scenario | PG&E | Com | AppPlug | Com - Other | Electric Demand (MW) | Energy Efficiency | 0.00020104 | 0.00019247 | 0.00018818 | 0.00018526 | 0.00018296 | 0.00018485 | 3.4798e-05 | 0.00018921 | 0.00018958 | 0.00019203 | 0.00019507
2023 PG Study Reference Scenario | PG&E | Com | AppPlug | Com - Other | Electric Energy (GWh/year) | Energy Efficiency | 0.0052833 | 0.0050581 | 0.0049454 | 0.0048687 | 0.0048081 | 0.0048579 | 0.0009145 | 0.0049724 | 0.0049821 | 0.0050465 | 0.0051264
2023 PG Study Reference Scenario | PG&E | Com | AppPlug | Com - Other | Gas Energy (MMTherm/year) | Energy Efficiency | 0.0010753 | 0.0011229 | 0.0011808 | 0.0012324 | 0.0012727 | 0.0013344 | 0.0013949 | 0.0014452 | 0.0014828 | 0.0015298 | 0.0015783
2023 PG Study Reference Scenario | PG&E | Com | AppPlug | Com - Refrig. Warehouse | Electric Demand (MW) | Energy Efficiency | 1.4906e-05 | 1.5071e-05 | 1.5362e-05 | 1.5678e-05 | 1.6103e-05 | 1.666e-05 | 2.1586e-06 | 1.1407e-05 | 1.1567e-05 | 1.1752e-05 | 1.1927e-05
2023 PG Study Reference Scenario | PG&E | Com | AppPlug | Com - Refrig. Warehouse | Electric Energy (GWh/year) | Energy Efficiency | 0.00097361 | 0.0010136 | 0.001059 | 0.0011032 | 0.0011529 | 0.0012104 | 5.6729e-05 | 0.00029977 | 0.00030398 | 0.00030884 | 0.00031344
2023 PG Study Reference Scenario | PG&E | Com | AppPlug | Com - Restaurant | Electric Demand (MW) | Energy Efficiency | 0 | 0 | 0 | 0 | 0 | 0 | 0 | 0 | 0 | 0 | 0
2023 PG Study Reference Scenario | PG&E | Com | AppPlug | Com - Restaurant | Electric Energy (GWh/year) | Energy Efficiency | 0 | 0 | 0 | 0 | 0 | 0 | 0 | 0 | 0 | 0 | 0
2023 PG Study Reference Scenario | PG&E | Com | AppPlug | Com - Retail | Electric Demand (MW) | Energy Efficiency | 3.8682e-05 | 3.0988e-05 | 2.5592e-05 | 2.0811e-05 | 1.6511e-05 | 1.4636e-05 | 1.9913e-06 | 1.1095e-05 | 9.645e-06 | 9.1037e-06 | 8.843e-06
2023 PG Study Reference Scenario | PG&E | Com | AppPlug | Com - Retail | Electric Energy (GWh/year) | Energy Efficiency | 0.0010166 | 0.00081437 | 0.00067255 | 0.0005469 | 0.00043391 | 0.00038462 | 5.2332e-05 | 0.00029159 | 0.00025347 | 0.00023925 | 0.00023239
2023 PG Study Reference Scenario | PG&E | Com | AppPlug | Com - Retail | Gas Energy (MMTherm/year) | Energy Efficiency | 0 | 0 | 0 | 0 | 0 | 0 | 0 | 0 | 0 | 0 | 0
2023 PG Study Reference Scenario | PG&E | Com | AppPlug | Com - School | Electric Demand (MW) | Energy Efficiency | 9.0658e-05 | 8.9541e-05 | 8.9408e-05 | 8.9782e-05 | 8.9832e-05 | 9.119e-05 | 1.7648e-05 | 9.4329e-05 | 9.6137e-05 | 9.83e-05 | 0.00010065
2023 PG Study Reference Scenario | PG&E | Com | AppPlug | Com - School | Electric Energy (GWh/year) | Energy Efficiency | 0.0023825 | 0.0023531 | 0.0023497 | 0.0023595 | 0.0023608 | 0.0023965 | 0.00046378 | 0.002479 | 0.0025265 | 0.0025833 | 0.0026451
2023 PG Study Reference Scenario | PG&E | Com | AppPlug | Com - School | Gas Energy (MMTherm/year) | Energy Efficiency | 0 | 0 | 0 | 0 | 0 | 0 | 0 | 0 | 0 | 0 | 0
2023 PG Study Reference Scenario | PG&E | Com | AppPlug | Com - Warehouse | Electric Demand (MW) | Energy Efficiency | 0.00011715 | 0.00011226 | 7.7021e-05 | 7.2327e-05 | 6.8883e-05 | 6.6784e-05 | 1.2234e-05 | 6.4622e-05 | 6.4258e-05 | 6.4907e-05 | 6.5265e-05
2023 PG Study Reference Scenario | PG&E | Com | AppPlug | Com - Warehouse | Electric Energy (GWh/year) | Energy Efficiency | 0.0030787 | 0.0029501 | 0.0020241 | 0.0019007 | 0.0018103 | 0.0017551 | 0.00032152 | 0.0016983 | 0.0016887 | 0.0017057 | 0.0017152
2023 PG Study Reference Scenario | PG&E | Com | AppPlug | Com - Warehouse | Gas Energy (MMTherm/year) | Energy Efficiency | 0 | 0 | 0 | 0 | 0 | 0 | 0 | 0 | 0 | 0 | 0
2023 PG Study Reference Scenario | PG&E | Com | BROs | Com - College | Electric Demand (MW) | Energy Efficiency | 0.043317 | 0.047447 | 0.051501 | 0.055712 | 0.060379 | 0.065517 | 0.071522 | 0.077875 | 0.11308 | 0.053816 | 0.063419
2023 PG Study Reference Scenario | PG&E | Com | BROs | Com - College | Electric Energy (GWh/year) | Energy Efficiency | 0.40331 | 0.44225 | 0.48146 | 0.52257 | 0.56824 | 0.6187 | 0.67737 | 0.74006 | 1.1143 | 0.46644 | 0.56317
2023 PG Study Reference Scenario | PG&E | Com | BROs | Com - College | Gas Energy (MMTherm/year) | Energy Efficiency | 0.053252 | 0.057879 | 0.062784 | 0.068238 | 0.074409 | 0.081289 | 0.089075 | 0.097703 | 0.16549 | 0.038161 | 0.052696
2023 PG Study Reference Scenario | PG&E | Com | BROs | Com - Grocery | Electric Demand (MW) | Energy Efficiency | 0.78001 | 0.87445 | 0.96583 | 1.0614 | 1.1685 | 1.2866 | 1.4216 | 1.5664 | 1.7684 | 1.8506 | 2.0492
2023 PG Study Reference Scenario | PG&E | Com | BROs | Com - Grocery | Electric Energy (GWh/year) | Energy Efficiency | 6.4369 | 7.2305 | 8.0132 | 8.8358 | 9.7596 | 10.7808 | 11.947 | 13.2057 | 15.0486 | 15.5679 | 17.3087
2023 PG Study Reference Scenario | PG&E | Com | BROs | Com - Grocery | Gas Energy (MMTherm/year) | Energy Efficiency | 0.058515 | 0.063807 | 0.068952 | 0.074582 | 0.08094 | 0.087823 | 0.095666 | 0.10411 | 0.13656 | 0.092343 | 0.10489
2023 PG Study Reference Scenario | PG&E | Com | BROs | Com - Health | Electric Demand (MW) | Energy Efficiency | 0.37248 | 0.41416 | 0.45413 | 0.49551 | 0.54165 | 0.59216 | 0.65026 | 0.71186 | 0.83825 | 0.77643 | 0.86073
2023 PG Study Reference Scenario | PG&E | Com | BROs | Com - Health | Electric Energy (GWh/year) | Energy Efficiency | 3.1883 | 3.5458 | 3.8958 | 4.2598 | 4.6664 | 5.1127 | 5.6252 | 6.172 | 7.4071 | 6.5936 | 7.3512
2023 PG Study Reference Scenario | PG&E | Com | BROs | Com - Health | Gas Energy (MMTherm/year) | Energy Efficiency | 0.17049 | 0.18871 | 0.20812 | 0.22981 | 0.25443 | 0.28168 | 0.31263 | 0.34707 | 0.58364 | 0.15544 | 0.21149
2023 PG Study Reference Scenario | PG&E | Com | BROs | Com - Lodging | Electric Demand (MW) | Energy Efficiency | 0.11711 | 0.13172 | 0.14683 | 0.16281 | 0.18092 | 0.20112 | 0.22447 | 0.24993 | 0.30584 | 0.27251 | 0.30884
2023 PG Study Reference Scenario | PG&E | Com | BROs | Com - Lodging | Electric Energy (GWh/year) | Energy Efficiency | 1.0806 | 1.2224 | 1.3708 | 1.5278 | 1.7048 | 1.9018 | 2.128 | 2.3745 | 2.9458 | 2.5477 | 2.8977
2023 PG Study Reference Scenario | PG&E | Com | BROs | Com - Lodging | Gas Energy (MMTherm/year) | Energy Efficiency | 0.092711 | 0.10222 | 0.11231 | 0.1235 | 0.13622 | 0.15025 | 0.1661 | 0.18364 | 0.27359 | 0.12841 | 0.15569
2023 PG Study Reference Scenario | PG&E | Com | BROs | Com - Office (Large) | Electric Demand (MW) | Energy Efficiency | 0.91945 | 1.0088 | 1.09 | 1.1714 | 1.2616 | 1.3601 | 1.4753 | 1.5944 | 1.8835 | 1.6489 | 1.8102
2023 PG Study Reference Scenario | PG&E | Com | BROs | Com - Office (Large) | Electric Energy (GWh/year) | Energy Efficiency | 7.8264 | 8.5844 | 9.2908 | 10.0042 | 10.796 | 11.6633 | 12.6754 | 13.7304 | 16.6032 | 13.7977 | 15.2515
2023 PG Study Reference Scenario | PG&E | Com | BROs | Com - Office (Large) | Gas Energy (MMTherm/year) | Energy Efficiency | 0.24032 | 0.26258 | 0.28522 | 0.3102 | 0.33853 | 0.36967 | 0.40527 | 0.44411 | 0.64054 | 0.32732 | 0.38736
2023 PG Study Reference Scenario | PG&E | Com | BROs | Com - Office (Small) | Electric Demand (MW) | Energy Efficiency | 0.1606 | 0.17967 | 0.19813 | 0.2173 | 0.23879 | 0.26253 | 0.29006 | 0.31944 | 0.35748 | 0.38088 | 0.42083
2023 PG Study Reference Scenario | PG&E | Com | BROs | Com - Office (Small) | Electric Energy (GWh/year) | Energy Efficiency | 1.3335 | 1.4939 | 1.652 | 1.817 | 2.0023 | 2.2074 | 2.4451 | 2.7001 | 3.0421 | 3.2197 | 3.5689
2023 PG Study Reference Scenario | PG&E | Com | BROs | Com - Office (Small) | Gas Energy (MMTherm/year) | Energy Efficiency | 0.03741 | 0.041098 | 0.044871 | 0.049011 | 0.053716 | 0.05879 | 0.064555 | 0.070824 | 0.083161 | 0.07821 | 0.087065
2023 PG Study Reference Scenario | PG&E | Com | BROs | Com - Other | Electric Demand (MW) | Energy Efficiency | 0.15583 | 0.17755 | 0.20152 | 0.22712 | 0.25624 | 0.2889 | 0.32624 | 0.3676 | 0.42697 | 0.44844 | 0.50723
2023 PG Study Reference Scenario | PG&E | Com | BROs | Com - Other | Electric Energy (GWh/year) | Energy Efficiency | 1.5587 | 1.7914 | 2.0461 | 2.3159 | 2.6196 | 2.957 | 3.3391 | 3.7589 | 4.3659 | 4.5556 | 5.1389
2023 PG Study Reference Scenario | PG&E | Com | BROs | Com - Other | Gas Energy (MMTherm/year) | Energy Efficiency | 0.18691 | 0.20674 | 0.22857 | 0.25255 | 0.27976 | 0.309 | 0.34183 | 0.37796 | 0.44136 | 0.43206 | 0.48282
2023 PG Study Reference Scenario | PG&E | Com | BROs | Com - Refrig. Warehouse | Electric Demand (MW) | Energy Efficiency | 0.0053737 | 0.006116 | 0.0069602 | 0.0079197 | 0.0090106 | 0.010252 | 0.011663 | 0.013268 | 0.027447 | 0 | 0.0027635
2023 PG Study Reference Scenario | PG&E | Com | BROs | Com - Refrig. Warehouse | Electric Energy (GWh/year) | Energy Efficiency | 0.058097 | 0.066123 | 0.07525 | 0.085623 | 0.097417 | 0.11084 | 0.12609 | 0.14344 | 0.29674 | 0 | 0.029877
2023 PG Study Reference Scenario | PG&E | Com | BROs | Com - Refrig. Warehouse | Gas Energy (MMTherm/year) | Energy Efficiency | 0.00097911 | 0.0011143 | 0.0012682 | 0.0014431 | 0.001642 | 0.0018684 | 0.0021258 | 0.0024185 | 0.0050037 | 0 | 0.00050394
2023 PG Study Reference Scenario | PG&E | Com | BROs | Com - Restaurant | Electric Demand (MW) | Energy Efficiency | 0.24428 | 0.27685 | 0.31262 | 0.35059 | 0.39371 | 0.44184 | 0.49651 | 0.55692 | 0.6296 | 0.69678 | 0.78127
2023 PG Study Reference Scenario | PG&E | Com | BROs | Com - Restaurant | Electric Energy (GWh/year) | Energy Efficiency | 2.2016 | 2.4944 | 2.8159 | 3.1572 | 3.5448 | 3.9773 | 4.4687 | 5.0115 | 5.6731 | 6.2569 | 7.0165
2023 PG Study Reference Scenario | PG&E | Com | BROs | Com - Restaurant | Gas Energy (MMTherm/year) | Energy Efficiency | 0.016929 | 0.018917 | 0.021135 | 0.023608 | 0.026406 | 0.029476 | 0.03293 | 0.036782 | 0.058733 | 0.02169 | 0.027897
2023 PG Study Reference Scenario | PG&E | Com | BROs | Com - Retail | Electric Demand (MW) | Energy Efficiency | 0.41348 | 0.46394 | 0.51471 | 0.56698 | 0.62494 | 0.68874 | 0.76284 | 0.8412 | 0.94056 | 1.0037 | 1.1068
2023 PG Study Reference Scenario | PG&E | Com | BROs | Com - Retail | Electric Energy (GWh/year) | Energy Efficiency | 3.5775 | 4.0213 | 4.4732 | 4.9393 | 5.4563 | 6.0256 | 6.6855 | 7.3852 | 8.2975 | 8.8031 | 9.7265
2023 PG Study Reference Scenario | PG&E | Com | BROs | Com - Retail | Gas Energy (MMTherm/year) | Energy Efficiency | 0.061765 | 0.067506 | 0.073455 | 0.079933 | 0.087254 | 0.095223 | 0.10416 | 0.11382 | 0.13008 | 0.12945 | 0.14295
2023 PG Study Reference Scenario | PG&E | Com | BROs | Com - School | Electric Demand (MW) | Energy Efficiency | 0.097012 | 0.10697 | 0.11649 | 0.12625 | 0.13711 | 0.14914 | 0.16325 | 0.1781 | 0.22521 | 0.17001 | 0.19089
2023 PG Study Reference Scenario | PG&E | Com | BROs | Com - School | Electric Energy (GWh/year) | Energy Efficiency | 0.8512 | 0.93896 | 1.0248 | 1.1136 | 1.2125 | 1.3224 | 1.4508 | 1.5871 | 2.0699 | 1.4446 | 1.6397
2023 PG Study Reference Scenario | PG&E | Com | BROs | Com - School | Gas Energy (MMTherm/year) | Energy Efficiency | 0.17411 | 0.18743 | 0.20079 | 0.21529 | 0.23163 | 0.24949 | 0.26956 | 0.29111 | 0.38302 | 0.2484 | 0.28036
2023 PG Study Reference Scenario | PG&E | Com | BROs | Com - Warehouse | Electric Demand (MW) | Energy Efficiency | 0.00077963 | 0.00088696 | 0.001009 | 0.0011478 | 0.0013055 | 0.001485 | 0.001689 | 0.0019209 | 0.003973 | 0 | 0.00039986
2023 PG Study Reference Scenario | PG&E | Com | BROs | Com - Warehouse | Electric Energy (GWh/year) | Energy Efficiency | 0.008429 | 0.0095893 | 0.010909 | 0.012409 | 0.014115 | 0.016055 | 0.01826 | 0.020768 | 0.042953 | 0 | 0.0043231
2023 PG Study Reference Scenario | PG&E | Com | BROs | Com - Warehouse | Gas Energy (MMTherm/year) | Energy Efficiency | 0.00055215 | 0.00062793 | 0.00071407 | 0.00081197 | 0.00092324 | 0.0010498 | 0.0011936 | 0.0013571 | 0.002806 | 0 | 0.00028225
2023 PG Study Reference Scenario | PG&E | Com | BldgEnv | Com - College | Electric Demand (MW) | Energy Efficiency | 0.00058568 | 0.00054502 | 0.00048692 | 0.00046158 | 2.8696e-06 | 2.723e-06 | 2.5847e-06 | 2.4537e-06 | 2.3214e-06 | 2.1964e-06 | 2.0803e-06
2023 PG Study Reference Scenario | PG&E | Com | BldgEnv | Com - College | Electric Energy (GWh/year) | Energy Efficiency | 0.00021708 | 0.00020092 | 0.00017798 | 0.00016797 | 1.0952e-06 | 1.0398e-06 | 9.8726e-07 | 9.3747e-07 | 8.8731e-07 | 8.399e-07 | 7.9574e-07
2023 PG Study Reference Scenario | PG&E | Com | BldgEnv | Com - College | Gas Energy (MMTherm/year) | Energy Efficiency | 5.1995e-05 | 4.8443e-05 | 4.336e-05 | 4.1142e-05 | 2.5343e-07 | 2.4046e-07 | 2.2823e-07 | 2.1664e-07 | 2.0494e-07 | 1.9389e-07 | 1.8362e-07
2023 PG Study Reference Scenario | PG&E | Com | BldgEnv | Com - Grocery | Electric Demand (MW) | Energy Efficiency | 3.577e-05 | 1.6454e-05 | 1.561e-05 | 1.4806e-05 | 1.4043e-05 | 1.3319e-05 | 1.2637e-05 | 1.1991e-05 | 1.1263e-05 | 1.0581e-05 | 9.9681e-06
2023 PG Study Reference Scenario | PG&E | Com | BldgEnv | Com - Grocery | Electric Energy (GWh/year) | Energy Efficiency | 1.0012e-05 | 6.2359e-06 | 5.918e-06 | 5.6157e-06 | 5.3285e-06 | 5.056e-06 | 4.7985e-06 | 4.5546e-06 | 4.2815e-06 | 4.0254e-06 | 3.7946e-06
2023 PG Study Reference Scenario | PG&E | Com | BldgEnv | Com - Grocery | Gas Energy (MMTherm/year) | Energy Efficiency | 3.3488e-06 | 1.4555e-06 | 1.3807e-06 | 1.3095e-06 | 1.2419e-06 | 1.1778e-06 | 1.1174e-06 | 1.0602e-06 | 9.9563e-07 | 9.3518e-07 | 8.8089e-07
2023 PG Study Reference Scenario | PG&E | Com | BldgEnv | Com - Health | Electric Demand (MW) | Energy Efficiency | 0.0010771 | 0.0010516 | 0.0010892 | 0.0010989 | 0.0011317 | 0.0011439 | 0.001154 | 0.001149 | 0.0011352 | 0.0011083 | 0.0010572
2023 PG Study Reference Scenario | PG&E | Com | BldgEnv | Com - Health | Electric Energy (GWh/year) | Energy Efficiency | 0.00055459 | 0.00054151 | 0.00056092 | 0.00056592 | 0.00058277 | 0.000589 | 0.00059416 | 0.00059152 | 0.00058441 | 0.00057057 | 0.00054427
2023 PG Study Reference Scenario | PG&E | Com | BldgEnv | Com - Health | Gas Energy (MMTherm/year) | Energy Efficiency | 0.00024643 | 0.00024059 | 0.0002492 | 0.0002514 | 0.00025891 | 0.00026171 | 0.00026404 | 0.00026289 | 0.00025973 | 0.00025358 | 0.00024189
2023 PG Study Reference Scenario | PG&E | Com | BldgEnv | Com - Lodging | Electric Demand (MW) | Energy Efficiency | 0.0014972 | 0.0014916 | 0.0014914 | 0.0014823 | 0.001495 | 0.0014895 | 0.0014846 | 0.0014781 | 0.0014679 | 0.0014632 | 0.0014557
2023 PG Study Reference Scenario | PG&E | Com | BldgEnv | Com - Lodging | Electric Energy (GWh/year) | Energy Efficiency | 0.0010098 | 0.001006 | 0.0010058 | 0.00099973 | 0.0010083 | 0.0010046 | 0.0010013 | 0.00099692 | 0.00099003 | 0.00098679 | 0.00098171
2023 PG Study Reference Scenario | PG&E | Com | BldgEnv | Com - Lodging | Gas Energy (MMTherm/year) | Energy Efficiency | 0.00059629 | 0.00059407 | 0.00059397 | 0.00059037 | 0.00059542 | 0.00059325 | 0.00059128 | 0.00058871 | 0.00058464 | 0.00058274 | 0.00057976
2023 PG Study Reference Scenario | PG&E | Com | BldgEnv | Com - Office (Large) | Electric Demand (MW) | Energy Efficiency | 0.004587 | 0.0045641 | 0.0046597 | 0.0046871 | 0.0047693 | 0.0048062 | 0.004858 | 0.0048312 | 0.004765 | 0.0047807 | 0.0047704
2023 PG Study Reference Scenario | PG&E | Com | BldgEnv | Com - Office (Large) | Electric Energy (GWh/year) | Energy Efficiency | 0.0017546 | 0.0017459 | 0.0017825 | 0.001793 | 0.0018245 | 0.0018386 | 0.0018585 | 0.0018482 | 0.0018229 | 0.0018289 | 0.001825
2023 PG Study Reference Scenario | PG&E | Com | BldgEnv | Com - Office (Large) | Gas Energy (MMTherm/year) | Energy Efficiency | 0.00040488 | 0.00040285 | 0.00041129 | 0.0004137 | 0.00042096 | 0.00042421 | 0.00042879 | 0.00042642 | 0.00042057 | 0.00042196 | 0.00042105
2023 PG Study Reference Scenario | PG&E | Com | BldgEnv | Com - Office (Small) | Electric Demand (MW) | Energy Efficiency | 0.0013659 | 0.0013656 | 0.0013758 | 0.0013803 | 0.0013807 | 0.0013879 | 0.0013906 | 0.0013919 | 0.0013904 | 0.0013914 | 0.0013926
2023 PG Study Reference Scenario | PG&E | Com | BldgEnv | Com - Office (Small) | Electric Energy (GWh/year) | Energy Efficiency | 0.00052248 | 0.00052237 | 0.00052629 | 0.000528 | 0.00052818 | 0.00053093 | 0.00053197 | 0.00053249 | 0.00053191 | 0.00053229 | 0.00053277
2023 PG Study Reference Scenario | PG&E | Com | BldgEnv | Com - Office (Small) | Gas Energy (MMTherm/year) | Energy Efficiency | 0.00012058 | 0.00012055 | 0.00012145 | 0.00012184 | 0.00012188 | 0.00012251 | 0.00012275 | 0.00012287 | 0.00012274 | 0.00012282 | 0.00012293
2023 PG Study Reference Scenario | PG&E | Com | BldgEnv | Com - Other | Electric Demand (MW) | Energy Efficiency | 0.0014001 | 0.0013959 | 0.0014046 | 0.0014034 | 0.0013909 | 0.0014011 | 0.0014102 | 0.0014082 | 0.0013891 | 0.0013836 | 0.0013801
2023 PG Study Reference Scenario | PG&E | Com | BldgEnv | Com - Other | Electric Energy (GWh/year) | Energy Efficiency | 0.00053885 | 0.00053724 | 0.0005406 | 0.00054016 | 0.00053536 | 0.0005393 | 0.0005428 | 0.00054207 | 0.00053472 | 0.00053262 | 0.00053128
2023 PG Study Reference Scenario | PG&E | Com | BldgEnv | Com - Other | Gas Energy (MMTherm/year) | Energy Efficiency | 0.00012359 | 0.00012322 | 0.00012398 | 0.00012388 | 0.00012278 | 0.00012368 | 0.00012448 | 0.00012431 | 0.00012262 | 0.00012213 | 0.00012182
2023 PG Study Reference Scenario | PG&E | Com | BldgEnv | Com - Refrig. Warehouse | Electric Demand (MW) | Energy Efficiency | 0.00047278 | 0.00046989 | 0.00046845 | 0.00046553 | 0.00046424 | 0.00046541 | 0.00046439 | 0.00046382 | 0.00046048 | 0.00045779 | 0.00045456
2023 PG Study Reference Scenario | PG&E | Com | BldgEnv | Com - Refrig. Warehouse | Electric Energy (GWh/year) | Energy Efficiency | 0.00018103 | 0.00017993 | 0.00017938 | 0.00017826 | 0.00017777 | 0.00017822 | 0.00017783 | 0.00017761 | 0.00017633 | 0.0001753 | 0.00017407
2023 PG Study Reference Scenario | PG&E | Com | BldgEnv | Com - Refrig. Warehouse | Gas Energy (MMTherm/year) | Energy Efficiency | 4.2047e-05 | 4.1791e-05 | 4.1665e-05 | 4.1405e-05 | 4.1292e-05 | 4.1396e-05 | 4.1305e-05 | 4.1254e-05 | 4.0957e-05 | 4.0719e-05 | 4.0432e-05
2023 PG Study Reference Scenario | PG&E | Com | BldgEnv | Com - Restaurant | Electric Demand (MW) | Energy Efficiency | 9.1724e-06 | 8.7082e-06 | 8.2664e-06 | 7.8458e-06 | 7.4462e-06 | 7.0672e-06 | 6.7093e-06 | 6.3703e-06 | 6.0391e-06 | 5.7255e-06 | 5.4307e-06
2023 PG Study Reference Scenario | PG&E | Com | BldgEnv | Com - Restaurant | Electric Energy (GWh/year) | Energy Efficiency | 3.4777e-06 | 3.3028e-06 | 3.1363e-06 | 2.978e-06 | 2.8276e-06 | 2.6848e-06 | 2.5496e-06 | 2.4214e-06 | 2.2962e-06 | 2.1776e-06 | 2.066e-06
2023 PG Study Reference Scenario | PG&E | Com | BldgEnv | Com - Restaurant | Gas Energy (MMTherm/year) | Energy Efficiency | 8.1131e-07 | 7.702e-07 | 7.3105e-07 | 6.9379e-07 | 6.5839e-07 | 6.2482e-07 | 5.9314e-07 | 5.6314e-07 | 5.3382e-07 | 5.0607e-07 | 4.7999e-07
2023 PG Study Reference Scenario | PG&E | Com | BldgEnv | Com - Retail | Electric Demand (MW) | Energy Efficiency | 2.9406e-05 | 2.7937e-05 | 2.6542e-05 | 2.5215e-05 | 2.3955e-05 | 2.2757e-05 | 2.162e-05 | 2.054e-05 | 1.8515e-05 | 1.6596e-05 | 1.5028e-05
2023 PG Study Reference Scenario | PG&E | Com | BldgEnv | Com - Retail | Electric Energy (GWh/year) | Energy Efficiency | 1.124e-05 | 1.0679e-05 | 1.0145e-05 | 9.6383e-06 | 9.1564e-06 | 8.6986e-06 | 8.2639e-06 | 7.8511e-06 | 7.0682e-06 | 6.3279e-06 | 5.7251e-06
2023 PG Study Reference Scenario | PG&E | Com | BldgEnv | Com - Retail | Gas Energy (MMTherm/year) | Energy Efficiency | 2.5963e-06 | 2.4666e-06 | 2.3434e-06 | 2.2263e-06 | 2.115e-06 | 2.0093e-06 | 1.9089e-06 | 1.8135e-06 | 1.6351e-06 | 1.4661e-06 | 1.3279e-06
2023 PG Study Reference Scenario | PG&E | Com | BldgEnv | Com - School | Electric Demand (MW) | Energy Efficiency | 0.0017055 | 0.0017129 | 0.0017207 | 0.0017223 | 0.0017043 | 0.0017037 | 0.0016996 | 0.001704 | 0.0017028 | 0.001706 | 0.0017106
2023 PG Study Reference Scenario | PG&E | Com | BldgEnv | Com - School | Electric Energy (GWh/year) | Energy Efficiency | 0.00065241 | 0.00065526 | 0.00065826 | 0.00065889 | 0.00065201 | 0.00065175 | 0.00065019 | 0.0006519 | 0.00065144 | 0.00065267 | 0.00065445
2023 PG Study Reference Scenario | PG&E | Com | BldgEnv | Com - School | Gas Energy (MMTherm/year) | Energy Efficiency | 0.00015055 | 0.0001512 | 0.0001519 | 0.00015204 | 0.00015045 | 0.00015039 | 0.00015003 | 0.00015042 | 0.00015031 | 0.00015059 | 0.000151
2023 PG Study Reference Scenario | PG&E | Com | BldgEnv | Com - Warehouse | Electric Demand (MW) | Energy Efficiency | 0.0040024 | 0.0036261 | 0.00035187 | 0.00019204 | 6.7299e-05 | 4.0184e-05 | 3.8167e-05 | 3.627e-05 | 3.2942e-05 | 2.9771e-05 | 2.7141e-05
2023 PG Study Reference Scenario | PG&E | Com | BldgEnv | Com - Warehouse | Electric Energy (GWh/year) | Energy Efficiency | 0.0026195 | 0.0023561 | 0.00012477 | 7.5034e-05 | 3.6083e-05 | 2.7017e-05 | 2.5667e-05 | 2.4394e-05 | 2.2172e-05 | 2.0053e-05 | 1.8292e-05
2023 PG Study Reference Scenario | PG&E | Com | BldgEnv | Com - Warehouse | Gas Energy (MMTherm/year) | Energy Efficiency | 0.0016037 | 0.0014553 | 0.0001559 | 8.4114e-05 | 2.8107e-05 | 1.6017e-05 | 1.5213e-05 | 1.4456e-05 | 1.3127e-05 | 1.1862e-05 | 1.0812e-05
2023 PG Study Reference Scenario | PG&E | Com | ComRefrig | Com - College | Electric Demand (MW) | Energy Efficiency | 0.0014126 | 0.00062912 | 0.00014574 | 8.8527e-07 | 1.7297e-07 | 0 | 0 | 0 | 0 | 0 | 0
2023 PG Study Reference Scenario | PG&E | Com | ComRefrig | Com - College | Electric Energy (GWh/year) | Energy Efficiency | 0.010695 | 0.0047692 | 0.0011055 | 6.74e-06 | 1.3169e-06 | 0 | 0 | 0 | 0 | 0 | 0
2023 PG Study Reference Scenario | PG&E | Com | ComRefrig | Com - College | Gas Energy (MMTherm/year) | Energy Efficiency | 0 | 0 | 0 | 0 | 0 | 0 | 0 | 0 | 0 | 0 | 0
2023 PG Study Reference Scenario | PG&E | Com | ComRefrig | Com - Grocery | Electric Demand (MW) | Energy Efficiency | 0.46975 | 0.28532 | 0.1476 | 0.060059 | 0.026047 | 0.012218 | 0.0036913 | 3.0414e-05 | 1.2948e-05 | 1.6902e-06 | 0
2023 PG Study Reference Scenario | PG&E | Com | ComRefrig | Com - Grocery | Electric Energy (GWh/year) | Energy Efficiency | 3.4836 | 2.1238 | 1.1046 | 0.45397 | 0.19756 | 0.092676 | 0.027999 | 0.00023155 | 9.8579e-05 | 1.2868e-05 | 0
2023 PG Study Reference Scenario | PG&E | Com | ComRefrig | Com - Grocery | Gas Energy (MMTherm/year) | Energy Efficiency | 0 | 0 | 0 | 0 | 0 | 0 | 0 | 0 | 0 | 0 | 0
2023 PG Study Reference Scenario | PG&E | Com | ComRefrig | Com - Lodging | Electric Demand (MW) | Energy Efficiency | 0.0020908 | 0.0011059 | 0.00037945 | 1.422e-06 | 3.7007e-07 | 0 | 0 | 0 | 0 | 0 | 0
2023 PG Study Reference Scenario | PG&E | Com | ComRefrig | Com - Lodging | Electric Energy (GWh/year) | Energy Efficiency | 0.015858 | 0.0083885 | 0.0028781 | 1.0826e-05 | 2.8175e-06 | 0 | 0 | 0 | 0 | 0 | 0
2023 PG Study Reference Scenario | PG&E | Com | ComRefrig | Com - Other | Electric Demand (MW) | Energy Efficiency | 0.0031855 | 0.002252 | 0.0013315 | 0.00063301 | 0.00019155 | 1.2896e-06 | 4.9666e-07 | 0 | 0 | 0 | 0
2023 PG Study Reference Scenario | PG&E | Com | ComRefrig | Com - Other | Electric Energy (GWh/year) | Energy Efficiency | 0.024162 | 0.017081 | 0.010099 | 0.0048014 | 0.001453 | 9.8186e-06 | 3.7813e-06 | 0 | 0 | 0 | 0
2023 PG Study Reference Scenario | PG&E | Com | ComRefrig | Com - Refrig. Warehouse | Electric Demand (MW) | Energy Efficiency | 0.020154 | 0.012899 | 0.0066414 | 0.0023689 | 9.6137e-06 | 3.1085e-06 | 0 | 0 | 0 | 0 | 0
2023 PG Study Reference Scenario | PG&E | Com | ComRefrig | Com - Refrig. Warehouse | Electric Energy (GWh/year) | Energy Efficiency | 0.1528 | 0.097819 | 0.050375 | 0.017968 | 7.3194e-05 | 2.3667e-05 | 0 | 0 | 0 | 0 | 0
2023 PG Study Reference Scenario | PG&E | Com | ComRefrig | Com - Refrig. Warehouse | Gas Energy (MMTherm/year) | Energy Efficiency | 0 | 0 | 0 | 0 | 0 | 0 | 0 | 0 | 0 | 0 | 0
2023 PG Study Reference Scenario | PG&E | Com | ComRefrig | Com - Restaurant | Electric Demand (MW) | Energy Efficiency | 0.022552 | 0.010132 | 0.0033705 | 1.5902e-05 | 5.6124e-06 | 0 | 0 | 0 | 0 | 0 | 0
2023 PG Study Reference Scenario | PG&E | Com | ComRefrig | Com - Restaurant | Electric Energy (GWh/year) | Energy Efficiency | 0.17036 | 0.076853 | 0.025566 | 0.00012107 | 4.273e-05 | 0 | 0 | 0 | 0 | 0 | 0
2023 PG Study Reference Scenario | PG&E | Com | ComRefrig | Com - Restaurant | Gas Energy (MMTherm/year) | Energy Efficiency | 0 | 0 | 0 | 0 | 0 | 0 | 0 | 0 | 0 | 0 | 0
2023 PG Study Reference Scenario | PG&E | Com | ComRefrig | Com - Retail | Electric Demand (MW) | Energy Efficiency | 0.2083 | 0.12032 | 0.056226 | 0.017206 | 0.006276 | 0.0009062 | 1.9869e-05 | 7.6611e-06 | 5.4765e-08 | 0 | 0
2023 PG Study Reference Scenario | PG&E | Com | ComRefrig | Com - Retail | Electric Energy (GWh/year) | Energy Efficiency | 1.5486 | 0.89763 | 0.42158 | 0.13079 | 0.047604 | 0.0068745 | 0.00015127 | 5.8328e-05 | 4.1695e-07 | 0 | 0
2023 PG Study Reference Scenario | PG&E | Com | ComRefrig | Com - Retail | Gas Energy (MMTherm/year) | Energy Efficiency | 0 | 0 | 0 | 0 | 0 | 0 | 0 | 0 | 0 | 0 | 0
2023 PG Study Reference Scenario | PG&E | Com | ComRefrig | Com - School | Electric Demand (MW) | Energy Efficiency | 0.00321 | 0.0016322 | 0.00058848 | 2.2668e-06 | 7.4331e-07 | 0 | 0 | 0 | 0 | 0 | 0
2023 PG Study Reference Scenario | PG&E | Com | ComRefrig | Com - School | Electric Energy (GWh/year) | Energy Efficiency | 0.024321 | 0.012381 | 0.0044636 | 1.7258e-05 | 5.6592e-06 | 0 | 0 | 0 | 0 | 0 | 0
2023 PG Study Reference Scenario | PG&E | Com | ComRefrig | Com - School | Gas Energy (MMTherm/year) | Energy Efficiency | 0 | 0 | 0 | 0 | 0 | 0 | 0 | 0 | 0 | 0 | 0
2023 PG Study Reference Scenario | PG&E | Com | Data Center | Com - Office (Large) | Electric Demand (MW) | Energy Efficiency | 0.040285 | 0.039908 | 0.038314 | 0.038146 | 0.038059 | 0.037636 | 0.037151 | 0.036223 | 0.035047 | 0.034162 | 0.03313
2023 PG Study Reference Scenario | PG&E | Com | Data Center | Com - Office (Large) | Electric Energy (GWh/year) | Energy Efficiency | 0.099003 | 0.098331 | 0.09636 | 0.09578 | 0.095368 | 0.094091 | 0.092633 | 0.090053 | 0.086839 | 0.084337 | 0.081465
2023 PG Study Reference Scenario | PG&E | Com | Data Center | Com - Other | Electric Demand (MW) | Energy Efficiency | 0.022843 | 0.022537 | 0.022197 | 0.021684 | 0.021001 | 0.020535 | 0.020099 | 0.019519 | 0.018771 | 0.018071 | 0.017358
2023 PG Study Reference Scenario | PG&E | Com | Data Center | Com - Other | Electric Energy (GWh/year) | Energy Efficiency | 0.056487 | 0.055983 | 0.055382 | 0.054333 | 0.052832 | 0.051668 | 0.050424 | 0.048807 | 0.046761 | 0.044827 | 0.042855
2023 PG Study Reference Scenario | PG&E | Com | FoodServ | Com - College | Electric Demand (MW) | Energy Efficiency | 0.0022421 | 0.0023881 | 0.0025118 | 0.0026543 | 0.00244 | 0.0025014 | 0.0026213 | 0.0027219 | 0.0028531 | 0.0029625 | 0.0030684
2023 PG Study Reference Scenario | PG&E | Com | FoodServ | Com - College | Electric Demand (MW) | Fuel Substitution | -1.4249e-05 | -1.2493e-05 | -1.095e-05 | -1.876e-05 | -3.3008e-05 | -4.8132e-05 | -6.3348e-05 | -7.8582e-05 | -9.3795e-05 | -0.00010899 | -0.00012415
2023 PG Study Reference Scenario | PG&E | Com | FoodServ | Com - College | Electric Energy (GWh/year) | Energy Efficiency | 0.01158 | 0.01229 | 0.012866 | 0.013567 | 0.011978 | 0.012261 | 0.012859 | 0.013329 | 0.014007 | 0.014547 | 0.01507
2023 PG Study Reference Scenario | PG&E | Com | FoodServ | Com - College | Electric Energy (GWh/year) | Fuel Substitution | -0.00035453 | -0.00034509 | -0.00037089 | -0.00042887 | -0.000506 | -0.00058418 | -0.00076498 | -0.000988 | -0.0012175 | -0.001448 | -0.0016788
2023 PG Study Reference Scenario | PG&E | Com | FoodServ | Com - College | Gas Energy (MMTherm/year) | Energy Efficiency | 0.0023052 | 0.0024684 | 0.0026294 | 0.0028143 | 0.0026498 | 0.0027628 | 0.0029349 | 0.0030547 | 0.0031927 | 0.0033091 | 0.0034211
2023 PG Study Reference Scenario | PG&E | Com | FoodServ | Com - College | Gas Energy (MMTherm/year) | Fuel Substitution | 3.4969e-05 | 3.4006e-05 | 3.6755e-05 | 4.2995e-05 | 5.2441e-05 | 6.2175e-05 | 8.1225e-05 | 0.00010411 | 0.00012757 | 0.00015113 | 0.00017469
2023 PG Study Reference Scenario | PG&E | Com | FoodServ | Com - Grocery | Electric Demand (MW) | Energy Efficiency | 0.009583 | 0.010163 | 0.010783 | 0.011352 | 0.011867 | 0.012161 | 0.012764 | 0.013393 | 0.013899 | 0.014445 | 0.014981
2023 PG Study Reference Scenario | PG&E | Com | FoodServ | Com - Grocery | Electric Demand (MW) | Fuel Substitution | -7.6097e-05 | -6.9684e-05 | -6.207e-05 | -5.5426e-05 | -9.0277e-05 | -0.00015267 | -0.0002196 | -0.0002871 | -0.00035476 | -0.00042243 | -0.00048998
2023 PG Study Reference Scenario | PG&E | Com | FoodServ | Com - Grocery | Electric Energy (GWh/year) | Energy Efficiency | 0.044106 | 0.046574 | 0.049271 | 0.051714 | 0.053884 | 0.055237 | 0.057904 | 0.060724 | 0.062939 | 0.065398 | 0.067825
2023 PG Study Reference Scenario | PG&E | Com | FoodServ | Com - Grocery | Electric Energy (GWh/year) | Fuel Substitution | -0.0020111 | -0.0018833 | -0.0024832 | -0.0033021 | -0.0042854 | -0.0053636 | -0.006456 | -0.007649 | -0.0091563 | -0.010739 | -0.01233
2023 PG Study Reference Scenario | PG&E | Com | FoodServ | Com - Grocery | Gas Energy (MMTherm/year) | Energy Efficiency | 0.011675 | 0.012402 | 0.01364 | 0.014898 | 0.015835 | 0.016802 | 0.017598 | 0.018453 | 0.019311 | 0.020096 | 0.020867
2023 PG Study Reference Scenario | PG&E | Com | FoodServ | Com - Grocery | Gas Energy (MMTherm/year) | Fuel Substitution | 0.0002024 | 0.00018889 | 0.00025238 | 0.00033895 | 0.00044134 | 0.00055856 | 0.0006781 | 0.00080694 | 0.00096435 | 0.0011286 | 0.0012937
2023 PG Study Reference Scenario | PG&E | Com | FoodServ | Com - Health | Electric Demand (MW) | Energy Efficiency | 0.0038124 | 0.0040997 | 0.0044612 | 0.0047908 | 0.0051528 | 0.0054288 | 0.0058116 | 0.0061276 | 0.0064231 | 0.0066921 | 0.0069122
2023 PG Study Reference Scenario | PG&E | Com | FoodServ | Com - Health | Electric Demand (MW) | Fuel Substitution | -5.8281e-05 | -5.3192e-05 | -4.7057e-05 | -4.6635e-05 | -7.4279e-05 | -0.00012113 | -0.0001712 | -0.00022255 | -0.00027495 | -0.00032829 | -0.00038251
2023 PG Study Reference Scenario | PG&E | Com | FoodServ | Com - Health | Electric Energy (GWh/year) | Energy Efficiency | 0.019975 | 0.02139 | 0.023323 | 0.025044 | 0.026997 | 0.028528 | 0.03055 | 0.0322 | 0.033723 | 0.03507 | 0.036077
2023 PG Study Reference Scenario | PG&E | Com | FoodServ | Com - Health | Electric Energy (GWh/year) | Fuel Substitution | -0.00091343 | -0.00085974 | -0.0010576 | -0.0012955 | -0.0016333 | -0.0020339 | -0.0024472 | -0.0030473 | -0.0037401 | -0.0044656 | -0.0052078
2023 PG Study Reference Scenario | PG&E | Com | FoodServ | Com - Health | Gas Energy (MMTherm/year) | Energy Efficiency | 0.0062938 | 0.0067968 | 0.0075579 | 0.0082699 | 0.0090067 | 0.0096444 | 0.01025 | 0.010871 | 0.011428 | 0.011923 | 0.012349
2023 PG Study Reference Scenario | PG&E | Com | FoodServ | Com - Health | Gas Energy (MMTherm/year) | Fuel Substitution | 9.627e-05 | 9.0173e-05 | 0.00011062 | 0.00013481 | 0.00017214 | 0.00021956 | 0.00026886 | 0.00033541 | 0.00041063 | 0.00048905 | 0.00056922
2023 PG Study Reference Scenario | PG&E | Com | FoodServ | Com - Lodging | Electric Demand (MW) | Energy Efficiency | 0.004883 | 0.0052342 | 0.0055911 | 0.005932 | 0.0063442 | 0.0067381 | 0.007148 | 0.0075006 | 0.007842 | 0.0081957 | 0.0085418
2023 PG Study Reference Scenario | PG&E | Com | FoodServ | Com - Lodging | Electric Demand (MW) | Fuel Substitution | -2.643e-05 | -2.2992e-05 | -2.5059e-05 | -4.6858e-05 | -7.9567e-05 | -0.00011404 | -0.00014919 | -0.00018493 | -0.00022121 | -0.00025805 | -0.00029544
2023 PG Study Reference Scenario | PG&E | Com | FoodServ | Com - Lodging | Electric Energy (GWh/year) | Energy Efficiency | 0.025816 | 0.027645 | 0.029518 | 0.031299 | 0.033481 | 0.035554 | 0.037702 | 0.039569 | 0.041375 | 0.043266 | 0.045116
2023 PG Study Reference Scenario | PG&E | Com | FoodServ | Com - Lodging | Electric Energy (GWh/year) | Fuel Substitution | -0.0004838 | -0.00054139 | -0.0008 | -0.0011245 | -0.0014873 | -0.0018915 | -0.0024168 | -0.0029706 | -0.0035359 | -0.004112 | -0.0046981
2023 PG Study Reference Scenario | PG&E | Com | FoodServ | Com - Lodging | Gas Energy (MMTherm/year) | Energy Efficiency | 0.0058649 | 0.0063748 | 0.006989 | 0.0075663 | 0.0081009 | 0.0086012 | 0.0091304 | 0.0095967 | 0.010053 | 0.010525 | 0.010991
2023 PG Study Reference Scenario | PG&E | Com | FoodServ | Com - Lodging | Gas Energy (MMTherm/year) | Fuel Substitution | 5.005e-05 | 5.6037e-05 | 8.2883e-05 | 0.00011714 | 0.00015736 | 0.00020175 | 0.00025727 | 0.00031552 | 0.00037495 | 0.00043549 | 0.00049708
2023 PG Study Reference Scenario | PG&E | Com | FoodServ | Com - Other | Electric Demand (MW) | Energy Efficiency | 0.023671 | 0.025495 | 0.027354 | 0.029139 | 0.030832 | 0.032498 | 0.034974 | 0.036832 | 0.038408 | 0.040032 | 0.041638
2023 PG Study Reference Scenario | PG&E | Com | FoodServ | Com - Other | Electric Demand (MW) | Fuel Substitution | -0.00014916 | -0.00013496 | -0.00011824 | -0.00017074 | -0.00034201 | -0.00053926 | -0.00074206 | -0.00094723 | -0.0011544 | -0.0013634 | -0.0015743
2023 PG Study Reference Scenario | PG&E | Com | FoodServ | Com - Other | Electric Energy (GWh/year) | Energy Efficiency | 0.11178 | 0.12033 | 0.12908 | 0.13747 | 0.14541 | 0.1534 | 0.16519 | 0.17397 | 0.18138 | 0.18904 | 0.19663
2023 PG Study Reference Scenario | PG&E | Com | FoodServ | Com - Other | Electric Energy (GWh/year) | Fuel Substitution | -0.0019452 | -0.001821 | -0.0019415 | -0.0023927 | -0.003336 | -0.0043624 | -0.0054043 | -0.0068377 | -0.0084222 | -0.010054 | -0.011704
2023 PG Study Reference Scenario | PG&E | Com | FoodServ | Com - Other | Gas Energy (MMTherm/year) | Energy Efficiency | 0.015139 | 0.016364 | 0.017756 | 0.019156 | 0.020536 | 0.021871 | 0.023266 | 0.024585 | 0.025695 | 0.026785 | 0.027861
2023 PG Study Reference Scenario | PG&E | Com | FoodServ | Com - Other | Gas Energy (MMTherm/year) | Fuel Substitution | 0.0001897 | 0.0001772 | 0.00019074 | 0.00023472 | 0.00032596 | 0.00042943 | 0.00053506 | 0.00067633 | 0.00083142 | 0.00099091 | 0.0011522
2023 PG Study Reference Scenario | PG&E | Com | FoodServ | Com - Restaurant | Electric Demand (MW) | Energy Efficiency | 0.024663 | 0.025541 | 0.026601 | 0.027676 | 0.028733 | 0.029698 | 0.031547 | 0.032722 | 0.033826 | 0.034964 | 0.036003
2023 PG Study Reference Scenario | PG&E | Com | FoodServ | Com - Restaurant | Electric Demand (MW) | Fuel Substitution | -0.00023225 | -0.00020773 | -0.00017952 | -0.00027346 | -0.00052244 | -0.00080486 | -0.0010887 | -0.0013708 | -0.0016506 | -0.0019278 | -0.0022023
2023 PG Study Reference Scenario | PG&E | Com | FoodServ | Com - Restaurant | Electric Energy (GWh/year) | Energy Efficiency | 0.12133 | 0.12454 | 0.12895 | 0.13354 | 0.13811 | 0.1425 | 0.15127 | 0.1567 | 0.16186 | 0.16732 | 0.17226
2023 PG Study Reference Scenario | PG&E | Com | FoodServ | Com - Restaurant | Electric Energy (GWh/year) | Fuel Substitution | -0.0037591 | -0.0034704 | -0.0054167 | -0.0077432 | -0.01071 | -0.01378 | -0.016838 | -0.020484 | -0.024237 | -0.027985 | -0.03171
2023 PG Study Reference Scenario | PG&E | Com | FoodServ | Com - Restaurant | Gas Energy (MMTherm/year) | Energy Efficiency | 0.030376 | 0.031783 | 0.034662 | 0.037408 | 0.039472 | 0.041278 | 0.043282 | 0.045217 | 0.046902 | 0.048602 | 0.050188
2023 PG Study Reference Scenario | PG&E | Com | FoodServ | Com - Restaurant | Gas Energy (MMTherm/year) | Fuel Substitution | 0.00038112 | 0.00035099 | 0.00055726 | 0.00079561 | 0.001102 | 0.0014247 | 0.0017467 | 0.0021219 | 0.0025065 | 0.0028903 | 0.0032717
2023 PG Study Reference Scenario | PG&E | Com | FoodServ | Com - School | Electric Demand (MW) | Energy Efficiency | 0.011843 | 0.012775 | 0.013701 | 0.014605 | 0.015444 | 0.016499 | 0.017508 | 0.018418 | 0.019299 | 0.020189 | 0.02108
2023 PG Study Reference Scenario | PG&E | Com | FoodServ | Com - School | Electric Demand (MW) | Fuel Substitution | -2.6493e-05 | -2.3571e-05 | -2.0171e-05 | -2.5511e-05 | -4.874e-05 | -7.4696e-05 | -0.0001012 | -0.00012807 | -0.00015526 | -0.00018275 | -0.00021052
2023 PG Study Reference Scenario | PG&E | Com | FoodServ | Com - School | Electric Energy (GWh/year) | Energy Efficiency | 0.056577 | 0.060999 | 0.065403 | 0.069703 | 0.073664 | 0.078729 | 0.083555 | 0.087919 | 0.092146 | 0.096429 | 0.10073
2023 PG Study Reference Scenario | PG&E | Com | FoodServ | Com - School | Electric Energy (GWh/year) | Fuel Substitution | -0.00065399 | -0.00062511 | -0.00066973 | -0.00074299 | -0.00087094 | -0.0010048 | -0.0012721 | -0.0016683 | -0.0020915 | -0.0025222 | -0.0029589
2023 PG Study Reference Scenario | PG&E | Com | FoodServ | Com - School | Gas Energy (MMTherm/year) | Energy Efficiency | 0.005584 | 0.0060373 | 0.0065343 | 0.0070139 | 0.0074706 | 0.0079491 | 0.0084573 | 0.0089231 | 0.0093361 | 0.0097509 | 0.010165
2023 PG Study Reference Scenario | PG&E | Com | FoodServ | Com - School | Gas Energy (MMTherm/year) | Fuel Substitution | 6.4608e-05 | 6.1613e-05 | 6.6423e-05 | 7.3638e-05 | 8.9346e-05 | 0.00010617 | 0.00013518 | 0.00017596 | 0.00021923 | 0.00026325 | 0.00030785
2023 PG Study Reference Scenario | PG&E | Com | HVAC | Com - College | Electric Demand (MW) | Energy Efficiency | 0.13162 | 0.12561 | 0.11422 | 0.11098 | 0.060085 | 0.058313 | 0.059021 | 0.059399 | 0.059491 | 0.059339 | 0.059374
2023 PG Study Reference Scenario | PG&E | Com | HVAC | Com - College | Electric Demand (MW) | Fuel Substitution | -0.00054911 | -0.00058323 | -0.00061291 | -0.0006377 | -0.00065729 | 0 | 0 | 0 | 0 | 0 | 0
2023 PG Study Reference Scenario | PG&E | Com | HVAC | Com - College | Electric Energy (GWh/year) | Energy Efficiency | 0.35041 | 0.32871 | 0.29396 | 0.28332 | 0.19259 | 0.18579 | 0.18758 | 0.18835 | 0.18831 | 0.18754 | 0.18732
2023 PG Study Reference Scenario | PG&E | Com | HVAC | Com - College | Electric Energy (GWh/year) | Fuel Substitution | -0.010934 | -0.011486 | -0.011897 | -0.012357 | -0.012643 | 0 | 0 | 0 | 0 | 0 | 0
2023 PG Study Reference Scenario | PG&E | Com | HVAC | Com - College | Gas Energy (MMTherm/year) | Energy Efficiency | 0.019888 | 0.019857 | 0.019348 | 0.019211 | 0.010943 | 0.0030848 | 0.0031292 | 0.0031553 | 0.0031646 | 0.0031601 | 0.0031669
2023 PG Study Reference Scenario | PG&E | Com | HVAC | Com - College | Gas Energy (MMTherm/year) | Fuel Substitution | 0.0015753 | 0.0017131 | 0.0018382 | 0.0019112 | 0.0020222 | 0 | 0 | 0 | 0 | 0 | 0
2023 PG Study Reference Scenario | PG&E | Com | HVAC | Com - Grocery | Electric Demand (MW) | Energy Efficiency | 0.072698 | 0.070459 | 0.06927 | 0.069293 | 0.071383 | 0.073252 | 0.074661 | 0.075652 | 0.076254 | 0.076525 | 0.076639
2023 PG Study Reference Scenario | PG&E | Com | HVAC | Com - Grocery | Electric Demand (MW) | Fuel Substitution | -0.00088523 | -0.00095046 | -0.0010094 | -0.0010611 | -0.0011049 | 1.6241e-07 | 1.6921e-07 | 1.7391e-07 | 1.7653e-07 | 1.7748e-07 | 1.7721e-07
2023 PG Study Reference Scenario | PG&E | Com | HVAC | Com - Grocery | Electric Energy (GWh/year) | Energy Efficiency | 0.18114 | 0.18874 | 0.19658 | 0.20371 | 0.21047 | 0.21592 | 0.2202 | 0.22307 | 0.22463 | 0.22539 | 0.22581
2023 PG Study Reference Scenario | PG&E | Com | HVAC | Com - Grocery | Electric Energy (GWh/year) | Fuel Substitution | -0.10051 | -0.10764 | -0.11404 | -0.1196 | -0.12427 | 5.0117e-06 | 5.2213e-06 | 5.3664e-06 | 5.4472e-06 | 5.4767e-06 | 5.4683e-06
2023 PG Study Reference Scenario | PG&E | Com | HVAC | Com - Grocery | Gas Energy (MMTherm/year) | Energy Efficiency | 0.0037318 | 0.0037844 | 0.003924 | 0.0040573 | 0.0041948 | 0.0043076 | 0.004425 | 0.0044843 | 0.0044898 | 0.0045067 | 0.0045405
2023 PG Study Reference Scenario | PG&E | Com | HVAC | Com - Grocery | Gas Energy (MMTherm/year) | Fuel Substitution | 0.013878 | 0.014869 | 0.015762 | 0.016542 | 0.017203 | 1.3274e-09 | 1.3829e-09 | 1.4214e-09 | 1.4428e-09 | 1.4506e-09 | 1.4484e-09
2023 PG Study Reference Scenario | PG&E | Com | HVAC | Com - Health | Electric Demand (MW) | Energy Efficiency | 0.19701 | 0.18709 | 0.18171 | 0.17716 | 0.17388 | 0.16721 | 0.16544 | 0.16417 | 0.16002 | 0.16044 | 0.16122
2023 PG Study Reference Scenario | PG&E | Com | HVAC | Com - Health | Electric Demand (MW) | Fuel Substitution | -0.0011613 | -0.0012512 | -0.0013333 | -0.0014061 | -0.0014687 | 2.0838e-07 | 2.1968e-07 | 2.2806e-07 | 2.3335e-07 | 2.3607e-07 | 2.3686e-07
2023 PG Study Reference Scenario | PG&E | Com | HVAC | Com - Health | Electric Energy (GWh/year) | Energy Efficiency | 1.0662 | 1.0395 | 1.0275 | 1.0117 | 0.9972 | 0.96674 | 0.95045 | 0.93312 | 0.89305 | 0.88022 | 0.86433
2023 PG Study Reference Scenario | PG&E | Com | HVAC | Com - Health | Electric Energy (GWh/year) | Fuel Substitution | -0.029948 | -0.032176 | -0.034186 | -0.035944 | -0.037428 | 5.0119e-06 | 5.2836e-06 | 5.4853e-06 | 5.6125e-06 | 5.6778e-06 | 5.6969e-06
2023 PG Study Reference Scenario | PG&E | Com | HVAC | Com - Health | Gas Energy (MMTherm/year) | Energy Efficiency | 0.08162 | 0.084365 | 0.0876 | 0.089913 | 0.092035 | 0.082299 | 0.082872 | 0.082617 | 0.081731 | 0.079903 | 0.077265
2023 PG Study Reference Scenario | PG&E | Com | HVAC | Com - Health | Gas Energy (MMTherm/year) | Fuel Substitution | 0.0053248 | 0.0057248 | 0.006089 | 0.0064117 | 0.0066896 | 6.6396e-13 | 6.9996e-13 | 7.2668e-13 | 7.4352e-13 | 7.5218e-13 | 7.5471e-13
2023 PG Study Reference Scenario | PG&E | Com | HVAC | Com - Lodging | Electric Demand (MW) | Energy Efficiency | 0.078121 | 0.083278 | 0.08609 | 0.088551 | 0.092788 | 0.095022 | 0.098374 | 0.1012 | 0.1034 | 0.10543 | 0.10746
2023 PG Study Reference Scenario | PG&E | Com | HVAC | Com - Lodging | Electric Demand (MW) | Fuel Substitution | -0.00042918 | -0.00045714 | -0.00048156 | -0.00050204 | -0.00051839 | 7.88e-08 | 8.0187e-08 | 8.0774e-08 | 0 | 7.9807e-08 | 7.8661e-08
2023 PG Study Reference Scenario | PG&E | Com | HVAC | Com - Lodging | Electric Energy (GWh/year) | Energy Efficiency | 0.64751 | 0.60404 | 0.59696 | 0.58871 | 0.58599 | 0.57332 | 0.56229 | 0.54801 | 0.4012 | 0.45925 | 0.49633
2023 PG Study Reference Scenario | PG&E | Com | HVAC | Com - Lodging | Electric Energy (GWh/year) | Fuel Substitution | -0.027039 | -0.028676 | -0.030078 | -0.031223 | -0.032102 | 1.8865e-06 | 1.9197e-06 | 1.9338e-06 | 0 | 1.9106e-06 | 1.8832e-06
2023 PG Study Reference Scenario | PG&E | Com | HVAC | Com - Lodging | Gas Energy (MMTherm/year) | Energy Efficiency | 0.043095 | 0.04336 | 0.043161 | 0.042294 | 0.041141 | 0.03497 | 0.033007 | 0.030831 | 0.014824 | 0.020721 | 0.023913
2023 PG Study Reference Scenario | PG&E | Com | HVAC | Com - Lodging | Gas Energy (MMTherm/year) | Fuel Substitution | 0.0042036 | 0.0044597 | 0.0046803 | 0.0048622 | 0.0050042 | 2.5108e-13 | 2.555e-13 | 2.5737e-13 | 0 | 2.5429e-13 | 2.5063e-13
2023 PG Study Reference Scenario | PG&E | Com | HVAC | Com - Office (Large) | Electric Demand (MW) | Energy Efficiency | 0.38733 | 0.27091 | 0.28418 | 0.29989 | 0.31586 | 0.3091 | 0.32135 | 0.33078 | 0.33793 | 0.34504 | 0.3524
2023 PG Study Reference Scenario | PG&E | Com | HVAC | Com - Office (Large) | Electric Demand (MW) | Fuel Substitution | -2.349e-07 | -2.527e-07 | -2.0961e-06 | -2.2022e-06 | -2.2905e-06 | 0 | 0 | 0 | 0 | 0 | 0
2023 PG Study Reference Scenario | PG&E | Com | HVAC | Com - Office (Large) | Electric Energy (GWh/year) | Energy Efficiency | 1.6164 | 0.91625 | 0.9595 | 1.0091 | 1.0588 | 1.031 | 1.0686 | 1.1903 | 1.2089 | 1.1368 | 1.1581
2023 PG Study Reference Scenario | PG&E | Com | HVAC | Com - Office (Large) | Electric Energy (GWh/year) | Fuel Substitution | -3.0806e-06 | -3.3133e-06 | -3.0334e-05 | -3.1869e-05 | -3.3142e-05 | 0 | 0 | 0 | 0 | 0 | 0
2023 PG Study Reference Scenario | PG&E | Com | HVAC | Com - Office (Large) | Gas Energy (MMTherm/year) | Energy Efficiency | 0.070123 | 0.072766 | 0.075079 | 0.07665 | 0.078081 | 0.022249 | 0.022992 | 0.027058 | 0.027352 | 0.024233 | 0.024633
2023 PG Study Reference Scenario | PG&E | Com | HVAC | Com - Office (Large) | Gas Energy (MMTherm/year) | Fuel Substitution | 9.0462e-07 | 9.7205e-07 | 3.5884e-06 | 3.7718e-06 | 3.9258e-06 | 0 | 0 | 0 | 0 | 0 | 0
2023 PG Study Reference Scenario | PG&E | Com | HVAC | Com - Office (Small) | Electric Demand (MW) | Energy Efficiency | 0.15415 | 0.14064 | 0.13587 | 0.14109 | 0.14606 | 0.13932 | 0.14315 | 0.14638 | 0.14895 | 0.15113 | 0.15352
2023 PG Study Reference Scenario | PG&E | Com | HVAC | Com - Office (Small) | Electric Demand (MW) | Fuel Substitution | -9.418e-05 | -0.00010117 | -0.00042221 | -0.00044304 | -0.00046034 | 0 | 0 | 0 | 0 | 0 | 0
2023 PG Study Reference Scenario | PG&E | Com | HVAC | Com - Office (Small) | Electric Energy (GWh/year) | Energy Efficiency | 0.34751 | 0.34884 | 0.35176 | 0.36566 | 0.37982 | 0.35411 | 0.36498 | 0.37417 | 0.3816 | 0.38787 | 0.39474
2023 PG Study Reference Scenario | PG&E | Com | HVAC | Com - Office (Small) | Electric Energy (GWh/year) | Fuel Substitution | -0.00049904 | -0.00053573 | -0.0037157 | -0.0036841 | -0.0038236 | 0 | 0 | 0 | 0 | 0 | 0
2023 PG Study Reference Scenario | PG&E | Com | HVAC | Com - Office (Small) | Gas Energy (MMTherm/year) | Energy Efficiency | 0.038338 | 0.039038 | 0.039791 | 0.040456 | 0.040839 | 0.0095124 | 0.0097347 | 0.0099185 | 0.010061 | 0.010182 | 0.010317
2023 PG Study Reference Scenario | PG&E | Com | HVAC | Com - Office (Small) | Gas Energy (MMTherm/year) | Fuel Substitution | 0.00012252 | 0.00013153 | 0.00048937 | 0.00054702 | 0.00056855 | 0 | 0 | 0 | 0 | 0 | 0
2023 PG Study Reference Scenario | PG&E | Com | HVAC | Com - Other | Electric Demand (MW) | Energy Efficiency | 1.7279 | 1.2026 | 0.86812 | 0.78461 | 0.78774 | 0.80182 | 0.81366 | 0.81863 | 0.81392 | 0.81037 | 0.80757
2023 PG Study Reference Scenario | PG&E | Com | HVAC | Com - Other | Electric Demand (MW) | Fuel Substitution | -0.0042175 | -0.0045122 | -0.0047744 | -0.005 | -0.0051864 | 0 | 0 | 0 | 0 | 0 | 0
2023 PG Study Reference Scenario | PG&E | Com | HVAC | Com - Other | Electric Energy (GWh/year) | Energy Efficiency | 2.3377 | 1.7345 | 1.3552 | 1.2638 | 1.2744 | 1.3029 | 1.3269 | 1.3402 | 1.3388 | 1.338 | 1.3384
2023 PG Study Reference Scenario | PG&E | Com | HVAC | Com - Other | Electric Energy (GWh/year) | Fuel Substitution | -0.16015 | -0.17092 | -0.18043 | -0.18854 | -0.19516 | 0 | 0 | 0 | 0 | 0 | 0
2023 PG Study Reference Scenario | PG&E | Com | HVAC | Com - Other | Gas Energy (MMTherm/year) | Energy Efficiency | 0.21665 | 0.14966 | 0.10658 | 0.09867 | 0.098792 | 0.10023 | 0.10143 | 0.10175 | 0.10081 | 0.1 | 0.099279
2023 PG Study Reference Scenario | PG&E | Com | HVAC | Com - Other | Gas Energy (MMTherm/year) | Fuel Substitution | 0.025074 | 0.02677 | 0.028274 | 0.029566 | 0.030633 | 0 | 0 | 0 | 0 | 0 | 0
2023 PG Study Reference Scenario | PG&E | Com | HVAC | Com - Refrig. Warehouse | Electric Demand (MW) | Energy Efficiency | 0.00034858 | 5.1682e-05 | 5.5549e-05 | 5.8907e-05 | 6.2118e-05 | 6.5319e-05 | 6.7869e-05 | 7.0141e-05 | 7.166e-05 | 7.2939e-05 | 7.3848e-05
2023 PG Study Reference Scenario | PG&E | Com | HVAC | Com - Refrig. Warehouse | Electric Energy (GWh/year) | Energy Efficiency | 0.0012602 | 0.00020352 | 0.00021874 | 0.00023196 | 0.00024461 | 0.00025721 | 0.00026726 | 0.0002762 | 0.00028218 | 0.00028722 | 0.0002908
2023 PG Study Reference Scenario | PG&E | Com | HVAC | Com - Refrig. Warehouse | Gas Energy (MMTherm/year) | Energy Efficiency | 4.5859e-07 | 0 | 0 | 0 | 0 | 0 | 0 | 0 | 0 | 0 | 0
2023 PG Study Reference Scenario | PG&E | Com | HVAC | Com - Restaurant | Electric Demand (MW) | Energy Efficiency | 0.031699 | 0.03155 | 0.033047 | 0.034286 | 0.035269 | 0.035998 | 0.036494 | 0.036778 | 0.03687 | 0.036799 | 0.036767
2023 PG Study Reference Scenario | PG&E | Com | HVAC | Com - Restaurant | Electric Demand (MW) | Fuel Substitution | -0.00042272 | -0.00045041 | -0.00047392 | -0.00049336 | -0.00050848 | 0 | 0 | 0 | 0 | 0 | 0
2023 PG Study Reference Scenario | PG&E | Com | HVAC | Com - Restaurant | Electric Energy (GWh/year) | Energy Efficiency | 0.097195 | 0.095514 | 0.099888 | 0.10351 | 0.10638 | 0.10847 | 0.10988 | 0.11066 | 0.11088 | 0.11061 | 0.11045
2023 PG Study Reference Scenario | PG&E | Com | HVAC | Com - Restaurant | Electric Energy (GWh/year) | Fuel Substitution | -0.0037815 | -0.0039378 | -0.0058005 | -0.0060355 | -0.0079482 | 0 | 0 | 0 | 0 | 0 | 0
2023 PG Study Reference Scenario | PG&E | Com | HVAC | Com - Restaurant | Gas Energy (MMTherm/year) | Energy Efficiency | 0.055177 | 0.057484 | 0.059703 | 0.061378 | 0.062363 | 0.062708 | 0.062596 | 0.061867 | 0.060704 | 0.05924 | 0.057489
2023 PG Study Reference Scenario | PG&E | Com | HVAC | Com - Restaurant | Gas Energy (MMTherm/year) | Fuel Substitution | 0.00073913 | 0.00082545 | 0.0010674 | 0.0011125 | 0.0013673 | 0 | 0 | 0 | 0 | 0 | 0
2023 PG Study Reference Scenario | PG&E | Com | HVAC | Com - Retail | Electric Demand (MW) | Energy Efficiency | 0.26329 | 0.19919 | 0.16011 | 0.15332 | 0.14984 | 0.14931 | 0.15198 | 0.15379 | 0.13356 | 0.13275 | 0.13179
2023 PG Study Reference Scenario | PG&E | Com | HVAC | Com - Retail | Electric Demand (MW) | Fuel Substitution | -0.00097468 | -0.0010492 | -0.0011171 | -0.0011773 | -0.001229 | 0 | 0 | 0 | 0 | 0 | 0
2023 PG Study Reference Scenario | PG&E | Com | HVAC | Com - Retail | Electric Energy (GWh/year) | Energy Efficiency | 1.3804 | 1.2619 | 1.1425 | 1.0355 | 0.90555 | 0.79394 | 0.70934 | 0.63684 | 0.40417 | 0.40158 | 0.39856
2023 PG Study Reference Scenario | PG&E | Com | HVAC | Com - Retail | Electric Energy (GWh/year) | Fuel Substitution | -0.022457 | -0.024018 | -0.025378 | -0.026512 | -0.027403 | 0 | 0 | 0 | 0 | 0 | 0
2023 PG Study Reference Scenario | PG&E | Com | HVAC | Com - Retail | Gas Energy (MMTherm/year) | Energy Efficiency | 0.062207 | 0.054679 | 0.047737 | 0.042029 | 0.03701 | 0.023735 | 0.019769 | 0.016406 | 0.0075054 | 0.0074515 | 0.0073906
2023 PG Study Reference Scenario | PG&E | Com | HVAC | Com - Retail | Gas Energy (MMTherm/year) | Fuel Substitution | 0.0041537 | 0.0044437 | 0.0046997 | 0.0049175 | 0.0050946 | 0 | 0 | 0 | 0 | 0 | 0
2023 PG Study Reference Scenario | PG&E | Com | HVAC | Com - School | Electric Demand (MW) | Energy Efficiency | 0.17257 | 0.17459 | 0.16929 | 0.17028 | 0.17569 | 0.17296 | 0.17859 | 0.18363 | 0.18765 | 0.19139 | 0.19545
2023 PG Study Reference Scenario | PG&E | Com | HVAC | Com - School | Electric Demand (MW) | Fuel Substitution | -0.0011977 | -0.0012748 | -0.0013425 | -0.0013997 | -0.0014456 | 0 | 0 | 0 | 0 | 0 | 0
2023 PG Study Reference Scenario | PG&E | Com | HVAC | Com - School | Electric Energy (GWh/year) | Energy Efficiency | 0.69436 | 0.68469 | 0.64513 | 0.63935 | 0.65204 | 0.64016 | 0.65682 | 0.67216 | 0.68393 | 0.6951 | 0.70728
2023 PG Study Reference Scenario | PG&E | Com | HVAC | Com - School | Electric Energy (GWh/year) | Fuel Substitution | -0.025155 | -0.026761 | -0.028151 | -0.029308 | -0.030266 | 0 | 0 | 0 | 0 | 0 | 0
2023 PG Study Reference Scenario | PG&E | Com | HVAC | Com - School | Gas Energy (MMTherm/year) | Energy Efficiency | 0.054266 | 0.056108 | 0.057715 | 0.0587 | 0.058943 | 0.033288 | 0.033639 | 0.034029 | 0.034271 | 0.034533 | 0.034832
2023 PG Study Reference Scenario | PG&E | Com | HVAC | Com - School | Gas Energy (MMTherm/year) | Fuel Substitution | 0.0034639 | 0.0036862 | 0.0038792 | 0.0040404 | 0.0042689 | 0 | 0 | 0 | 0 | 0 | 0
2023 PG Study Reference Scenario | PG&E | Com | HVAC | Com - Warehouse | Electric Demand (MW) | Energy Efficiency | 0.039914 | 0.042049 | 0.035671 | 0.035376 | 0.035162 | 0.035838 | 0.036321 | 0.036589 | 0.036643 | 0.03654 | 0.036436
2023 PG Study Reference Scenario | PG&E | Com | HVAC | Com - Warehouse | Electric Demand (MW) | Fuel Substitution | -0.00031126 | -0.00032986 | -0.00034574 | -0.00035866 | -0.00036852 | 0 | 0 | 0 | 0 | 0 | 0
2023 PG Study Reference Scenario | PG&E | Com | HVAC | Com - Warehouse | Electric Energy (GWh/year) | Energy Efficiency | 0.12157 | 0.12797 | 0.10863 | 0.1075 | 0.10529 | 0.10722 | 0.10862 | 0.10938 | 0.10949 | 0.10915 | 0.10881
2023 PG Study Reference Scenario | PG&E | Com | HVAC | Com - Warehouse | Electric Energy (GWh/year) | Fuel Substitution | -0.016127 | -0.01703 | -0.017787 | -0.018389 | -0.018832 | 0 | 0 | 0 | 0 | 0 | 0
2023 PG Study Reference Scenario | PG&E | Com | HVAC | Com - Warehouse | Gas Energy (MMTherm/year) | Energy Efficiency | 0.0021277 | 0.0022418 | 0.0019173 | 0.0019695 | 0.0020078 | 0.0020436 | 0.0020691 | 0.0020824 | 0.0020838 | 0.0020762 | 0.002069
2023 PG Study Reference Scenario | PG&E | Com | HVAC | Com - Warehouse | Gas Energy (MMTherm/year) | Fuel Substitution | 0.0023157 | 0.0024458 | 0.0025556 | 0.0026434 | 0.0027091 | 0 | 0 | 0 | 0 | 0 | 0
2023 PG Study Reference Scenario | PG&E | Com | Lighting | Com - College | Electric Demand (MW) | Energy Efficiency | 0.00021284 | 0.00016282 | 0.00016742 | 0.00015333 | 0.00013672 | 0.00012933 | 0.00012963 | 0.00013013 | 0.00013139 | 0.00013159 | 0.00013143
2023 PG Study Reference Scenario | PG&E | Com | Lighting | Com - College | Electric Energy (GWh/year) | Energy Efficiency | 0.0007853 | 0.00060072 | 0.00061771 | 0.00056573 | 0.00050444 | 0.00047717 | 0.00047827 | 0.0004801 | 0.00048478 | 0.00048551 | 0.00048493
2023 PG Study Reference Scenario | PG&E | Com | Lighting | Com - College | Gas Energy (MMTherm/year) | Energy Efficiency | -8.0874e-06 | -6.1865e-06 | -6.3615e-06 | -5.8262e-06 | -5.195e-06 | -4.9141e-06 | -4.9255e-06 | -4.9444e-06 | -4.9926e-06 | -5.0001e-06 | -4.9941e-06
2023 PG Study Reference Scenario | PG&E | Com | Lighting | Com - Grocery | Electric Demand (MW) | Energy Efficiency | 0.0042882 | 0.0043215 | 0.0043612 | 0.0043771 | 0.0043707 | 0.0044023 | 0.0044065 | 0.0044178 | 0.0044119 | 0.0044208 | 0.004427
2023 PG Study Reference Scenario | PG&E | Com | Lighting | Com - Grocery | Electric Energy (GWh/year) | Energy Efficiency | 0.02372 | 0.023904 | 0.024124 | 0.024212 | 0.024177 | 0.024351 | 0.024374 | 0.024437 | 0.024404 | 0.024454 | 0.024488
2023 PG Study Reference Scenario | PG&E | Com | Lighting | Com - Grocery | Gas Energy (MMTherm/year) | Energy Efficiency | -0.00026023 | -0.00026225 | -0.00026466 | -0.00026562 | -0.00026524 | -0.00026715 | -0.00026741 | -0.0002681 | -0.00026774 | -0.00026828 | -0.00026865
2023 PG Study Reference Scenario | PG&E | Com | Lighting | Com - Health | Electric Demand (MW) | Energy Efficiency | 0.0033666 | 0.0034718 | 0.0036112 | 0.0037203 | 0.0038396 | 0.0039349 | 0.0040215 | 0.0040881 | 0.0041407 | 0.004175 | 0.0041804
2023 PG Study Reference Scenario | PG&E | Com | Lighting | Com - Health | Electric Energy (GWh/year) | Energy Efficiency | 0.020038 | 0.020664 | 0.021494 | 0.022144 | 0.022854 | 0.023421 | 0.023936 | 0.024333 | 0.024646 | 0.02485 | 0.024882
2023 PG Study Reference Scenario | PG&E | Com | Lighting | Com - Health | Gas Energy (MMTherm/year) | Energy Efficiency | -0.00020515 | -0.00021156 | -0.00022006 | -0.00022671 | -0.00023398 | -0.00023979 | -0.00024506 | -0.00024912 | -0.00025232 | -0.00025441 | -0.00025474
2023 PG Study Reference Scenario | PG&E | Com | Lighting | Com - Lodging | Electric Demand (MW) | Energy Efficiency | 2.8042e-05 | 2.9564e-05 | 9.4614e-06 | 0 | 0 | 0 | 0 | 0 | 0 | 0 | 0
2023 PG Study Reference Scenario | PG&E | Com | Lighting | Com - Lodging | Electric Energy (GWh/year) | Energy Efficiency | 0.00016304 | 0.00017189 | 5.5011e-05 | 0 | 0 | 0 | 0 | 0 | 0 | 0 | 0
2023 PG Study Reference Scenario | PG&E | Com | Lighting | Com - Lodging | Gas Energy (MMTherm/year) | Energy Efficiency | -1.8203e-06 | -1.9191e-06 | -6.1418e-07 | 0 | 0 | 0 | 0 | 0 | 0 | 0 | 0
2023 PG Study Reference Scenario | PG&E | Com | Lighting | Com - Office (Large) | Electric Demand (MW) | Energy Efficiency | 0.00058269 | 0.00060307 | 0.00062469 | 0.00063895 | 0.00047971 | 0.00041974 | 0.0004306 | 0.00043813 | 0.00044328 | 0.00044919 | 0.00045337
2023 PG Study Reference Scenario | PG&E | Com | Lighting | Com - Office (Large) | Electric Energy (GWh/year) | Energy Efficiency | 0.0041312 | 0.0042757 | 0.0044289 | 0.0045301 | 0.0034011 | 0.0029759 | 0.0030529 | 0.0031063 | 0.0031428 | 0.0031847 | 0.0032143
2023 PG Study Reference Scenario | PG&E | Com | Lighting | Com - Office (Large) | Gas Energy (MMTherm/year) | Energy Efficiency | -1.8853e-05 | -1.9513e-05 | -2.0212e-05 | -2.0674e-05 | -1.5521e-05 | -1.3581e-05 | -1.3932e-05 | -1.4176e-05 | -1.4343e-05 | -1.4534e-05 | -1.4669e-05
2023 PG Study Reference Scenario | PG&E | Com | Lighting | Com - Office (Small) | Electric Demand (MW) | Energy Efficiency | 0.00013089 | 0.00013925 | 6.7984e-05 | 4.5121e-05 | 4.6574e-05 | 4.7893e-05 | 4.8988e-05 | 4.99e-05 | 5.0624e-05 | 5.1232e-05 | 5.172e-05
2023 PG Study Reference Scenario | PG&E | Com | Lighting | Com - Office (Small) | Electric Energy (GWh/year) | Energy Efficiency | 0.00071465 | 0.00076033 | 0.00037119 | 0.00024636 | 0.00025429 | 0.00026149 | 0.00026747 | 0.00027245 | 0.00027641 | 0.00027973 | 0.00028239
2023 PG Study Reference Scenario | PG&E | Com | Lighting | Com - Office (Small) | Gas Energy (MMTherm/year) | Energy Efficiency | -3.2472e-06 | -3.4547e-06 | -1.6866e-06 | -1.1194e-06 | -1.1554e-06 | -1.1881e-06 | -1.2153e-06 | -1.2379e-06 | -1.2559e-06 | -1.271e-06 | -1.2831e-06
2023 PG Study Reference Scenario | PG&E | Com | Lighting | Com - Other | Electric Demand (MW) | Energy Efficiency | 0 | 0 | 0 | 0 | 0 | 0 | 0 | 0 | 0 | 0 | 0
2023 PG Study Reference Scenario | PG&E | Com | Lighting | Com - Other | Electric Energy (GWh/year) | Energy Efficiency | 0 | 0 | 0 | 0 | 0 | 0 | 0 | 0 | 0 | 0 | 0
2023 PG Study Reference Scenario | PG&E | Com | Lighting | Com - Other | Gas Energy (MMTherm/year) | Energy Efficiency | 0 | 0 | 0 | 0 | 0 | 0 | 0 | 0 | 0 | 0 | 0
2023 PG Study Reference Scenario | PG&E | Com | Lighting | Com - Refrig. Warehouse | Electric Demand (MW) | Energy Efficiency | 0.00024068 | 0.00025018 | 0.00025887 | 0.00026629 | 0.00027314 | 0.0002797 | 0.00028503 | 0.00028978 | 0.00029322 | 0.00029633 | 0.00029898
2023 PG Study Reference Scenario | PG&E | Com | Lighting | Com - Refrig. Warehouse | Electric Energy (GWh/year) | Energy Efficiency | 0.0021447 | 0.0022293 | 0.0023066 | 0.0023726 | 0.0024335 | 0.0024918 | 0.0025393 | 0.0025814 | 0.002612 | 0.0026396 | 0.0026633
2023 PG Study Reference Scenario | PG&E | Com | Lighting | Com - Refrig. Warehouse | Gas Energy (MMTherm/year) | Energy Efficiency | -2.1239e-09 | -2.213e-09 | -2.2952e-09 | -2.3665e-09 | -2.4329e-09 | -2.4968e-09 | -2.5498e-09 | -2.5972e-09 | -2.6326e-09 | -2.6636e-09 | -2.6885e-09
2023 PG Study Reference Scenario | PG&E | Com | Lighting | Com - Restaurant | Electric Demand (MW) | Energy Efficiency | 0.008914 | 0.0089191 | 0.0089459 | 0.0089596 | 0.0089564 | 0.0089425 | 0.0089644 | 0.0089468 | 0.0089206 | 0.0089019 | 0.0088607
2023 PG Study Reference Scenario | PG&E | Com | Lighting | Com - Restaurant | Electric Energy (GWh/year) | Energy Efficiency | 0.044376 | 0.044401 | 0.044534 | 0.044603 | 0.044587 | 0.044518 | 0.044627 | 0.044539 | 0.044409 | 0.044316 | 0.04411
2023 PG Study Reference Scenario | PG&E | Com | Lighting | Com - Restaurant | Gas Energy (MMTherm/year) | Energy Efficiency | -0.00038087 | -0.00038109 | -0.00038223 | -0.00038282 | -0.00038268 | -0.00038209 | -0.00038302 | -0.00038227 | -0.00038115 | -0.00038035 | -0.00037859
2023 PG Study Reference Scenario | PG&E | Com | Lighting | Com - Retail | Electric Demand (MW) | Energy Efficiency | 0 | 0 | 0 | 0 | 0 | 0 | 0 | 0 | 0.003318 | 0.0034133 | 0.0033952
2023 PG Study Reference Scenario | PG&E | Com | Lighting | Com - Retail | Electric Energy (GWh/year) | Energy Efficiency | 0 | 0 | 0 | 0 | 0 | 0 | 0 | 0 | 0.019607 | 0.020171 | 0.020064
2023 PG Study Reference Scenario | PG&E | Com | Lighting | Com - Retail | Gas Energy (MMTherm/year) | Energy Efficiency | 0 | 0 | 0 | 0 | 0 | 0 | 0 | 0 | -0.00010623 | -0.00010929 | -0.00010871
2023 PG Study Reference Scenario | PG&E | Com | Lighting | Com - School | Electric Demand (MW) | Energy Efficiency | 9.5271e-05 | 0.00010036 | 5.9986e-05 | 4.4067e-05 | 4.5354e-05 | 1.2104e-05 | 0 | 0 | 0 | 0 | 0
2023 PG Study Reference Scenario | PG&E | Com | Lighting | Com - School | Electric Energy (GWh/year) | Energy Efficiency | 0.0005695 | 0.00059989 | 0.00035857 | 0.00026342 | 0.00027111 | 7.2353e-05 | 0 | 0 | 0 | 0 | 0
2023 PG Study Reference Scenario | PG&E | Com | Lighting | Com - School | Gas Energy (MMTherm/year) | Energy Efficiency | -6.4619e-06 | -6.8067e-06 | -4.0686e-06 | -2.9889e-06 | -3.0762e-06 | -8.2097e-07 | 0 | 0 | 0 | 0 | 0
2023 PG Study Reference Scenario | PG&E | Com | Lighting | Com - Warehouse | Electric Demand (MW) | Energy Efficiency | 0.00015035 | 0.00015617 | 0.00014477 | 0.00013902 | 0.00013876 | 0.00014034 | 0.00014126 | 0.00014243 | 0.00014291 | 0.0001434 | 0.00014335
2023 PG Study Reference Scenario | PG&E | Com | Lighting | Com - Warehouse | Electric Energy (GWh/year) | Energy Efficiency | 0.0011997 | 0.0012461 | 0.0011552 | 0.0011092 | 0.0011072 | 0.0011198 | 0.0011271 | 0.0011365 | 0.0011403 | 0.0011442 | 0.0011438
2023 PG Study Reference Scenario | PG&E | Com | Lighting | Com - Warehouse | Gas Energy (MMTherm/year) | Energy Efficiency | -7.8653e-06 | -8.1696e-06 | -7.5736e-06 | -7.2724e-06 | -7.2592e-06 | -7.3417e-06 | -7.3897e-06 | -7.4513e-06 | -7.4762e-06 | -7.5016e-06 | -7.4991e-06
2023 PG Study Reference Scenario | PG&E | Com | WaterHeat | Com - College | Electric Demand (MW) | Energy Efficiency | 0.023116 | 0.021932 | 0.020764 | 0.019905 | 0.016251 | 0.015606 | 0.015044 | 0.01454 | 0.014056 | 0.013619 | 0.013228
2023 PG Study Reference Scenario | PG&E | Com | WaterHeat | Com - College | Electric Demand (MW) | Fuel Substitution | -0.0014961 | -0.00158 | -0.0016347 | -0.0016855 | -0.0014822 | 0.0023388 | 0.0026433 | 0.0030017 | 0.003444 | 0.0037539 | 0.003925
2023 PG Study Reference Scenario | PG&E | Com | WaterHeat | Com - College | Electric Energy (GWh/year) | Energy Efficiency | 0.18976 | 0.18003 | 0.17042 | 0.16337 | 0.13344 | 0.12813 | 0.12352 | 0.11937 | 0.1154 | 0.11181 | 0.1086
2023 PG Study Reference Scenario | PG&E | Com | WaterHeat | Com - College | Electric Energy (GWh/year) | Fuel Substitution | -0.035078 | -0.036365 | -0.0372 | -0.037956 | -0.034953 | 0.019203 | 0.021702 | 0.024644 | 0.028275 | 0.030819 | 0.032224
2023 PG Study Reference Scenario | PG&E | Com | WaterHeat | Com - College | Gas Energy (MMTherm/year) | Energy Efficiency | 0.010197 | 0.0098066 | 0.0093457 | 0.0090286 | 0.0066164 | 0.00012319 | 0.00012255 | 0.00012136 | 0.00011954 | 0.00011745 | 0.00011614
2023 PG Study Reference Scenario | PG&E | Com | WaterHeat | Com - College | Gas Energy (MMTherm/year) | Fuel Substitution | 0.0023702 | 0.0024326 | 0.0024729 | 0.0025081 | 0.0023688 | 0 | 0 | 0 | 0 | 0 | 0
2023 PG Study Reference Scenario | PG&E | Com | WaterHeat | Com - Grocery | Electric Demand (MW) | Energy Efficiency | 0.091644 | 0.086515 | 0.082435 | 0.078868 | 0.075732 | 0.072962 | 0.070507 | 0.068321 | 0.066209 | 0.064317 | 0.062655
2023 PG Study Reference Scenario | PG&E | Com | WaterHeat | Com - Grocery | Electric Demand (MW) | Fuel Substitution | -0.0016777 | -0.001779 | -0.0018675 | -0.0019363 | -0.0019871 | 0.0039712 | 0.0043606 | 0.0047482 | 0.0053242 | 0.0057558 | 0.0060042
2023 PG Study Reference Scenario | PG&E | Com | WaterHeat | Com - Grocery | Electric Energy (GWh/year) | Energy Efficiency | 0.4844 | 0.45734 | 0.43577 | 0.41691 | 0.40034 | 0.38569 | 0.37271 | 0.36116 | 0.34999 | 0.33999 | 0.3312
2023 PG Study Reference Scenario | PG&E | Com | WaterHeat | Com - Grocery | Electric Energy (GWh/year) | Fuel Substitution | -0.030427 | -0.031438 | -0.032311 | -0.032982 | -0.033468 | 0.020992 | 0.02305 | 0.025099 | 0.028144 | 0.030425 | 0.031738
2023 PG Study Reference Scenario | PG&E | Com | WaterHeat | Com - Grocery | Gas Energy (MMTherm/year) | Energy Efficiency | 0.0033494 | 0.0031727 | 0.0030304 | 0.0029236 | 0.0028225 | 0.0016866 | 0.0016677 | 0.0016605 | 0.0014858 | 0.001372 | 0.0013384
2023 PG Study Reference Scenario | PG&E | Com | WaterHeat | Com - Grocery | Gas Energy (MMTherm/year) | Fuel Substitution | 0.0022186 | 0.0022673 | 0.0023091 | 0.0023407 | 0.0023631 | 0 | 0 | 0 | 0 | 0 | 0
2023 PG Study Reference Scenario | PG&E | Com | WaterHeat | Com - Health | Electric Demand (MW) | Energy Efficiency | 0.15048 | 0.14478 | 0.1412 | 0.13772 | 0.1353 | 0.13288 | 0.13091 | 0.12899 | 0.12702 | 0.12503 | 0.1228
2023 PG Study Reference Scenario | PG&E | Com | WaterHeat | Com - Health | Electric Demand (MW) | Fuel Substitution | -0.0036552 | -0.0039341 | -0.0042101 | -0.004433 | -0.0046367 | 0.0077821 | 0.0086307 | 0.0096556 | 0.011015 | 0.012019 | 0.012634
2023 PG Study Reference Scenario | PG&E | Com | WaterHeat | Com - Health | Electric Energy (GWh/year) | Energy Efficiency | 1.2594 | 1.2118 | 1.1818 | 1.1527 | 1.1324 | 1.1122 | 1.0957 | 1.0796 | 1.0632 | 1.0465 | 1.0278
2023 PG Study Reference Scenario | PG&E | Com | WaterHeat | Com - Health | Electric Energy (GWh/year) | Fuel Substitution | -0.094533 | -0.0991 | -0.10358 | -0.10723 | -0.11055 | 0.065131 | 0.072233 | 0.080812 | 0.092192 | 0.10059 | 0.10574
2023 PG Study Reference Scenario | PG&E | Com | WaterHeat | Com - Health | Gas Energy (MMTherm/year) | Energy Efficiency | 0.029046 | 0.028347 | 0.028154 | 0.027723 | 0.027484 | 0.00050648 | 0.00050918 | 0.00051044 | 0.00047019 | 0.00043568 | 0.00041769
2023 PG Study Reference Scenario | PG&E | Com | WaterHeat | Com - Health | Gas Energy (MMTherm/year) | Fuel Substitution | 0.006719 | 0.0069537 | 0.0071819 | 0.0073693 | 0.0075391 | 0 | 0 | 0 | 0 | 0 | 0
2023 PG Study Reference Scenario | PG&E | Com | WaterHeat | Com - Lodging | Electric Demand (MW) | Energy Efficiency | 0.031143 | 0.030141 | 0.029333 | 0.028608 | 0.028125 | 0.027073 | 0.026674 | 0.026335 | 0.02582 | 0.025351 | 0.024983
2023 PG Study Reference Scenario | PG&E | Com | WaterHeat | Com - Lodging | Electric Demand (MW) | Fuel Substitution | -0.0043842 | -0.0047325 | -0.0050392 | -0.0052924 | -0.0055272 | 0.0071887 | 0.0079069 | 0.0090958 | 0.010239 | 0.011015 | 0.011439
2023 PG Study Reference Scenario | PG&E | Com | WaterHeat | Com - Lodging | Electric Energy (GWh/year) | Energy Efficiency | 0.25371 | 0.24555 | 0.23897 | 0.23306 | 0.22912 | 0.22065 | 0.2174 | 0.21464 | 0.21044 | 0.20662 | 0.20363
2023 PG Study Reference Scenario | PG&E | Com | WaterHeat | Com - Lodging | Electric Energy (GWh/year) | Fuel Substitution | -0.12231 | -0.12907 | -0.13496 | -0.13975 | -0.14402 | 0.058588 | 0.064441 | 0.07413 | 0.083448 | 0.089776 | 0.093229
2023 PG Study Reference Scenario | PG&E | Com | WaterHeat | Com - Lodging | Gas Energy (MMTherm/year) | Energy Efficiency | 0.21836 | 0.21529 | 0.21253 | 0.20866 | 0.20633 | 0.00043319 | 0.00043483 | 0.00043644 | 0.00040579 | 0.00037638 | 0.00036058
2023 PG Study Reference Scenario | PG&E | Com | WaterHeat | Com - Lodging | Gas Energy (MMTherm/year) | Fuel Substitution | 0.0095271 | 0.0099771 | 0.010364 | 0.010676 | 0.010943 | 0 | 0 | 0 | 0 | 0 | 0
2023 PG Study Reference Scenario | PG&E | Com | WaterHeat | Com - Office (Large) | Electric Demand (MW) | Energy Efficiency | 0.031746 | 0.030702 | 0.029992 | 0.029324 | 0.028852 | 0.028391 | 0.028062 | 0.027692 | 0.027305 | 0.027083 | 0.026875
2023 PG Study Reference Scenario | PG&E | Com | WaterHeat | Com - Office (Large) | Electric Demand (MW) | Fuel Substitution | -0.00048458 | -0.00052241 | -0.00055803 | -0.00058711 | -0.00061315 | 0.00085357 | 0.00094587 | 0.0010749 | 0.0012234 | 0.0013305 | 0.001394
2023 PG Study Reference Scenario | PG&E | Com | WaterHeat | Com - Office (Large) | Electric Energy (GWh/year) | Energy Efficiency | 0.58056 | 0.56148 | 0.54849 | 0.53628 | 0.52764 | 0.51918 | 0.51315 | 0.50639 | 0.49932 | 0.49525 | 0.49145
2023 PG Study Reference Scenario | PG&E | Com | WaterHeat | Com - Office (Large) | Electric Energy (GWh/year) | Fuel Substitution | -0.026132 | -0.027463 | -0.028709 | -0.029726 | -0.03063 | 0.015608 | 0.017296 | 0.019656 | 0.02237 | 0.02433 | 0.02549
2023 PG Study Reference Scenario | PG&E | Com | WaterHeat | Com - Office (Large) | Gas Energy (MMTherm/year) | Energy Efficiency | 0.023193 | 0.02275 | 0.022509 | 0.022173 | 0.021935 | 0 | 0 | 0 | 0 | 0 | 0
2023 PG Study Reference Scenario | PG&E | Com | WaterHeat | Com - Office (Large) | Gas Energy (MMTherm/year) | Fuel Substitution | 0.0018085 | 0.0018755 | 0.0019377 | 0.0019885 | 0.0020333 | 0 | 0 | 0 | 0 | 0 | 0
2023 PG Study Reference Scenario | PG&E | Com | WaterHeat | Com - Office (Small) | Electric Demand (MW) | Energy Efficiency | 0.0013602 | 0.0013146 | 0.0012786 | 0.0012475 | 0.0012208 | 0.0011999 | 0.0011818 | 0.0011666 | 0.0011515 | 0.0011389 | 0.001129
2023 PG Study Reference Scenario | PG&E | Com | WaterHeat | Com - Office (Small) | Electric Demand (MW) | Fuel Substitution | -2.1903e-05 | -2.3586e-05 | -2.5073e-05 | -2.6314e-05 | -2.7325e-05 | 3.2212e-05 | 3.6613e-05 | 4.2339e-05 | 4.8958e-05 | 5.3755e-05 | 5.6593e-05
2023 PG Study Reference Scenario | PG&E | Com | WaterHeat | Com - Office (Small) | Electric Energy (GWh/year) | Energy Efficiency | 0.14868 | 0.14369 | 0.13976 | 0.13637 | 0.13345 | 0.13116 | 0.12918 | 0.12752 | 0.12586 | 0.12449 | 0.12341
2023 PG Study Reference Scenario | PG&E | Com | WaterHeat | Com - Office (Small) | Electric Energy (GWh/year) | Fuel Substitution | -0.006651 | -0.0070021 | -0.0073117 | -0.0075692 | -0.0077783 | 0.0035207 | 0.0040018 | 0.0046278 | 0.0053512 | 0.0058756 | 0.0061857
2023 PG Study Reference Scenario | PG&E | Com | WaterHeat | Com - Office (Small) | Gas Energy (MMTherm/year) | Fuel Substitution | 0.00044351 | 0.00046092 | 0.00047624 | 0.00048894 | 0.00049921 | 0 | 0 | 0 | 0 | 0 | 0
2023 PG Study Reference Scenario | PG&E | Com | WaterHeat | Com - Other | Electric Demand (MW) | Energy Efficiency | 1.044 | 1.0031 | 0.96968 | 0.94023 | 0.91369 | 0.8934 | 0.87612 | 0.86017 | 0.84109 | 0.82539 | 0.81272
2023 PG Study Reference Scenario | PG&E | Com | WaterHeat | Com - Other | Electric Demand (MW) | Fuel Substitution | -0.018498 | -0.01989 | -0.021102 | -0.022088 | -0.022853 | 0.033262 | 0.036691 | 0.040996 | 0.046355 | 0.050163 | 0.052348
2023 PG Study Reference Scenario | PG&E | Com | WaterHeat | Com - Other | Electric Energy (GWh/year) | Energy Efficiency | 6.7828 | 6.5165 | 6.2997 | 6.1084 | 5.936 | 5.8042 | 5.6919 | 5.5883 | 5.4644 | 5.3624 | 5.2801
2023 PG Study Reference Scenario | PG&E | Com | WaterHeat | Com - Other | Electric Energy (GWh/year) | Fuel Substitution | -0.36779 | -0.38487 | -0.39965 | -0.41157 | -0.42069 | 0.21606 | 0.23834 | 0.26631 | 0.30113 | 0.32586 | 0.34006
2023 PG Study Reference Scenario | PG&E | Com | WaterHeat | Com - Other | Gas Energy (MMTherm/year) | Energy Efficiency | 0.026459 | 0.025994 | 0.026099 | 0.026208 | 0.025863 | 0.0073883 | 0.0074039 | 0.0074034 | 0.0067235 | 0.0061595 | 0.0058864
2023 PG Study Reference Scenario | PG&E | Com | WaterHeat | Com - Other | Gas Energy (MMTherm/year) | Fuel Substitution | 0.025232 | 0.02605 | 0.026754 | 0.027315 | 0.027739 | 0 | 0 | 0 | 0 | 0 | 0
2023 PG Study Reference Scenario | PG&E | Com | WaterHeat | Com - Refrig. Warehouse | Electric Demand (MW) | Energy Efficiency | 0.007188 | 0.006974 | 0.0068012 | 0.0066516 | 0.0065331 | 0.0064452 | 0.0063664 | 0.0063045 | 0.0062338 | 0.006175 | 0.0061267
2023 PG Study Reference Scenario | PG&E | Com | WaterHeat | Com - Refrig. Warehouse | Electric Energy (GWh/year) | Energy Efficiency | 0.083212 | 0.080735 | 0.078735 | 0.077002 | 0.075631 | 0.074613 | 0.073701 | 0.072985 | 0.072166 | 0.071485 | 0.070927
2023 PG Study Reference Scenario | PG&E | Com | WaterHeat | Com - Refrig. Warehouse | Electric Energy (GWh/year) | Fuel Substitution | -0.0005692 | -0.00059189 | -0.00061052 | -0.00062462 | -0.00063531 | 0 | 0 | 0 | 0 | 0 | 0
2023 PG Study Reference Scenario | PG&E | Com | WaterHeat | Com - Refrig. Warehouse | Gas Energy (MMTherm/year) | Energy Efficiency | 0.00024484 | 0.00024112 | 0.0002378 | 0.00023423 | 0.00023111 | 0 | 0 | 0 | 0 | 0 | 0
2023 PG Study Reference Scenario | PG&E | Com | WaterHeat | Com - Refrig. Warehouse | Gas Energy (MMTherm/year) | Fuel Substitution | 6.0424e-05 | 6.2833e-05 | 6.481e-05 | 6.6307e-05 | 6.7442e-05 | 0 | 0 | 0 | 0 | 0 | 0
2023 PG Study Reference Scenario | PG&E | Com | WaterHeat | Com - Restaurant | Electric Demand (MW) | Energy Efficiency | 0.20351 | 0.19189 | 0.18176 | 0.17286 | 0.165 | 0.15802 | 0.1518 | 0.14622 | 0.14103 | 0.13633 | 0.1321
2023 PG Study Reference Scenario | PG&E | Com | WaterHeat | Com - Restaurant | Electric Demand (MW) | Fuel Substitution | -0.01066 | -0.01124 | -0.01168 | -0.011992 | -0.012192 | 0.020148 | 0.022578 | 0.024968 | 0.028382 | 0.030736 | 0.031995
2023 PG Study Reference Scenario | PG&E | Com | WaterHeat | Com - Restaurant | Electric Energy (GWh/year) | Energy Efficiency | 1.0436 | 0.98406 | 0.93207 | 0.88643 | 0.84613 | 0.81032 | 0.77841 | 0.7498 | 0.72319 | 0.69908 | 0.67737
2023 PG Study Reference Scenario | PG&E | Com | WaterHeat | Com - Restaurant | Electric Energy (GWh/year) | Fuel Substitution | -0.16359 | -0.16872 | -0.17251 | -0.17508 | -0.17657 | 0.10331 | 0.11577 | 0.12803 | 0.14553 | 0.1576 | 0.16405
2023 PG Study Reference Scenario | PG&E | Com | WaterHeat | Com - Restaurant | Gas Energy (MMTherm/year) | Energy Efficiency | 0.0099837 | 0.009565 | 0.0092953 | 0.0090681 | 0.0088548 | 0.0069491 | 0.0068662 | 0.0067791 | 0.006664 | 0.006564 | 0.0064773
2023 PG Study Reference Scenario | PG&E | Com | WaterHeat | Com - Restaurant | Gas Energy (MMTherm/year) | Fuel Substitution | 0.011768 | 0.012001 | 0.012167 | 0.012271 | 0.012321 | 0 | 0 | 0 | 0 | 0 | 0
2023 PG Study Reference Scenario | PG&E | Com | WaterHeat | Com - Retail | Electric Demand (MW) | Energy Efficiency | 0.055404 | 0.052464 | 0.049908 | 0.047674 | 0.045711 | 0.04398 | 0.042448 | 0.041086 | 0.039637 | 0.038338 | 0.037228
2023 PG Study Reference Scenario | PG&E | Com | WaterHeat | Com - Retail | Electric Demand (MW) | Fuel Substitution | -0.00060785 | -0.00064974 | -0.00068352 | -0.00070955 | -0.00072857 | 0.0011563 | 0.0012451 | 0.0013387 | 0.0014659 | 0.0015513 | 0.0015963
2023 PG Study Reference Scenario | PG&E | Com | WaterHeat | Com - Retail | Electric Energy (GWh/year) | Energy Efficiency | 0.34904 | 0.33052 | 0.31442 | 0.30034 | 0.28797 | 0.27707 | 0.26742 | 0.25884 | 0.24971 | 0.24153 | 0.23454
2023 PG Study Reference Scenario | PG&E | Com | WaterHeat | Com - Retail | Electric Energy (GWh/year) | Fuel Substitution | -0.012462 | -0.012945 | -0.013328 | -0.013614 | -0.013813 | 0.0072844 | 0.007844 | 0.0084336 | 0.0092349 | 0.0097729 | 0.010056
2023 PG Study Reference Scenario | PG&E | Com | WaterHeat | Com - Retail | Gas Energy (MMTherm/year) | Energy Efficiency | 0.00099252 | 0 | 0 | 0 | 0 | 0 | 0 | 0 | 0 | 0 | 0
2023 PG Study Reference Scenario | PG&E | Com | WaterHeat | Com - Retail | Gas Energy (MMTherm/year) | Fuel Substitution | 0.00088955 | 0.00091212 | 0.00092952 | 0.00094198 | 0.00095001 | 0 | 0 | 0 | 0 | 0 | 0
2023 PG Study Reference Scenario | PG&E | Com | WaterHeat | Com - School | Electric Demand (MW) | Energy Efficiency | -7.0778e-05 | -6.8475e-05 | -6.6561e-05 | -6.4909e-05 | -6.3336e-05 | -6.215e-05 | -6.1123e-05 | -6.0341e-05 | -5.9515e-05 | -5.8834e-05 | -5.8315e-05
2023 PG Study Reference Scenario | PG&E | Com | WaterHeat | Com - School | Electric Demand (MW) | Fuel Substitution | 3.327e-06 | 3.5802e-06 | 3.7982e-06 | 3.9789e-06 | 4.1164e-06 | -4.8534e-06 | -5.5339e-06 | -6.4657e-06 | -7.4841e-06 | -8.214e-06 | -8.6387e-06
2023 PG Study Reference Scenario | PG&E | Com | WaterHeat | Com - School | Electric Energy (GWh/year) | Energy Efficiency | 0.57357 | 0.55491 | 0.53941 | 0.52602 | 0.51327 | 0.50338 | 0.49507 | 0.48873 | 0.48204 | 0.47653 | 0.47232
2023 PG Study Reference Scenario | PG&E | Com | WaterHeat | Com - School | Electric Energy (GWh/year) | Fuel Substitution | -0.073951 | -0.077812 | -0.081124 | -0.083853 | -0.085917 | 0.039481 | 0.045016 | 0.052593 | 0.060877 | 0.066815 | 0.070271
2023 PG Study Reference Scenario | PG&E | Com | WaterHeat | Com - School | Gas Energy (MMTherm/year) | Energy Efficiency | 0.01563 | 0.01541 | 0.015216 | 0.015003 | 0.014717 | 0.0022945 | 0.0023077 | 0.002323 | 0.0023029 | 0.0022861 | 0.002286
2023 PG Study Reference Scenario | PG&E | Com | WaterHeat | Com - School | Gas Energy (MMTherm/year) | Fuel Substitution | 0.0050297 | 0.005223 | 0.0053881 | 0.0055232 | 0.0056247 | 0 | 0 | 0 | 0 | 0 | 0
2023 PG Study Reference Scenario | PG&E | Com | WaterHeat | Com - Warehouse | Electric Demand (MW) | Energy Efficiency | 0.003206 | 0.0030262 | 0.0023305 | 0.0021929 | 0.0020739 | 0.0019858 | 0.0019125 | 0.0018465 | 0.0017794 | 0.0017188 | 0.0016655
2023 PG Study Reference Scenario | PG&E | Com | WaterHeat | Com - Warehouse | Electric Demand (MW) | Fuel Substitution | -1.1116e-05 | -1.1657e-05 | -9.8098e-06 | -9.9129e-06 | -9.9396e-06 | 1.8067e-05 | 1.9686e-05 | 2.1892e-05 | 2.4492e-05 | 2.6233e-05 | 2.7118e-05
2023 PG Study Reference Scenario | PG&E | Com | WaterHeat | Com - Warehouse | Electric Energy (GWh/year) | Energy Efficiency | 0.086371 | 0.081518 | 0.062748 | 0.05907 | 0.055889 | 0.053519 | 0.051541 | 0.049762 | 0.047955 | 0.046321 | 0.044885
2023 PG Study Reference Scenario | PG&E | Com | WaterHeat | Com - Warehouse | Electric Energy (GWh/year) | Fuel Substitution | -0.00089648 | -0.00092387 | -0.00083338 | -0.00083717 | -0.00083659 | 0.00048697 | 0.0005306 | 0.00059004 | 0.00066011 | 0.00070701 | 0.00073086
2023 PG Study Reference Scenario | PG&E | Com | WaterHeat | Com - Warehouse | Gas Energy (MMTherm/year) | Energy Efficiency | 0.0013198 | 0.0012607 | 0.00092256 | 0.00086387 | 0.00081335 | 0 | 0 | 0 | 0 | 0 | 0
2023 PG Study Reference Scenario | PG&E | Com | WaterHeat | Com - Warehouse | Gas Energy (MMTherm/year) | Fuel Substitution | 6.1049e-05 | 6.2364e-05 | 5.8212e-05 | 5.8302e-05 | 5.8157e-05 | 0 | 0 | 0 | 0 | 0 | 0
2023 PG Study Reference Scenario | PG&E | Com | WholeBlg | Com - College | Electric Demand (MW) | Energy Efficiency | 0.055807 | 0.049405 | 0.051239 | 0.10315 | 0.06015 | 0.06011 | 0.060486 | 0.059607 | 0.059695 | 0.059324 | 0.058541
2023 PG Study Reference Scenario | PG&E | Com | WholeBlg | Com - College | Electric Energy (GWh/year) | Energy Efficiency | 0.56166 | 0.49724 | 0.51569 | 1.0382 | 0.60545 | 0.60505 | 0.60883 | 0.59998 | 0.60087 | 0.59713 | 0.58925
2023 PG Study Reference Scenario | PG&E | Com | WholeBlg | Com - College | Gas Energy (MMTherm/year) | Energy Efficiency | 0.025798 | 0.022838 | 0.023686 | 0.051236 | 0.02988 | 0.029862 | 0.03005 | 0.029612 | 0.029657 | 0.029473 | 0.029084
2023 PG Study Reference Scenario | PG&E | Com | WholeBlg | Com - Grocery | Electric Demand (MW) | Energy Efficiency | 0.075135 | 0.068638 | 0.076597 | 0.083248 | 0.050043 | 0.052776 | 0.054615 | 0.056068 | 0.05654 | 0.056982 | 0.05744
2023 PG Study Reference Scenario | PG&E | Com | WholeBlg | Com - Grocery | Electric Energy (GWh/year) | Energy Efficiency | 0.98226 | 0.89733 | 1.0014 | 1.0883 | 0.65423 | 0.68996 | 0.714 | 0.733 | 0.73917 | 0.74495 | 0.75093
2023 PG Study Reference Scenario | PG&E | Com | WholeBlg | Com - Grocery | Gas Energy (MMTherm/year) | Energy Efficiency | 0.020607 | 0.018824 | 0.021004 | 0.022826 | 0.013721 | 0.014469 | 0.014973 | 0.015371 | 0.0155 | 0.015621 | 0.015746
2023 PG Study Reference Scenario | PG&E | Com | WholeBlg | Com - Lodging | Electric Demand (MW) | Energy Efficiency | 0 | 0 | 0 | 0 | 0 | 0 | 0 | 0 | 0 | 0 | 2.1779e-05
2023 PG Study Reference Scenario | PG&E | Com | WholeBlg | Com - Lodging | Electric Energy (GWh/year) | Energy Efficiency | 0 | 0 | 0 | 0 | 0 | 0 | 0 | 0 | 0 | 0 | 0.00011765
2023 PG Study Reference Scenario | PG&E | Com | WholeBlg | Com - Lodging | Gas Energy (MMTherm/year) | Energy Efficiency | 0 | 0 | 0 | 0 | 0 | 0 | 0 | 0 | 0 | 0 | 1.9605e-05
2023 PG Study Reference Scenario | PG&E | Com | WholeBlg | Com - Restaurant | Electric Demand (MW) | Energy Efficiency | 0.27378 | 0.23583 | 0.24736 | 0.25582 | 0.14951 | 0.15025 | 0.1512 | 0.1507 | 0.14945 | 0.14842 | 0.14703
2023 PG Study Reference Scenario | PG&E | Com | WholeBlg | Com - Restaurant | Electric Energy (GWh/year) | Energy Efficiency | 1.2763 | 1.0994 | 1.1532 | 1.1926 | 0.697 | 0.70042 | 0.70486 | 0.70253 | 0.6967 | 0.69192 | 0.68541
2023 PG Study Reference Scenario | PG&E | Com | WholeBlg | Com - Restaurant | Gas Energy (MMTherm/year) | Energy Efficiency | 0.11238 | 0.096808 | 0.10154 | 0.10501 | 0.061375 | 0.061678 | 0.062068 | 0.061863 | 0.061351 | 0.06093 | 0.060357
2023 PG Study Reference Scenario | PG&E | Com | WholeBlg | Com - Retail | Electric Demand (MW) | Energy Efficiency | 0.71494 | 0.63731 | 0.69378 | 0.73722 | 0.43567 | 0.45291 | 0.46424 | 0.47322 | 0.4758 | 0.47857 | 0.48208
2023 PG Study Reference Scenario | PG&E | Com | WholeBlg | Com - Retail | Electric Energy (GWh/year) | Energy Efficiency | 2.7642 | 2.464 | 2.6823 | 2.8503 | 1.6844 | 1.7511 | 1.7949 | 1.8296 | 1.8396 | 1.8503 | 1.8639
2023 PG Study Reference Scenario | PG&E | Com | WholeBlg | Com - Retail | Gas Energy (MMTherm/year) | Energy Efficiency | 0.052996 | 0.04724 | 0.051425 | 0.054645 | 0.032293 | 0.033571 | 0.034411 | 0.035076 | 0.035267 | 0.035473 | 0.035733
2023 PG Study Reference Scenario | PG&E | Com | WholeBlg | Com - School | Electric Demand (MW) | Energy Efficiency | 0 | 0 | 0 | 0 | 0 | 0 | 0 | 0 | 0 | 0 | 0.00036326
2023 PG Study Reference Scenario | PG&E | Com | WholeBlg | Com - School | Electric Energy (GWh/year) | Energy Efficiency | 0 | 0 | 0 | 0 | 0 | 0 | 0 | 0 | 0 | 0 | 0.00079643
2023 PG Study Reference Scenario | PG&E | Com | WholeBlg | Com - School | Gas Energy (MMTherm/year) | Energy Efficiency | 0 | 0 | 0 | 0 | 0 | 0 | 0 | 0 | 0 | 0 | 4.8109e-05
2023 PG Study Reference Scenario | PG&E | Com | WholeBlg | Com - Warehouse | Electric Demand (MW) | Energy Efficiency | 0.15582 | 0.28348 | 0.29797 | 0.30902 | 0.18221 | 0.18544 | 0.1857 | 0.18442 | 0.18216 | 0.17999 | 0.17701
2023 PG Study Reference Scenario | PG&E | Com | WholeBlg | Com - Warehouse | Electric Energy (GWh/year) | Energy Efficiency | 0.60498 | 1.1005 | 1.1568 | 1.1997 | 0.70739 | 0.71991 | 0.72095 | 0.71596 | 0.70719 | 0.69876 | 0.68719
2023 PG Study Reference Scenario | PG&E | Com | WholeBlg | Com - Warehouse | Gas Energy (MMTherm/year) | Energy Efficiency | 0.037719 | 0.066055 | 0.069436 | 0.07201 | 0.042459 | 0.04321 | 0.043272 | 0.042973 | 0.042447 | 0.041941 | 0.041247
2023 PG Study Reference Scenario | PG&E | Ind | BROs | Ind - All Other Industrial | Electric Demand (MW) | Energy Efficiency | 0.016363 | 0.017678 | 0.018978 | 0.020253 | 0.021554 | 0.022874 | 0.024218 | 0.025562 | 0.026906 | 0.028254 | 0.029603
2023 PG Study Reference Scenario | PG&E | Ind | BROs | Ind - All Other Industrial | Electric Energy (GWh/year) | Energy Efficiency | 0.084038 | 0.090792 | 0.09747 | 0.10402 | 0.1107 | 0.11748 | 0.12438 | 0.13129 | 0.13819 | 0.14511 | 0.15204
2023 PG Study Reference Scenario | PG&E | Ind | BROs | Ind - All Other Industrial | Gas Energy (MMTherm/year) | Energy Efficiency | 0.0015218 | 0.0016587 | 0.0017913 | 0.0019247 | 0.0020604 | 0.0021978 | 0.0023399 | 0.0024855 | 0.0026347 | 0.0027869 | 0.0029431
2023 PG Study Reference Scenario | PG&E | Ind | BROs | Ind - Chemicals | Electric Demand (MW) | Energy Efficiency | 0.20593 | 0.22158 | 0.23725 | 0.25256 | 0.26808 | 0.28368 | 0.29934 | 0.31484 | 0.33015 | 0.34534 | 0.36039
2023 PG Study Reference Scenario | PG&E | Ind | BROs | Ind - Chemicals | Electric Energy (GWh/year) | Energy Efficiency | 1.0576 | 1.138 | 1.2185 | 1.2971 | 1.3768 | 1.4569 | 1.5374 | 1.617 | 1.6956 | 1.7737 | 1.8509
2023 PG Study Reference Scenario | PG&E | Ind | BROs | Ind - Chemicals | Gas Energy (MMTherm/year) | Energy Efficiency | 0.37293 | 0.4082 | 0.44311 | 0.47865 | 0.51518 | 0.55174 | 0.58953 | 0.62782 | 0.66684 | 0.70669 | 0.74766
2023 PG Study Reference Scenario | PG&E | Ind | BROs | Ind - Electronics | Electric Demand (MW) | Energy Efficiency | 0.14542 | 0.15819 | 0.17114 | 0.18421 | 0.19784 | 0.21185 | 0.22644 | 0.24136 | 0.25653 | 0.272 | 0.28773
2023 PG Study Reference Scenario | PG&E | Ind | BROs | Ind - Electronics | Electric Energy (GWh/year) | Energy Efficiency | 0.74685 | 0.81246 | 0.87896 | 0.94607 | 1.0161 | 1.088 | 1.163 | 1.2396 | 1.3175 | 1.397 | 1.4778
2023 PG Study Reference Scenario | PG&E | Ind | BROs | Ind - Electronics | Gas Energy (MMTherm/year) | Energy Efficiency | 0.01785 | 0.019447 | 0.021054 | 0.022702 | 0.024398 | 0.02612 | 0.02794 | 0.029799 | 0.031712 | 0.033674 | 0.035693
2023 PG Study Reference Scenario | PG&E | Ind | BROs | Ind - Fabricated Metals | Electric Demand (MW) | Energy Efficiency | 0.061258 | 0.065973 | 0.070678 | 0.0753 | 0.079974 | 0.084674 | 0.089452 | 0.094199 | 0.098895 | 0.10355 | 0.10815
2023 PG Study Reference Scenario | PG&E | Ind | BROs | Ind - Fabricated Metals | Electric Energy (GWh/year) | Energy Efficiency | 0.31461 | 0.33883 | 0.363 | 0.38673 | 0.41074 | 0.43488 | 0.45942 | 0.4838 | 0.50791 | 0.53184 | 0.55547
2023 PG Study Reference Scenario | PG&E | Ind | BROs | Ind - Fabricated Metals | Gas Energy (MMTherm/year) | Energy Efficiency | 0.015394 | 0.016651 | 0.017892 | 0.019138 | 0.020383 | 0.021618 | 0.0229 | 0.024177 | 0.025458 | 0.02674 | 0.028023
2023 PG Study Reference Scenario | PG&E | Ind | BROs | Ind - Food | Electric Demand (MW) | Energy Efficiency | 0.48156 | 0.51787 | 0.55374 | 0.5884 | 0.62307 | 0.65759 | 0.6941 | 0.72829 | 0.76217 | 0.79564 | 0.82852
2023 PG Study Reference Scenario | PG&E | Ind | BROs | Ind - Food | Electric Energy (GWh/year) | Energy Efficiency | 2.4732 | 2.6597 | 2.844 | 3.0219 | 3.2 | 3.3773 | 3.5648 | 3.7404 | 3.9144 | 4.0863 | 4.2552
2023 PG Study Reference Scenario | PG&E | Ind | BROs | Ind - Food | Gas Energy (MMTherm/year) | Energy Efficiency | 0.50841 | 0.54734 | 0.58526 | 0.6225 | 0.65913 | 0.69501 | 0.73173 | 0.76758 | 0.8035 | 0.83916 | 0.8745
2023 PG Study Reference Scenario | PG&E | Ind | BROs | Ind - Industrial Machinery | Electric Demand (MW) | Energy Efficiency | 0.028421 | 0.030716 | 0.033029 | 0.035286 | 0.037515 | 0.039738 | 0.042006 | 0.044268 | 0.046526 | 0.048765 | 0.050989
2023 PG Study Reference Scenario | PG&E | Ind | BROs | Ind - Industrial Machinery | Electric Energy (GWh/year) | Energy Efficiency | 0.14597 | 0.15775 | 0.16963 | 0.18122 | 0.19267 | 0.20409 | 0.21574 | 0.22736 | 0.23895 | 0.25045 | 0.26187
2023 PG Study Reference Scenario | PG&E | Ind | BROs | Ind - Industrial Machinery | Gas Energy (MMTherm/year) | Energy Efficiency | 0.0026306 | 0.0028467 | 0.0030623 | 0.0032763 | 0.0034856 | 0.0036917 | 0.0039045 | 0.0041167 | 0.0043303 | 0.0045434 | 0.0047572
2023 PG Study Reference Scenario | PG&E | Ind | BROs | Ind - Lumber & Furniture | Electric Demand (MW) | Energy Efficiency | 0.021834 | 0.023587 | 0.025283 | 0.026926 | 0.028585 | 0.030244 | 0.031975 | 0.033657 | 0.03533 | 0.036992 | 0.038631
2023 PG Study Reference Scenario | PG&E | Ind | BROs | Ind - Lumber & Furniture | Electric Energy (GWh/year) | Energy Efficiency | 0.11214 | 0.12114 | 0.12985 | 0.13829 | 0.14681 | 0.15533 | 0.16422 | 0.17286 | 0.18145 | 0.18999 | 0.19841
2023 PG Study Reference Scenario | PG&E | Ind | BROs | Ind - Lumber & Furniture | Gas Energy (MMTherm/year) | Energy Efficiency | 0.0017956 | 0.00197 | 0.00213 | 0.002287 | 0.0024437 | 0.0025972 | 0.002756 | 0.0029188 | 0.0030854 | 0.0032525 | 0.0034195
2023 PG Study Reference Scenario | PG&E | Ind | BROs | Ind - Paper | Electric Demand (MW) | Energy Efficiency | 0.045285 | 0.049693 | 0.053612 | 0.05693 | 0.060102 | 0.063193 | 0.066467 | 0.069704 | 0.072965 | 0.076242 | 0.07953
2023 PG Study Reference Scenario | PG&E | Ind | BROs | Ind - Paper | Electric Energy (GWh/year) | Energy Efficiency | 0.23258 | 0.25522 | 0.27535 | 0.29239 | 0.30868 | 0.32455 | 0.34137 | 0.35799 | 0.37474 | 0.39157 | 0.40846
2023 PG Study Reference Scenario | PG&E | Ind | BROs | Ind - Paper | Gas Energy (MMTherm/year) | Energy Efficiency | 0.022983 | 0.025217 | 0.027236 | 0.029035 | 0.03076 | 0.032439 | 0.034185 | 0.03595 | 0.037737 | 0.039537 | 0.041355
2023 PG Study Reference Scenario | PG&E | Ind | BROs | Ind - Petroleum | Electric Demand (MW) | Energy Efficiency | 0.62039 | 0.66156 | 0.70229 | 0.7419 | 0.78286 | 0.82536 | 0.86855 | 0.9112 | 0.95292 | 0.99413 | 1.0345
2023 PG Study Reference Scenario | PG&E | Ind | BROs | Ind - Petroleum | Electric Energy (GWh/year) | Energy Efficiency | 3.1862 | 3.3977 | 3.6069 | 3.8103 | 4.0207 | 4.2389 | 4.4608 | 4.6798 | 4.8941 | 5.1057 | 5.3132
2023 PG Study Reference Scenario | PG&E | Ind | BROs | Ind - Petroleum | Gas Energy (MMTherm/year) | Energy Efficiency | 1.1566 | 1.2418 | 1.3261 | 1.4093 | 1.4918 | 1.5732 | 1.6566 | 1.7378 | 1.8183 | 1.8981 | 1.9772
2023 PG Study Reference Scenario | PG&E | Ind | BROs | Ind - Plastics | Electric Demand (MW) | Energy Efficiency | 0.068574 | 0.07356 | 0.078553 | 0.083405 | 0.088299 | 0.093214 | 0.098138 | 0.10299 | 0.10775 | 0.11246 | 0.11709
2023 PG Study Reference Scenario | PG&E | Ind | BROs | Ind - Plastics | Electric Energy (GWh/year) | Energy Efficiency | 0.35219 | 0.3778 | 0.40344 | 0.42836 | 0.45349 | 0.47874 | 0.50402 | 0.52893 | 0.55341 | 0.57758 | 0.60134
2023 PG Study Reference Scenario | PG&E | Ind | BROs | Ind - Plastics | Gas Energy (MMTherm/year) | Energy Efficiency | 0.0073343 | 0.0081515 | 0.0089428 | 0.0097441 | 0.010579 | 0.011426 | 0.012313 | 0.013242 | 0.014207 | 0.015208 | 0.016245
2023 PG Study Reference Scenario | PG&E | Ind | BROs | Ind - Primary Metals | Electric Demand (MW) | Energy Efficiency | 0.010185 | 0.010926 | 0.01167 | 0.012396 | 0.013129 | 0.013863 | 0.014601 | 0.015325 | 0.016035 | 0.016737 | 0.017426
2023 PG Study Reference Scenario | PG&E | Ind | BROs | Ind - Primary Metals | Electric Energy (GWh/year) | Energy Efficiency | 0.052308 | 0.056114 | 0.059937 | 0.063667 | 0.067427 | 0.0712 | 0.074989 | 0.078707 | 0.082356 | 0.085958 | 0.089499
2023 PG Study Reference Scenario | PG&E | Ind | BROs | Ind - Primary Metals | Gas Energy (MMTherm/year) | Energy Efficiency | 0.023054 | 0.025005 | 0.026992 | 0.029062 | 0.031123 | 0.033131 | 0.035177 | 0.037196 | 0.039195 | 0.041188 | 0.043195
2023 PG Study Reference Scenario | PG&E | Ind | BROs | Ind - Printing & Publishing | Electric Demand (MW) | Energy Efficiency | 0.025151 | 0.026935 | 0.028702 | 0.030404 | 0.032116 | 0.033828 | 0.035542 | 0.037228 | 0.038884 | 0.040521 | 0.042131
2023 PG Study Reference Scenario | PG&E | Ind | BROs | Ind - Printing & Publishing | Electric Energy (GWh/year) | Energy Efficiency | 0.12917 | 0.13834 | 0.14741 | 0.15615 | 0.16494 | 0.17374 | 0.18254 | 0.1912 | 0.19971 | 0.20811 | 0.21638
2023 PG Study Reference Scenario | PG&E | Ind | BROs | Ind - Printing & Publishing | Gas Energy (MMTherm/year) | Energy Efficiency | 0.0045998 | 0.0049442 | 0.0052709 | 0.0055861 | 0.0058946 | 0.0061947 | 0.0064999 | 0.0067974 | 0.0070926 | 0.0073849 | 0.0076745
2023 PG Study Reference Scenario | PG&E | Ind | BROs | Ind - Stone-Glass-Clay | Electric Demand (MW) | Energy Efficiency | 0.18959 | 0.20607 | 0.22174 | 0.23691 | 0.25256 | 0.26861 | 0.28571 | 0.3029 | 0.32042 | 0.33817 | 0.35613
2023 PG Study Reference Scenario | PG&E | Ind | BROs | Ind - Stone-Glass-Clay | Electric Energy (GWh/year) | Energy Efficiency | 0.9737 | 1.0583 | 1.1388 | 1.2168 | 1.2971 | 1.3795 | 1.4674 | 1.5556 | 1.6456 | 1.7368 | 1.829
2023 PG Study Reference Scenario | PG&E | Ind | BROs | Ind - Stone-Glass-Clay | Gas Energy (MMTherm/year) | Energy Efficiency | 0.22881 | 0.2495 | 0.26904 | 0.28831 | 0.30794 | 0.32787 | 0.34904 | 0.37075 | 0.3931 | 0.41589 | 0.43917
2023 PG Study Reference Scenario | PG&E | Ind | BROs | Ind - Textiles | Electric Demand (MW) | Energy Efficiency | 0.00064805 | 0.00068626 | 0.00073057 | 0.0007753 | 0.0008195 | 0.00086324 | 0.00090479 | 0.00094711 | 0.00098839 | 0.0010288 | 0.0010682
2023 PG Study Reference Scenario | PG&E | Ind | BROs | Ind - Textiles | Electric Energy (GWh/year) | Energy Efficiency | 0.0033283 | 0.0035245 | 0.0037521 | 0.0039818 | 0.0042089 | 0.0044335 | 0.0046469 | 0.0048643 | 0.0050763 | 0.005284 | 0.0054864
2023 PG Study Reference Scenario | PG&E | Ind | BROs | Ind - Textiles | Gas Energy (MMTherm/year) | Energy Efficiency | 0.00016734 | 0.00017938 | 0.00019151 | 0.00020352 | 0.00021522 | 0.00022659 | 0.00023798 | 0.0002492 | 0.00026028 | 0.00027125 | 0.00028212
2023 PG Study Reference Scenario | PG&E | Ind | BROs | Ind - Transportation Equipment | Electric Demand (MW) | Energy Efficiency | 0.032403 | 0.034917 | 0.037698 | 0.040463 | 0.043124 | 0.045749 | 0.048466 | 0.051189 | 0.053956 | 0.056763 | 0.05955
2023 PG Study Reference Scenario | PG&E | Ind | BROs | Ind - Transportation Equipment | Electric Energy (GWh/year) | Energy Efficiency | 0.16642 | 0.17933 | 0.19361 | 0.20781 | 0.22148 | 0.23496 | 0.24892 | 0.2629 | 0.27711 | 0.29153 | 0.30584
2023 PG Study Reference Scenario | PG&E | Ind | BROs | Ind - Transportation Equipment | Gas Energy (MMTherm/year) | Energy Efficiency | 0.0082925 | 0.0089228 | 0.0095715 | 0.010218 | 0.010848 | 0.011467 | 0.012105 | 0.012734 | 0.013367 | 0.014001 | 0.014633
2023 PG Study Reference Scenario | PG&E | Ind | HVAC | Ind - All Other Industrial | Gas Energy (MMTherm/year) | Energy Efficiency | 0 | 0 | 0 | 0 | 0 | 0.0059225 | 0.0056999 | 0.0053063 | 0.004767 | 0.0041407 | 0.0034883
2023 PG Study Reference Scenario | PG&E | Ind | HVAC | Ind - Chemicals | Gas Energy (MMTherm/year) | Energy Efficiency | 0 | 0 | 0 | 0 | 0 | 0.011262 | 0.010793 | 0.010005 | 0.008951 | 0.0077455 | 0.0065028
2023 PG Study Reference Scenario | PG&E | Ind | HVAC | Ind - Electronics | Electric Demand (MW) | Energy Efficiency | 6.1955 | 5.2859 | 4.2697 | 3.2881 | 2.4324 | 1.4173 | 1.2221 | 0.84115 | 0.47012 | 0.31819 | 0.21419
2023 PG Study Reference Scenario | PG&E | Ind | HVAC | Ind - Electronics | Electric Energy (GWh/year) | Energy Efficiency | 6.9893 | 5.9632 | 4.8167 | 3.7094 | 2.744 | 1.5989 | 1.3787 | 0.94892 | 0.53035 | 0.35896 | 0.24163
2023 PG Study Reference Scenario | PG&E | Ind | HVAC | Ind - Electronics | Gas Energy (MMTherm/year) | Energy Efficiency | 0 | 0 | 0 | 0 | 0 | 0.026667 | 0.025693 | 0.023945 | 0.021534 | 0.018723 | 0.015787
2023 PG Study Reference Scenario | PG&E | Ind | HVAC | Ind - Fabricated Metals | Gas Energy (MMTherm/year) | Energy Efficiency | 0 | 0 | 0 | 0 | 0 | 0.0091758 | 0.0088204 | 0.0082017 | 0.0073597 | 0.006386 | 0.0053747
2023 PG Study Reference Scenario | PG&E | Ind | HVAC | Ind - Food | Gas Energy (MMTherm/year) | Energy Efficiency | 0 | 0 | 0 | 0 | 0 | 0.015118 | 0.013945 | 0.012911 | 0.011309 | 0.0094707 | 0.0076879
2023 PG Study Reference Scenario | PG&E | Ind | HVAC | Ind - Industrial Machinery | Gas Energy (MMTherm/year) | Energy Efficiency | 0 | 0 | 0 | 0 | 0 | 0.0076133 | 0.0072925 | 0.0067572 | 0.006043 | 0.0052271 | 0.0043869
2023 PG Study Reference Scenario | PG&E | Ind | HVAC | Ind - Lumber & Furniture | Gas Energy (MMTherm/year) | Energy Efficiency | 0 | 0 | 0 | 0 | 0 | 0.00056844 | 0.00055236 | 0.0005192 | 0.00047081 | 0.00041255 | 0.00035029
2023 PG Study Reference Scenario | PG&E | Ind | HVAC | Ind - Paper | Gas Energy (MMTherm/year) | Energy Efficiency | 0 | 0 | 0 | 0 | 0 | 0.0017506 | 0.0017422 | 0.0016977 | 0.0015941 | 0.001443 | 0.0012493
2023 PG Study Reference Scenario | PG&E | Ind | HVAC | Ind - Petroleum | Gas Energy (MMTherm/year) | Energy Efficiency | 0 | 0 | 0 | 0 | 0 | 0.0046815 | 0.0043651 | 0.0040224 | 0.0035452 | 0.002987 | 0.0024225
2023 PG Study Reference Scenario | PG&E | Ind | HVAC | Ind - Plastics | Gas Energy (MMTherm/year) | Energy Efficiency | 0 | 0 | 0 | 0 | 0 | 0.0053163 | 0.0051844 | 0.0048908 | 0.0044506 | 0.0039128 | 0.0033323
2023 PG Study Reference Scenario | PG&E | Ind | HVAC | Ind - Primary Metals | Gas Energy (MMTherm/year) | Energy Efficiency | 0 | 0 | 0 | 0 | 0 | 0.0027213 | 0.002643 | 0.0024831 | 0.0022506 | 0.0019712 | 0.0016731
2023 PG Study Reference Scenario | PG&E | Ind | HVAC | Ind - Printing & Publishing | Gas Energy (MMTherm/year) | Energy Efficiency | 0 | 0 | 0 | 0 | 0 | 0.002203 | 0.0020349 | 0.0018505 | 0.0016153 | 0.0013594 | 0.0010852
2023 PG Study Reference Scenario | PG&E | Ind | HVAC | Ind - Stone-Glass-Clay | Gas Energy (MMTherm/year) | Energy Efficiency | 0 | 0 | 0 | 0 | 0 | 0.013485 | 0.013075 | 0.012264 | 0.011098 | 0.0097055 | 0.0082262
2023 PG Study Reference Scenario | PG&E | Ind | HVAC | Ind - Textiles | Gas Energy (MMTherm/year) | Energy Efficiency | 0 | 0 | 0 | 0 | 0 | 3.6479e-05 | 3.4118e-05 | 3.0684e-05 | 2.6786e-05 | 2.2349e-05 | 1.7805e-05
2023 PG Study Reference Scenario | PG&E | Ind | HVAC | Ind - Transportation Equipment | Gas Energy (MMTherm/year) | Energy Efficiency | 0 | 0 | 0 | 0 | 0 | 0.0078823 | 0.007526 | 0.0071338 | 0.0065147 | 0.0056475 | 0.0047778
2023 PG Study Reference Scenario | PG&E | Ind | Lighting | Ind - All Other Industrial | Electric Demand (MW) | Energy Efficiency | 0.00064611 | 0.00043505 | 0.00026994 | 0.00016477 | 9.5529e-05 | 5.4315e-05 | 3.0587e-05 | 1.7121e-05 | 9.5504e-06 | 5.3176e-06 | 2.9582e-06
2023 PG Study Reference Scenario | PG&E | Ind | Lighting | Ind - All Other Industrial | Electric Energy (GWh/year) | Energy Efficiency | 0.058362 | 0.040902 | 0.026311 | 0.016589 | 0.0099001 | 0.0057749 | 0.003252 | 0.0018203 | 0.0010154 | 0.00056537 | 0.00031452
2023 PG Study Reference Scenario | PG&E | Ind | Lighting | Ind - Chemicals | Electric Demand (MW) | Energy Efficiency | 4.6258e-05 | 3.5511e-05 | 2.0213e-06 | 1.7297e-05 | 1.6494e-05 | 1.5377e-05 | 0 | 0 | 0 | 0 | 0
2023 PG Study Reference Scenario | PG&E | Ind | Lighting | Ind - Chemicals | Electric Energy (GWh/year) | Energy Efficiency | 0.019022 | 0.015219 | 0.00089901 | 0.0079543 | 0.0078141 | 0.0074792 | 0 | 0 | 0 | 0 | 0
2023 PG Study Reference Scenario | PG&E | Ind | Lighting | Ind - Electronics | Electric Demand (MW) | Energy Efficiency | 0.0014686 | 0.00094598 | 0.0005742 | 0.00033506 | 0.00019077 | 0.00010704 | 5.9697e-05 | 3.3143e-05 | 1.8355e-05 | 1.0151e-05 | 5.6106e-06
2023 PG Study Reference Scenario | PG&E | Ind | Lighting | Ind - Electronics | Electric Energy (GWh/year) | Energy Efficiency | 0.23266 | 0.1561 | 0.098289 | 0.059274 | 0.034754 | 0.020015 | 0.011162 | 0.006197 | 0.0034319 | 0.0018981 | 0.001049
2023 PG Study Reference Scenario | PG&E | Ind | Lighting | Ind - Fabricated Metals | Electric Demand (MW) | Energy Efficiency | 0.00017722 | 0.00011183 | 3.2038e-05 | 4.517e-05 | 3.9897e-05 | 4.0894e-05 | 2.3355e-05 | 0 | 0 | 0 | 0
2023 PG Study Reference Scenario | PG&E | Ind | Lighting | Ind - Fabricated Metals | Electric Energy (GWh/year) | Energy Efficiency | 0.031377 | 0.020624 | 0.00613 | 0.0089324 | 0.0081257 | 0.0085485 | 0.0048821 | 0 | 0 | 0 | 0
2023 PG Study Reference Scenario | PG&E | Ind | Lighting | Ind - Food | Electric Demand (MW) | Energy Efficiency | 0.00098025 | 0.00056926 | 9.5987e-05 | 8.8086e-05 | 3.9276e-05 | 0.00049004 | 0 | 0 | 0 | 0 | 0
2023 PG Study Reference Scenario | PG&E | Ind | Lighting | Ind - Food | Electric Energy (GWh/year) | Energy Efficiency | 0.2266 | 0.13711 | 0.023988 | 0.022755 | 0.010451 | 0.13385 | 0 | 0 | 0 | 0 | 0
2023 PG Study Reference Scenario | PG&E | Ind | Lighting | Ind - Industrial Machinery | Electric Demand (MW) | Energy Efficiency | 0.0010692 | 0.00072689 | 0.00045974 | 0.00027633 | 0.00016016 | 9.1662e-05 | 5.1666e-05 | 2.8935e-05 | 1.6145e-05 | 0 | 0
2023 PG Study Reference Scenario | PG&E | Ind | Lighting | Ind - Industrial Machinery | Electric Energy (GWh/year) | Energy Efficiency | 0.096578 | 0.068341 | 0.044811 | 0.02782 | 0.016598 | 0.0097456 | 0.0054932 | 0.0030764 | 0.0017166 | 0 | 0
2023 PG Study Reference Scenario | PG&E | Ind | Lighting | Ind - Lumber & Furniture | Electric Demand (MW) | Energy Efficiency | 0.00092234 | 0.00065564 | 0.00027425 | 0.00022015 | 0.0001391 | 0.00019529 | 7.0881e-05 | 1.1688e-05 | 0 | 0 | 0
2023 PG Study Reference Scenario | PG&E | Ind | Lighting | Ind - Lumber & Furniture | Electric Energy (GWh/year) | Energy Efficiency | 0.091609 | 0.06779 | 0.0294 | 0.024381 | 0.015858 | 0.022844 | 0.0082912 | 0.0013671 | 0 | 0 | 0
2023 PG Study Reference Scenario | PG&E | Ind | Lighting | Ind - Paper | Electric Demand (MW) | Energy Efficiency | 3.2768e-05 | 2.132e-05 | 0 | 0 | 0 | 0 | 0 | 0 | 0 | 0 | 0
2023 PG Study Reference Scenario | PG&E | Ind | Lighting | Ind - Paper | Electric Energy (GWh/year) | Energy Efficiency | 0.01172 | 0.0079466 | 0 | 0 | 0 | 0 | 0 | 0 | 0 | 0 | 0
2023 PG Study Reference Scenario | PG&E | Ind | Lighting | Ind - Petroleum | Electric Demand (MW) | Energy Efficiency | 3.8602e-05 | 2.1672e-05 | 1.1299e-06 | 2.4044e-05 | 3.8493e-05 | 3.5162e-05 | 1.4697e-05 | 0 | 0 | 0 | 0
2023 PG Study Reference Scenario | PG&E | Ind | Lighting | Ind - Petroleum | Electric Energy (GWh/year) | Energy Efficiency | 0.027936 | 0.016348 | 0.00088466 | 0.019466 | 0.03211 | 0.030115 | 0.012587 | 0 | 0 | 0 | 0
2023 PG Study Reference Scenario | PG&E | Ind | Lighting | Ind - Plastics | Electric Demand (MW) | Energy Efficiency | 0.00019743 | 0.00013661 | 3.8823e-05 | 4.5511e-05 | 4.0627e-05 | 3.1598e-05 | 0 | 0 | 0 | 0 | 0
2023 PG Study Reference Scenario | PG&E | Ind | Lighting | Ind - Plastics | Electric Energy (GWh/year) | Energy Efficiency | 0.036123 | 0.026037 | 0.0076768 | 0.0093012 | 0.0085514 | 0.0068264 | 0 | 0 | 0 | 0 | 0
2023 PG Study Reference Scenario | PG&E | Ind | Lighting | Ind - Primary Metals | Electric Demand (MW) | Energy Efficiency | 5.5403e-06 | 3.8645e-06 | 9.7961e-07 | 1.309e-06 | 1.1379e-06 | 1.0856e-06 | 0 | 0 | 0 | 0 | 0
2023 PG Study Reference Scenario | PG&E | Ind | Lighting | Ind - Primary Metals | Electric Energy (GWh/year) | Energy Efficiency | 0.0026874 | 0.0019537 | 0.000514 | 0.00071017 | 0.00063601 | 0.00062297 | 0 | 0 | 0 | 0 | 0
2023 PG Study Reference Scenario | PG&E | Ind | Lighting | Ind - Printing & Publishing | Electric Demand (MW) | Energy Efficiency | 0.00024207 | 0.0001555 | 4.9166e-05 | 4.5709e-05 | 3.5452e-05 | 2.8779e-05 | 0 | 0 | 0 | 0 | 0
2023 PG Study Reference Scenario | PG&E | Ind | Lighting | Ind - Printing & Publishing | Electric Energy (GWh/year) | Energy Efficiency | 0.034462 | 0.023055 | 0.0075612 | 0.0072642 | 0.0058019 | 0.0048334 | 0 | 0 | 0 | 0 | 0
2023 PG Study Reference Scenario | PG&E | Ind | Lighting | Ind - Stone-Glass-Clay | Electric Demand (MW) | Energy Efficiency | 0.0002263 | 0.00014804 | 9.0711e-05 | 5.3178e-05 | 3.032e-05 | 1.7005e-05 | 9.4696e-06 | 5.2458e-06 | 2.8974e-06 | 1.5978e-06 | 8.8036e-07
2023 PG Study Reference Scenario | PG&E | Ind | Lighting | Ind - Stone-Glass-Clay | Electric Energy (GWh/year) | Energy Efficiency | 0.059591 | 0.040619 | 0.025826 | 0.015651 | 0.0091924 | 0.0052923 | 0.0029471 | 0.0016326 | 0.00090173 | 0.00049726 | 0.00027399
2023 PG Study Reference Scenario | PG&E | Ind | Lighting | Ind - Textiles | Electric Demand (MW) | Energy Efficiency | 6.5217e-06 | 2.7939e-05 | 2.1177e-05 | 1.2091e-05 | 6.0741e-06 | 0 | 0 | 0 | 0 | 0 | 0
2023 PG Study Reference Scenario | PG&E | Ind | Lighting | Ind - Textiles | Electric Energy (GWh/year) | Energy Efficiency | 0.00065698 | 0.00293 | 0.0023027 | 0.0013581 | 0.00070241 | 0 | 0 | 0 | 0 | 0 | 0
2023 PG Study Reference Scenario | PG&E | Ind | Lighting | Ind - Transportation Equipment | Electric Demand (MW) | Energy Efficiency | 0.00026535 | 0.00019137 | 0.00012471 | 7.6416e-05 | 4.4913e-05 | 2.5717e-05 | 1.4527e-05 | 8.1352e-06 | 4.5335e-06 | 2.5196e-06 | 1.3984e-06
2023 PG Study Reference Scenario | PG&E | Ind | Lighting | Ind - Transportation Equipment | Electric Energy (GWh/year) | Energy Efficiency | 0.030096 | 0.022599 | 0.015272 | 0.0096684 | 0.0058507 | 0.0034375 | 0.0019418 | 0.0010874 | 0.00060599 | 0.0003368 | 0.00018693
2023 PG Study Reference Scenario | PG&E | Ind | MachDr | Ind - Chemicals | Electric Demand (MW) | Energy Efficiency | 0.93958 | 0.68811 | 0 | 0 | 0 | 0 | 0 | 0 | 0 | 0 | 0
2023 PG Study Reference Scenario | PG&E | Ind | MachDr | Ind - Chemicals | Electric Energy (GWh/year) | Energy Efficiency | 1.3603 | 1.001 | 0 | 0 | 0 | 0 | 0 | 0 | 0 | 0 | 0
2023 PG Study Reference Scenario | PG&E | Ind | MachDr | Ind - Food | Electric Demand (MW) | Energy Efficiency | 1.742 | 0.92783 | 0 | 0 | 0 | 1.2782 | 0 | 0 | 0 | 0 | 0
2023 PG Study Reference Scenario | PG&E | Ind | MachDr | Ind - Food | Electric Energy (GWh/year) | Energy Efficiency | 4.6302 | 2.4662 | 0 | 0 | 0 | 3.3975 | 0 | 0 | 0 | 0 | 0
2023 PG Study Reference Scenario | PG&E | Ind | MachDr | Ind - Lumber & Furniture | Electric Demand (MW) | Energy Efficiency | 0 | 0 | 0 | 0 | 0 | 0 | 0 | 0 | 0 | 0 | 0
2023 PG Study Reference Scenario | PG&E | Ind | MachDr | Ind - Lumber & Furniture | Electric Energy (GWh/year) | Energy Efficiency | 0 | 0 | 0 | 0 | 0 | 0 | 0 | 0 | 0 | 0 | 0
2023 PG Study Reference Scenario | PG&E | Ind | MachDr | Ind - Paper | Electric Demand (MW) | Energy Efficiency | 0 | 0 | 0 | 0 | 0 | 0 | 0 | 0 | 0 | 0 | 0
2023 PG Study Reference Scenario | PG&E | Ind | MachDr | Ind - Paper | Electric Energy (GWh/year) | Energy Efficiency | 0 | 0 | 0 | 0 | 0 | 0 | 0 | 0 | 0 | 0 | 0
2023 PG Study Reference Scenario | PG&E | Ind | ProcHeat | Ind - All Other Industrial | Gas Energy (MMTherm/year) | Energy Efficiency | 0.012611 | 0.0096055 | 0.006861 | 0.0046596 | 0.00305 | 0.0019462 | 0.001221 | 0.00075783 | 0.00046715 | 0.00028674 | 0.00017554
2023 PG Study Reference Scenario | PG&E | Ind | ProcHeat | Ind - Chemicals | Gas Energy (MMTherm/year) | Energy Efficiency | 0.6094 | 0.4557 | 0.32069 | 0.21538 | 0.13987 | 0.088778 | 0.055506 | 0.034373 | 0.021158 | 0.012975 | 0.0079382
2023 PG Study Reference Scenario | PG&E | Ind | ProcHeat | Ind - Electronics | Gas Energy (MMTherm/year) | Energy Efficiency | 0.097222 | 0.073944 | 0.052755 | 0.035798 | 0.023418 | 0.014938 | 0.0093703 | 0.0058153 | 0.0035847 | 0.0022004 | 0.0013472
2023 PG Study Reference Scenario | PG&E | Ind | ProcHeat | Ind - Fabricated Metals | Gas Energy (MMTherm/year) | Energy Efficiency | 0.044786 | 0.034016 | 0.024241 | 0.016435 | 0.010744 | 0.0068503 | 0.0042956 | 0.0026653 | 0.0016426 | 0.0010082 | 0.00061716
2023 PG Study Reference Scenario | PG&E | Ind | ProcHeat | Ind - Food | Gas Energy (MMTherm/year) | Energy Efficiency | 0.67476 | 0.43622 | 0.25184 | 0.11736 | 0.022357 | 0.10064 | 0 | 0.0094265 | 0 | 0 | 0
2023 PG Study Reference Scenario | PG&E | Ind | ProcHeat | Ind - Industrial Machinery | Gas Energy (MMTherm/year) | Energy Efficiency | 0.016909 | 0.01272 | 0.0089939 | 0.0060619 | 0.0036817 | 0.0026066 | 0.0016332 | 0.0010129 | 0.00062403 | 0.00038291 | 0.00023437
2023 PG Study Reference Scenario | PG&E | Ind | ProcHeat | Ind - Lumber & Furniture | Gas Energy (MMTherm/year) | Energy Efficiency | 0.0058854 | 0.0047592 | 0.0035756 | 0.0025257 | 0.0017011 | 0.001107 | 0.00070355 | 0.0004403 | 0.00027284 | 0.00016802 | 0.00010307
2023 PG Study Reference Scenario | PG&E | Ind | ProcHeat | Ind - Paper | Gas Energy (MMTherm/year) | Energy Efficiency | 0.053448 | 0.043518 | 0.029328 | 0.011262 | 0.0017298 | 0.011046 | 0.010108 | 0.0098662 | 0.0083113 | 0.0064212 | 0.0040231
2023 PG Study Reference Scenario | PG&E | Ind | ProcHeat | Ind - Petroleum | Gas Energy (MMTherm/year) | Energy Efficiency | 1.3058 | 0.9796 | 0.6531 | 0.39837 | 0.18962 | 0.33321 | 0.012985 | 0 | 0 | 0 | 0
2023 PG Study Reference Scenario | PG&E | Ind | ProcHeat | Ind - Plastics | Gas Energy (MMTherm/year) | Energy Efficiency | 0.023181 | 0.018628 | 0.013919 | 0.0097892 | 0.0065717 | 0.0042666 | 0.0027076 | 0.0016928 | 0.0010483 | 0.00064527 | 0.00039573
2023 PG Study Reference Scenario | PG&E | Ind | ProcHeat | Ind - Primary Metals | Gas Energy (MMTherm/year) | Energy Efficiency | 0.065085 | 0.050732 | 0.036936 | 0.025455 | 0.016837 | 0.010821 | 0.0068214 | 0.0042468 | 0.002623 | 0.0016121 | 0.00098775
2023 PG Study Reference Scenario | PG&E | Ind | ProcHeat | Ind - Printing & Publishing | Gas Energy (MMTherm/year) | Energy Efficiency | 0.016822 | 0.010227 | 0.0052934 | 0.002478 | 0.00023452 | 0.0016099 | 0 | 0 | 0 | 0 | 0
2023 PG Study Reference Scenario | PG&E | Ind | ProcHeat | Ind - Stone-Glass-Clay | Gas Energy (MMTherm/year) | Energy Efficiency | 0.402 | 0.31373 | 0.22865 | 0.15771 | 0.10439 | 0.067122 | 0.042327 | 0.026359 | 0.016284 | 0.01001 | 0.006134
2023 PG Study Reference Scenario | PG&E | Ind | ProcHeat | Ind - Textiles | Gas Energy (MMTherm/year) | Energy Efficiency | 0.0019643 | 0.0016163 | 0.0011408 | 0.00060336 | 0.00018436 | 0.0001742 | 1.5727e-05 | 0 | 0 | 0 | 0
2023 PG Study Reference Scenario | PG&E | Ind | ProcHeat | Ind - Transportation Equipment | Gas Energy (MMTherm/year) | Energy Efficiency | 0.040147 | 0.034008 | 0.025004 | 0.013548 | 0.0056517 | 0.0097956 | 0.0035577 | 0.0034583 | 0.0027896 | 0.0009553 | 0.00045201
2023 PG Study Reference Scenario | PG&E | Ind | ProcRefrig | Ind - All Other Industrial | Electric Demand (MW) | Energy Efficiency | 0.012469 | 0.011174 | 0.0097545 | 0.0083838 | 0.0070419 | 0.0058127 | 0.004729 | 0.0038118 | 0.0030455 | 0.002416 | 0.0019076
2023 PG Study Reference Scenario | PG&E | Ind | ProcRefrig | Ind - All Other Industrial | Electric Energy (GWh/year) | Energy Efficiency | 0.014067 | 0.012606 | 0.011004 | 0.009458 | 0.0079441 | 0.0065574 | 0.0053349 | 0.0043002 | 0.0034357 | 0.0027256 | 0.002152
2023 PG Study Reference Scenario | PG&E | Ind | ProcRefrig | Ind - Chemicals | Electric Demand (MW) | Energy Efficiency | 0.011103 | 0.010387 | 0.0072309 | 0.0078204 | 0.0073594 | 0.0068588 | 0.0044542 | 0.0018865 | 0.00061742 | 0 | 0
2023 PG Study Reference Scenario | PG&E | Ind | ProcRefrig | Ind - Chemicals | Electric Energy (GWh/year) | Energy Efficiency | 0.012525 | 0.011718 | 0.0081574 | 0.0088223 | 0.0083023 | 0.0077376 | 0.0050249 | 0.0021282 | 0.00069653 | 0 | 0
2023 PG Study Reference Scenario | PG&E | Ind | ProcRefrig | Ind - Electronics | Electric Demand (MW) | Energy Efficiency | 0.35452 | 0.32045 | 0.2826 | 0.24401 | 0.20624 | 0.17116 | 0.13988 | 0.11317 | 0.090691 | 0.072124 | 0.057057
2023 PG Study Reference Scenario | PG&E | Ind | ProcRefrig | Ind - Electronics | Electric Energy (GWh/year) | Energy Efficiency | 0.39994 | 0.36151 | 0.31881 | 0.27528 | 0.23267 | 0.19309 | 0.1578 | 0.12767 | 0.10231 | 0.081365 | 0.064367
2023 PG Study Reference Scenario | PG&E | Ind | ProcRefrig | Ind - Fabricated Metals | Electric Demand (MW) | Energy Efficiency | 0.0074585 | 0.0066644 | 0.0054171 | 0.0049445 | 0.0043378 | 0.0038436 | 0.0031512 | 0.0022414 | 0.0015244 | 0.00078423 | 0.00056244
2023 PG Study Reference Scenario | PG&E | Ind | ProcRefrig | Ind - Fabricated Metals | Electric Energy (GWh/year) | Energy Efficiency | 0.0084141 | 0.0075182 | 0.0061112 | 0.005578 | 0.0048936 | 0.0043361 | 0.0035549 | 0.0025286 | 0.0017197 | 0.00088471 | 0.0006345
2023 PG Study Reference Scenario | PG&E | Ind | ProcRefrig | Ind - Food | Electric Demand (MW) | Energy Efficiency | 3.0624 | 2.5213 | 1.5699 | 1.3289 | 1.0183 | 1.9418 | 0.1797 | 0.024661 | 0.015701 | 0.0062044 | 0.0027085
2023 PG Study Reference Scenario | PG&E | Ind | ProcRefrig | Ind - Food | Electric Energy (GWh/year) | Energy Efficiency | 3.4547 | 2.8443 | 1.771 | 1.4991 | 1.1488 | 2.1906 | 0.20272 | 0.027821 | 0.017713 | 0.0069993 | 0.0030555
2023 PG Study Reference Scenario | PG&E | Ind | ProcRefrig | Ind - Industrial Machinery | Electric Demand (MW) | Energy Efficiency | 0.013396 | 0.011888 | 0.010308 | 0.0087671 | 0.0073102 | 0.0060008 | 0.004858 | 0.0038999 | 0.0031055 | 0.0023278 | 0.0018255
2023 PG Study Reference Scenario | PG&E | Ind | ProcRefrig | Ind - Industrial Machinery | Electric Energy (GWh/year) | Energy Efficiency | 0.015112 | 0.013411 | 0.011629 | 0.0098904 | 0.0082468 | 0.0067697 | 0.0054804 | 0.0043995 | 0.0035034 | 0.002626 | 0.0020594
2023 PG Study Reference Scenario | PG&E | Ind | ProcRefrig | Ind - Lumber & Furniture | Electric Demand (MW) | Energy Efficiency | 0.0016461 | 0.0014898 | 0.0012017 | 0.0010742 | 0.00091409 | 0.00085526 | 0.00066737 | 0.0005165 | 0.00037776 | 0.00022993 | 0.00017191
2023 PG Study Reference Scenario | PG&E | Ind | ProcRefrig | Ind - Lumber & Furniture | Electric Energy (GWh/year) | Energy Efficiency | 0.001857 | 0.0016806 | 0.0013557 | 0.0012118 | 0.0010312 | 0.00096484 | 0.00075288 | 0.00058268 | 0.00042616 | 0.00025939 | 0.00019394
2023 PG Study Reference Scenario | PG&E | Ind | ProcRefrig | Ind - Paper | Electric Demand (MW) | Energy Efficiency | 0.0028083 | 0.0025438 | 0.0016798 | 0.0011138 | 0.0007504 | 0.0010848 | 0.00080833 | 0.00074066 | 0.00065596 | 0.00057222 | 0.00042688
2023 PG Study Reference Scenario | PG&E | Ind | ProcRefrig | Ind - Paper | Electric Energy (GWh/year) | Energy Efficiency | 0.0031681 | 0.0028697 | 0.001895 | 0.0012565 | 0.00084655 | 0.0012237 | 0.00091189 | 0.00083556 | 0.00074 | 0.00064553 | 0.00048158
2023 PG Study Reference Scenario | PG&E | Ind | ProcRefrig | Ind - Plastics | Electric Demand (MW) | Energy Efficiency | 0.044268 | 0.039976 | 0.031821 | 0.028562 | 0.024922 | 0.021183 | 0.01529 | 0.0098922 | 0.0063551 | 0.0026651 | 0.001193
2023 PG Study Reference Scenario | PG&E | Ind | ProcRefrig | Ind - Plastics | Electric Energy (GWh/year) | Energy Efficiency | 0.04994 | 0.045098 | 0.035898 | 0.032222 | 0.028116 | 0.023897 | 0.017249 | 0.01116 | 0.0071693 | 0.0030066 | 0.0013459
2023 PG Study Reference Scenario | PG&E | Ind | ProcRefrig | Ind - Primary Metals | Electric Demand (MW) | Energy Efficiency | 0.0010919 | 0.00099485 | 0.00081973 | 0.00073089 | 0.00063147 | 0.00054329 | 0.00039064 | 0.00026013 | 0.00017371 | 8.8827e-05 | 5.108e-05
2023 PG Study Reference Scenario | PG&E | Ind | ProcRefrig | Ind - Primary Metals | Electric Energy (GWh/year) | Energy Efficiency | 0.0012317 | 0.0011223 | 0.00092476 | 0.00082454 | 0.00071238 | 0.0006129 | 0.00044069 | 0.00029346 | 0.00019597 | 0.00010021 | 5.7625e-05
2023 PG Study Reference Scenario | PG&E | Ind | ProcRefrig | Ind - Printing & Publishing | Electric Demand (MW) | Energy Efficiency | 0.058001 | 0.051329 | 0.040899 | 0.036083 | 0.030897 | 0.026184 | 0.019405 | 0.013441 | 0.0094587 | 0.0054075 | 0.0030141
2023 PG Study Reference Scenario | PG&E | Ind | ProcRefrig | Ind - Printing & Publishing | Electric Energy (GWh/year) | Energy Efficiency | 0.065433 | 0.057905 | 0.046139 | 0.040706 | 0.034856 | 0.029539 | 0.021891 | 0.015163 | 0.010671 | 0.0061003 | 0.0034003
2023 PG Study Reference Scenario | PG&E | Ind | ProcRefrig | Ind - Stone-Glass-Clay | Electric Energy (GWh/year) | Energy Efficiency | 0.0010635 | 0.00096212 | 0.00084916 | 0.00073373 | 0.00062054 | 0.00051525 | 0.00042128 | 0.00034097 | 0.00027333 | 0.00021742 | 0.00017204
2023 PG Study Reference Scenario | PG&E | Ind | ProcRefrig | Ind - Textiles | Electric Demand (MW) | Energy Efficiency | 0.00015499 | 0.00019779 | 0.00017963 | 0.00015039 | 0.0001228 | 7.2797e-05 | 7.3187e-05 | 4.5789e-05 | 2.6478e-05 | 7.2743e-06 | 0
2023 PG Study Reference Scenario | PG&E | Ind | ProcRefrig | Ind - Textiles | Electric Energy (GWh/year) | Energy Efficiency | 0.00017485 | 0.00022314 | 0.00020264 | 0.00016966 | 0.00013853 | 8.2124e-05 | 8.2564e-05 | 5.1656e-05 | 2.987e-05 | 8.2063e-06 | 0
2023 PG Study Reference Scenario | PG&E | Ind | ProcRefrig | Ind - Transportation Equipment | Electric Demand (MW) | Energy Efficiency | 0.0074832 | 0.0067528 | 0.0059093 | 0.0050668 | 0.0042563 | 0.0035137 | 0.0028589 | 0.0023046 | 0.0018413 | 0.0014608 | 0.0011534
2023 PG Study Reference Scenario | PG&E | Ind | ProcRefrig | Ind - Transportation Equipment | Electric Energy (GWh/year) | Energy Efficiency | 0.0084419 | 0.007618 | 0.0066664 | 0.005716 | 0.0048016 | 0.0039639 | 0.0032252 | 0.0025998 | 0.0020773 | 0.001648 | 0.0013012
2023 PG Study Reference Scenario | PG&E | Ind | WholeBlg | Ind - All Other Industrial | Electric Demand (MW) | Energy Efficiency | 0.026503 | 0.027862 | 0.030088 | 0.033703 | 0.039711 | 0.049727 | 0.049454 | 0.049173 | 0.048888 | 0.048606 | 0.048324
2023 PG Study Reference Scenario | PG&E | Ind | WholeBlg | Ind - All Other Industrial | Electric Energy (GWh/year) | Energy Efficiency | 0.13612 | 0.1431 | 0.15453 | 0.1731 | 0.20395 | 0.25539 | 0.25399 | 0.25255 | 0.25108 | 0.24964 | 0.24819
2023 PG Study Reference Scenario | PG&E | Ind | WholeBlg | Ind - All Other Industrial | Gas Energy (MMTherm/year) | Energy Efficiency | 0.0025247 | 0.0027215 | 0.0030183 | 0.0034904 | 0.0042564 | 0.0055187 | 0.0055264 | 0.0055375 | 0.0055518 | 0.0055678 | 0.0055867
2023 PG Study Reference Scenario | PG&E | Ind | WholeBlg | Ind - Chemicals | Electric Demand (MW) | Energy Efficiency | 0.12192 | 0.12123 | 0.1216 | 0.12344 | 0.12804 | 0.13707 | 0.1348 | 0.13252 | 0.13023 | 0.12796 | 0.12572
2023 PG Study Reference Scenario | PG&E | Ind | WholeBlg | Ind - Chemicals | Electric Energy (GWh/year) | Energy Efficiency | 0.62617 | 0.62263 | 0.62455 | 0.63399 | 0.6576 | 0.70398 | 0.69232 | 0.68062 | 0.66883 | 0.65721 | 0.64566
2023 PG Study Reference Scenario | PG&E | Ind | WholeBlg | Ind - Chemicals | Gas Energy (MMTherm/year) | Energy Efficiency | 0.18392 | 0.20899 | 0.24673 | 0.30582 | 0.40066 | 0.55541 | 0.55973 | 0.56384 | 0.56797 | 0.57219 | 0.57672
2023 PG Study Reference Scenario | PG&E | Ind | WholeBlg | Ind - Electronics | Electric Demand (MW) | Energy Efficiency | 0.25038 | 0.2579 | 0.27058 | 0.29158 | 0.32714 | 0.38682 | 0.38711 | 0.38745 | 0.38773 | 0.388 | 0.38823
2023 PG Study Reference Scenario | PG&E | Ind | WholeBlg | Ind - Electronics | Electric Energy (GWh/year) | Energy Efficiency | 1.2859 | 1.3245 | 1.3897 | 1.4975 | 1.6801 | 1.9866 | 1.9882 | 1.9899 | 1.9914 | 1.9927 | 1.9939
2023 PG Study Reference Scenario | PG&E | Ind | WholeBlg | Ind - Electronics | Gas Energy (MMTherm/year) | Energy Efficiency | 0.016239 | 0.017382 | 0.019164 | 0.022019 | 0.026657 | 0.034294 | 0.034486 | 0.034678 | 0.034886 | 0.035104 | 0.035336
2023 PG Study Reference Scenario | PG&E | Ind | WholeBlg | Ind - Fabricated Metals | Electric Demand (MW) | Energy Efficiency | 0.039376 | 0.039538 | 0.040197 | 0.041603 | 0.044331 | 0.049238 | 0.048574 | 0.047905 | 0.047225 | 0.046545 | 0.045858
2023 PG Study Reference Scenario | PG&E | Ind | WholeBlg | Ind - Fabricated Metals | Electric Energy (GWh/year) | Energy Efficiency | 0.20223 | 0.20306 | 0.20645 | 0.21367 | 0.22768 | 0.25288 | 0.24947 | 0.24603 | 0.24254 | 0.23905 | 0.23552
2023 PG Study Reference Scenario | PG&E | Ind | WholeBlg | Ind - Fabricated Metals | Gas Energy (MMTherm/year) | Energy Efficiency | 0.012233 | 0.014203 | 0.017212 | 0.021918 | 0.029409 | 0.041587 | 0.041603 | 0.041597 | 0.04159 | 0.041577 | 0.041559
2023 PG Study Reference Scenario | PG&E | Ind | WholeBlg | Ind - Food | Electric Demand (MW) | Energy Efficiency | 0.27089 | 0.27219 | 0.27703 | 0.2872 | 0.30695 | 0.34252 | 0.33775 | 0.33203 | 0.32642 | 0.32088 | 0.31534
2023 PG Study Reference Scenario | PG&E | Ind | WholeBlg | Ind - Food | Electric Energy (GWh/year) | Energy Efficiency | 1.3913 | 1.3979 | 1.4228 | 1.475 | 1.5765 | 1.7592 | 1.7346 | 1.7053 | 1.6765 | 1.648 | 1.6195
2023 PG Study Reference Scenario | PG&E | Ind | WholeBlg | Ind - Food | Gas Energy (MMTherm/year) | Energy Efficiency | 0.26717 | 0.29858 | 0.3472 | 0.42372 | 0.54607 | 0.74525 | 0.74005 | 0.73432 | 0.72899 | 0.72375 | 0.71854
2023 PG Study Reference Scenario | PG&E | Ind | WholeBlg | Ind - Industrial Machinery | Electric Demand (MW) | Energy Efficiency | 0.042786 | 0.044069 | 0.046367 | 0.050183 | 0.056586 | 0.067399 | 0.066765 | 0.066131 | 0.065498 | 0.064849 | 0.064195
2023 PG Study Reference Scenario | PG&E | Ind | WholeBlg | Ind - Industrial Machinery | Electric Energy (GWh/year) | Energy Efficiency | 0.21975 | 0.22633 | 0.23813 | 0.25773 | 0.29062 | 0.34616 | 0.3429 | 0.33964 | 0.33639 | 0.33306 | 0.3297
2023 PG Study Reference Scenario | PG&E | Ind | WholeBlg | Ind - Industrial Machinery | Gas Energy (MMTherm/year) | Energy Efficiency | 0.0046061 | 0.0049949 | 0.0056075 | 0.0065798 | 0.0081381 | 0.01069 | 0.010645 | 0.010597 | 0.010552 | 0.010506 | 0.010461
2023 PG Study Reference Scenario | PG&E | Ind | WholeBlg | Ind - Lumber & Furniture | Electric Demand (MW) | Energy Efficiency | 0.030987 | 0.031121 | 0.031528 | 0.032429 | 0.034259 | 0.03761 | 0.037109 | 0.03656 | 0.036016 | 0.035473 | 0.034925
2023 PG Study Reference Scenario | PG&E | Ind | WholeBlg | Ind - Lumber & Furniture | Electric Energy (GWh/year) | Energy Efficiency | 0.15915 | 0.15983 | 0.16193 | 0.16655 | 0.17595 | 0.19316 | 0.19059 | 0.18777 | 0.18497 | 0.18219 | 0.17937
2023 PG Study Reference Scenario | PG&E | Ind | WholeBlg | Ind - Lumber & Furniture | Gas Energy (MMTherm/year) | Energy Efficiency | 0.0023034 | 0.0024309 | 0.0026043 | 0.0028796 | 0.0033301 | 0.0040735 | 0.0040554 | 0.0040412 | 0.0040303 | 0.0040178 | 0.0040036
2023 PG Study Reference Scenario | PG&E | Ind | WholeBlg | Ind - Paper | Electric Demand (MW) | Energy Efficiency | 0.021588 | 0.021808 | 0.021919 | 0.022013 | 0.022434 | 0.02345 | 0.022965 | 0.022488 | 0.022039 | 0.021611 | 0.021201
2023 PG Study Reference Scenario | PG&E | Ind | WholeBlg | Ind - Paper | Electric Energy (GWh/year) | Energy Efficiency | 0.11087 | 0.112 | 0.11258 | 0.11306 | 0.11522 | 0.12044 | 0.11795 | 0.1155 | 0.11319 | 0.11099 | 0.10888
2023 PG Study Reference Scenario | PG&E | Ind | WholeBlg | Ind - Paper | Gas Energy (MMTherm/year) | Energy Efficiency | 0.0079851 | 0.0082959 | 0.0086901 | 0.0092753 | 0.010266 | 0.011956 | 0.011797 | 0.011649 | 0.011513 | 0.011384 | 0.011263
2023 PG Study Reference Scenario | PG&E | Ind | WholeBlg | Ind - Petroleum | Electric Demand (MW) | Energy Efficiency | 0.22298 | 0.21674 | 0.21119 | 0.2063 | 0.20305 | 0.20196 | 0.19728 | 0.19267 | 0.18805 | 0.18352 | 0.17903
2023 PG Study Reference Scenario | PG&E | Ind | WholeBlg | Ind - Petroleum | Electric Energy (GWh/year) | Energy Efficiency | 1.1452 | 1.1132 | 1.0847 | 1.0595 | 1.0428 | 1.0372 | 1.0132 | 0.98952 | 0.9658 | 0.94253 | 0.91948
2023 PG Study Reference Scenario | PG&E | Ind | WholeBlg | Ind - Petroleum | Gas Energy (MMTherm/year) | Energy Efficiency | 0.37003 | 0.3713 | 0.37755 | 0.3917 | 0.41877 | 0.46739 | 0.45979 | 0.45192 | 0.44423 | 0.43669 | 0.42932
2023 PG Study Reference Scenario | PG&E | Ind | WholeBlg | Ind - Plastics | Electric Demand (MW) | Energy Efficiency | 0.040889 | 0.040862 | 0.041363 | 0.042596 | 0.045143 | 0.049844 | 0.048995 | 0.048145 | 0.047293 | 0.046452 | 0.045615
2023 PG Study Reference Scenario | PG&E | Ind | WholeBlg | Ind - Plastics | Electric Energy (GWh/year) | Energy Efficiency | 0.21 | 0.20986 | 0.21243 | 0.21877 | 0.23185 | 0.25599 | 0.25163 | 0.24727 | 0.24289 | 0.23857 | 0.23427
2023 PG Study Reference Scenario | PG&E | Ind | WholeBlg | Ind - Plastics | Gas Energy (MMTherm/year) | Energy Efficiency | 0.0044471 | 0.0049381 | 0.0056334 | 0.0067039 | 0.0084245 | 0.011237 | 0.011397 | 0.011571 | 0.01175 | 0.011933 | 0.01212
2023 PG Study Reference Scenario | PG&E | Ind | WholeBlg | Ind - Primary Metals | Electric Demand (MW) | Energy Efficiency | 0.0090792 | 0.0088926 | 0.0087402 | 0.0086179 | 0.0085644 | 0.008613 | 0.0084253 | 0.0082368 | 0.0080484 | 0.0078629 | 0.0076793
2023 PG Study Reference Scenario | PG&E | Ind | WholeBlg | Ind - Primary Metals | Electric Energy (GWh/year) | Energy Efficiency | 0.04663 | 0.045672 | 0.044889 | 0.044261 | 0.043986 | 0.044235 | 0.043272 | 0.042303 | 0.041335 | 0.040383 | 0.03944
2023 PG Study Reference Scenario | PG&E | Ind | WholeBlg | Ind - Primary Metals | Gas Energy (MMTherm/year) | Energy Efficiency | 0.012269 | 0.013747 | 0.016051 | 0.019715 | 0.025555 | 0.035035 | 0.035078 | 0.035078 | 0.035048 | 0.035004 | 0.034965
2023 PG Study Reference Scenario | PG&E | Ind | WholeBlg | Ind - Printing & Publishing | Electric Demand (MW) | Energy Efficiency | 0.021677 | 0.021477 | 0.021476 | 0.021746 | 0.022524 | 0.02412 | 0.023625 | 0.023135 | 0.022652 | 0.022181 | 0.021717
2023 PG Study Reference Scenario | PG&E | Ind | WholeBlg | Ind - Printing & Publishing | Electric Energy (GWh/year) | Energy Efficiency | 0.11133 | 0.11031 | 0.1103 | 0.11169 | 0.11568 | 0.12388 | 0.12133 | 0.11882 | 0.11634 | 0.11392 | 0.11154
2023 PG Study Reference Scenario | PG&E | Ind | WholeBlg | Ind - Printing & Publishing | Gas Energy (MMTherm/year) | Energy Efficiency | 0.0021168 | 0.0021175 | 0.0021366 | 0.0021915 | 0.0023081 | 0.0025267 | 0.0024748 | 0.0024229 | 0.002373 | 0.0023248 | 0.0022781
2023 PG Study Reference Scenario | PG&E | Ind | WholeBlg | Ind - Stone-Glass-Clay | Electric Demand (MW) | Energy Efficiency | 0.085654 | 0.086097 | 0.086891 | 0.08867 | 0.092583 | 0.099941 | 0.099093 | 0.098209 | 0.097376 | 0.096559 | 0.095748
2023 PG Study Reference Scenario | PG&E | Ind | WholeBlg | Ind - Stone-Glass-Clay | Electric Energy (GWh/year) | Energy Efficiency | 0.43991 | 0.44219 | 0.44626 | 0.4554 | 0.4755 | 0.51329 | 0.50893 | 0.50439 | 0.50011 | 0.49592 | 0.49175
2023 PG Study Reference Scenario | PG&E | Ind | WholeBlg | Ind - Stone-Glass-Clay | Gas Energy (MMTherm/year) | Energy Efficiency | 0.075871 | 0.076949 | 0.078466 | 0.081277 | 0.08649 | 0.095698 | 0.095088 | 0.094542 | 0.09408 | 0.09364 | 0.09323
2023 PG Study Reference Scenario | PG&E | Ind | WholeBlg | Ind - Textiles | Electric Demand (MW) | Energy Efficiency | 0.0014264 | 0.0014076 | 0.0014211 | 0.0014636 | 0.0015501 | 0.0017098 | 0.0016733 | 0.0016402 | 0.0016072 | 0.0015745 | 0.001542
2023 PG Study Reference Scenario | PG&E | Ind | WholeBlg | Ind - Textiles | Electric Energy (GWh/year) | Energy Efficiency | 0.0073258 | 0.0072293 | 0.0072985 | 0.007517 | 0.007961 | 0.0087812 | 0.0085939 | 0.0084241 | 0.0082542 | 0.0080865 | 0.0079196
2023 PG Study Reference Scenario | PG&E | Ind | WholeBlg | Ind - Textiles | Gas Energy (MMTherm/year) | Energy Efficiency | 0.00023325 | 0.00024098 | 0.00025555 | 0.00028055 | 0.00032233 | 0.00039227 | 0.00038661 | 0.00038101 | 0.0003755 | 0.00037017 | 0.00036497
2023 PG Study Reference Scenario | PG&E | Ind | WholeBlg | Ind - Transportation Equipment | Electric Demand (MW) | Energy Efficiency | 0.033289 | 0.033293 | 0.033887 | 0.035004 | 0.036936 | 0.040378 | 0.039906 | 0.039435 | 0.038993 | 0.038575 | 0.038138
2023 PG Study Reference Scenario | PG&E | Ind | WholeBlg | Ind - Transportation Equipment | Electric Energy (GWh/year) | Energy Efficiency | 0.17097 | 0.17099 | 0.17404 | 0.17977 | 0.1897 | 0.20738 | 0.20495 | 0.20253 | 0.20026 | 0.19811 | 0.19587
2023 PG Study Reference Scenario | PG&E | Ind | WholeBlg | Ind - Transportation Equipment | Gas Energy (MMTherm/year) | Energy Efficiency | 0.0062808 | 0.0064084 | 0.0066803 | 0.0071595 | 0.0079682 | 0.0093405 | 0.0092339 | 0.0091236 | 0.0090186 | 0.0089175 | 0.0088172
2023 PG Study Reference Scenario | PG&E | Res | AppPlug | Res - Multi Family | Electric Demand (MW) | Energy Efficiency | 0 | 0 | 0 | 0.0030717 | 0.0039407 | 0.004118 | 0.0040378 | 0.0042488 | 0.0041523 | 0.004219 | 0.0042585
2023 PG Study Reference Scenario | PG&E | Res | AppPlug | Res - Multi Family | Electric Energy (GWh/year) | Energy Efficiency | 0 | 0 | 0 | 0.02157 | 0.027673 | 0.028918 | 0.028355 | 0.029837 | 0.029159 | 0.029627 | 0.029905
2023 PG Study Reference Scenario | PG&E | Res | AppPlug | Res - Multi Family | Electric Energy (GWh/year) | Fuel Substitution | -6.5459e-05 | -7.3508e-05 | -8.2206e-05 | -9.1595e-05 | -0.00010175 | -0.00011274 | -0.00012461 | -0.0001374 | -0.00015117 | -0.00016598 | -0.00018189
2023 PG Study Reference Scenario | PG&E | Res | AppPlug | Res - Multi Family | Gas Energy (MMTherm/year) | Energy Efficiency | 0 | 0 | 0 | 0.002794 | 0.0035845 | 0.0037457 | 0.0036728 | 0.0038647 | 0.0037769 | 0.0038376 | 0.0038736
2023 PG Study Reference Scenario | PG&E | Res | AppPlug | Res - Multi Family | Gas Energy (MMTherm/year) | Fuel Substitution | 1.229e-05 | 1.3801e-05 | 1.5434e-05 | 1.7197e-05 | 1.9103e-05 | 2.1168e-05 | 2.3396e-05 | 2.5798e-05 | 2.8383e-05 | 3.1162e-05 | 3.415e-05
2023 PG Study Reference Scenario | PG&E | Res | AppPlug | Res - Single Family | Electric Energy (GWh/year) | Fuel Substitution | -0.0006782 | -0.00076225 | -0.00085229 | -0.00094892 | -0.0010529 | -0.0011652 | -0.001286 | -0.0014161 | -0.0015561 | -0.0017068 | -0.0018689
2023 PG Study Reference Scenario | PG&E | Res | AppPlug | Res - Single Family | Gas Energy (MMTherm/year) | Fuel Substitution | 0.00012769 | 0.00014352 | 0.00016047 | 0.00017866 | 0.00019825 | 0.00021938 | 0.00024213 | 0.00026662 | 0.00029299 | 0.00032136 | 0.00035188
2023 PG Study Reference Scenario | PG&E | Res | BROs | Low Income - Multi Family LI | Electric Demand (MW) | Energy Efficiency | 3.6907 | 3.8039 | 3.929 | 4.0529 | 4.1816 | 4.3308 | 4.4673 | 4.6029 | 4.6953 | 4.8371 | 4.9921
2023 PG Study Reference Scenario | PG&E | Res | BROs | Low Income - Multi Family LI | Electric Energy (GWh/year) | Energy Efficiency | 23.7753 | 24.4951 | 25.2741 | 26.0684 | 26.8977 | 27.8434 | 28.7345 | 29.6291 | 30.3643 | 31.3221 | 32.3801
2023 PG Study Reference Scenario | PG&E | Res | BROs | Low Income - Multi Family LI | Gas Energy (MMTherm/year) | Energy Efficiency | 0.7497 | 0.76169 | 0.7754 | 0.78941 | 0.80444 | 0.82131 | 0.83903 | 0.85774 | 0.87404 | 0.89509 | 0.91792
2023 PG Study Reference Scenario | PG&E | Res | BROs | Low Income - Single Family LI | Electric Demand (MW) | Energy Efficiency | 5.7642 | 5.9311 | 6.1141 | 6.2956 | 6.4832 | 6.6992 | 6.8959 | 7.0901 | 7.2294 | 7.4381 | 7.6662
2023 PG Study Reference Scenario | PG&E | Res | BROs | Low Income - Single Family LI | Electric Energy (GWh/year) | Energy Efficiency | 37.3283 | 38.4061 | 39.5655 | 40.7492 | 41.9814 | 43.3781 | 44.6911 | 46.0038 | 47.1359 | 48.5844 | 50.1848
2023 PG Study Reference Scenario | PG&E | Res | BROs | Low Income - Single Family LI | Gas Energy (MMTherm/year) | Energy Efficiency | 1.1923 | 1.2105 | 1.2312 | 1.2524 | 1.2751 | 1.3004 | 1.3271 | 1.3554 | 1.381 | 1.4135 | 1.4488
2023 PG Study Reference Scenario | PG&E | Res | BROs | Res - Multi Family | Electric Demand (MW) | Energy Efficiency | 5.191 | 5.3509 | 5.5276 | 5.7028 | 5.8847 | 6.0956 | 6.2886 | 6.4806 | 6.6107 | 6.8103 | 7.0286
2023 PG Study Reference Scenario | PG&E | Res | BROs | Res - Multi Family | Electric Energy (GWh/year) | Energy Efficiency | 33.4402 | 34.4571 | 35.5577 | 36.6802 | 37.8523 | 39.1895 | 40.45 | 41.7159 | 42.751 | 44.0995 | 45.5892
2023 PG Study Reference Scenario | PG&E | Res | BROs | Res - Multi Family | Gas Energy (MMTherm/year) | Energy Efficiency | 1.4427 | 1.4658 | 1.4923 | 1.5194 | 1.5484 | 1.5811 | 1.6153 | 1.6515 | 1.6828 | 1.7234 | 1.7673
2023 PG Study Reference Scenario | PG&E | Res | BROs | Res - Single Family | Electric Demand (MW) | Energy Efficiency | 16.5934 | 17.0759 | 17.6053 | 18.1303 | 18.6732 | 19.2987 | 19.8682 | 20.4309 | 20.8323 | 21.4338 | 22.0912
2023 PG Study Reference Scenario | PG&E | Res | BROs | Res - Single Family | Electric Energy (GWh/year) | Energy Efficiency | 107.4574 | 110.574 | 113.9275 | 117.3517 | 120.9173 | 124.9605 | 128.7629 | 132.5656 | 135.828 | 140.002 | 144.6138
2023 PG Study Reference Scenario | PG&E | Res | BROs | Res - Single Family | Gas Energy (MMTherm/year) | Energy Efficiency | 4.801 | 4.8744 | 4.9581 | 5.0439 | 5.1357 | 5.2381 | 5.3462 | 5.4604 | 5.5635 | 5.6947 | 5.837
2023 PG Study Reference Scenario | PG&E | Res | BldgEnv | Res - Single Family | Electric Demand (MW) | Energy Efficiency | 0 | 0 | 0.0018198 | 0.001929 | 0.0020775 | 0.0021967 | 0.001586 | 0.0021046 | 0.0017864 | 0 | 0
2023 PG Study Reference Scenario | PG&E | Res | BldgEnv | Res - Single Family | Electric Energy (GWh/year) | Energy Efficiency | 0 | 0 | 0.00061872 | 0.0013881 | 0.0014939 | 0.0015779 | 0.0011318 | 0.0015118 | 0.0012756 | 0 | 0
2023 PG Study Reference Scenario | PG&E | Res | BldgEnv | Res - Single Family | Gas Energy (MMTherm/year) | Energy Efficiency | 0 | 0 | 0.00023839 | 0.00069713 | 0.00075018 | 0.00079219 | 0.00056741 | 0.00075899 | 0.00063959 | 0 | 0
2023 PG Study Reference Scenario | PG&E | Res | HVAC | Res - Multi Family | Electric Demand (MW) | Energy Efficiency | 0.39242 | 0.38129 | 0.3735 | 0.36672 | 0.27813 | 0.25821 | 0.24295 | 0.24684 | 0.23544 | 0.23463 | 0.23339
2023 PG Study Reference Scenario | PG&E | Res | HVAC | Res - Multi Family | Electric Demand (MW) | Fuel Substitution | -0.0063424 | -0.0063387 | -0.0063365 | -0.0063347 | -0.0063309 | 0 | 0 | 0 | 0 | 0 | 0
2023 PG Study Reference Scenario | PG&E | Res | HVAC | Res - Multi Family | Electric Energy (GWh/year) | Energy Efficiency | 0.46939 | 0.45607 | 0.44676 | 0.43866 | 0.33236 | 0.30908 | 0.29081 | 0.29547 | 0.28183 | 0.28086 | 0.27937
2023 PG Study Reference Scenario | PG&E | Res | HVAC | Res - Multi Family | Electric Energy (GWh/year) | Fuel Substitution | -0.15859 | -0.15805 | -0.15769 | -0.15727 | -0.21422 | 0 | 0 | 0 | 0 | 0 | 0
2023 PG Study Reference Scenario | PG&E | Res | HVAC | Res - Multi Family | Gas Energy (MMTherm/year) | Energy Efficiency | 0 | 4.2012e-07 | 1.1843e-06 | 1.3989e-06 | 0.00015186 | 0 | 0 | 0 | 0 | 0 | 0
2023 PG Study Reference Scenario | PG&E | Res | HVAC | Res - Multi Family | Gas Energy (MMTherm/year) | Fuel Substitution | 0.022238 | 0.022158 | 0.022101 | 0.022039 | 0.030561 | 0 | 0 | 0 | 0 | 0 | 0
2023 PG Study Reference Scenario | PG&E | Res | HVAC | Res - Single Family | Electric Demand (MW) | Energy Efficiency | 1.4395 | 1.3947 | 1.3548 | 1.3199 | 1.2938 | 1.2679 | 1.1857 | 1.2009 | 0.834 | 0.78156 | 0.76958
2023 PG Study Reference Scenario | PG&E | Res | HVAC | Res - Single Family | Electric Demand (MW) | Fuel Substitution | -0.087072 | -0.086091 | -0.085949 | -0.085818 | -0.085617 | 0 | 0 | 0 | 0 | 0 | 0
2023 PG Study Reference Scenario | PG&E | Res | HVAC | Res - Single Family | Electric Energy (GWh/year) | Energy Efficiency | 1.7667 | 1.7119 | 1.663 | 1.6203 | 1.5883 | 1.7307 | 1.5769 | 1.6293 | 1.1339 | 1.071 | 1.056
2023 PG Study Reference Scenario | PG&E | Res | HVAC | Res - Single Family | Electric Energy (GWh/year) | Fuel Substitution | -7.1071 | -7.0367 | -7.0156 | -7.0123 | -7.0126 | 0 | 0 | 0 | 0 | 0 | 0
2023 PG Study Reference Scenario | PG&E | Res | HVAC | Res - Single Family | Gas Energy (MMTherm/year) | Energy Efficiency | 0.00015227 | 0.00015223 | 0.00015173 | 0.00015091 | 0.0001509 | 0.033227 | 0.023086 | 0.029504 | 0.03396 | 0.034989 | 0.034839
2023 PG Study Reference Scenario | PG&E | Res | HVAC | Res - Single Family | Gas Energy (MMTherm/year) | Fuel Substitution | 1.0472 | 1.0369 | 1.034 | 1.0336 | 1.0338 | 0 | 0 | 0 | 0 | 0 | 0
2023 PG Study Reference Scenario | PG&E | Res | Lighting | Res - Multi Family | Electric Demand (MW) | Energy Efficiency | 0.00034266 | 0.00033886 | 0.00033702 | 0.00033475 | 0.00033243 | 0.00033198 | 0.00030917 | 0.00031638 | 0.00029806 | 0.00029648 | 0.00029445
2023 PG Study Reference Scenario | PG&E | Res | Lighting | Res - Multi Family | Electric Energy (GWh/year) | Energy Efficiency | 0.0045189 | 0.0044688 | 0.0044445 | 0.0044146 | 0.0043839 | 0.004378 | 0.0040772 | 0.0041723 | 0.0039307 | 0.0039099 | 0.0038831
2023 PG Study Reference Scenario | PG&E | Res | Lighting | Res - Single Family | Electric Demand (MW) | Energy Efficiency | 0.0055527 | 0.0055018 | 0.0054525 | 0.0054001 | 0.0053698 | 0.00533 | 0.004967 | 0.005089 | 0.004894 | 0.0048627 | 0.0048234
2023 PG Study Reference Scenario | PG&E | Res | Lighting | Res - Single Family | Electric Energy (GWh/year) | Energy Efficiency | 0.074381 | 0.073699 | 0.073038 | 0.072336 | 0.071931 | 0.071398 | 0.066535 | 0.068169 | 0.065558 | 0.065138 | 0.064611
2023 PG Study Reference Scenario | PG&E | Res | WaterHeat | Res - Multi Family | Electric Demand (MW) | Energy Efficiency | 0.0021432 | 0.0020983 | 0.0021318 | 0.0021514 | 0.0021583 | 0.0028264 | 0.0021251 | 0.0024923 | 0.0019332 | 0.0019745 | 0.00199
2023 PG Study Reference Scenario | PG&E | Res | WaterHeat | Res - Multi Family | Electric Demand (MW) | Fuel Substitution | -0.00012016 | -0.0001423 | -0.00016717 | -0.00019375 | -0.00022621 | 0 | 0 | 0 | 0 | 0 | 0
2023 PG Study Reference Scenario | PG&E | Res | WaterHeat | Res - Multi Family | Electric Energy (GWh/year) | Energy Efficiency | 0.010222 | 0.0099785 | 0.010121 | 0.010195 | 0.010203 | 0.013962 | 0.010498 | 0.012312 | 0.0095499 | 0.0097536 | 0.0098305
2023 PG Study Reference Scenario | PG&E | Res | WaterHeat | Res - Multi Family | Electric Energy (GWh/year) | Fuel Substitution | -0.072721 | -0.085005 | -0.095553 | -0.10482 | -0.11339 | 0 | 0 | 0 | 0 | 0 | 0
2023 PG Study Reference Scenario | PG&E | Res | WaterHeat | Res - Multi Family | Gas Energy (MMTherm/year) | Energy Efficiency | 0.015984 | 0.016842 | 0.027273 | 0.028381 | 0.037135 | 0.017749 | 0.013511 | 0.015626 | 0.012917 | 0.013154 | 0.013269
2023 PG Study Reference Scenario | PG&E | Res | WaterHeat | Res - Multi Family | Gas Energy (MMTherm/year) | Fuel Substitution | 0.049373 | 0.057624 | 0.064666 | 0.070818 | 0.076424 | 0 | 0 | 0 | 0 | 0 | 0
2023 PG Study Reference Scenario | PG&E | Res | WaterHeat | Res - Single Family | Electric Demand (MW) | Energy Efficiency | 7.7493e-05 | -0.00012476 | -0.00028844 | -0.00044069 | -0.00054175 | 0.0027201 | 0.0019629 | 0.0024082 | 0.002046 | 0.0020885 | 0.0021003
2023 PG Study Reference Scenario | PG&E | Res | WaterHeat | Res - Single Family | Electric Demand (MW) | Fuel Substitution | -0.00070371 | -0.00090124 | -0.0011042 | -0.0013129 | -0.0015363 | 0.0032446 | 0.0084366 | 0.01009 | 0 | 0 | 0
2023 PG Study Reference Scenario | PG&E | Res | WaterHeat | Res - Single Family | Electric Energy (GWh/year) | Energy Efficiency | -0.0059888 | -0.0075866 | -0.008935 | -0.01018 | -0.011167 | 0.013397 | 0.0096678 | 0.011861 | 0.010077 | 0.010286 | 0.010345
2023 PG Study Reference Scenario | PG&E | Res | WaterHeat | Res - Single Family | Electric Energy (GWh/year) | Fuel Substitution | -0.01426 | -0.019039 | -0.023942 | -0.028969 | -0.034238 | 0.022272 | 0.057368 | 0.068608 | 0 | 0 | 0
2023 PG Study Reference Scenario | PG&E | Res | WaterHeat | Res - Single Family | Gas Energy (MMTherm/year) | Energy Efficiency | 0.12969 | 0.14189 | 0.15288 | 0.2111 | 0.2459 | 0.074198 | 0.055366 | 0.065816 | 0.057077 | 0.058107 | 0.058571
2023 PG Study Reference Scenario | PG&E | Res | WaterHeat | Res - Single Family | Gas Energy (MMTherm/year) | Fuel Substitution | 0.0012277 | 0.0016729 | 0.0021294 | 0.0025969 | 0.0030829 | 0 | 0 | 0 | 0 | 0 | 0
2023 PG Study Reference Scenario | PG&E | Res | WholeBlg | Res - Multi Family | Electric Demand (MW) | Energy Efficiency | 4.4358e-05 | 4.8027e-05 | 5.2208e-05 | 0.023412 | 0.025693 | 0.037403 | 0.030462 | 0.036505 | 0.030109 | 0.03158 | 0.033024
2023 PG Study Reference Scenario | PG&E | Res | WholeBlg | Res - Multi Family | Electric Energy (GWh/year) | Energy Efficiency | 8.5783e-05 | 9.2878e-05 | 0.00010096 | 0.033152 | 0.036382 | 0.067638 | 0.055061 | 0.065937 | 0.05436 | 0.056993 | 0.05957
2023 PG Study Reference Scenario | PG&E | Res | WholeBlg | Res - Multi Family | Gas Energy (MMTherm/year) | Energy Efficiency | 1.0369e-05 | 1.1227e-05 | 1.2204e-05 | 0.0026756 | 0.0029362 | 0.0055392 | 0.0045091 | 0.0053996 | 0.0044517 | 0.0046672 | 0.0048781
2023 PG Study Reference Scenario | PG&E | Res | WholeBlg | Res - Single Family | Electric Demand (MW) | Energy Efficiency | 0.29311 | 0.32087 | 0.35363 | 0.38719 | 0.42969 | 0.46943 | 0.37285 | 0.46522 | 0.43076 | 0.45808 | 0.48581
2023 PG Study Reference Scenario | PG&E | Res | WholeBlg | Res - Single Family | Electric Energy (GWh/year) | Energy Efficiency | 1.1361 | 1.2437 | 1.3706 | 1.5006 | 1.6653 | 1.8193 | 1.445 | 1.8029 | 1.6693 | 1.7752 | 1.8826
2023 PG Study Reference Scenario | PG&E | Res | WholeBlg | Res - Single Family | Gas Energy (MMTherm/year) | Energy Efficiency | 0.11788 | 0.12904 | 0.14221 | 0.1557 | 0.17279 | 0.18876 | 0.14993 | 0.18706 | 0.1732 | 0.18419 | 0.19533
2023 PG Study Reference Scenario | SCE | Ag | Lighting | Ag - Irrigated Agriculture, vineyards, forestry and greenhouses | Electric Demand (MW) | Energy Efficiency | 0.32188 | 0.21222 | 0.1226 | 0.06443 | 0.031911 | 0.015303 | 0.0073289 | 0.0034845 | 0.0016513 | 0.00078135 | 0.00036959
2023 PG Study Reference Scenario | SCE | Ag | Lighting | Ag - Irrigated Agriculture, vineyards, forestry and greenhouses | Electric Energy (GWh/year) | Energy Efficiency | 1.9652 | 1.3543 | 0.8153 | 0.44511 | 0.22831 | 0.11301 | 0.054126 | 0.025734 | 0.012195 | 0.0057705 | 0.0027296
2023 PG Study Reference Scenario | SCE | Ag | MachDr | Ag - Dairies, fishing, hunting | Electric Demand (MW) | Energy Efficiency | 0.075129 | 0 | 0 | 0 | 0 | 0 | 0 | 0 | 0 | 0 | 0
2023 PG Study Reference Scenario | SCE | Ag | MachDr | Ag - Dairies, fishing, hunting | Electric Energy (GWh/year) | Energy Efficiency | 0.13149 | 0 | 0 | 0 | 0 | 0 | 0 | 0 | 0 | 0 | 0
2023 PG Study Reference Scenario | SCE | Ag | MachDr | Ag - Water pumping | Electric Demand (MW) | Energy Efficiency | 1.2244 | 0.43092 | 0.13899 | 0.043534 | 0.013495 | 0.0041756 | 0.0012934 | 0.00040208 | 0.00012535 | 3.9164e-05 | 1.2268e-05
2023 PG Study Reference Scenario | SCE | Ag | MachDr | Ag - Water pumping | Electric Energy (GWh/year) | Energy Efficiency | 2.1429 | 0.75417 | 0.24326 | 0.076191 | 0.023617 | 0.0073079 | 0.0022637 | 0.0007037 | 0.00021938 | 6.8542e-05 | 2.1471e-05
2023 PG Study Reference Scenario | SCE | Ag | WholeBlg | Ag - Dairies, fishing, hunting | Electric Demand (MW) | Energy Efficiency | 0.07445 | 0.074152 | 0.074547 | 0.076004 | 0.079285 | 0.085619 | 0.083879 | 0.082221 | 0.080657 | 0.079147 | 0.077667
2023 PG Study Reference Scenario | SCE | Ag | WholeBlg | Ag - Dairies, fishing, hunting | Electric Energy (GWh/year) | Energy Efficiency | 0.38237 | 0.38084 | 0.38287 | 0.39035 | 0.4072 | 0.43973 | 0.43079 | 0.42228 | 0.41424 | 0.40649 | 0.39889
2023 PG Study Reference Scenario | SCE | Ag | WholeBlg | Ag - Irrigated Agriculture, vineyards, forestry and greenhouses | Electric Demand (MW) | Energy Efficiency | 0.24847 | 0.28083 | 0.32941 | 0.40688 | 0.53164 | 0.73702 | 0.74998 | 0.76289 | 0.7749 | 0.78621 | 0.7975
2023 PG Study Reference Scenario | SCE | Ag | WholeBlg | Ag - Irrigated Agriculture, vineyards, forestry and greenhouses | Electric Energy (GWh/year) | Energy Efficiency | 1.2761 | 1.4423 | 1.6918 | 2.0897 | 2.7305 | 3.7853 | 3.8518 | 3.9181 | 3.9798 | 4.0379 | 4.0959
2023 PG Study Reference Scenario | SCE | Ag | WholeBlg | Ag - Water pumping | Electric Demand (MW) | Energy Efficiency | 0.34274 | 0.35762 | 0.38268 | 0.4238 | 0.49195 | 0.60562 | 0.60061 | 0.59602 | 0.59175 | 0.58769 | 0.58365
2023 PG Study Reference Scenario | SCE | Ag | WholeBlg | Ag - Water pumping | Electric Energy (GWh/year) | Energy Efficiency | 1.7603 | 1.8367 | 1.9654 | 2.1766 | 2.5266 | 3.1104 | 3.0847 | 3.0611 | 3.0392 | 3.0183 | 2.9976
2023 PG Study Reference Scenario | SCE | Com | AppPlug | Com - Refrig. Warehouse | Electric Demand (MW) | Energy Efficiency | 0 | 0 | 0 | 0 | 0 | 0 | 0 | 0 | 0 | 0 | 0
2023 PG Study Reference Scenario | SCE | Com | AppPlug | Com - Refrig. Warehouse | Electric Energy (GWh/year) | Energy Efficiency | 0 | 0 | 0 | 0 | 0 | 0 | 0 | 0 | 0 | 0 | 0
2023 PG Study Reference Scenario | SCE | Com | BROs | Com - College | Electric Demand (MW) | Energy Efficiency | 0.085062 | 0.092498 | 0.10008 | 0.10839 | 0.11768 | 0.12789 | 0.13968 | 0.1522 | 0.19534 | 0.14098 | 0.15866
2023 PG Study Reference Scenario | SCE | Com | BROs | Com - College | Electric Energy (GWh/year) | Energy Efficiency | 0.76894 | 0.83638 | 0.90655 | 0.98372 | 1.07 | 1.1651 | 1.2746 | 1.3916 | 1.8379 | 1.2284 | 1.3965
2023 PG Study Reference Scenario | SCE | Com | BROs | Com - Grocery | Electric Demand (MW) | Energy Efficiency | 0.66843 | 0.74102 | 0.81481 | 0.89548 | 0.98712 | 1.088 | 1.2014 | 1.3241 | 1.5145 | 1.5404 | 1.7093
2023 PG Study Reference Scenario | SCE | Com | BROs | Com - Grocery | Electric Energy (GWh/year) | Energy Efficiency | 5.5368 | 6.151 | 6.7872 | 7.4848 | 8.2785 | 9.1549 | 10.1394 | 11.2114 | 12.9846 | 12.9587 | 14.4474
2023 PG Study Reference Scenario | SCE | Com | BROs | Com - Health | Electric Demand (MW) | Energy Efficiency | 0.27919 | 0.30731 | 0.33559 | 0.36653 | 0.4014 | 0.43951 | 0.48349 | 0.5302 | 0.63846 | 0.56157 | 0.62607
2023 PG Study Reference Scenario | SCE | Com | BROs | Com - Health | Electric Energy (GWh/year) | Energy Efficiency | 2.4055 | 2.6496 | 2.9002 | 3.175 | 3.4852 | 3.8252 | 4.2169 | 4.6356 | 5.7107 | 4.7762 | 5.3622
2023 PG Study Reference Scenario | SCE | Com | BROs | Com - Lodging | Electric Demand (MW) | Energy Efficiency | 0.26422 | 0.29458 | 0.32659 | 0.36254 | 0.40341 | 0.44872 | 0.50113 | 0.55812 | 0.65825 | 0.64357 | 0.72352
2023 PG Study Reference Scenario | SCE | Com | BROs | Com - Lodging | Electric Energy (GWh/year) | Energy Efficiency | 2.4102 | 2.7048 | 3.0188 | 3.3698 | 3.7667 | 4.2053 | 4.7093 | 5.2568 | 6.26 | 6.0108 | 6.7733
2023 PG Study Reference Scenario | SCE | Com | BROs | Com - Office (Large) | Electric Demand (MW) | Energy Efficiency | 0.82357 | 0.89216 | 0.95634 | 1.0251 | 1.1018 | 1.1846 | 1.281 | 1.3804 | 1.6543 | 1.3811 | 1.5151
2023 PG Study Reference Scenario | SCE | Com | BROs | Com - Office (Large) | Electric Energy (GWh/year) | Energy Efficiency | 6.978 | 7.564 | 8.1289 | 8.7363 | 9.4161 | 10.1527 | 11.0065 | 11.8966 | 14.6575 | 11.4914 | 12.7171
2023 PG Study Reference Scenario | SCE | Com | BROs | Com - Office (Small) | Electric Demand (MW) | Energy Efficiency | 0.15994 | 0.17623 | 0.19249 | 0.21022 | 0.23022 | 0.25206 | 0.27714 | 0.30377 | 0.33864 | 0.35899 | 0.39456
2023 PG Study Reference Scenario | SCE | Com | BROs | Com - Office (Small) | Electric Energy (GWh/year) | Energy Efficiency | 1.322 | 1.4593 | 1.5991 | 1.7518 | 1.9245 | 2.1135 | 2.3303 | 2.5618 | 2.8765 | 3.0284 | 3.34
2023 PG Study Reference Scenario | SCE | Com | BROs | Com - Other | Electric Demand (MW) | Energy Efficiency | 0.22354 | 0.25107 | 0.28225 | 0.31728 | 0.3572 | 0.40168 | 0.45324 | 0.5098 | 0.59251 | 0.61849 | 0.69785
2023 PG Study Reference Scenario | SCE | Com | BROs | Com - Other | Electric Energy (GWh/year) | Energy Efficiency | 2.2158 | 2.5088 | 2.8368 | 3.2014 | 3.6129 | 4.0672 | 4.5893 | 5.1576 | 5.9982 | 6.2144 | 6.9956
2023 PG Study Reference Scenario | SCE | Com | BROs | Com - Refrig. Warehouse | Electric Demand (MW) | Energy Efficiency | 0.0042068 | 0.0047756 | 0.0054191 | 0.0061468 | 0.0069709 | 0.0079049 | 0.0089643 | 0.010165 | 0.020966 | 0 | 0.0020996
2023 PG Study Reference Scenario | SCE | Com | BROs | Com - Refrig. Warehouse | Electric Energy (GWh/year) | Energy Efficiency | 0.045482 | 0.051632 | 0.058589 | 0.066456 | 0.075365 | 0.085463 | 0.096916 | 0.1099 | 0.22667 | 0 | 0.0227
2023 PG Study Reference Scenario | SCE | Com | BROs | Com - Restaurant | Electric Demand (MW) | Energy Efficiency | 0.43049 | 0.48624 | 0.55009 | 0.6224 | 0.70552 | 0.79873 | 0.90436 | 1.0225 | 1.1703 | 1.2876 | 1.4554
2023 PG Study Reference Scenario | SCE | Com | BROs | Com - Restaurant | Electric Energy (GWh/year) | Energy Efficiency | 3.876 | 4.3775 | 4.9518 | 5.6022 | 6.3499 | 7.1883 | 8.1385 | 9.2015 | 10.5549 | 11.5521 | 13.0626
2023 PG Study Reference Scenario | SCE | Com | BROs | Com - Retail | Electric Demand (MW) | Energy Efficiency | 0.67802 | 0.75526 | 0.83686 | 0.92531 | 1.0246 | 1.1332 | 1.2586 | 1.3924 | 1.5637 | 1.6703 | 1.8464
2023 PG Study Reference Scenario | SCE | Com | BROs | Com - Retail | Electric Energy (GWh/year) | Energy Efficiency | 5.8515 | 6.5319 | 7.2586 | 8.0469 | 8.9319 | 9.9006 | 11.0172 | 12.2108 | 13.7843 | 14.6341 | 16.2103
2023 PG Study Reference Scenario | SCE | Com | BROs | Com - School | Electric Demand (MW) | Energy Efficiency | 0.16149 | 0.17576 | 0.18977 | 0.2052 | 0.22243 | 0.24115 | 0.26289 | 0.28575 | 0.34879 | 0.28639 | 0.31764
2023 PG Study Reference Scenario | SCE | Com | BROs | Com - School | Electric Energy (GWh/year) | Energy Efficiency | 1.4072 | 1.5324 | 1.6584 | 1.7973 | 1.9527 | 2.1222 | 2.3183 | 2.5262 | 3.1648 | 2.4439 | 2.7331
2023 PG Study Reference Scenario | SCE | Com | BROs | Com - Warehouse | Electric Demand (MW) | Energy Efficiency | 0.00098477 | 0.0011128 | 0.0012577 | 0.0014217 | 0.0016077 | 0.0018185 | 0.0020573 | 0.0023278 | 0.0047911 | 0 | 0.00047779
2023 PG Study Reference Scenario | SCE | Com | BROs | Com - Warehouse | Electric Energy (GWh/year) | Energy Efficiency | 0.010647 | 0.012031 | 0.013598 | 0.015371 | 0.017382 | 0.019661 | 0.022242 | 0.025167 | 0.051798 | 0 | 0.0051656
2023 PG Study Reference Scenario | SCE | Com | BldgEnv | Com - Grocery | Electric Demand (MW) | Energy Efficiency | 2.3683e-05 | 2.257e-05 | 2.144e-05 | 2.0256e-05 | 1.8876e-05 | 1.4785e-05 | 1.177e-06 | 1.1154e-06 | 1.0295e-06 | 0 | 0
2023 PG Study Reference Scenario | SCE | Com | BldgEnv | Com - Grocery | Electric Energy (GWh/year) | Energy Efficiency | 1.0102e-05 | 9.6269e-06 | 9.1442e-06 | 8.6388e-06 | 8.0494e-06 | 6.2909e-06 | 5.019e-07 | 4.756e-07 | 4.3882e-07 | 0 | 0
2023 PG Study Reference Scenario | SCE | Com | BldgEnv | Com - Grocery | Gas Energy (MMTherm/year) | Energy Efficiency | 2.1365e-05 | 2.0356e-05 | 1.9332e-05 | 1.826e-05 | 1.7009e-05 | 1.3219e-05 | 1.0605e-06 | 1.0048e-06 | 9.2619e-07 | 0 | 0
2023 PG Study Reference Scenario | SCE | Com | BldgEnv | Com - Health | Electric Demand (MW) | Energy Efficiency | 9.4763e-05 | 9.6527e-05 | 9.9358e-05 | 9.9392e-05 | 0.00010121 | 0.00010171 | 0.00010366 | 0.00010336 | 0.0001024 | 0 | 0
2023 PG Study Reference Scenario | SCE | Com | BldgEnv | Com - Health | Electric Energy (GWh/year) | Energy Efficiency | 5.6567e-05 | 5.762e-05 | 5.931e-05 | 5.9331e-05 | 6.0416e-05 | 6.0714e-05 | 6.1876e-05 | 6.1702e-05 | 6.113e-05 | 0 | 0
2023 PG Study Reference Scenario | SCE | Com | BldgEnv | Com - Health | Gas Energy (MMTherm/year) | Energy Efficiency | 9.6656e-05 | 9.8456e-05 | 0.00010134 | 0.00010138 | 0.00010323 | 0.00010374 | 0.00010573 | 0.00010543 | 0.00010446 | 0 | 0
2023 PG Study Reference Scenario | SCE | Com | BldgEnv | Com - Lodging | Electric Demand (MW) | Energy Efficiency | 1.5558e-05 | 0.00031729 | 0.00031768 | 0.00030762 | 0.00028778 | 0.00025966 | 0.00022586 | 0.00018967 | 3.1574e-05 | 0 | 0
2023 PG Study Reference Scenario | SCE | Com | BldgEnv | Com - Lodging | Electric Energy (GWh/year) | Energy Efficiency | 1.2581e-05 | 0.00019531 | 0.00019595 | 0.00019025 | 0.00017869 | 0.00016213 | 0.00014212 | 0.00012067 | 2.5541e-05 | 0 | 0
2023 PG Study Reference Scenario | SCE | Com | BldgEnv | Com - Lodging | Gas Energy (MMTherm/year) | Energy Efficiency | 8.0972e-06 | 0.0002283 | 0.00022817 | 0.00022043 | 0.00020548 | 0.00018447 | 0.00015932 | 0.00013243 | 1.6424e-05 | 0 | 0
2023 PG Study Reference Scenario | SCE | Com | BldgEnv | Com - Office (Large) | Electric Demand (MW) | Energy Efficiency | 0.0011684 | 0.0011959 | 0.00026015 | 0.00026497 | 0.00027518 | 0.00028505 | 0.00028932 | 0.00029431 | 0.00029551 | 0 | 0
2023 PG Study Reference Scenario | SCE | Com | BldgEnv | Com - Office (Large) | Electric Energy (GWh/year) | Energy Efficiency | 0.00051288 | 0.00052495 | 0.00011081 | 0.00011286 | 0.0001172 | 0.00012141 | 0.00012323 | 0.00012535 | 0.00012587 | 0 | 0
2023 PG Study Reference Scenario | SCE | Com | BldgEnv | Com - Office (Large) | Gas Energy (MMTherm/year) | Energy Efficiency | 0.00042709 | 0.00043714 | 0.00011024 | 0.00011229 | 0.00011661 | 0.00012079 | 0.0001226 | 0.00012472 | 0.00012523 | 0 | 0
2023 PG Study Reference Scenario | SCE | Com | BldgEnv | Com - Other | Electric Demand (MW) | Energy Efficiency | 0.00019131 | 0.00019593 | 0.00020012 | 0.00020263 | 0.00018262 | 0.00018697 | 0.00019209 | 0.00019566 | 0.00019726 | 0 | 0
2023 PG Study Reference Scenario | SCE | Com | BldgEnv | Com - Other | Electric Energy (GWh/year) | Energy Efficiency | 8.1542e-05 | 8.3509e-05 | 8.5291e-05 | 8.6356e-05 | 7.7818e-05 | 7.9673e-05 | 8.1854e-05 | 8.3375e-05 | 8.4056e-05 | 0 | 0
2023 PG Study Reference Scenario | SCE | Com | BldgEnv | Com - Other | Gas Energy (MMTherm/year) | Energy Efficiency | 0.00017184 | 0.00017597 | 0.00017971 | 0.00018193 | 0.00016389 | 0.0001678 | 0.00017239 | 0.00017559 | 0.00017702 | 0 | 0
2023 PG Study Reference Scenario | SCE | Com | BldgEnv | Com - Refrig. Warehouse | Electric Demand (MW) | Energy Efficiency | 2.6262e-06 | 2.6717e-06 | 2.6785e-06 | 2.6723e-06 | 2.6931e-06 | 2.7227e-06 | 2.7629e-06 | 2.7828e-06 | 2.8151e-06 | 0 | 0
2023 PG Study Reference Scenario | SCE | Com | BldgEnv | Com - Refrig. Warehouse | Electric Energy (GWh/year) | Energy Efficiency | 1.5873e-06 | 1.6148e-06 | 1.6189e-06 | 1.6151e-06 | 1.6277e-06 | 1.6456e-06 | 1.6699e-06 | 1.6819e-06 | 1.7014e-06 | 0 | 0
2023 PG Study Reference Scenario | SCE | Com | BldgEnv | Com - Refrig. Warehouse | Gas Energy (MMTherm/year) | Energy Efficiency | 1.9199e-06 | 1.9531e-06 | 1.958e-06 | 1.9536e-06 | 1.9688e-06 | 1.9904e-06 | 2.0198e-06 | 2.0343e-06 | 2.0579e-06 | 0 | 0
2023 PG Study Reference Scenario | SCE | Com | BldgEnv | Com - Retail | Electric Demand (MW) | Energy Efficiency | 0.00089704 | 0.035429 | 0.027528 | 0.019593 | 0.012191 | 0.0056623 | 0.00036468 | 0.0002403 | 0.00018468 | 0 | 0
2023 PG Study Reference Scenario | SCE | Com | BldgEnv | Com - Retail | Electric Energy (GWh/year) | Energy Efficiency | 0.00039587 | 0.015558 | 0.01209 | 0.0086064 | 0.0053569 | 0.0024903 | 0.00016132 | 0.00010628 | 8.1674e-05 | 0 | 0
2023 PG Study Reference Scenario | SCE | Com | BldgEnv | Com - Retail | Gas Energy (MMTherm/year) | Energy Efficiency | 0.00011249 | 0.0059452 | 0.0045913 | 0.0032376 | 0.0019807 | 0.00087814 | 3.826e-05 | 2.552e-05 | 1.9746e-05 | 0 | 0
2023 PG Study Reference Scenario | SCE | Com | BldgEnv | Com - Warehouse | Electric Demand (MW) | Energy Efficiency | 0.00029962 | 0.00087163 | 0.00058284 | 0.00033389 | 0.00030799 | 0.00031397 | 0.00031768 | 0.00032165 | 0.00032327 | 0 | 0
2023 PG Study Reference Scenario | SCE | Com | BldgEnv | Com - Warehouse | Electric Energy (GWh/year) | Energy Efficiency | 0.00023701 | 0.00058418 | 0.00041058 | 0.00026101 | 0.00024365 | 0.00024838 | 0.00025132 | 0.00025447 | 0.00025575 | 0 | 0
2023 PG Study Reference Scenario | SCE | Com | BldgEnv | Com - Warehouse | Gas Energy (MMTherm/year) | Energy Efficiency | 0.00023053 | 0.00064899 | 0.00043807 | 0.00025626 | 0.00023698 | 0.00024158 | 0.00024443 | 0.00024749 | 0.00024873 | 0 | 0
2023 PG Study Reference Scenario | SCE | Com | ComRefrig | Com - College | Electric Demand (MW) | Energy Efficiency | 0.00024302 | 0.00020009 | 0.00014617 | 9.2242e-05 | 4.6484e-05 | 1.2214e-05 | 0 | 0 | 0 | 0 | 0
2023 PG Study Reference Scenario | SCE | Com | ComRefrig | Com - College | Electric Energy (GWh/year) | Energy Efficiency | 0.0019082 | 0.0015707 | 0.0011472 | 0.00072366 | 0.0003644 | 9.5363e-05 | 0 | 0 | 0 | 0 | 0
2023 PG Study Reference Scenario | SCE | Com | ComRefrig | Com - Grocery | Electric Demand (MW) | Energy Efficiency | 0.55984 | 0.57801 | 0.55093 | 0.48044 | 0.38127 | 0.27467 | 0.17882 | 0.10313 | 0.048741 | 0.012172 | 0
2023 PG Study Reference Scenario | SCE | Com | ComRefrig | Com - Grocery | Electric Energy (GWh/year) | Energy Efficiency | 4.3961 | 4.539 | 4.327 | 3.7743 | 2.9964 | 2.1598 | 1.407 | 0.81229 | 0.38457 | 0.096815 | 0
2023 PG Study Reference Scenario | SCE | Com | ComRefrig | Com - Lodging | Electric Demand (MW) | Energy Efficiency | 0 | 0 | 0 | 0 | 0 | 0 | 0 | 0 | 0 | 0 | 0
2023 PG Study Reference Scenario | SCE | Com | ComRefrig | Com - Lodging | Electric Energy (GWh/year) | Energy Efficiency | 0 | 0 | 0 | 0 | 0 | 0 | 0 | 0 | 0 | 0 | 0
2023 PG Study Reference Scenario | SCE | Com | ComRefrig | Com - Other | Electric Demand (MW) | Energy Efficiency | 0 | 0 | 0 | 0 | 0 | 0 | 0 | 0 | 0 | 0 | 0
2023 PG Study Reference Scenario | SCE | Com | ComRefrig | Com - Other | Electric Energy (GWh/year) | Energy Efficiency | 0 | 0 | 0 | 0 | 0 | 0 | 0 | 0 | 0 | 0 | 0
2023 PG Study Reference Scenario | SCE | Com | ComRefrig | Com - Refrig. Warehouse | Electric Demand (MW) | Energy Efficiency | 0.00049921 | 0.0004435 | 0.00035506 | 0.00025319 | 0.00015733 | 7.9578e-05 | 2.3117e-05 | 0 | 0 | 0 | 0
2023 PG Study Reference Scenario | SCE | Com | ComRefrig | Com - Refrig. Warehouse | Electric Energy (GWh/year) | Energy Efficiency | 0.00392 | 0.0034822 | 0.0027877 | 0.0019879 | 0.0012354 | 0.00062485 | 0.00018144 | 0 | 0 | 0 | 0
2023 PG Study Reference Scenario | SCE | Com | ComRefrig | Com - Restaurant | Electric Demand (MW) | Energy Efficiency | 0.022207 | 0.018004 | 0.012863 | 0.007862 | 0.0037425 | 0.00074725 | 0 | 0 | 0 | 0 | 0
2023 PG Study Reference Scenario | SCE | Com | ComRefrig | Com - Restaurant | Electric Energy (GWh/year) | Energy Efficiency | 0.17437 | 0.14136 | 0.10101 | 0.06175 | 0.029402 | 0.0058756 | 0 | 0 | 0 | 0 | 0
2023 PG Study Reference Scenario | SCE | Com | ComRefrig | Com - Retail | Electric Demand (MW) | Energy Efficiency | 0.25801 | 0.26139 | 0.24353 | 0.20685 | 0.15936 | 0.11099 | 0.069225 | 0.037287 | 0.014904 | 0.00065063 | 0
2023 PG Study Reference Scenario | SCE | Com | ComRefrig | Com - Retail | Electric Energy (GWh/year) | Energy Efficiency | 2.026 | 2.0526 | 1.9126 | 1.625 | 1.2525 | 0.87277 | 0.54477 | 0.29377 | 0.11774 | 0.005519 | 0
2023 PG Study Reference Scenario | SCE | Com | ComRefrig | Com - School | Electric Demand (MW) | Energy Efficiency | 0.00060405 | 0.0004923 | 0.0003528 | 0.00021695 | 0.00010611 | 2.678e-05 | 0 | 0 | 0 | 0 | 0
2023 PG Study Reference Scenario | SCE | Com | ComRefrig | Com - School | Electric Energy (GWh/year) | Energy Efficiency | 0.0047439 | 0.003867 | 0.0027722 | 0.0017056 | 0.00083506 | 0.00021159 | 0 | 0 | 0 | 0 | 0
2023 PG Study Reference Scenario | SCE | Com | Data Center | Com - Office (Large) | Electric Demand (MW) | Energy Efficiency | 0.057027 | 0.052616 | 0.047719 | 0.042857 | 0.038681 | 0.034972 | 0.031471 | 0.02865 | 0.026174 | 0.024056 | 0.022594
2023 PG Study Reference Scenario | SCE | Com | Data Center | Com - Office (Large) | Electric Energy (GWh/year) | Energy Efficiency | 0.14019 | 0.12869 | 0.11594 | 0.10327 | 0.09228 | 0.0825 | 0.073343 | 0.065929 | 0.05946 | 0.053953 | 0.0501
2023 PG Study Reference Scenario | SCE | Com | Data Center | Com - Other | Electric Demand (MW) | Energy Efficiency | 0.049551 | 0.046623 | 0.043299 | 0.039793 | 0.036385 | 0.033239 | 0.030596 | 0.028252 | 0.026168 | 0.024607 | 0.023465
2023 PG Study Reference Scenario | SCE | Com | Data Center | Com - Other | Electric Energy (GWh/year) | Energy Efficiency | 0.1213 | 0.11359 | 0.10485 | 0.095649 | 0.086701 | 0.078438 | 0.071453 | 0.065273 | 0.059807 | 0.055673 | 0.05262
2023 PG Study Reference Scenario | SCE | Com | FoodServ | Com - College | Electric Demand (MW) | Energy Efficiency | 0 | 0.0037879 | 0.0054472 | 0.0058382 | 0.0061752 | 0.0065387 | 0.0068784 | 0.0071718 | 0.0074407 | 0.007672 | 0.0078885
2023 PG Study Reference Scenario | SCE | Com | FoodServ | Com - College | Electric Demand (MW) | Fuel Substitution | -0.0025275 | -0.0028483 | -0.0031586 | -0.0034568 | -0.0037418 | -0.0040135 | -0.0042716 | -0.0045155 | -0.004744 | -0.0049566 | -0.005153
2023 PG Study Reference Scenario | SCE | Com | FoodServ | Com - College | Electric Energy (GWh/year) | Energy Efficiency | 0 | 0.016563 | 0.023819 | 0.025528 | 0.027002 | 0.028591 | 0.030077 | 0.03136 | 0.032535 | 0.033547 | 0.034494
2023 PG Study Reference Scenario | SCE | Com | FoodServ | Com - College | Electric Energy (GWh/year) | Fuel Substitution | -0.032661 | -0.03725 | -0.041684 | -0.045944 | -0.050014 | -0.053895 | -0.057592 | -0.061094 | -0.064389 | -0.067474 | -0.071565
2023 PG Study Reference Scenario | SCE | Com | FoodServ | Com - College | Gas Energy (MMTherm/year) | Energy Efficiency | 0 | 0 | 0 | 0 | 0 | 0 | 0 | 0 | 0 | 0 | 0
2023 PG Study Reference Scenario | SCE | Com | FoodServ | Com - College | Gas Energy (MMTherm/year) | Fuel Substitution | 0.0033962 | 0.0038656 | 0.0043189 | 0.0047538 | 0.0051689 | 0.0055642 | 0.0059402 | 0.0062958 | 0.0066298 | 0.0069418 | 0.0073421
2023 PG Study Reference Scenario | SCE | Com | FoodServ | Com - Grocery | Electric Demand (MW) | Energy Efficiency | 0 | 0.031145 | 0.038509 | 0.040676 | 0.042714 | 0.044408 | 0.045711 | 0.046982 | 0.047987 | 0.048681 | 0.049316
2023 PG Study Reference Scenario | SCE | Com | FoodServ | Com - Grocery | Electric Demand (MW) | Fuel Substitution | -0.013979 | -0.015824 | -0.017622 | -0.019364 | -0.021043 | -0.022659 | -0.02421 | -0.025689 | -0.027092 | -0.028414 | -0.02965
2023 PG Study Reference Scenario | SCE | Com | FoodServ | Com - Grocery | Electric Energy (GWh/year) | Energy Efficiency | 0 | 0.13618 | 0.16839 | 0.17786 | 0.18677 | 0.19418 | 0.19988 | 0.20544 | 0.20983 | 0.21286 | 0.21564
2023 PG Study Reference Scenario | SCE | Com | FoodServ | Com - Grocery | Electric Energy (GWh/year) | Fuel Substitution | -0.32944 | -0.37243 | -0.41436 | -0.45498 | -0.49414 | -0.53185 | -0.56813 | -0.60282 | -0.63574 | -0.6668 | -0.69651
2023 PG Study Reference Scenario | SCE | Com | FoodServ | Com - Grocery | Gas Energy (MMTherm/year) | Energy Efficiency | 0 | 0 | 0 | 0 | 0 | 0 | 0 | 0 | 0 | 0 | 0
2023 PG Study Reference Scenario | SCE | Com | FoodServ | Com - Grocery | Gas Energy (MMTherm/year) | Fuel Substitution | 0.034481 | 0.038944 | 0.043295 | 0.047509 | 0.051569 | 0.055478 | 0.059236 | 0.062828 | 0.066234 | 0.069446 | 0.072507
2023 PG Study Reference Scenario | SCE | Com | FoodServ | Com - Health | Electric Demand (MW) | Energy Efficiency | 0 | 0.0062752 | 0.0084169 | 0.0090103 | 0.0096228 | 0.010181 | 0.01075 | 0.011236 | 0.011686 | 0.012049 | 0.01236
2023 PG Study Reference Scenario | SCE | Com | FoodServ | Com - Health | Electric Demand (MW) | Fuel Substitution | -0.0068715 | -0.0078161 | -0.00874 | -0.0096383 | -0.010507 | -0.011346 | -0.012153 | -0.012927 | -0.013663 | -0.014361 | -0.015016
2023 PG Study Reference Scenario | SCE | Com | FoodServ | Com - Health | Electric Energy (GWh/year) | Energy Efficiency | 0 | 0.027439 | 0.036804 | 0.039399 | 0.042077 | 0.044517 | 0.047007 | 0.049131 | 0.0511 | 0.052688 | 0.054044
2023 PG Study Reference Scenario | SCE | Com | FoodServ | Com - Health | Electric Energy (GWh/year) | Fuel Substitution | -0.092708 | -0.10579 | -0.11862 | -0.13115 | -0.14331 | -0.1551 | -0.16653 | -0.17755 | -0.1881 | -0.19817 | -0.20866
2023 PG Study Reference Scenario | SCE | Com | FoodServ | Com - Health | Gas Energy (MMTherm/year) | Energy Efficiency | 0 | 0 | 0 | 0 | 0 | 0 | 0 | 0 | 0 | 0 | 0
2023 PG Study Reference Scenario | SCE | Com | FoodServ | Com - Health | Gas Energy (MMTherm/year) | Fuel Substitution | 0.010098 | 0.011507 | 0.01289 | 0.014237 | 0.015544 | 0.01681 | 0.018035 | 0.019214 | 0.020342 | 0.021416 | 0.022519
2023 PG Study Reference Scenario | SCE | Com | FoodServ | Com - Lodging | Electric Demand (MW) | Energy Efficiency | 0 | 0.0058613 | 0.0090316 | 0.0096675 | 0.010306 | 0.010919 | 0.011488 | 0.012029 | 0.012539 | 0.013006 | 0.013445
2023 PG Study Reference Scenario | SCE | Com | FoodServ | Com - Lodging | Electric Demand (MW) | Fuel Substitution | -0.005429 | -0.0061384 | -0.0068306 | -0.0075024 | -0.0081507 | -0.0087749 | -0.009374 | -0.0099457 | -0.010487 | -0.010997 | -0.011474
2023 PG Study Reference Scenario | SCE | Com | FoodServ | Com - Lodging | Electric Energy (GWh/year) | Energy Efficiency | 0 | 0.025629 | 0.039492 | 0.042272 | 0.045063 | 0.047743 | 0.050233 | 0.052598 | 0.054828 | 0.056872 | 0.058788
2023 PG Study Reference Scenario | SCE | Com | FoodServ | Com - Lodging | Electric Energy (GWh/year) | Fuel Substitution | -0.086832 | -0.098101 | -0.10909 | -0.11973 | -0.12999 | -0.13985 | -0.14933 | -0.15837 | -0.16694 | -0.17499 | -0.18317
2023 PG Study Reference Scenario | SCE | Com | FoodServ | Com - Lodging | Gas Energy (MMTherm/year) | Energy Efficiency | 0 | 0 | 0 | 0 | 0 | 0 | 0 | 0 | 0 | 0 | 0
2023 PG Study Reference Scenario | SCE | Com | FoodServ | Com - Lodging | Gas Energy (MMTherm/year) | Fuel Substitution | 0.0091741 | 0.010356 | 0.011508 | 0.012622 | 0.013695 | 0.014726 | 0.015715 | 0.016658 | 0.017548 | 0.018385 | 0.019225
2023 PG Study Reference Scenario | SCE | Com | FoodServ | Com - Other | Electric Demand (MW) | Energy Efficiency | 0 | 0.048893 | 0.068296 | 0.073182 | 0.077876 | 0.08235 | 0.08672 | 0.090731 | 0.094307 | 0.097753 | 0.10095
2023 PG Study Reference Scenario | SCE | Com | FoodServ | Com - Other | Electric Demand (MW) | Fuel Substitution | -0.04466 | -0.050569 | -0.056381 | -0.06207 | -0.067613 | -0.073004 | -0.078234 | -0.083283 | -0.08812 | -0.09273 | -0.097091
2023 PG Study Reference Scenario | SCE | Com | FoodServ | Com - Other | Electric Energy (GWh/year) | Energy Efficiency | 0 | 0.21379 | 0.29863 | 0.32 | 0.34052 | 0.36008 | 0.37919 | 0.39673 | 0.41237 | 0.42744 | 0.44142
2023 PG Study Reference Scenario | SCE | Com | FoodServ | Com - Other | Electric Energy (GWh/year) | Fuel Substitution | -0.31756 | -0.36136 | -0.40427 | -0.44608 | -0.48663 | -0.52591 | -0.56388 | -0.6004 | -0.6353 | -0.66846 | -0.70636
2023 PG Study Reference Scenario | SCE | Com | FoodServ | Com - Other | Gas Energy (MMTherm/year) | Energy Efficiency | 0 | 0 | 0 | 0 | 0 | 0 | 0 | 0 | 0 | 0 | 0
2023 PG Study Reference Scenario | SCE | Com | FoodServ | Com - Other | Gas Energy (MMTherm/year) | Fuel Substitution | 0.031099 | 0.035365 | 0.039541 | 0.043607 | 0.047547 | 0.051359 | 0.055041 | 0.05858 | 0.061956 | 0.065162 | 0.068781
2023 PG Study Reference Scenario | SCE | Com | FoodServ | Com - Restaurant | Electric Demand (MW) | Energy Efficiency | 0 | 0.077249 | 0.11453 | 0.12289 | 0.13117 | 0.13874 | 0.14574 | 0.15255 | 0.15889 | 0.16467 | 0.17007
2023 PG Study Reference Scenario | SCE | Com | FoodServ | Com - Restaurant | Electric Demand (MW) | Fuel Substitution | -0.10307 | -0.1165 | -0.12967 | -0.14252 | -0.15501 | -0.16712 | -0.17882 | -0.19007 | -0.20081 | -0.21099 | -0.22058
2023 PG Study Reference Scenario | SCE | Com | FoodServ | Com - Restaurant | Electric Energy (GWh/year) | Energy Efficiency | 0 | 0.33778 | 0.50081 | 0.53737 | 0.57356 | 0.60667 | 0.63726 | 0.66703 | 0.69479 | 0.72003 | 0.74364
2023 PG Study Reference Scenario | SCE | Com | FoodServ | Com - Restaurant | Electric Energy (GWh/year) | Fuel Substitution | -1.3744 | -1.5491 | -1.7197 | -1.8853 | -2.0452 | -2.1995 | -2.3479 | -2.49 | -2.6247 | -2.7517 | -2.88
2023 PG Study Reference Scenario | SCE | Com | FoodServ | Com - Restaurant | Gas Energy (MMTherm/year) | Energy Efficiency | 0 | 0 | 0 | 0 | 0 | 0 | 0 | 0 | 0 | 0 | 0
2023 PG Study Reference Scenario | SCE | Com | FoodServ | Com - Restaurant | Gas Energy (MMTherm/year) | Fuel Substitution | 0.14109 | 0.15892 | 0.17633 | 0.19321 | 0.20949 | 0.22519 | 0.24028 | 0.25471 | 0.26838 | 0.28124 | 0.29412
2023 PG Study Reference Scenario | SCE | Com | FoodServ | Com - School | Electric Demand (MW) | Energy Efficiency | 0 | 0.021523 | 0.030383 | 0.032442 | 0.034355 | 0.036212 | 0.037894 | 0.03951 | 0.041015 | 0.042412 | 0.043645
2023 PG Study Reference Scenario | SCE | Com | FoodServ | Com - School | Electric Demand (MW) | Fuel Substitution | -0.0040456 | -0.0045704 | -0.0050777 | -0.0055649 | -0.00603 | -0.0064727 | -0.0068926 | -0.0072885 | -0.0076588 | -0.0080028 | -0.0083199
2023 PG Study Reference Scenario | SCE | Com | FoodServ | Com - School | Electric Energy (GWh/year) | Energy Efficiency | 0 | 0.094113 | 0.13285 | 0.14186 | 0.15022 | 0.15834 | 0.1657 | 0.17276 | 0.17934 | 0.18545 | 0.19085
2023 PG Study Reference Scenario | SCE | Com | FoodServ | Com - School | Electric Energy (GWh/year) | Fuel Substitution | -0.054231 | -0.062058 | -0.06963 | -0.076906 | -0.083862 | -0.090497 | -0.096817 | -0.1028 | -0.10844 | -0.11371 | -0.11911
2023 PG Study Reference Scenario | SCE | Com | FoodServ | Com - School | Gas Energy (MMTherm/year) | Energy Efficiency | 0 | 0 | 0 | 0 | 0 | 0 | 0 | 0 | 0 | 0 | 0
2023 PG Study Reference Scenario | SCE | Com | FoodServ | Com - School | Gas Energy (MMTherm/year) | Fuel Substitution | 0.0056523 | 0.0064542 | 0.0072293 | 0.0079735 | 0.0086843 | 0.0093615 | 0.010006 | 0.010615 | 0.011187 | 0.011722 | 0.012263
2023 PG Study Reference Scenario | SCE | Com | HVAC | Com - College | Electric Demand (MW) | Energy Efficiency | 0.044283 | 0.04436 | 0.045217 | 0.046167 | 0.045938 | 0.046824 | 0.04744 | 0.047331 | 0.047117 | 0.046524 | 0.046121
2023 PG Study Reference Scenario | SCE | Com | HVAC | Com - College | Electric Demand (MW) | Fuel Substitution | -6.2147e-05 | -6.4716e-05 | -6.6559e-05 | -0.0057735 | -0.0058834 | 0 | 0 | 0 | 0 | 0 | 0
2023 PG Study Reference Scenario | SCE | Com | HVAC | Com - College | Electric Energy (GWh/year) | Energy Efficiency | 0.078449 | 0.078255 | 0.079226 | 0.080364 | 0.079822 | 0.080921 | 0.081655 | 0.081367 | 0.080941 | 0.079991 | 0.079338
2023 PG Study Reference Scenario | SCE | Com | HVAC | Com - College | Electric Energy (GWh/year) | Fuel Substitution | 0.000989 | 0.0026883 | 0.041177 | 0.029761 | 0.030335 | 0 | 0 | 0 | 0 | 0 | 0
2023 PG Study Reference Scenario | SCE | Com | HVAC | Com - College | Gas Energy (MMTherm/year) | Energy Efficiency | 0.0027595 | 0.0027685 | 0.0028293 | 0.002896 | 0.0028829 | 0.0029444 | 0.0029875 | 0.0029814 | 0.0029682 | 0.0029286 | 0.0029017
2023 PG Study Reference Scenario | SCE | Com | HVAC | Com - College | Gas Energy (MMTherm/year) | Fuel Substitution | 0.0030722 | 0.0036726 | 0.0064195 | 0.008939 | 0.0090893 | 0 | 0 | 0 | 0 | 0 | 0
2023 PG Study Reference Scenario | SCE | Com | HVAC | Com - Grocery | Electric Demand (MW) | Energy Efficiency | 0.001805 | 0.001772 | 0.0017356 | 0.0016966 | 0.0016614 | 0.0016132 | 0.0015523 | 0.0015063 | 0.0014556 | 0.0013995 | 0.0013556
2023 PG Study Reference Scenario | SCE | Com | HVAC | Com - Grocery | Electric Demand (MW) | Fuel Substitution | -0.10678 | -0.11219 | -0.11642 | -0.11946 | -0.12138 | 0.019651 | 0.020418 | 0.020898 | 0.021086 | 0.021047 | 0.020855
2023 PG Study Reference Scenario | SCE | Com | HVAC | Com - Grocery | Electric Energy (GWh/year) | Energy Efficiency | 0.0060378 | 0.0059239 | 0.0057997 | 0.0056682 | 0.0055496 | 0.0053919 | 0.0051962 | 0.0050482 | 0.0048866 | 0.0047095 | 0.0045707
2023 PG Study Reference Scenario | SCE | Com | HVAC | Com - Grocery | Electric Energy (GWh/year) | Fuel Substitution | -6.239 | -6.5309 | -6.7522 | -6.9041 | -6.9913 | 0.29503 | 0.30655 | 0.31375 | 0.31656 | 0.31599 | 0.3131
2023 PG Study Reference Scenario | SCE | Com | HVAC | Com - Grocery | Gas Energy (MMTherm/year) | Energy Efficiency | 0 | 0 | 0 | 0 | 0 | 0 | 0 | 0 | 0 | 0 | 0
2023 PG Study Reference Scenario | SCE | Com | HVAC | Com - Grocery | Gas Energy (MMTherm/year) | Fuel Substitution | 0.94545 | 0.99084 | 1.026 | 1.051 | 1.0667 | 2.0398e-07 | 2.1032e-07 | 2.1386e-07 | 2.1479e-07 | 2.1379e-07 | 2.115e-07
2023 PG Study Reference Scenario | SCE | Com | HVAC | Com - Health | Electric Demand (MW) | Energy Efficiency | 0.0092471 | 0.0093042 | 0.0094209 | 0.0094105 | 0.0094981 | 0.0095318 | 0.0096441 | 0.0096575 | 0.0096681 | 0.0095929 | 0.0094992
2023 PG Study Reference Scenario | SCE | Com | HVAC | Com - Health | Electric Demand (MW) | Fuel Substitution | -0.011605 | -0.012322 | -0.012943 | -0.013465 | -0.013887 | 2.25e-05 | 2.3416e-05 | 2.4008e-05 | 2.4284e-05 | 2.4318e-05 | 2.4186e-05
2023 PG Study Reference Scenario | SCE | Com | HVAC | Com - Health | Electric Energy (GWh/year) | Energy Efficiency | 0.094939 | 0.094913 | 0.095418 | 0.094785 | 0.095043 | 0.094852 | 0.095368 | 0.095073 | 0.094798 | 0.093862 | 0.09283
2023 PG Study Reference Scenario | SCE | Com | HVAC | Com - Health | Electric Energy (GWh/year) | Fuel Substitution | 0.5334 | 0.56394 | 0.58966 | 0.61068 | 0.62723 | 0.00054116 | 0.00056319 | 0.00057744 | 0.00058407 | 0.00058488 | 0.00058172
2023 PG Study Reference Scenario | SCE | Com | HVAC | Com - Health | Gas Energy (MMTherm/year) | Energy Efficiency | 0 | 0 | 0 | 0 | 0 | 0 | 0 | 0 | 0 | 0 | 0
2023 PG Study Reference Scenario | SCE | Com | HVAC | Com - Health | Gas Energy (MMTherm/year) | Fuel Substitution | 0.051417 | 0.054418 | 0.056963 | 0.059054 | 0.060707 | 7.1691e-11 | 7.461e-11 | 7.6497e-11 | 7.7375e-11 | 7.7482e-11 | 7.7065e-11
2023 PG Study Reference Scenario | SCE | Com | HVAC | Com - Lodging | Electric Demand (MW) | Energy Efficiency | 0.009024 | 0.0092665 | 0.0094929 | 0.009761 | 0.010062 | 0.010313 | 0.01056 | 0.010787 | 0.010732 | 0.01033 | 0.010443
2023 PG Study Reference Scenario | SCE | Com | HVAC | Com - Lodging | Electric Demand (MW) | Fuel Substitution | -0.040812 | -0.042588 | -0.043864 | -0.044649 | -0.044984 | 9.6697e-06 | 9.7388e-06 | 9.7117e-06 | 9.6e-06 | 9.4285e-06 | 9.2196e-06
2023 PG Study Reference Scenario | SCE | Com | HVAC | Com - Lodging | Electric Energy (GWh/year) | Energy Efficiency | 0.068075 | 0.068788 | 0.069769 | 0.070485 | 0.071419 | 0.072048 | 0.072787 | 0.073462 | 0.072758 | 0.072093 | 0.072367
2023 PG Study Reference Scenario | SCE | Com | HVAC | Com - Lodging | Electric Energy (GWh/year) | Fuel Substitution | -0.84616 | -0.87746 | -0.89832 | -0.90917 | -0.91096 | 0.0002315 | 0.00023315 | 0.0002325 | 0.00022983 | 0.00022572 | 0.00022072
2023 PG Study Reference Scenario | SCE | Com | HVAC | Com - Lodging | Gas Energy (MMTherm/year) | Energy Efficiency | 7.7042e-05 | 7.9292e-05 | 7.538e-05 | 8.0749e-05 | 8.6013e-05 | 9.0884e-05 | 9.5169e-05 | 9.8992e-05 | 3.333e-05 | 0 | 0
2023 PG Study Reference Scenario | SCE | Com | HVAC | Com - Lodging | Gas Energy (MMTherm/year) | Fuel Substitution | 0.14036 | 0.14579 | 0.14961 | 0.1519 | 0.15279 | 3.081e-11 | 3.1031e-11 | 3.0944e-11 | 3.0588e-11 | 3.0042e-11 | 2.9376e-11
2023 PG Study Reference Scenario | SCE | Com | HVAC | Com - Office (Large) | Electric Demand (MW) | Energy Efficiency | 0.0076041 | 0.0077219 | 0.014455 | 0.014411 | 0.014426 | 0.014189 | 0.013075 | 0.013395 | 0.013587 | 0.0085459 | 0.008605
2023 PG Study Reference Scenario | SCE | Com | HVAC | Com - Office (Large) | Electric Demand (MW) | Fuel Substitution | -4.2425e-05 | -4.4841e-05 | -4.6864e-05 | -4.8492e-05 | -4.9736e-05 | 0 | 0 | 0 | 0 | 0 | 0
2023 PG Study Reference Scenario | SCE | Com | HVAC | Com - Office (Large) | Electric Energy (GWh/year) | Energy Efficiency | 0.029615 | 0.030027 | 0.039592 | 0.039757 | 0.040206 | 0.040304 | 0.038987 | 0.039693 | 0.040082 | 0.033088 | 0.033292
2023 PG Study Reference Scenario | SCE | Com | HVAC | Com - Office (Large) | Electric Energy (GWh/year) | Fuel Substitution | -0.00055611 | -0.00058765 | -0.00061407 | -0.00063532 | -0.00065158 | 0 | 0 | 0 | 0 | 0 | 0
2023 PG Study Reference Scenario | SCE | Com | HVAC | Com - Office (Large) | Gas Energy (MMTherm/year) | Energy Efficiency | 3.4178e-06 | 3.3847e-06 | 0.00046007 | 0.0004188 | 0.00036744 | 0.00028412 | 0.00010856 | 0.0001128 | 0.00011578 | 0 | 0
2023 PG Study Reference Scenario | SCE | Com | HVAC | Com - Office (Large) | Gas Energy (MMTherm/year) | Fuel Substitution | 0.00016259 | 0.00017156 | 0.00017902 | 0.00018497 | 0.00018947 | 0 | 0 | 0 | 0 | 0 | 0
2023 PG Study Reference Scenario | SCE | Com | HVAC | Com - Office (Small) | Electric Demand (MW) | Energy Efficiency | 0.027092 | 0.02871 | 0.029207 | 0.029591 | 0.030035 | 0.030363 | 0.030533 | 0.030713 | 0.03085 | 0.030877 | 0.030923
2023 PG Study Reference Scenario | SCE | Com | HVAC | Com - Office (Small) | Electric Demand (MW) | Fuel Substitution | -8.9593e-05 | -9.3709e-05 | -9.6847e-05 | -9.9012e-05 | -0.00010025 | 0 | 0 | 0 | 0 | 0 | 0
2023 PG Study Reference Scenario | SCE | Com | HVAC | Com - Office (Small) | Electric Energy (GWh/year) | Energy Efficiency | 0.049101 | 0.051956 | 0.052733 | 0.053331 | 0.054033 | 0.054551 | 0.054816 | 0.055103 | 0.055322 | 0.055363 | 0.055437
2023 PG Study Reference Scenario | SCE | Com | HVAC | Com - Office (Small) | Electric Energy (GWh/year) | Fuel Substitution | -0.005456 | -0.005702 | -0.0058858 | -0.0060094 | -0.0060772 | 0 | 0 | 0 | 0 | 0 | 0
2023 PG Study Reference Scenario | SCE | Com | HVAC | Com - Office (Small) | Gas Energy (MMTherm/year) | Energy Efficiency | 0.0014418 | 0.0014692 | 0.0014908 | 0.0015069 | 0.0015263 | 0.0015391 | 0.0015434 | 0.0015485 | 0.0015516 | 0.0015486 | 0.0015469
2023 PG Study Reference Scenario | SCE | Com | HVAC | Com - Office (Small) | Gas Energy (MMTherm/year) | Fuel Substitution | 0.00065362 | 0.00068352 | 0.0007061 | 0.00072158 | 0.0007305 | 0 | 0 | 0 | 0 | 0 | 0
2023 PG Study Reference Scenario | SCE | Com | HVAC | Com - Other | Electric Demand (MW) | Energy Efficiency | 0.65999 | 0.67687 | 0.69187 | 0.7035 | 0.71366 | 0.72208 | 0.73393 | 0.74015 | 0.73943 | 0.73996 | 0.74067
2023 PG Study Reference Scenario | SCE | Com | HVAC | Com - Other | Electric Demand (MW) | Fuel Substitution | -0.057602 | -0.060769 | -0.063397 | -0.065483 | -0.067017 | 0 | 0 | 0 | 0 | 0 | 0
2023 PG Study Reference Scenario | SCE | Com | HVAC | Com - Other | Electric Energy (GWh/year) | Energy Efficiency | 0.96744 | 0.99168 | 1.0137 | 1.0306 | 1.0452 | 1.0567 | 1.0742 | 1.0834 | 1.0816 | 1.0815 | 1.0818
2023 PG Study Reference Scenario | SCE | Com | HVAC | Com - Other | Electric Energy (GWh/year) | Fuel Substitution | -0.0011188 | -0.0012963 | -0.0012936 | -0.0010601 | 0.40338 | 0 | 0 | 0 | 0 | 0 | 0
2023 PG Study Reference Scenario | SCE | Com | HVAC | Com - Other | Gas Energy (MMTherm/year) | Energy Efficiency | 0.051818 | 0.053148 | 0.054324 | 0.055238 | 0.056039 | 0.056711 | 0.05764 | 0.058129 | 0.058083 | 0.058045 | 0.058001
2023 PG Study Reference Scenario | SCE | Com | HVAC | Com - Other | Gas Energy (MMTherm/year) | Fuel Substitution | 0.15637 | 0.1646 | 0.17133 | 0.17659 | 0.22426 | 0 | 0 | 0 | 0 | 0 | 0
2023 PG Study Reference Scenario | SCE | Com | HVAC | Com - Refrig. Warehouse | Electric Demand (MW) | Energy Efficiency | 3.2046e-05 | 3.4995e-05 | 3.7417e-05 | 3.9579e-05 | 4.2075e-05 | 4.4644e-05 | 4.7318e-05 | 4.9532e-05 | 5.1877e-05 | 5.4055e-05 | 5.5791e-05
2023 PG Study Reference Scenario | SCE | Com | HVAC | Com - Refrig. Warehouse | Electric Energy (GWh/year) | Energy Efficiency | 0.00010452 | 0.00011414 | 0.00012204 | 0.00012909 | 0.00013724 | 0.00014562 | 0.00015434 | 0.00016156 | 0.00016921 | 0.00017631 | 0.00018197
2023 PG Study Reference Scenario | SCE | Com | HVAC | Com - Restaurant | Electric Demand (MW) | Energy Efficiency | 0.055143 | 0.05677 | 0.058301 | 0.059636 | 0.061127 | 0.061839 | 0.062127 | 0.062619 | 0.062953 | 0.063013 | 0.063126
2023 PG Study Reference Scenario | SCE | Com | HVAC | Com - Restaurant | Electric Demand (MW) | Fuel Substitution | -8.3721e-05 | -8.7215e-05 | -8.9731e-05 | -0.0076952 | -0.0078465 | 1.4782e-05 | 1.5197e-05 | 1.5393e-05 | 1.5381e-05 | 1.5218e-05 | 1.4955e-05
2023 PG Study Reference Scenario | SCE | Com | HVAC | Com - Restaurant | Electric Energy (GWh/year) | Energy Efficiency | 0.052317 | 0.053914 | 0.055454 | 0.056845 | 0.058387 | 0.059253 | 0.059741 | 0.060403 | 0.060911 | 0.061152 | 0.061425
2023 PG Study Reference Scenario | SCE | Com | HVAC | Com - Restaurant | Electric Energy (GWh/year) | Fuel Substitution | 0.0032263 | 0.064161 | 0.069252 | 0.058618 | 0.059748 | 0.000324 | 0.0003331 | 0.00033738 | 0.00033713 | 0.00033354 | 0.00032779
2023 PG Study Reference Scenario | SCE | Com | HVAC | Com - Restaurant | Gas Energy (MMTherm/year) | Energy Efficiency | 0.0039182 | 0.0040242 | 0.0041226 | 0.0042062 | 0.0043007 | 0.0043393 | 0.0043482 | 0.0043722 | 0.0043858 | 0.0043799 | 0.0043787
2023 PG Study Reference Scenario | SCE | Com | HVAC | Com - Restaurant | Gas Energy (MMTherm/year) | Fuel Substitution | 0.0042614 | 0.0076916 | 0.00856 | 0.011785 | 0.011985 | 4.71e-11 | 4.8423e-11 | 4.9045e-11 | 4.9009e-11 | 4.8488e-11 | 4.7651e-11
2023 PG Study Reference Scenario | SCE | Com | HVAC | Com - Retail | Electric Demand (MW) | Energy Efficiency | 0.24264 | 0.25315 | 0.26217 | 0.26987 | 0.27681 | 0.28026 | 0.28084 | 0.28239 | 0.027879 | 0.012501 | 0.0087889
2023 PG Study Reference Scenario | SCE | Com | HVAC | Com - Retail | Electric Demand (MW) | Fuel Substitution | -0.0023127 | -0.0024732 | -0.016916 | -0.017739 | -0.018421 | 4.2889e-05 | 4.32e-05 | 4.3161e-05 | 0 | 0 | 0
2023 PG Study Reference Scenario | SCE | Com | HVAC | Com - Retail | Electric Energy (GWh/year) | Energy Efficiency | 0.61709 | 0.65988 | 0.69854 | 0.73338 | 0.76495 | 0.7887 | 0.80521 | 0.82068 | 0.055823 | 0.021343 | 0.018116
2023 PG Study Reference Scenario | SCE | Com | HVAC | Com - Retail | Electric Energy (GWh/year) | Fuel Substitution | 0.77928 | 0.81629 | 0.83724 | 0.76461 | 0.78044 | 0.00085737 | 0.0008636 | 0.00086282 | 0 | 0 | 0
2023 PG Study Reference Scenario | SCE | Com | HVAC | Com - Retail | Gas Energy (MMTherm/year) | Energy Efficiency | 0.0054846 | 0.0057195 | 0.005922 | 0.0060949 | 0.0062503 | 0.0063288 | 0.0063442 | 0.0063798 | 0.0005552 | 0.00023877 | 0.00015362
2023 PG Study Reference Scenario | SCE | Com | HVAC | Com - Retail | Gas Energy (MMTherm/year) | Fuel Substitution | 0.036915 | 0.038712 | 0.044708 | 0.059954 | 0.060868 | 1.3666e-10 | 1.3765e-10 | 1.3752e-10 | 0 | 0 | 0
2023 PG Study Reference Scenario | SCE | Com | HVAC | Com - School | Electric Demand (MW) | Energy Efficiency | 0.071347 | 0.072409 | 0.073546 | 0.074225 | 0.074286 | 0.074583 | 0.0744 | 0.074512 | 0.074487 | 0.074522 | 0.074275
2023 PG Study Reference Scenario | SCE | Com | HVAC | Com - School | Electric Demand (MW) | Fuel Substitution | -0.00014667 | -0.00015302 | -0.00015767 | -0.00016066 | -0.00016209 | 0 | 0 | 0 | 0 | 0 | 0
2023 PG Study Reference Scenario | SCE | Com | HVAC | Com - School | Electric Energy (GWh/year) | Energy Efficiency | 0.063492 | 0.06433 | 0.065658 | 0.06637 | 0.066435 | 0.066147 | 0.066387 | 0.066684 | 0.066 | 0.065801 | 0.06557
2023 PG Study Reference Scenario | SCE | Com | HVAC | Com - School | Electric Energy (GWh/year) | Fuel Substitution | -0.01698 | -0.017679 | -0.018183 | -0.0185 | -0.018643 | 0 | 0 | 0 | 0 | 0 | 0
2023 PG Study Reference Scenario | SCE | Com | HVAC | Com - School | Gas Energy (MMTherm/year) | Energy Efficiency | 0.0040913 | 0.0041545 | 0.0042182 | 0.0042571 | 0.0042608 | 0.0042833 | 0.0042694 | 0.0042744 | 0.0042791 | 0.0042825 | 0.0042676
2023 PG Study Reference Scenario | SCE | Com | HVAC | Com - School | Gas Energy (MMTherm/year) | Fuel Substitution | 0.0020402 | 0.0021251 | 0.0021868 | 0.0022262 | 0.002245 | 0 | 0 | 0 | 0 | 0 | 0
2023 PG Study Reference Scenario | SCE | Com | HVAC | Com - Warehouse | Electric Demand (MW) | Energy Efficiency | 0.0015972 | 0.0016845 | 0.0017892 | 0.0018807 | 0.0019751 | 0.0020558 | 0.002124 | 0.0021903 | 0.0019875 | 0.0019328 | 0.0019604
2023 PG Study Reference Scenario | SCE | Com | HVAC | Com - Warehouse | Electric Demand (MW) | Fuel Substitution | -0.042377 | -0.043967 | -0.045037 | -0.045613 | -0.04574 | 0 | 0 | 0 | 0 | 0 | 0
2023 PG Study Reference Scenario | SCE | Com | HVAC | Com - Warehouse | Electric Energy (GWh/year) | Energy Efficiency | 0.0066975 | 0.006987 | 0.0074366 | 0.0077889 | 0.008117 | 0.0083954 | 0.0086288 | 0.0088563 | 0.0077846 | 0.0074508 | 0.0075292
2023 PG Study Reference Scenario | SCE | Com | HVAC | Com - Warehouse | Electric Energy (GWh/year) | Fuel Substitution | -0.83094 | -0.85821 | -0.87536 | -0.88301 | -0.88211 | 0 | 0 | 0 | 0 | 0 | 0
2023 PG Study Reference Scenario | SCE | Com | HVAC | Com - Warehouse | Gas Energy (MMTherm/year) | Energy Efficiency | 6.1583e-05 | 6.7018e-05 | 7.2126e-05 | 7.6981e-05 | 8.1726e-05 | 8.5942e-05 | 8.9611e-05 | 9.2887e-05 | 2.3744e-05 | 0 | 0
2023 PG Study Reference Scenario | SCE | Com | HVAC | Com - Warehouse | Gas Energy (MMTherm/year) | Fuel Substitution | 0.13218 | 0.13667 | 0.13963 | 0.14114 | 0.14135 | 0 | 0 | 0 | 0 | 0 | 0
2023 PG Study Reference Scenario | SCE | Com | Lighting | Com - College | Electric Demand (MW) | Energy Efficiency | 8.5539e-05 | 9.3066e-05 | 0.00010112 | 0.00023554 | 0.00030723 | 0.00018606 | 0.00027386 | 0.00034932 | 0.00021206 | 0.00015335 | 0.00015968
2023 PG Study Reference Scenario | SCE | Com | Lighting | Com - College | Electric Energy (GWh/year) | Energy Efficiency | 0.00031936 | 0.00034746 | 0.00037753 | 0.00087939 | 0.001147 | 0.00069466 | 0.0010224 | 0.0013042 | 0.00079171 | 0.00057253 | 0.00059617
2023 PG Study Reference Scenario | SCE | Com | Lighting | Com - College | Gas Energy (MMTherm/year) | Energy Efficiency | -2.0826e-06 | -2.2659e-06 | -2.462e-06 | -5.7348e-06 | -7.48e-06 | -4.5301e-06 | -6.6676e-06 | -8.505e-06 | -5.1629e-06 | -3.7336e-06 | -3.8878e-06
2023 PG Study Reference Scenario | SCE | Com | Lighting | Com - Grocery | Electric Demand (MW) | Energy Efficiency | 0.0055562 | 0.006355 | 0.0067809 | 0.0071807 | 0.0075721 | 0.0079053 | 0.0081698 | 0.0084494 | 0.0086885 | 0.0088765 | 0.0090722
2023 PG Study Reference Scenario | SCE | Com | Lighting | Com - Grocery | Electric Energy (GWh/year) | Energy Efficiency | 0.031247 | 0.035727 | 0.038119 | 0.040364 | 0.042562 | 0.044432 | 0.045917 | 0.047486 | 0.048827 | 0.049882 | 0.050979
2023 PG Study Reference Scenario | SCE | Com | Lighting | Com - Grocery | Gas Energy (MMTherm/year) | Energy Efficiency | -0.00033537 | -0.00038308 | -0.00040867 | -0.00043267 | -0.00045616 | -0.00047615 | -0.00049199 | -0.00050873 | -0.00052304 | -0.00053427 | -0.00054596
2023 PG Study Reference Scenario | SCE | Com | Lighting | Com - Health | Electric Demand (MW) | Energy Efficiency | 0.0022545 | 0.0040857 | 0.0051249 | 0.0055517 | 0.0060125 | 0.006449 | 0.0069154 | 0.0073343 | 0.0077452 | 0.0081048 | 0.0084408
2023 PG Study Reference Scenario | SCE | Com | Lighting | Com - Health | Electric Energy (GWh/year) | Energy Efficiency | 0.013424 | 0.024172 | 0.030279 | 0.032796 | 0.035512 | 0.038085 | 0.040833 | 0.043301 | 0.04572 | 0.047837 | 0.049815
2023 PG Study Reference Scenario | SCE | Com | Lighting | Com - Health | Gas Energy (MMTherm/year) | Energy Efficiency | -8.8001e-05 | -0.00015837 | -0.00019836 | -0.00021484 | -0.00023263 | -0.00024948 | -0.00026748 | -0.00028364 | -0.00029949 | -0.00031335 | -0.0003263
2023 PG Study Reference Scenario | SCE | Com | Lighting | Com - Lodging | Electric Demand (MW) | Energy Efficiency | 4.034e-05 | 4.417e-05 | 4.8083e-05 | 5.1885e-05 | 5.581e-05 | 5.9707e-05 | 6.347e-05 | 6.7183e-05 | 7.0827e-05 | 7.4331e-05 | 7.7774e-05
2023 PG Study Reference Scenario | SCE | Com | Lighting | Com - Lodging | Electric Energy (GWh/year) | Energy Efficiency | 0.00025323 | 0.00027727 | 0.00030183 | 0.0003257 | 0.00035034 | 0.0003748 | 0.00039842 | 0.00042173 | 0.00044461 | 0.0004666 | 0.00048821
2023 PG Study Reference Scenario | SCE | Com | Lighting | Com - Lodging | Gas Energy (MMTherm/year) | Energy Efficiency | -1.2263e-06 | -1.3428e-06 | -1.4617e-06 | -1.5773e-06 | -1.6966e-06 | -1.8151e-06 | -1.9295e-06 | -2.0424e-06 | -2.1531e-06 | -2.2597e-06 | -2.3643e-06
2023 PG Study Reference Scenario | SCE | Com | Lighting | Com - Office (Large) | Electric Demand (MW) | Energy Efficiency | 0.00014773 | 0.00019629 | 0.00022273 | 0.00023976 | 0.00025774 | 0.0002756 | 0.00029211 | 0.00030849 | 0.00032366 | 0.00033771 | 0.00035193
2023 PG Study Reference Scenario | SCE | Com | Lighting | Com - Office (Large) | Electric Energy (GWh/year) | Energy Efficiency | 0.0011045 | 0.0014676 | 0.0016653 | 0.0017926 | 0.001927 | 0.0020606 | 0.002184 | 0.0023065 | 0.0024199 | 0.0025249 | 0.0026312
2023 PG Study Reference Scenario | SCE | Com | Lighting | Com - Office (Large) | Gas Energy (MMTherm/year) | Energy Efficiency | -2.0377e-06 | -2.7075e-06 | -3.0721e-06 | -3.307e-06 | -3.5551e-06 | -3.8014e-06 | -4.0291e-06 | -4.255e-06 | -4.4642e-06 | -4.6581e-06 | -4.8542e-06
2023 PG Study Reference Scenario | SCE | Com | Lighting | Com - Office (Small) | Electric Demand (MW) | Energy Efficiency | 2.2796e-05 | 2.4961e-05 | 2.7116e-05 | 2.9251e-05 | 3.1397e-05 | 3.3498e-05 | 3.553e-05 | 3.7531e-05 | 3.9476e-05 | 4.1336e-05 | 4.3144e-05
2023 PG Study Reference Scenario | SCE | Com | Lighting | Com - Office (Small) | Electric Energy (GWh/year) | Energy Efficiency | 0.00012963 | 0.00014194 | 0.0001542 | 0.00016633 | 0.00017854 | 0.00019049 | 0.00020204 | 0.00021342 | 0.00022448 | 0.00023506 | 0.00024534
2023 PG Study Reference Scenario | SCE | Com | Lighting | Com - Office (Small) | Gas Energy (MMTherm/year) | Energy Efficiency | -2.569e-07 | -2.813e-07 | -3.0559e-07 | -3.2964e-07 | -3.5383e-07 | -3.7751e-07 | -4.0041e-07 | -4.2296e-07 | -4.4487e-07 | -4.6584e-07 | -4.8621e-07
2023 PG Study Reference Scenario | SCE | Com | Lighting | Com - Other | Electric Demand (MW) | Energy Efficiency | 0 | 2.5986e-06 | 3.6484e-06 | 3.9472e-06 | 4.2443e-06 | 4.5381e-06 | 4.8349e-06 | 5.1202e-06 | 1.2282e-06 | 0 | 4.5509e-06
2023 PG Study Reference Scenario | SCE | Com | Lighting | Com - Other | Electric Energy (GWh/year) | Energy Efficiency | 0 | 1.2048e-05 | 1.6916e-05 | 1.8301e-05 | 1.9679e-05 | 2.1041e-05 | 2.2416e-05 | 2.3739e-05 | 5.6945e-06 | 0 | 2.11e-05
2023 PG Study Reference Scenario | SCE | Com | Lighting | Com - Other | Gas Energy (MMTherm/year) | Energy Efficiency | 0 | -7.6527e-08 | -1.0745e-07 | -1.1624e-07 | -1.2499e-07 | -1.3365e-07 | -1.4239e-07 | -1.5079e-07 | -3.6171e-08 | 0 | -1.3402e-07
2023 PG Study Reference Scenario | SCE | Com | Lighting | Com - Refrig. Warehouse | Electric Demand (MW) | Energy Efficiency | 0.00017494 | 0.00018828 | 0.00020035 | 0.00021164 | 0.00022316 | 0.00023449 | 0.0002457 | 0.00025596 | 0.00026616 | 0.00027592 | 0.0002848
2023 PG Study Reference Scenario | SCE | Com | Lighting | Com - Refrig. Warehouse | Electric Energy (GWh/year) | Energy Efficiency | 0.0016201 | 0.0017436 | 0.0018553 | 0.0019599 | 0.0020665 | 0.0021713 | 0.0022751 | 0.00237 | 0.0024643 | 0.0025546 | 0.0026367
2023 PG Study Reference Scenario | SCE | Com | Lighting | Com - Refrig. Warehouse | Gas Energy (MMTherm/year) | Energy Efficiency | -1.0489e-09 | -1.1303e-09 | -1.2047e-09 | -1.2752e-09 | -1.3477e-09 | -1.4196e-09 | -1.4915e-09 | -1.5581e-09 | -1.6247e-09 | -1.6889e-09 | -1.7482e-09
2023 PG Study Reference Scenario | SCE | Com | Lighting | Com - Restaurant | Electric Demand (MW) | Energy Efficiency | 0.01702 | 0.018401 | 0.019762 | 0.021086 | 0.02241 | 0.023615 | 0.024732 | 0.025841 | 0.026886 | 0.027853 | 0.028785
2023 PG Study Reference Scenario | SCE | Com | Lighting | Com - Restaurant | Electric Energy (GWh/year) | Energy Efficiency | 0.087468 | 0.094568 | 0.10156 | 0.10836 | 0.11517 | 0.12136 | 0.1271 | 0.1328 | 0.13818 | 0.14314 | 0.14793
2023 PG Study Reference Scenario | SCE | Com | Lighting | Com - Restaurant | Gas Energy (MMTherm/year) | Energy Efficiency | -0.00041977 | -0.00045385 | -0.00048742 | -0.00052006 | -0.00055273 | -0.00058244 | -0.00060999 | -0.00063734 | -0.00066313 | -0.00068697 | -0.00070996
2023 PG Study Reference Scenario | SCE | Com | Lighting | Com - Retail | Electric Demand (MW) | Energy Efficiency | 0 | 0 | 6.7923e-05 | 8.4186e-05 | 8.9191e-05 | 9.3645e-05 | 9.7553e-05 | 0.00023309 | 0.0048757 | 0.0054715 | 0.007802
2023 PG Study Reference Scenario | SCE | Com | Lighting | Com - Retail | Electric Energy (GWh/year) | Energy Efficiency | 0 | 0 | 0.00040932 | 0.00050733 | 0.00053749 | 0.00056433 | 0.00058788 | 0.0014047 | 0.029382 | 0.032973 | 0.047017
2023 PG Study Reference Scenario | SCE | Com | Lighting | Com - Retail | Gas Energy (MMTherm/year) | Energy Efficiency | 0 | 0 | -9.8861e-07 | -1.2253e-06 | -1.2982e-06 | -1.363e-06 | -1.4199e-06 | -3.3926e-06 | -7.0966e-05 | -7.9638e-05 | -0.00011356
2023 PG Study Reference Scenario | SCE | Com | Lighting | Com - School | Electric Demand (MW) | Energy Efficiency | 5.358e-05 | 5.8546e-05 | 6.3542e-05 | 6.8449e-05 | 7.3187e-05 | 7.7958e-05 | 8.2492e-05 | 8.7025e-05 | 9.1445e-05 | 9.5753e-05 | 9.9822e-05
2023 PG Study Reference Scenario | SCE | Com | Lighting | Com - School | Electric Energy (GWh/year) | Energy Efficiency | 0.00034513 | 0.00037712 | 0.0004093 | 0.00044091 | 0.00047143 | 0.00050216 | 0.00053136 | 0.00056057 | 0.00058903 | 0.00061679 | 0.00064299
2023 PG Study Reference Scenario | SCE | Com | Lighting | Com - School | Gas Energy (MMTherm/year) | Energy Efficiency | -2.203e-06 | -2.4072e-06 | -2.6126e-06 | -2.8143e-06 | -3.0091e-06 | -3.2053e-06 | -3.3917e-06 | -3.5781e-06 | -3.7598e-06 | -3.937e-06 | -4.1042e-06
2023 PG Study Reference Scenario | SCE | Com | Lighting | Com - Warehouse | Electric Demand (MW) | Energy Efficiency | 0.00011184 | 0.00012206 | 0.00013202 | 0.00014199 | 0.00015239 | 0.00016238 | 0.00017199 | 0.00018154 | 0.00019056 | 0.0001992 | 0.00020762
2023 PG Study Reference Scenario | SCE | Com | Lighting | Com - Warehouse | Electric Energy (GWh/year) | Energy Efficiency | 0.00089078 | 0.00097224 | 0.0010516 | 0.001131 | 0.0012138 | 0.0012934 | 0.0013699 | 0.001446 | 0.0015178 | 0.0015866 | 0.0016537
2023 PG Study Reference Scenario | SCE | Com | Lighting | Com - Warehouse | Gas Energy (MMTherm/year) | Energy Efficiency | -4.7109e-06 | -5.1417e-06 | -5.5612e-06 | -5.9811e-06 | -6.419e-06 | -6.84e-06 | -7.2446e-06 | -7.6469e-06 | -8.027e-06 | -8.3909e-06 | -8.7455e-06
2023 PG Study Reference Scenario | SCE | Com | WaterHeat | Com - College | Electric Demand (MW) | Energy Efficiency | 0.051753 | 0.049469 | 0.047765 | 0.046395 | 0.044977 | 0.044062 | 0.043267 | 0.042446 | 0.041663 | 0.040891 | 0.040281
2023 PG Study Reference Scenario | SCE | Com | WaterHeat | Com - College | Electric Energy (GWh/year) | Energy Efficiency | 0.21192 | 0.20257 | 0.19559 | 0.18998 | 0.18417 | 0.18043 | 0.17717 | 0.17381 | 0.1706 | 0.16744 | 0.16494
2023 PG Study Reference Scenario | SCE | Com | WaterHeat | Com - Grocery | Electric Demand (MW) | Energy Efficiency | 0.13354 | 0.1258 | 0.11905 | 0.11311 | 0.10797 | 0.10311 | 0.098438 | 0.094544 | 0.090705 | 0.087048 | 0.083989
2023 PG Study Reference Scenario | SCE | Com | WaterHeat | Com - Grocery | Electric Energy (GWh/year) | Energy Efficiency | 0.75314 | 0.70954 | 0.67149 | 0.63795 | 0.60898 | 0.58155 | 0.55515 | 0.53317 | 0.51148 | 0.49081 | 0.47353
2023 PG Study Reference Scenario | SCE | Com | WaterHeat | Com - Health | Electric Demand (MW) | Energy Efficiency | 0.14237 | 0.13678 | 0.13249 | 0.12818 | 0.12511 | 0.12224 | 0.1203 | 0.11817 | 0.11623 | 0.11407 | 0.1121
2023 PG Study Reference Scenario | SCE | Com | WaterHeat | Com - Health | Electric Energy (GWh/year) | Energy Efficiency | 1.2588 | 1.2093 | 1.1714 | 1.1334 | 1.1061 | 1.0808 | 1.0636 | 1.0448 | 1.0276 | 1.0086 | 0.99111
2023 PG Study Reference Scenario | SCE | Com | WaterHeat | Com - Lodging | Electric Demand (MW) | Energy Efficiency | 0.031122 | 0.029865 | 0.028866 | 0.027985 | 0.027316 | 0.026761 | 0.026264 | 0.025853 | 0.025336 | 0.024827 | 0.024444
2023 PG Study Reference Scenario | SCE | Com | WaterHeat | Com - Lodging | Electric Energy (GWh/year) | Energy Efficiency | 0.26816 | 0.25733 | 0.24872 | 0.24113 | 0.23537 | 0.23058 | 0.2263 | 0.22276 | 0.21831 | 0.21392 | 0.21063
2023 PG Study Reference Scenario | SCE | Com | WaterHeat | Com - Lodging | Electric Energy (GWh/year) | Fuel Substitution | -0.00034682 | -0.026692 | -0.17477 | -0.19586 | -0.21768 | 0 | 0 | 0 | 0 | 0 | 0
2023 PG Study Reference Scenario | SCE | Com | WaterHeat | Com - Lodging | Gas Energy (MMTherm/year) | Fuel Substitution | 4.3507e-05 | 0.0035928 | 0.023097 | 0.025885 | 0.028768 | 0 | 0 | 0 | 0 | 0 | 0
2023 PG Study Reference Scenario | SCE | Com | WaterHeat | Com - Office (Large) | Electric Demand (MW) | Energy Efficiency | 0 | 0.0056966 | 0.026279 | 0.02928 | 0.028541 | 0.02792 | 0.027299 | 0.026787 | 0.026266 | 0.025769 | 0.0254
2023 PG Study Reference Scenario | SCE | Com | WaterHeat | Com - Office (Large) | Electric Energy (GWh/year) | Energy Efficiency | 0 | 0.10462 | 0.50249 | 0.56083 | 0.54669 | 0.53479 | 0.5229 | 0.51309 | 0.50311 | 0.49361 | 0.48652
2023 PG Study Reference Scenario | SCE | Com | WaterHeat | Com - Office (Small) | Electric Demand (MW) | Energy Efficiency | 0 | 0.00024099 | 0.0011068 | 0.0012706 | 0.0012391 | 0.0012114 | 0.0011865 | 0.0011653 | 0.0011451 | 0.0011267 | 0.0011118
2023 PG Study Reference Scenario | SCE | Com | WaterHeat | Com - Office (Small) | Electric Energy (GWh/year) | Energy Efficiency | 0 | 0.026076 | 0.12699 | 0.14624 | 0.14262 | 0.13943 | 0.13656 | 0.13413 | 0.1318 | 0.12968 | 0.12797
2023 PG Study Reference Scenario | SCE | Com | WaterHeat | Com - Other | Electric Demand (MW) | Energy Efficiency | 1.5419 | 1.4787 | 1.4265 | 1.3828 | 1.3465 | 1.3162 | 1.293 | 1.2721 | 1.2483 | 1.2291 | 1.2142
2023 PG Study Reference Scenario | SCE | Com | WaterHeat | Com - Other | Electric Energy (GWh/year) | Energy Efficiency | 10.5518 | 10.119 | 9.7624 | 9.463 | 9.2146 | 9.0075 | 8.8482 | 8.7058 | 8.5426 | 8.411 | 8.3096
2023 PG Study Reference Scenario | SCE | Com | WaterHeat | Com - Refrig. Warehouse | Electric Demand (MW) | Energy Efficiency | 0.004777 | 0.0045735 | 0.0043899 | 0.0042308 | 0.0041069 | 0.004007 | 0.0039288 | 0.0038581 | 0.0037993 | 0.0037506 | 0.0037078
2023 PG Study Reference Scenario | SCE | Com | WaterHeat | Com - Refrig. Warehouse | Electric Energy (GWh/year) | Energy Efficiency | 0.058381 | 0.055895 | 0.053651 | 0.051706 | 0.050191 | 0.048971 | 0.048015 | 0.047151 | 0.046432 | 0.045837 | 0.045314
2023 PG Study Reference Scenario | SCE | Com | WaterHeat | Com - Restaurant | Electric Demand (MW) | Energy Efficiency | 0.097338 | 0.4446 | 0.52855 | 0.51502 | 0.50441 | 0.49423 | 0.48498 | 0.47784 | 0.47128 | 0.46527 | 0.46058
2023 PG Study Reference Scenario | SCE | Com | WaterHeat | Com - Restaurant | Electric Energy (GWh/year) | Energy Efficiency | 0.5058 | 2.4202 | 2.886 | 2.8122 | 2.7543 | 2.6987 | 2.6482 | 2.6092 | 2.5734 | 2.5406 | 2.515
2023 PG Study Reference Scenario | SCE | Com | WaterHeat | Com - Retail | Electric Demand (MW) | Energy Efficiency | 0.088259 | 0.082842 | 0.078102 | 0.073936 | 0.070307 | 0.066894 | 0.063704 | 0.061024 | 0.058203 | 0.055619 | 0.053487
2023 PG Study Reference Scenario | SCE | Com | WaterHeat | Com - Retail | Electric Energy (GWh/year) | Energy Efficiency | 0.58982 | 0.55362 | 0.52193 | 0.49408 | 0.46982 | 0.44699 | 0.42563 | 0.40769 | 0.38881 | 0.37151 | 0.35724
2023 PG Study Reference Scenario | SCE | Com | WaterHeat | Com - Retail | Electric Energy (GWh/year) | Fuel Substitution | -0.0017567 | -0.0019907 | -0.0022382 | -0.0024972 | -0.0027655 | 0 | 0 | 0 | 0 | 0 | 0
2023 PG Study Reference Scenario | SCE | Com | WaterHeat | Com - Retail | Gas Energy (MMTherm/year) | Fuel Substitution | 0.00023109 | 0.00026186 | 0.00029443 | 0.0003285 | 0.00036379 | 0 | 0 | 0 | 0 | 0 | 0
2023 PG Study Reference Scenario | SCE | Com | WaterHeat | Com - School | Electric Demand (MW) | Energy Efficiency | 0 | 0 | -3.2919e-06 | 0.0063414 | 0.0078858 | 0.0076971 | 0.029383 | 0.035402 | 0.0084141 | -2.6621e-06 | 0.0052542
2023 PG Study Reference Scenario | SCE | Com | WaterHeat | Com - School | Electric Energy (GWh/year) | Energy Efficiency | 0 | 0 | 0.0061152 | 0.09477 | 0.11579 | 0.11301 | 0.43539 | 0.52488 | 0.12475 | 0.0049453 | 0.078765
2023 PG Study Reference Scenario | SCE | Com | WaterHeat | Com - Warehouse | Electric Demand (MW) | Energy Efficiency | 0.005158 | 0.0049368 | 0.0047462 | 0.004589 | 0.0044714 | 0.0043659 | 0.0042717 | 0.0041954 | 0.0041131 | 0.0040375 | 0.0039765
2023 PG Study Reference Scenario | SCE | Com | WaterHeat | Com - Warehouse | Electric Energy (GWh/year) | Energy Efficiency | 0.14605 | 0.13978 | 0.13438 | 0.12994 | 0.1266 | 0.12362 | 0.12095 | 0.11879 | 0.11646 | 0.11432 | 0.11259
2023 PG Study Reference Scenario | SCE | Com | WholeBlg | Com - Grocery | Electric Demand (MW) | Energy Efficiency | 0.055849 | 0.053894 | 0.063116 | 0.073295 | 0.048907 | 0.055764 | 0.061648 | 0.068041 | 0.074174 | 0.079129 | 0.08384
2023 PG Study Reference Scenario | SCE | Com | WholeBlg | Com - Grocery | Electric Energy (GWh/year) | Energy Efficiency | 0.75303 | 0.72666 | 0.851 | 0.98826 | 0.65942 | 0.75187 | 0.83121 | 0.91742 | 1.0001 | 1.0669 | 1.1304
2023 PG Study Reference Scenario | SCE | Com | WholeBlg | Com - Grocery | Gas Energy (MMTherm/year) | Energy Efficiency | 0.010838 | 0.010459 | 0.012249 | 0.014224 | 0.0094909 | 0.010821 | 0.011963 | 0.013203 | 0.014393 | 0.015354 | 0.016268
2023 PG Study Reference Scenario | SCE | Com | WholeBlg | Com - Retail | Electric Demand (MW) | Energy Efficiency | 0.69005 | 0.65736 | 0.75756 | 0.86335 | 0.562 | 0.62532 | 0.67885 | 0.73287 | 0.78056 | 0.81862 | 0.85298
2023 PG Study Reference Scenario | SCE | Com | WholeBlg | Com - Retail | Electric Energy (GWh/year) | Energy Efficiency | 2.9531 | 2.8132 | 3.242 | 3.6947 | 2.4051 | 2.6761 | 2.9052 | 3.1364 | 3.3404 | 3.5033 | 3.6504
2023 PG Study Reference Scenario | SCE | Com | WholeBlg | Com - Retail | Gas Energy (MMTherm/year) | Energy Efficiency | 0.026744 | 0.025477 | 0.029359 | 0.033455 | 0.021774 | 0.024223 | 0.026293 | 0.028381 | 0.030224 | 0.031693 | 0.033019
2023 PG Study Reference Scenario | SCE | Ind | BROs | Ind - All Other Industrial | Electric Demand (MW) | Energy Efficiency | 0.036572 | 0.039421 | 0.042322 | 0.045061 | 0.047829 | 0.050628 | 0.053628 | 0.056454 | 0.059282 | 0.062114 | 0.064954
2023 PG Study Reference Scenario | SCE | Ind | BROs | Ind - All Other Industrial | Electric Energy (GWh/year) | Energy Efficiency | 0.18783 | 0.20246 | 0.21736 | 0.23143 | 0.24564 | 0.26002 | 0.27543 | 0.28994 | 0.30447 | 0.31901 | 0.33359
2023 PG Study Reference Scenario | SCE | Ind | BROs | Ind - Chemicals | Electric Demand (MW) | Energy Efficiency | 0.24816 | 0.26744 | 0.28737 | 0.30617 | 0.32497 | 0.34368 | 0.36285 | 0.38127 | 0.39955 | 0.41773 | 0.4358
2023 PG Study Reference Scenario | SCE | Ind | BROs | Ind - Chemicals | Electric Energy (GWh/year) | Energy Efficiency | 1.2745 | 1.3736 | 1.4759 | 1.5724 | 1.669 | 1.7651 | 1.8635 | 1.9582 | 2.0521 | 2.1454 | 2.2382
2023 PG Study Reference Scenario | SCE | Ind | BROs | Ind - Electronics | Electric Demand (MW) | Energy Efficiency | 0.05399 | 0.059377 | 0.065042 | 0.070691 | 0.076615 | 0.082747 | 0.089596 | 0.096314 | 0.10327 | 0.11045 | 0.11787
2023 PG Study Reference Scenario | SCE | Ind | BROs | Ind - Electronics | Electric Energy (GWh/year) | Energy Efficiency | 0.27729 | 0.30495 | 0.33405 | 0.36306 | 0.39349 | 0.42498 | 0.46015 | 0.49466 | 0.53037 | 0.56725 | 0.60537
2023 PG Study Reference Scenario | SCE | Ind | BROs | Ind - Fabricated Metals | Electric Demand (MW) | Energy Efficiency | 0.17208 | 0.18586 | 0.20009 | 0.21362 | 0.22718 | 0.24075 | 0.25502 | 0.26869 | 0.28229 | 0.29582 | 0.30927
2023 PG Study Reference Scenario | SCE | Ind | BROs | Ind - Fabricated Metals | Electric Energy (GWh/year) | Energy Efficiency | 0.88377 | 0.95458 | 1.0276 | 1.0971 | 1.1668 | 1.2364 | 1.3098 | 1.38 | 1.4498 | 1.5193 | 1.5884
2023 PG Study Reference Scenario | SCE | Ind | BROs | Ind - Food | Electric Demand (MW) | Energy Efficiency | 0.36701 | 0.39522 | 0.42398 | 0.4507 | 0.47694 | 0.50272 | 0.52902 | 0.55405 | 0.57899 | 0.60363 | 0.62789
2023 PG Study Reference Scenario | SCE | Ind | BROs | Ind - Food | Electric Energy (GWh/year) | Energy Efficiency | 1.8849 | 2.0298 | 2.1775 | 2.3147 | 2.4495 | 2.5819 | 2.717 | 2.8455 | 2.9736 | 3.1002 | 3.2248
2023 PG Study Reference Scenario | SCE | Ind | BROs | Ind - Industrial Machinery | Electric Demand (MW) | Energy Efficiency | 0.026529 | 0.028676 | 0.03091 | 0.033022 | 0.035098 | 0.03717 | 0.039399 | 0.041512 | 0.043631 | 0.04574 | 0.047846
2023 PG Study Reference Scenario | SCE | Ind | BROs | Ind - Industrial Machinery | Electric Energy (GWh/year) | Energy Efficiency | 0.13625 | 0.14728 | 0.15875 | 0.1696 | 0.18026 | 0.1909 | 0.20235 | 0.2132 | 0.22409 | 0.23491 | 0.24573
2023 PG Study Reference Scenario | SCE | Ind | BROs | Ind - Lumber & Furniture | Electric Demand (MW) | Energy Efficiency | 0.014425 | 0.015603 | 0.016767 | 0.017862 | 0.01896 | 0.020067 | 0.021264 | 0.022404 | 0.023548 | 0.024692 | 0.025836
2023 PG Study Reference Scenario | SCE | Ind | BROs | Ind - Lumber & Furniture | Electric Energy (GWh/year) | Energy Efficiency | 0.074085 | 0.080137 | 0.086111 | 0.091739 | 0.097377 | 0.10306 | 0.10921 | 0.11507 | 0.12094 | 0.12681 | 0.13269
2023 PG Study Reference Scenario | SCE | Ind | BROs | Ind - Paper | Electric Demand (MW) | Energy Efficiency | 0.18512 | 0.20084 | 0.21447 | 0.22479 | 0.23431 | 0.24351 | 0.25364 | 0.26314 | 0.27268 | 0.28215 | 0.29154
2023 PG Study Reference Scenario | SCE | Ind | BROs | Ind - Paper | Electric Energy (GWh/year) | Energy Efficiency | 0.95074 | 1.0315 | 1.1015 | 1.1545 | 1.2034 | 1.2506 | 1.3027 | 1.3514 | 1.4004 | 1.4491 | 1.4973
2023 PG Study Reference Scenario | SCE | Ind | BROs | Ind - Petroleum | Electric Demand (MW) | Energy Efficiency | 0.67412 | 0.71898 | 0.76504 | 0.808 | 0.85186 | 0.89697 | 0.94336 | 0.98812 | 1.0321 | 1.0755 | 1.1182
2023 PG Study Reference Scenario | SCE | Ind | BROs | Ind - Petroleum | Electric Energy (GWh/year) | Energy Efficiency | 3.4622 | 3.6926 | 3.9292 | 4.1498 | 4.3751 | 4.6068 | 4.845 | 5.0749 | 5.3006 | 5.5236 | 5.743
2023 PG Study Reference Scenario | SCE | Ind | BROs | Ind - Plastics | Electric Demand (MW) | Energy Efficiency | 0.21127 | 0.22691 | 0.24311 | 0.25829 | 0.27337 | 0.28836 | 0.30331 | 0.31796 | 0.33241 | 0.3467 | 0.3608
2023 PG Study Reference Scenario | SCE | Ind | BROs | Ind - Plastics | Electric Energy (GWh/year) | Energy Efficiency | 1.0851 | 1.1654 | 1.2486 | 1.3265 | 1.404 | 1.481 | 1.5578 | 1.633 | 1.7072 | 1.7806 | 1.853
2023 PG Study Reference Scenario | SCE | Ind | BROs | Ind - Primary Metals | Electric Demand (MW) | Energy Efficiency | 0.058116 | 0.062426 | 0.066908 | 0.071126 | 0.075322 | 0.079494 | 0.08367 | 0.087748 | 0.091767 | 0.095742 | 0.099667
2023 PG Study Reference Scenario | SCE | Ind | BROs | Ind - Primary Metals | Electric Energy (GWh/year) | Energy Efficiency | 0.29848 | 0.32061 | 0.34363 | 0.36529 | 0.38685 | 0.40827 | 0.42972 | 0.45066 | 0.47131 | 0.49172 | 0.51188
2023 PG Study Reference Scenario | SCE | Ind | BROs | Ind - Printing & Publishing | Electric Demand (MW) | Energy Efficiency | 0.029258 | 0.031452 | 0.033708 | 0.035813 | 0.037901 | 0.039972 | 0.042057 | 0.04408 | 0.046077 | 0.048051 | 0.049998
2023 PG Study Reference Scenario | SCE | Ind | BROs | Ind - Printing & Publishing | Electric Energy (GWh/year) | Energy Efficiency | 0.15027 | 0.16153 | 0.17312 | 0.18393 | 0.19465 | 0.20529 | 0.216 | 0.22639 | 0.23665 | 0.24678 | 0.25679
2023 PG Study Reference Scenario | SCE | Ind | BROs | Ind - Stone-Glass-Clay | Electric Demand (MW) | Energy Efficiency | 0.29205 | 0.31911 | 0.34598 | 0.37128 | 0.39696 | 0.4231 | 0.45219 | 0.47993 | 0.50826 | 0.53698 | 0.5661
2023 PG Study Reference Scenario | SCE | Ind | BROs | Ind - Stone-Glass-Clay | Electric Energy (GWh/year) | Energy Efficiency | 1.4999 | 1.6389 | 1.7769 | 1.9068 | 2.0388 | 2.173 | 2.3224 | 2.4649 | 2.6103 | 2.7578 | 2.9074
2023 PG Study Reference Scenario | SCE | Ind | BROs | Ind - Textiles | Electric Demand (MW) | Energy Efficiency | 0.007286 | 0.0077703 | 0.0083187 | 0.0088445 | 0.0093613 | 0.0098698 | 0.010409 | 0.010903 | 0.01139 | 0.01187 | 0.012343
2023 PG Study Reference Scenario | SCE | Ind | BROs | Ind - Textiles | Electric Energy (GWh/year) | Energy Efficiency | 0.03742 | 0.039907 | 0.042724 | 0.045425 | 0.048078 | 0.05069 | 0.053461 | 0.055996 | 0.058496 | 0.060964 | 0.06339
2023 PG Study Reference Scenario | SCE | Ind | BROs | Ind - Transportation Equipment | Electric Demand (MW) | Energy Efficiency | 0.13266 | 0.14245 | 0.15361 | 0.16437 | 0.17469 | 0.18493 | 0.19655 | 0.20712 | 0.2179 | 0.22886 | 0.23979
2023 PG Study Reference Scenario | SCE | Ind | BROs | Ind - Transportation Equipment | Electric Energy (GWh/year) | Energy Efficiency | 0.68134 | 0.73158 | 0.78894 | 0.84418 | 0.89721 | 0.94976 | 1.0095 | 1.0638 | 1.1191 | 1.1754 | 1.2315
2023 PG Study Reference Scenario | SCE | Ind | HVAC | Ind - Electronics | Electric Demand (MW) | Energy Efficiency | 0.87818 | 0.7453 | 0.60252 | 0.46756 | 0.35011 | 0.25503 | 0.18193 | 0.12802 | 0.089184 | 0.061678 | 0.042491
2023 PG Study Reference Scenario | SCE | Ind | HVAC | Ind - Electronics | Electric Energy (GWh/year) | Energy Efficiency | 0.99069 | 0.84079 | 0.67972 | 0.52746 | 0.39497 | 0.28771 | 0.20524 | 0.14442 | 0.10061 | 0.06958 | 0.047935
2023 PG Study Reference Scenario | SCE | Ind | Lighting | Ind - All Other Industrial | Electric Demand (MW) | Energy Efficiency | 0.001465 | 0.00096903 | 0.00018786 | 0.00024293 | 0.00027873 | 0.00030275 | 0.00011118 | 6.9238e-05 | 5.8992e-05 | 6.5183e-05 | 3.6132e-05
2023 PG Study Reference Scenario | SCE | Ind | Lighting | Ind - All Other Industrial | Electric Energy (GWh/year) | Energy Efficiency | 0.13233 | 0.091107 | 0.018311 | 0.024458 | 0.028886 | 0.032188 | 0.01182 | 0.0073615 | 0.0062721 | 0.0069303 | 0.0038415
2023 PG Study Reference Scenario | SCE | Ind | Lighting | Ind - Chemicals | Electric Demand (MW) | Energy Efficiency | 0.00012229 | 7.5323e-05 | 2.2312e-06 | 4.5735e-06 | 0 | 3.6108e-05 | 0 | 0 | 0 | 0 | 0
2023 PG Study Reference Scenario | SCE | Ind | Lighting | Ind - Chemicals | Electric Energy (GWh/year) | Energy Efficiency | 0.050289 | 0.03228 | 0.00099238 | 0.0021032 | 0 | 0.017562 | 0 | 0 | 0 | 0 | 0
2023 PG Study Reference Scenario | SCE | Ind | Lighting | Ind - Electronics | Electric Demand (MW) | Energy Efficiency | 0.00041919 | 0.00025618 | 0.00014993 | 8.541e-05 | 4.7875e-05 | 2.6589e-05 | 1.4725e-05 | 8.1318e-06 | 4.4838e-06 | 2.4702e-06 | 1.3603e-06
2023 PG Study Reference Scenario | SCE | Ind | Lighting | Ind - Electronics | Electric Energy (GWh/year) | Energy Efficiency | 0.066411 | 0.042274 | 0.025664 | 0.015109 | 0.0087219 | 0.0049715 | 0.0027532 | 0.0015205 | 0.00083837 | 0.00046188 | 0.00025435
2023 PG Study Reference Scenario | SCE | Ind | Lighting | Ind - Fabricated Metals | Electric Demand (MW) | Energy Efficiency | 0.00050415 | 0.00031347 | 0.00018549 | 0.00010636 | 5.983e-05 | 3.329e-05 | 1.8451e-05 | 1.0192e-05 | 5.6193e-06 | 0 | 0
2023 PG Study Reference Scenario | SCE | Ind | Lighting | Ind - Fabricated Metals | Electric Energy (GWh/year) | Energy Efficiency | 0.089261 | 0.057815 | 0.035491 | 0.021032 | 0.012185 | 0.0069588 | 0.003857 | 0.0021305 | 0.0011747 | 0 | 0
2023 PG Study Reference Scenario | SCE | Ind | Lighting | Ind - Food | Electric Demand (MW) | Energy Efficiency | 0.00068275 | 0.0004973 | 0 | 0 | 0 | 0 | 0 | 0 | 0 | 0 | 0
2023 PG Study Reference Scenario | SCE | Ind | Lighting | Ind - Food | Electric Energy (GWh/year) | Energy Efficiency | 0.15783 | 0.11977 | 0 | 0 | 0 | 0 | 0 | 0 | 0 | 0 | 0
2023 PG Study Reference Scenario | SCE | Ind | Lighting | Ind - Industrial Machinery | Electric Demand (MW) | Energy Efficiency | 0.00091948 | 0.00059039 | 0.00035768 | 0.00018863 | 9.4672e-05 | 8.5763e-05 | 4.7981e-05 | 2.6691e-05 | 1.4801e-05 | 8.1936e-06 | 4.5316e-06
2023 PG Study Reference Scenario | SCE | Ind | Lighting | Ind - Industrial Machinery | Electric Energy (GWh/year) | Energy Efficiency | 0.083055 | 0.055508 | 0.034863 | 0.018991 | 0.0098113 | 0.0091184 | 0.0051014 | 0.0028379 | 0.0015737 | 0.00087115 | 0.00048181
2023 PG Study Reference Scenario | SCE | Ind | Lighting | Ind - Lumber & Furniture | Electric Demand (MW) | Energy Efficiency | 0.00039906 | 0.00025663 | 5.1906e-05 | 4.1135e-05 | 6.0216e-05 | 9.0367e-05 | 5.1538e-05 | 2.8977e-05 | 1.616e-05 | 8.9709e-06 | 4.9675e-06
2023 PG Study Reference Scenario | SCE | Ind | Lighting | Ind - Lumber & Furniture | Electric Energy (GWh/year) | Energy Efficiency | 0.039636 | 0.026535 | 0.0055645 | 0.0045555 | 0.0068652 | 0.01057 | 0.0060286 | 0.0033895 | 0.0018903 | 0.0010494 | 0.00058107
2023 PG Study Reference Scenario | SCE | Ind | Lighting | Ind - Paper | Electric Demand (MW) | Energy Efficiency | 0.0001062 | 0 | 0 | 0 | 0 | 0 | 0 | 0 | 0 | 0 | 0
2023 PG Study Reference Scenario | SCE | Ind | Lighting | Ind - Paper | Electric Energy (GWh/year) | Energy Efficiency | 0.037985 | 0 | 0 | 0 | 0 | 0 | 0 | 0 | 0 | 0 | 0
2023 PG Study Reference Scenario | SCE | Ind | Lighting | Ind - Petroleum | Electric Demand (MW) | Energy Efficiency | 1.292e-05 | 2.8921e-05 | 0 | 0 | 1.7213e-05 | 3.1301e-05 | 0 | 0 | 0 | 0 | 0
2023 PG Study Reference Scenario | SCE | Ind | Lighting | Ind - Petroleum | Electric Energy (GWh/year) | Energy Efficiency | 0.0093501 | 0.021816 | 0 | 0 | 0.014358 | 0.026809 | 0 | 0 | 0 | 0 | 0
2023 PG Study Reference Scenario | SCE | Ind | Lighting | Ind - Plastics | Electric Demand (MW) | Energy Efficiency | 0.00049418 | 0.00052091 | 0 | 0 | 0 | 0 | 0 | 0 | 0 | 0 | 0
2023 PG Study Reference Scenario | SCE | Ind | Lighting | Ind - Plastics | Electric Energy (GWh/year) | Energy Efficiency | 0.090418 | 0.099285 | 0 | 0 | 0 | 0 | 0 | 0 | 0 | 0 | 0
2023 PG Study Reference Scenario | SCE | Ind | Lighting | Ind - Primary Metals | Electric Demand (MW) | Energy Efficiency | 2.5155e-05 | 2.8908e-05 | 0 | 0 | 0 | 0 | 0 | 0 | 0 | 0 | 0
2023 PG Study Reference Scenario | SCE | Ind | Lighting | Ind - Primary Metals | Electric Energy (GWh/year) | Energy Efficiency | 0.012202 | 0.014614 | 0 | 0 | 0 | 0 | 0 | 0 | 0 | 0 | 0
2023 PG Study Reference Scenario | SCE | Ind | Lighting | Ind - Printing & Publishing | Electric Demand (MW) | Energy Efficiency | 0.00028418 | 0.00024162 | 1.1132e-05 | 0 | 0 | 1.1744e-05 | 0 | 0 | 0 | 0 | 0
2023 PG Study Reference Scenario | SCE | Ind | Lighting | Ind - Printing & Publishing | Electric Energy (GWh/year) | Energy Efficiency | 0.040456 | 0.035825 | 0.001712 | 0 | 0 | 0.0019725 | 0 | 0 | 0 | 0 | 0
2023 PG Study Reference Scenario | SCE | Ind | Lighting | Ind - Stone-Glass-Clay | Electric Demand (MW) | Energy Efficiency | 0.0003113 | 0.00020239 | 0.00012337 | 7.2027e-05 | 4.0932e-05 | 2.2894e-05 | 1.272e-05 | 7.0316e-06 | 3.8759e-06 | 2.1331e-06 | 1.173e-06
2023 PG Study Reference Scenario | SCE | Ind | Lighting | Ind - Stone-Glass-Clay | Electric Energy (GWh/year) | Energy Efficiency | 0.081974 | 0.055531 | 0.035126 | 0.021199 | 0.012409 | 0.0071251 | 0.0039588 | 0.0021884 | 0.0012063 | 0.00066386 | 0.00036505
2023 PG Study Reference Scenario | SCE | Ind | Lighting | Ind - Textiles | Electric Demand (MW) | Energy Efficiency | 0.00011754 | 0.00033354 | 0.00013166 | 4.345e-05 | 0 | 0.00015017 | 0 | 0 | 0 | 0 | 0
2023 PG Study Reference Scenario | SCE | Ind | Lighting | Ind - Textiles | Electric Energy (GWh/year) | Energy Efficiency | 0.01184 | 0.034978 | 0.014317 | 0.0048807 | 0 | 0.017818 | 0 | 0 | 0 | 0 | 0
2023 PG Study Reference Scenario | SCE | Ind | Lighting | Ind - Transportation Equipment | Electric Demand (MW) | Energy Efficiency | 0.0010614 | 0.0014531 | 0.00093966 | 0.0005188 | 0.00012486 | 0.00030187 | 0.00017169 | 9.6342e-05 | 5.3645e-05 | 2.9741e-05 | 1.645e-05
2023 PG Study Reference Scenario | SCE | Ind | Lighting | Ind - Transportation Equipment | Electric Energy (GWh/year) | Energy Efficiency | 0.12038 | 0.1716 | 0.11507 | 0.06564 | 0.016265 | 0.040351 | 0.02295 | 0.012878 | 0.0071706 | 0.0039754 | 0.0021988
2023 PG Study Reference Scenario | SCE | Ind | MachDr | Ind - Chemicals | Electric Demand (MW) | Energy Efficiency | 0 | 0 | 0 | 0 | 0 | 0 | 0 | 0 | 0 | 0 | 0
2023 PG Study Reference Scenario | SCE | Ind | MachDr | Ind - Chemicals | Electric Energy (GWh/year) | Energy Efficiency | 0 | 0 | 0 | 0 | 0 | 0 | 0 | 0 | 0 | 0 | 0
2023 PG Study Reference Scenario | SCE | Ind | MachDr | Ind - Food | Electric Demand (MW) | Energy Efficiency | 0 | 0.14405 | 0 | 0 | 0 | 0 | 0 | 0 | 0 | 0 | 0
2023 PG Study Reference Scenario | SCE | Ind | MachDr | Ind - Food | Electric Energy (GWh/year) | Energy Efficiency | 0 | 0.3829 | 0 | 0 | 0 | 0 | 0 | 0 | 0 | 0 | 0
2023 PG Study Reference Scenario | SCE | Ind | MachDr | Ind - Lumber & Furniture | Electric Demand (MW) | Energy Efficiency | 0 | 0 | 0 | 0 | 0 | 0 | 0 | 0 | 0 | 0 | 0
2023 PG Study Reference Scenario | SCE | Ind | MachDr | Ind - Lumber & Furniture | Electric Energy (GWh/year) | Energy Efficiency | 0 | 0 | 0 | 0 | 0 | 0 | 0 | 0 | 0 | 0 | 0
2023 PG Study Reference Scenario | SCE | Ind | MachDr | Ind - Paper | Electric Demand (MW) | Energy Efficiency | 0 | 0 | 0 | 0 | 0 | 0 | 0 | 0 | 0 | 0 | 0
2023 PG Study Reference Scenario | SCE | Ind | MachDr | Ind - Paper | Electric Energy (GWh/year) | Energy Efficiency | 0 | 0 | 0 | 0 | 0 | 0 | 0 | 0 | 0 | 0 | 0
2023 PG Study Reference Scenario | SCE | Ind | ProcRefrig | Ind - All Other Industrial | Electric Demand (MW) | Energy Efficiency | 0.016367 | 0.017546 | 0.018239 | 0.019271 | 0.020162 | 0.020892 | 0.021097 | 0.021156 | 0.020996 | 0.020611 | 0.019935
2023 PG Study Reference Scenario | SCE | Ind | ProcRefrig | Ind - All Other Industrial | Electric Energy (GWh/year) | Energy Efficiency | 0.018464 | 0.019794 | 0.020575 | 0.02174 | 0.022745 | 0.023569 | 0.0238 | 0.023867 | 0.023686 | 0.023252 | 0.02249
2023 PG Study Reference Scenario | SCE | Ind | ProcRefrig | Ind - Chemicals | Electric Demand (MW) | Energy Efficiency | 0.032646 | 0.034918 | 0.036361 | 0.038122 | 0.039282 | 0.040991 | 0.039852 | 0.039259 | 0.038249 | 0.03673 | 0.034871
2023 PG Study Reference Scenario | SCE | Ind | ProcRefrig | Ind - Chemicals | Electric Energy (GWh/year) | Energy Efficiency | 0.036829 | 0.039392 | 0.04102 | 0.043006 | 0.044315 | 0.046243 | 0.044958 | 0.044289 | 0.043149 | 0.041436 | 0.039339
2023 PG Study Reference Scenario | SCE | Ind | ProcRefrig | Ind - Electronics | Electric Demand (MW) | Energy Efficiency | 0.075867 | 0.081351 | 0.086428 | 0.091124 | 0.09488 | 0.097557 | 0.098955 | 0.099251 | 0.098373 | 0.096261 | 0.093085
2023 PG Study Reference Scenario | SCE | Ind | ProcRefrig | Ind - Electronics | Electric Energy (GWh/year) | Energy Efficiency | 0.085587 | 0.091774 | 0.097502 | 0.1028 | 0.10704 | 0.11006 | 0.11163 | 0.11197 | 0.11098 | 0.10859 | 0.10501
2023 PG Study Reference Scenario | SCE | Ind | ProcRefrig | Ind - Fabricated Metals | Electric Demand (MW) | Energy Efficiency | 0.014742 | 0.01579 | 0.016755 | 0.017643 | 0.018345 | 0.018835 | 0.019076 | 0.019104 | 0.018905 | 0.018315 | 0.017652
2023 PG Study Reference Scenario | SCE | Ind | ProcRefrig | Ind - Fabricated Metals | Electric Energy (GWh/year) | Energy Efficiency | 0.01663 | 0.017813 | 0.018902 | 0.019903 | 0.020695 | 0.021248 | 0.02152 | 0.021552 | 0.021327 | 0.020661 | 0.019913
2023 PG Study Reference Scenario | SCE | Ind | ProcRefrig | Ind - Food | Electric Demand (MW) | Energy Efficiency | 1.8006 | 1.8887 | 1.8925 | 1.8332 | 1.7122 | 1.7264 | 1.3494 | 1.2201 | 1.023 | 0.79858 | 0.62673
2023 PG Study Reference Scenario | SCE | Ind | ProcRefrig | Ind - Food | Electric Energy (GWh/year) | Energy Efficiency | 2.0313 | 2.1307 | 2.1349 | 2.0681 | 1.9316 | 1.9476 | 1.5223 | 1.3764 | 1.1541 | 0.9009 | 0.70703
2023 PG Study Reference Scenario | SCE | Ind | ProcRefrig | Ind - Industrial Machinery | Electric Demand (MW) | Energy Efficiency | 0.0085995 | 0.0091948 | 0.0097385 | 0.010218 | 0.010587 | 0.010872 | 0.010986 | 0.010976 | 0.010836 | 0.010561 | 0.010173
2023 PG Study Reference Scenario | SCE | Ind | ProcRefrig | Ind - Industrial Machinery | Electric Energy (GWh/year) | Energy Efficiency | 0.0097013 | 0.010373 | 0.010986 | 0.011527 | 0.011944 | 0.012265 | 0.012393 | 0.012382 | 0.012224 | 0.011914 | 0.011476
2023 PG Study Reference Scenario | SCE | Ind | ProcRefrig | Ind - Lumber & Furniture | Electric Demand (MW) | Energy Efficiency | 0.00058475 | 0.00062647 | 0.00065371 | 0.00068712 | 0.00071719 | 0.00074401 | 0.00075412 | 0.00075582 | 0.00074857 | 0.00073195 | 0.00070727
2023 PG Study Reference Scenario | SCE | Ind | ProcRefrig | Ind - Lumber & Furniture | Electric Energy (GWh/year) | Energy Efficiency | 0.00065967 | 0.00070674 | 0.00073746 | 0.00077516 | 0.00080908 | 0.00083933 | 0.00085074 | 0.00085265 | 0.00084448 | 0.00082573 | 0.00079789
2023 PG Study Reference Scenario | SCE | Ind | ProcRefrig | Ind - Paper | Electric Demand (MW) | Energy Efficiency | 0.005628 | 0.0057839 | 0.004996 | 0.0046944 | 0.0044701 | 0.0048132 | 0.0043257 | 0.004168 | 0.0039172 | 0.0036324 | 0.0031862
2023 PG Study Reference Scenario | SCE | Ind | ProcRefrig | Ind - Paper | Electric Energy (GWh/year) | Energy Efficiency | 0.006349 | 0.0065249 | 0.0056361 | 0.0052959 | 0.0050428 | 0.0054299 | 0.0048799 | 0.004702 | 0.0044191 | 0.0040978 | 0.0035944
2023 PG Study Reference Scenario | SCE | Ind | ProcRefrig | Ind - Plastics | Electric Demand (MW) | Energy Efficiency | 0.09423 | 0.10229 | 0.10413 | 0.10817 | 0.11084 | 0.11237 | 0.11053 | 0.10782 | 0.10384 | 0.098202 | 0.091937
2023 PG Study Reference Scenario | SCE | Ind | ProcRefrig | Ind - Plastics | Electric Energy (GWh/year) | Energy Efficiency | 0.1063 | 0.1154 | 0.11747 | 0.12203 | 0.12505 | 0.12677 | 0.12469 | 0.12164 | 0.11715 | 0.11078 | 0.10372
2023 PG Study Reference Scenario | SCE | Ind | ProcRefrig | Ind - Primary Metals | Electric Demand (MW) | Energy Efficiency | 0.0017914 | 0.0019931 | 0.0020165 | 0.0021132 | 0.0021844 | 0.0022491 | 0.0022038 | 0.00215 | 0.0020726 | 0.0019559 | 0.0018304
2023 PG Study Reference Scenario | SCE | Ind | ProcRefrig | Ind - Primary Metals | Electric Energy (GWh/year) | Energy Efficiency | 0.0020209 | 0.0022484 | 0.0022749 | 0.0023839 | 0.0024643 | 0.0025373 | 0.0024862 | 0.0024255 | 0.0023381 | 0.0022065 | 0.0020649
2023 PG Study Reference Scenario | SCE | Ind | ProcRefrig | Ind - Printing & Publishing | Electric Demand (MW) | Energy Efficiency | 0.040449 | 0.044009 | 0.04531 | 0.04746 | 0.049064 | 0.050568 | 0.050052 | 0.049457 | 0.048246 | 0.046251 | 0.043865
2023 PG Study Reference Scenario | SCE | Ind | ProcRefrig | Ind - Printing & Publishing | Electric Energy (GWh/year) | Energy Efficiency | 0.045631 | 0.049648 | 0.051115 | 0.053541 | 0.055351 | 0.057047 | 0.056465 | 0.055794 | 0.054428 | 0.052177 | 0.049485
2023 PG Study Reference Scenario | SCE | Ind | ProcRefrig | Ind - Stone-Glass-Clay | Electric Energy (GWh/year) | Energy Efficiency | 0.00080034 | 0.00085718 | 0.00090953 | 0.00095763 | 0.00099565 | 0.0010222 | 0.0010352 | 0.0010366 | 0.0010257 | 0.001002 | 0.00096738
2023 PG Study Reference Scenario | SCE | Ind | ProcRefrig | Ind - Textiles | Electric Demand (MW) | Energy Efficiency | 0.0012036 | 0.0013705 | 0.0014271 | 0.0014898 | 0.001534 | 0.0016541 | 0.0015586 | 0.0015345 | 0.0014906 | 0.0014159 | 0.001334
2023 PG Study Reference Scenario | SCE | Ind | ProcRefrig | Ind - Textiles | Electric Energy (GWh/year) | Energy Efficiency | 0.0013578 | 0.0015461 | 0.00161 | 0.0016807 | 0.0017305 | 0.001866 | 0.0017583 | 0.0017311 | 0.0016816 | 0.0015973 | 0.0015049
2023 PG Study Reference Scenario | SCE | Ind | ProcRefrig | Ind - Transportation Equipment | Electric Demand (MW) | Energy Efficiency | 0.030894 | 0.034152 | 0.036276 | 0.038135 | 0.039296 | 0.040848 | 0.041429 | 0.041548 | 0.041176 | 0.040289 | 0.038955
2023 PG Study Reference Scenario | SCE | Ind | ProcRefrig | Ind - Transportation Equipment | Electric Energy (GWh/year) | Energy Efficiency | 0.034852 | 0.038528 | 0.040924 | 0.043021 | 0.04433 | 0.046082 | 0.046737 | 0.046872 | 0.046452 | 0.04545 | 0.043946
2023 PG Study Reference Scenario | SCE | Ind | WholeBlg | Ind - All Other Industrial | Electric Demand (MW) | Energy Efficiency | 0.050888 | 0.050996 | 0.051743 | 0.053209 | 0.056203 | 0.061728 | 0.061021 | 0.060125 | 0.059251 | 0.0584 | 0.057574
2023 PG Study Reference Scenario | SCE | Ind | WholeBlg | Ind - All Other Industrial | Electric Energy (GWh/year) | Energy Efficiency | 0.26135 | 0.26191 | 0.26575 | 0.27328 | 0.28865 | 0.31703 | 0.3134 | 0.3088 | 0.30431 | 0.29994 | 0.29569
2023 PG Study Reference Scenario | SCE | Ind | WholeBlg | Ind - Chemicals | Electric Demand (MW) | Energy Efficiency | 0.14692 | 0.14632 | 0.14729 | 0.14965 | 0.15521 | 0.16606 | 0.1634 | 0.16048 | 0.15761 | 0.15478 | 0.15202
2023 PG Study Reference Scenario | SCE | Ind | WholeBlg | Ind - Chemicals | Electric Energy (GWh/year) | Energy Efficiency | 0.75459 | 0.75149 | 0.75649 | 0.76857 | 0.79716 | 0.85288 | 0.83921 | 0.82423 | 0.80944 | 0.79496 | 0.78076
2023 PG Study Reference Scenario | SCE | Ind | WholeBlg | Ind - Electronics | Electric Demand (MW) | Energy Efficiency | 0.09296 | 0.096801 | 0.10283 | 0.11189 | 0.12668 | 0.15109 | 0.15317 | 0.15462 | 0.15608 | 0.15755 | 0.15904
2023 PG Study Reference Scenario | SCE | Ind | WholeBlg | Ind - Electronics | Electric Energy (GWh/year) | Energy Efficiency | 0.47743 | 0.49716 | 0.52815 | 0.57467 | 0.65063 | 0.77598 | 0.78666 | 0.79409 | 0.80161 | 0.80917 | 0.81681
2023 PG Study Reference Scenario | SCE | Ind | WholeBlg | Ind - Fabricated Metals | Electric Demand (MW) | Energy Efficiency | 0.11061 | 0.11139 | 0.1138 | 0.11803 | 0.12593 | 0.13999 | 0.13848 | 0.13664 | 0.1348 | 0.13297 | 0.13113
2023 PG Study Reference Scenario | SCE | Ind | WholeBlg | Ind - Fabricated Metals | Electric Energy (GWh/year) | Energy Efficiency | 0.56808 | 0.57208 | 0.58445 | 0.60617 | 0.64677 | 0.719 | 0.71122 | 0.70178 | 0.69232 | 0.6829 | 0.67349
2023 PG Study Reference Scenario | SCE | Ind | WholeBlg | Ind - Food | Electric Demand (MW) | Energy Efficiency | 0.20645 | 0.20772 | 0.21211 | 0.21999 | 0.23496 | 0.26185 | 0.25742 | 0.25259 | 0.24797 | 0.24344 | 0.23897
2023 PG Study Reference Scenario | SCE | Ind | WholeBlg | Ind - Food | Electric Energy (GWh/year) | Energy Efficiency | 1.0603 | 1.0668 | 1.0894 | 1.1298 | 1.2067 | 1.3448 | 1.3221 | 1.2973 | 1.2735 | 1.2503 | 1.2273
2023 PG Study Reference Scenario | SCE | Ind | WholeBlg | Ind - Industrial Machinery | Electric Demand (MW) | Energy Efficiency | 0.039938 | 0.041142 | 0.043392 | 0.046964 | 0.05294 | 0.063044 | 0.062623 | 0.062014 | 0.061423 | 0.060826 | 0.060237
2023 PG Study Reference Scenario | SCE | Ind | WholeBlg | Ind - Industrial Machinery | Electric Energy (GWh/year) | Energy Efficiency | 0.20512 | 0.2113 | 0.22286 | 0.2412 | 0.2719 | 0.32378 | 0.32162 | 0.3185 | 0.31546 | 0.3124 | 0.30937
2023 PG Study Reference Scenario | SCE | Ind | WholeBlg | Ind - Lumber & Furniture | Electric Demand (MW) | Energy Efficiency | 0.020472 | 0.020587 | 0.020908 | 0.021513 | 0.022724 | 0.024955 | 0.024678 | 0.024337 | 0.024005 | 0.023678 | 0.023358
2023 PG Study Reference Scenario | SCE | Ind | WholeBlg | Ind - Lumber & Furniture | Electric Energy (GWh/year) | Energy Efficiency | 0.10514 | 0.10573 | 0.10738 | 0.11049 | 0.11671 | 0.12816 | 0.12674 | 0.12499 | 0.12329 | 0.12161 | 0.11996
2023 PG Study Reference Scenario | SCE | Ind | WholeBlg | Ind - Paper | Electric Demand (MW) | Energy Efficiency | 0.088248 | 0.088139 | 0.087685 | 0.086921 | 0.08746 | 0.090362 | 0.087635 | 0.084895 | 0.082361 | 0.079974 | 0.077717
2023 PG Study Reference Scenario | SCE | Ind | WholeBlg | Ind - Paper | Electric Energy (GWh/year) | Energy Efficiency | 0.45323 | 0.45267 | 0.45034 | 0.44642 | 0.44918 | 0.46409 | 0.45008 | 0.43601 | 0.42299 | 0.41074 | 0.39915
2023 PG Study Reference Scenario | SCE | Ind | WholeBlg | Ind - Petroleum | Electric Demand (MW) | Energy Efficiency | 0.2423 | 0.23555 | 0.23006 | 0.22468 | 0.22095 | 0.21948 | 0.21427 | 0.20893 | 0.20367 | 0.19854 | 0.19351
2023 PG Study Reference Scenario | SCE | Ind | WholeBlg | Ind - Petroleum | Electric Energy (GWh/year) | Energy Efficiency | 1.2444 | 1.2098 | 1.1816 | 1.1539 | 1.1348 | 1.1272 | 1.1005 | 1.0731 | 1.046 | 1.0197 | 0.99387
2023 PG Study Reference Scenario | SCE | Ind | WholeBlg | Ind - Plastics | Electric Demand (MW) | Energy Efficiency | 0.12598 | 0.12604 | 0.12801 | 0.13191 | 0.13976 | 0.15419 | 0.15143 | 0.14864 | 0.1459 | 0.14321 | 0.14056
2023 PG Study Reference Scenario | SCE | Ind | WholeBlg | Ind - Plastics | Electric Energy (GWh/year) | Energy Efficiency | 0.647 | 0.64735 | 0.65746 | 0.67748 | 0.71781 | 0.79193 | 0.77771 | 0.7634 | 0.7493 | 0.73549 | 0.72192
2023 PG Study Reference Scenario | SCE | Ind | WholeBlg | Ind - Primary Metals | Electric Demand (MW) | Energy Efficiency | 0.051808 | 0.050809 | 0.05011 | 0.049446 | 0.049136 | 0.049388 | 0.048281 | 0.047162 | 0.046059 | 0.044979 | 0.043921
2023 PG Study Reference Scenario | SCE | Ind | WholeBlg | Ind - Primary Metals | Electric Energy (GWh/year) | Energy Efficiency | 0.26608 | 0.26095 | 0.25736 | 0.25395 | 0.25235 | 0.25365 | 0.24797 | 0.24222 | 0.23655 | 0.23101 | 0.22557
2023 PG Study Reference Scenario | SCE | Ind | WholeBlg | Ind - Printing & Publishing | Electric Demand (MW) | Energy Efficiency | 0.025217 | 0.025079 | 0.025222 | 0.025615 | 0.026581 | 0.028501 | 0.027956 | 0.027394 | 0.026842 | 0.026302 | 0.025772
2023 PG Study Reference Scenario | SCE | Ind | WholeBlg | Ind - Printing & Publishing | Electric Energy (GWh/year) | Energy Efficiency | 0.12951 | 0.1288 | 0.12954 | 0.13155 | 0.13652 | 0.14638 | 0.14358 | 0.14069 | 0.13786 | 0.13509 | 0.13236
2023 PG Study Reference Scenario | SCE | Ind | WholeBlg | Ind - Stone-Glass-Clay | Electric Demand (MW) | Energy Efficiency | 0.13195 | 0.13333 | 0.13558 | 0.13896 | 0.14552 | 0.15742 | 0.15683 | 0.15561 | 0.15446 | 0.15332 | 0.1522
2023 PG Study Reference Scenario | SCE | Ind | WholeBlg | Ind - Stone-Glass-Clay | Electric Energy (GWh/year) | Energy Efficiency | 0.67766 | 0.68476 | 0.6963 | 0.71367 | 0.74736 | 0.8085 | 0.80547 | 0.79918 | 0.7933 | 0.78746 | 0.78168
2023 PG Study Reference Scenario | SCE | Ind | WholeBlg | Ind - Textiles | Electric Demand (MW) | Energy Efficiency | 0.016037 | 0.015938 | 0.016181 | 0.016697 | 0.017707 | 0.019549 | 0.019251 | 0.018882 | 0.01852 | 0.018166 | 0.017817
2023 PG Study Reference Scenario | SCE | Ind | WholeBlg | Ind - Textiles | Electric Energy (GWh/year) | Energy Efficiency | 0.082363 | 0.081856 | 0.083105 | 0.085753 | 0.09094 | 0.1004 | 0.098869 | 0.096975 | 0.095116 | 0.093298 | 0.091504
2023 PG Study Reference Scenario | SCE | Ind | WholeBlg | Ind - Transportation Equipment | Electric Demand (MW) | Energy Efficiency | 0.13629 | 0.13582 | 0.13808 | 0.14219 | 0.14963 | 0.16321 | 0.16183 | 0.15956 | 0.15748 | 0.15553 | 0.15357
2023 PG Study Reference Scenario | SCE | Ind | WholeBlg | Ind - Transportation Equipment | Electric Energy (GWh/year) | Energy Efficiency | 0.69997 | 0.69754 | 0.70918 | 0.73028 | 0.76849 | 0.83825 | 0.83117 | 0.81951 | 0.80878 | 0.79878 | 0.7887
2023 PG Study Reference Scenario | SCE | Res | AppPlug | Res - Multi Family | Electric Energy (GWh/year) | Fuel Substitution | 0 | 0 | 0 | 0 | 0 | 0 | 0 | 0 | 0 | -0.0015774 | -0.0016744
2023 PG Study Reference Scenario | SCE | Res | AppPlug | Res - Multi Family | Gas Energy (MMTherm/year) | Fuel Substitution | 0 | 0 | 0 | 0 | 0 | 0 | 0 | 0 | 0 | 0.00029426 | 0.00031238
2023 PG Study Reference Scenario | SCE | Res | BROs | Low Income - Multi Family LI | Electric Demand (MW) | Energy Efficiency | 6.0269 | 6.2627 | 6.4251 | 6.5714 | 6.715 | 6.8745 | 7.0148 | 7.1478 | 7.239 | 7.3902 | 7.5561
2023 PG Study Reference Scenario | SCE | Res | BROs | Low Income - Multi Family LI | Electric Energy (GWh/year) | Energy Efficiency | 26.8914 | 28.0259 | 28.8835 | 29.6937 | 30.5155 | 31.4313 | 32.2938 | 33.1555 | 33.8899 | 34.9141 | 36.0541
2023 PG Study Reference Scenario | SCE | Res | BROs | Low Income - Single Family LI | Electric Demand (MW) | Energy Efficiency | 8.0108 | 8.3408 | 8.5741 | 8.7868 | 8.9965 | 9.2282 | 9.4351 | 9.633 | 9.7557 | 9.959 | 10.1819
2023 PG Study Reference Scenario | SCE | Res | BROs | Low Income - Single Family LI | Electric Energy (GWh/year) | Energy Efficiency | 35.7452 | 37.3275 | 38.5459 | 39.7066 | 40.8866 | 42.196 | 43.4402 | 44.6879 | 45.6776 | 47.0561 | 48.5904
2023 PG Study Reference Scenario | SCE | Res | BROs | Res - Multi Family | Electric Demand (MW) | Energy Efficiency | 5.9271 | 6.1563 | 6.3133 | 6.4542 | 6.5924 | 6.7461 | 6.8808 | 7.0083 | 7.0977 | 7.246 | 7.4086
2023 PG Study Reference Scenario | SCE | Res | BROs | Res - Multi Family | Electric Energy (GWh/year) | Energy Efficiency | 26.4461 | 27.55 | 28.3807 | 29.1642 | 29.9585 | 30.8444 | 31.6772 | 32.5085 | 33.2286 | 34.2328 | 35.3505
2023 PG Study Reference Scenario | SCE | Res | BROs | Res - Single Family | Electric Demand (MW) | Energy Efficiency | 21.4611 | 22.3356 | 22.9504 | 23.5096 | 24.0605 | 24.6694 | 25.2117 | 25.7295 | 26.0574 | 26.6002 | 27.1956
2023 PG Study Reference Scenario | SCE | Res | BROs | Res - Single Family | Electric Energy (GWh/year) | Energy Efficiency | 95.7623 | 99.9584 | 103.1767 | 106.2375 | 109.3476 | 112.8016 | 116.0776 | 119.3604 | 122.0039 | 125.6857 | 129.7838
2023 PG Study Reference Scenario | SCE | Res | BldgEnv | Res - Single Family | Electric Demand (MW) | Energy Efficiency | 0 | 0 | 0 | 0 | 0 | 0 | 0 | 0 | 0 | 0 | 0
2023 PG Study Reference Scenario | SCE | Res | BldgEnv | Res - Single Family | Electric Energy (GWh/year) | Energy Efficiency | 0.00053046 | 0.000722 | 0.00069677 | 0.00067771 | 0.00067353 | 0.00059241 | 0.00053718 | 0.0003127 | 0.0003688 | 0 | 0
2023 PG Study Reference Scenario | SCE | Res | BldgEnv | Res - Single Family | Gas Energy (MMTherm/year) | Energy Efficiency | 0.00020238 | 0.00027546 | 0.00026583 | 0.00025856 | 0.00025697 | 0.00022602 | 0.00020495 | 0.0001193 | 0.00014071 | 0 | 0
2023 PG Study Reference Scenario | SCE | Res | HVAC | Res - Multi Family | Electric Demand (MW) | Energy Efficiency | 0.36562 | 0.37075 | 0.37025 | 0.36643 | 0.3613 | 0.35379 | 0.34555 | 0.33364 | 0.33648 | 0.32995 | 0.3241
2023 PG Study Reference Scenario | SCE | Res | HVAC | Res - Multi Family | Electric Demand (MW) | Fuel Substitution | -0.0066386 | -0.0068823 | -0.0070575 | -0.0071796 | -0.0072578 | 0 | 0 | 0 | 0 | 0 | 0
2023 PG Study Reference Scenario | SCE | Res | HVAC | Res - Multi Family | Electric Energy (GWh/year) | Energy Efficiency | 0.47658 | 0.48327 | 0.48263 | 0.47765 | 0.47096 | 0.46117 | 0.45043 | 0.43491 | 0.43861 | 0.4301 | 0.42247
2023 PG Study Reference Scenario | SCE | Res | HVAC | Res - Multi Family | Electric Energy (GWh/year) | Fuel Substitution | -0.10304 | -0.11482 | -0.15495 | -0.15712 | -0.15827 | 0 | 0 | 0 | 0 | 0 | 0
2023 PG Study Reference Scenario | SCE | Res | HVAC | Res - Multi Family | Gas Energy (MMTherm/year) | Fuel Substitution | 0.018534 | 0.020454 | 0.027782 | 0.028169 | 0.028377 | 0 | 0 | 0 | 0 | 0 | 0
2023 PG Study Reference Scenario | SCE | Res | HVAC | Res - Single Family | Electric Demand (MW) | Energy Efficiency | 1.4613 | 1.4698 | 1.4407 | 1.4009 | 1.36 | 1.3103 | 1.2636 | 1.2044 | 1.0931 | 1.0505 | 1.0144
2023 PG Study Reference Scenario | SCE | Res | HVAC | Res - Single Family | Electric Demand (MW) | Fuel Substitution | -0.13076 | -0.13526 | -0.13856 | -0.14082 | -0.14218 | 0 | 0 | 0 | 0 | 0 | 0
2023 PG Study Reference Scenario | SCE | Res | HVAC | Res - Single Family | Electric Energy (GWh/year) | Energy Efficiency | 1.9478 | 1.964 | 1.9236 | 1.8704 | 1.8153 | 1.7467 | 1.683 | 1.5991 | 1.4292 | 1.3729 | 1.3246
2023 PG Study Reference Scenario | SCE | Res | HVAC | Res - Single Family | Electric Energy (GWh/year) | Fuel Substitution | -3.9298 | -4.0586 | -4.1525 | -4.2518 | -4.3615 | 0 | 0 | 0 | 0 | 0 | 0
2023 PG Study Reference Scenario | SCE | Res | HVAC | Res - Single Family | Gas Energy (MMTherm/year) | Fuel Substitution | 0.7364 | 0.76037 | 0.77809 | 0.79409 | 0.80882 | 0 | 0 | 0 | 0 | 0 | 0
2023 PG Study Reference Scenario | SCE | Res | Lighting | Res - Multi Family | Electric Demand (MW) | Energy Efficiency | 0.0037039 | 0.0037799 | 0.0038162 | 0.003833 | 0.0038475 | 0.0038253 | 0.0038004 | 0.0037063 | 0.0038372 | 0.0038046 | 0.0037656
2023 PG Study Reference Scenario | SCE | Res | Lighting | Res - Multi Family | Electric Energy (GWh/year) | Energy Efficiency | 0.024102 | 0.024597 | 0.024835 | 0.024946 | 0.025045 | 0.024876 | 0.024743 | 0.024139 | 0.025005 | 0.024801 | 0.024528
2023 PG Study Reference Scenario | SCE | Res | Lighting | Res - Multi Family | Gas Energy (MMTherm/year) | Energy Efficiency | -0.00021747 | -0.00022193 | -0.00022405 | -0.00022501 | -0.00022582 | -0.00022479 | -0.00022299 | -0.00021737 | -0.0002249 | -0.00022289 | -0.00022082
2023 PG Study Reference Scenario | SCE | Res | Lighting | Res - Single Family | Electric Demand (MW) | Energy Efficiency | 0.048597 | 0.050069 | 0.050092 | 0.049908 | 0.049639 | 0.046029 | 0.047797 | 0.046378 | 0.045945 | 0.045188 | 0.041678
2023 PG Study Reference Scenario | SCE | Res | Lighting | Res - Single Family | Electric Energy (GWh/year) | Energy Efficiency | 0.36735 | 0.37849 | 0.37864 | 0.37726 | 0.37528 | 0.33589 | 0.36032 | 0.3508 | 0.34769 | 0.34212 | 0.30419
2023 PG Study Reference Scenario | SCE | Res | Lighting | Res - Single Family | Gas Energy (MMTherm/year) | Energy Efficiency | -0.003613 | -0.003722 | -0.0037242 | -0.0037103 | -0.0036895 | -0.0036292 | -0.0035703 | -0.0034439 | -0.0034089 | -0.00335 | -0.0032853
2023 PG Study Reference Scenario | SCE | Res | WaterHeat | Res - Multi Family | Electric Demand (MW) | Energy Efficiency | 0.12998 | 0.1182 | 0.10198 | 0.083686 | 0.0014651 | 0.0014694 | 0.0014623 | 0.0012982 | 0.0017447 | 0.0017542 | 0.0017638
2023 PG Study Reference Scenario | SCE | Res | WaterHeat | Res - Multi Family | Electric Demand (MW) | Fuel Substitution | -0.0027054 | -0.0027928 | -0.0028468 | -0.0028835 | -0.0029192 | 0 | 0 | 0 | 0 | 0 | 0
2023 PG Study Reference Scenario | SCE | Res | WaterHeat | Res - Multi Family | Electric Energy (GWh/year) | Energy Efficiency | 0.64134 | 0.58323 | 0.5032 | 0.41292 | 0.007217 | 0.0072377 | 0.0072028 | 0.0063949 | 0.0085939 | 0.0086409 | 0.0086883
2023 PG Study Reference Scenario | SCE | Res | WaterHeat | Res - Multi Family | Electric Energy (GWh/year) | Fuel Substitution | -0.34659 | -0.36926 | -0.3863 | -0.39968 | -0.41223 | 0 | 0 | 0 | 0 | 0 | 0
2023 PG Study Reference Scenario | SCE | Res | WaterHeat | Res - Multi Family | Gas Energy (MMTherm/year) | Fuel Substitution | 0.21074 | 0.22544 | 0.23646 | 0.24506 | 0.25302 | 0 | 0 | 0 | 0 | 0 | 0
2023 PG Study Reference Scenario | SCE | Res | WaterHeat | Res - Single Family | Electric Demand (MW) | Energy Efficiency | 0.68293 | 0.6418 | 0.5928 | 0.54841 | 0.44749 | 0.41412 | 0.38525 | 0.35352 | 0.012339 | 0.00018109 | 0.00016841
2023 PG Study Reference Scenario | SCE | Res | WaterHeat | Res - Single Family | Electric Demand (MW) | Fuel Substitution | -0.020051 | -0.019751 | -0.019976 | -0.020095 | -0.020198 | 0.023732 | 0.030465 | 0.039824 | 0 | 0 | 0
2023 PG Study Reference Scenario | SCE | Res | WaterHeat | Res - Single Family | Electric Energy (GWh/year) | Energy Efficiency | 3.4533 | 3.246 | 2.9982 | 2.7739 | 2.3023 | 2.1306 | 1.982 | 1.8187 | 0.063571 | 0.0008932 | 0.00083064
2023 PG Study Reference Scenario | SCE | Res | WaterHeat | Res - Single Family | Electric Energy (GWh/year) | Fuel Substitution | -0.36609 | -0.36593 | -0.37008 | -0.37221 | -0.3744 | 0.12216 | 0.15681 | 0.205 | 0 | 0 | 0
2023 PG Study Reference Scenario | SCE | Res | WaterHeat | Res - Single Family | Gas Energy (MMTherm/year) | Fuel Substitution | 0.035055 | 0.035238 | 0.03564 | 0.035845 | 0.036067 | 0 | 0 | 0 | 0 | 0 | 0
2023 PG Study Reference Scenario | SCE | Res | WholeBlg | Res - Single Family | Electric Demand (MW) | Energy Efficiency | 1.5001 | 1.7431 | 1.953 | 2.1711 | 2.4328 | 2.6142 | 2.7821 | 2.6711 | 2.7704 | 2.9003 | 3.0195
2023 PG Study Reference Scenario | SCE | Res | WholeBlg | Res - Single Family | Electric Energy (GWh/year) | Energy Efficiency | 5.8299 | 6.7746 | 7.5905 | 8.4382 | 9.4552 | 10.1605 | 10.8129 | 10.3819 | 10.7676 | 11.2727 | 11.7359
2023 PG Study Reference Scenario | SCE | Res | WholeBlg | Res - Single Family | Gas Energy (MMTherm/year) | Energy Efficiency | 0.36509 | 0.42429 | 0.47547 | 0.52859 | 0.59228 | 0.63645 | 0.67733 | 0.65036 | 0.67453 | 0.70615 | 0.73514
2023 PG Study Reference Scenario | SCG | Ag | HVAC | Ag - Irrigated Agriculture, vineyards, forestry and greenhouses | Gas Energy (MMTherm/year) | Energy Efficiency | 0.092309 | 0.091998 | 0.089641 | 0.085441 | 0.079599 | 0.072598 | 0.064864 | 0.056894 | 0.049072 | 0.041701 | 0.034982
2023 PG Study Reference Scenario | SCG | Ag | ProcHeat | Ag - Dairies, fishing, hunting | Gas Energy (MMTherm/year) | Energy Efficiency | 1.9049e-05 | 3.0612e-06 | 4.9086e-07 | 7.8828e-08 | 1.2575e-08 | 2.0078e-09 | 3.193e-10 | 5.1193e-11 | 8.2755e-12 | 1.3487e-12 | 2.216e-13
2023 PG Study Reference Scenario | SCG | Ag | ProcHeat | Ag - Irrigated Agriculture, vineyards, forestry and greenhouses | Gas Energy (MMTherm/year) | Energy Efficiency | 0.032536 | 0.032406 | 0.031377 | 0.032675 | 0.031487 | 0.031169 | 0.029319 | 0.02819 | 0.026978 | 0.025703 | 0.024385
2023 PG Study Reference Scenario | SCG | Ag | WholeBlg | Ag - Dairies, fishing, hunting | Gas Energy (MMTherm/year) | Energy Efficiency | 0.052598 | 0.051546 | 0.050541 | 0.049599 | 0.048744 | 0.048021 | 0.047031 | 0.046061 | 0.045112 | 0.044182 | 0.043272
2023 PG Study Reference Scenario | SCG | Ag | WholeBlg | Ag - Irrigated Agriculture, vineyards, forestry and greenhouses | Gas Energy (MMTherm/year) | Energy Efficiency | 0.22502 | 0.22029 | 0.21566 | 0.21114 | 0.2067 | 0.20236 | 0.19811 | 0.19395 | 0.18988 | 0.18589 | 0.18199
2023 PG Study Reference Scenario | SCG | Ag | WholeBlg | Ag - Water pumping | Gas Energy (MMTherm/year) | Energy Efficiency | 0.073902 | 0.07235 | 0.070831 | 0.069343 | 0.067887 | 0.066462 | 0.065066 | 0.0637 | 0.062362 | 0.061052 | 0.05977
2023 PG Study Reference Scenario | SCG | Com | AppPlug | Com - Health | Electric Energy (GWh/year) | Energy Efficiency | 0.077466 | 0.090462 | 0.10542 | 0.10765 | 0.10976 | 0.57643 | 0.60301 | 0.62034 | 0.63059 | 0.63046 | 0.62153
2023 PG Study Reference Scenario | SCG | Com | AppPlug | Com - Health | Gas Energy (MMTherm/year) | Energy Efficiency | 0.18127 | 0.21168 | 0.24667 | 0.2519 | 0.25683 | 1.3488 | 1.4111 | 1.4516 | 1.4756 | 1.4753 | 1.4544
2023 PG Study Reference Scenario | SCG | Com | AppPlug | Com - Lodging | Electric Energy (GWh/year) | Energy Efficiency | 0.13938 | 0.15791 | 0.17774 | 0.19065 | 0.19064 | 0.44174 | 0.4474 | 0.44948 | 0.44764 | 0.44126 | 0.43104
2023 PG Study Reference Scenario | SCG | Com | AppPlug | Com - Lodging | Gas Energy (MMTherm/year) | Energy Efficiency | 0.32965 | 0.37308 | 0.41953 | 0.44977 | 0.44979 | 1.0374 | 1.0506 | 1.0564 | 1.0513 | 1.0363 | 1.0123
2023 PG Study Reference Scenario | SCG | Com | AppPlug | Com - Other | Gas Energy (MMTherm/year) | Energy Efficiency | 0.0050979 | 0.0052544 | 0.0053969 | 0.0055128 | 0.005606 | 0.0056952 | 0.0058003 | 0.018674 | 0.016037 | 0.013572 | 0.011362
2023 PG Study Reference Scenario | SCG | Com | BROs | Com - College | Gas Energy (MMTherm/year) | Energy Efficiency | 0.055008 | 0.05908 | 0.063648 | 0.068689 | 0.07445 | 0.080986 | 0.088327 | 0.096384 | 0.10541 | 0.11534 | 0.1925
2023 PG Study Reference Scenario | SCG | Com | BROs | Com - Grocery | Gas Energy (MMTherm/year) | Energy Efficiency | 0.029407 | 0.031853 | 0.03461 | 0.037593 | 0.041005 | 0.044732 | 0.048872 | 0.053409 | 0.058478 | 0.063853 | 0.095104
2023 PG Study Reference Scenario | SCG | Com | BROs | Com - Health | Gas Energy (MMTherm/year) | Energy Efficiency | 0.09197 | 0.10124 | 0.11171 | 0.12335 | 0.13662 | 0.15147 | 0.16821 | 0.18689 | 0.20794 | 0.23114 | 0.41385
2023 PG Study Reference Scenario | SCG | Com | BROs | Com - Lodging | Gas Energy (MMTherm/year) | Energy Efficiency | 0.092854 | 0.10326 | 0.11495 | 0.12799 | 0.14292 | 0.15956 | 0.17831 | 0.19915 | 0.22263 | 0.24828 | 0.39755
2023 PG Study Reference Scenario | SCG | Com | BROs | Com - Office (Large) | Gas Energy (MMTherm/year) | Energy Efficiency | 0.16683 | 0.18031 | 0.19549 | 0.21209 | 0.23104 | 0.25235 | 0.27631 | 0.30273 | 0.33233 | 0.3654 | 0.63128
2023 PG Study Reference Scenario | SCG | Com | BROs | Com - Office (Small) | Gas Energy (MMTherm/year) | Energy Efficiency | 0.016878 | 0.018217 | 0.019712 | 0.021318 | 0.023172 | 0.025148 | 0.027324 | 0.029665 | 0.032263 | 0.034956 | 0.03955
2023 PG Study Reference Scenario | SCG | Com | BROs | Com - Other | Gas Energy (MMTherm/year) | Energy Efficiency | 0.0095863 | 0.01086 | 0.012305 | 0.013944 | 0.015802 | 0.017909 | 0.0203 | 0.023012 | 0.026086 | 0.029571 | 0.060972
2023 PG Study Reference Scenario | SCG | Com | BROs | Com - Refrig. Warehouse | Gas Energy (MMTherm/year) | Energy Efficiency | 0.00086473 | 0.00098069 | 0.0011119 | 0.0012602 | 0.0014281 | 0.0016183 | 0.0018339 | 0.0020782 | 0.0023552 | 0.0026693 | 0.0055027
2023 PG Study Reference Scenario | SCG | Com | BROs | Com - Restaurant | Gas Energy (MMTherm/year) | Energy Efficiency | 0.1138 | 0.12708 | 0.14192 | 0.1585 | 0.17765 | 0.19853 | 0.22195 | 0.24778 | 0.27683 | 0.30734 | 0.39304
2023 PG Study Reference Scenario | SCG | Com | BROs | Com - Retail | Gas Energy (MMTherm/year) | Energy Efficiency | 0.020877 | 0.022542 | 0.024405 | 0.026404 | 0.028713 | 0.03118 | 0.0339 | 0.036833 | 0.040092 | 0.043406 | 0.04959
2023 PG Study Reference Scenario | SCG | Com | BROs | Com - School | Gas Energy (MMTherm/year) | Energy Efficiency | 0.061275 | 0.06542 | 0.070043 | 0.07504 | 0.080775 | 0.087114 | 0.094111 | 0.10166 | 0.11004 | 0.11897 | 0.16421
2023 PG Study Reference Scenario | SCG | Com | BROs | Com - Warehouse | Gas Energy (MMTherm/year) | Energy Efficiency | 0.1457 | 0.16159 | 0.17922 | 0.1988 | 0.22148 | 0.24586 | 0.27306 | 0.30279 | 0.33605 | 0.37019 | 0.40958
2023 PG Study Reference Scenario | SCG | Com | BldgEnv | Com - College | Electric Demand (MW) | Energy Efficiency | 0.00077111 | 0.00076884 | 0.00075809 | 0.00073839 | 0.00070785 | 0.00067095 | 0.00062619 | 0.00057292 | 0.00051344 | 0.00044811 | 0.00038556
2023 PG Study Reference Scenario | SCG | Com | BldgEnv | Com - College | Electric Energy (GWh/year) | Energy Efficiency | 0.0002634 | 0.00026262 | 0.00025894 | 0.00025221 | 0.00024177 | 0.00022916 | 0.00021386 | 0.00019566 | 0.00017534 | 0.00015302 | 0.00013112
2023 PG Study Reference Scenario | SCG | Com | BldgEnv | Com - College | Gas Energy (MMTherm/year) | Energy Efficiency | 0.00065389 | 0.00064947 | 0.00063583 | 0.00061306 | 0.00058092 | 0.00054121 | 0.00049398 | 0.00043964 | 0.0003796 | 0.00031456 | 0.00024688
2023 PG Study Reference Scenario | SCG | Com | BldgEnv | Com - Grocery | Electric Demand (MW) | Energy Efficiency | 0.001349 | 0.0013902 | 0.0014196 | 0.0014375 | 0.0014445 | 0.0014406 | 0.0014232 | 0.001416 | 0.0013569 | 0.0013064 | 0.0012761
2023 PG Study Reference Scenario | SCG | Com | BldgEnv | Com - Grocery | Electric Energy (GWh/year) | Energy Efficiency | 0.00046076 | 0.00047486 | 0.0004849 | 0.00049102 | 0.00049342 | 0.00049208 | 0.0004861 | 0.00048192 | 0.00046348 | 0.0004462 | 0.00043333
2023 PG Study Reference Scenario | SCG | Com | BldgEnv | Com - Grocery | Gas Energy (MMTherm/year) | Energy Efficiency | 0.00093077 | 0.00096313 | 0.00098605 | 0.00099948 | 0.0010035 | 0.00099798 | 0.00098254 | 0.00096099 | 0.00092477 | 0.00088255 | 0.00083652
2023 PG Study Reference Scenario | SCG | Com | BldgEnv | Com - Health | Electric Demand (MW) | Energy Efficiency | 0.00066858 | 0.00087455 | 0.00092378 | 0.00096821 | 0.0010151 | 0.0010582 | 0.0011037 | 0.0011424 | 0.0011742 | 0.0012001 | 0.0012242
2023 PG Study Reference Scenario | SCG | Com | BldgEnv | Com - Health | Electric Energy (GWh/year) | Energy Efficiency | 0.00031901 | 0.00041777 | 0.00044123 | 0.0004624 | 0.00048473 | 0.00050529 | 0.00052696 | 0.00054541 | 0.00056052 | 0.00057283 | 0.00058427
2023 PG Study Reference Scenario | SCG | Com | BldgEnv | Com - Health | Gas Energy (MMTherm/year) | Energy Efficiency | 0.00029589 | 0.00043645 | 0.00046886 | 0.00049973 | 0.00053068 | 0.00056016 | 0.00058953 | 0.00061651 | 0.00064176 | 0.00066467 | 0.00068587
2023 PG Study Reference Scenario | SCG | Com | BldgEnv | Com - Lodging | Electric Demand (MW) | Energy Efficiency | 2.7238e-05 | 2.8239e-05 | 2.9268e-05 | 3.0294e-05 | 3.1358e-05 | 3.2445e-05 | 3.3536e-05 | 3.4641e-05 | 6.3126e-06 | 6.5318e-06 | 3.4505e-05
2023 PG Study Reference Scenario | SCG | Com | BldgEnv | Com - Lodging | Electric Energy (GWh/year) | Energy Efficiency | 1.7578e-05 | 1.8224e-05 | 1.8887e-05 | 1.9548e-05 | 2.0234e-05 | 2.0935e-05 | 2.1638e-05 | 2.235e-05 | 3.8319e-06 | 3.9688e-06 | 2.2241e-05
2023 PG Study Reference Scenario | SCG | Com | BldgEnv | Com - Lodging | Gas Energy (MMTherm/year) | Energy Efficiency | 9.6163e-06 | 9.9561e-06 | 1.0302e-05 | 1.0649e-05 | 1.1005e-05 | 1.1367e-05 | 1.1734e-05 | 1.2105e-05 | 1.5311e-06 | 1.5759e-06 | 1.1939e-05
2023 PG Study Reference Scenario | SCG | Com | BldgEnv | Com - Office (Large) | Electric Demand (MW) | Energy Efficiency | 0.0013299 | 0.0013126 | 0.0012906 | 0.0012665 | 0.0012409 | 0.0013992 | 0.00085884 | 0.00071735 | 0.000743 | 0.00076421 | 0.00079191
2023 PG Study Reference Scenario | SCG | Com | BldgEnv | Com - Office (Large) | Electric Energy (GWh/year) | Energy Efficiency | 0.00045373 | 0.00044781 | 0.00044032 | 0.00043211 | 0.00042335 | 0.00047695 | 0.00029309 | 0.00024473 | 0.00025348 | 0.00026071 | 0.00027017
2023 PG Study Reference Scenario | SCG | Com | BldgEnv | Com - Office (Large) | Gas Energy (MMTherm/year) | Energy Efficiency | 0.00017511 | 0.00017287 | 0.00017002 | 0.00016684 | 0.00016327 | 0.00023097 | 0.00010475 | 9.5456e-05 | 9.884e-05 | 0.00010164 | 0.00010536
2023 PG Study Reference Scenario | SCG | Com | BldgEnv | Com - Office (Small) | Electric Demand (MW) | Energy Efficiency | 0.0002504 | 0.00025454 | 0.00025855 | 0.00026284 | 0.00026726 | 0.00027199 | 0.00027639 | 0.00028085 | 0.00028483 | 0.00028845 | 0.00065788
2023 PG Study Reference Scenario | SCG | Com | BldgEnv | Com - Office (Small) | Electric Energy (GWh/year) | Energy Efficiency | 8.5432e-05 | 8.6843e-05 | 8.821e-05 | 8.9675e-05 | 9.1182e-05 | 9.2794e-05 | 9.4297e-05 | 9.5818e-05 | 9.7177e-05 | 9.8411e-05 | 0.00022301
2023 PG Study Reference Scenario | SCG | Com | BldgEnv | Com - Office (Small) | Gas Energy (MMTherm/year) | Energy Efficiency | 3.2804e-05 | 3.3372e-05 | 3.3924e-05 | 3.4512e-05 | 3.5117e-05 | 3.5763e-05 | 3.6366e-05 | 3.6976e-05 | 3.7505e-05 | 3.7986e-05 | 0.00016583
2023 PG Study Reference Scenario | SCG | Com | BldgEnv | Com - Other | Electric Demand (MW) | Energy Efficiency | 0.0023801 | 0.002422 | 0.0024393 | 0.0024312 | 0.0023983 | 0.0023424 | 0.0022967 | 0.0021953 | 0.0020417 | 0.0019016 | 0.0017812
2023 PG Study Reference Scenario | SCG | Com | BldgEnv | Com - Other | Electric Energy (GWh/year) | Energy Efficiency | 0.00081337 | 0.00082769 | 0.00083359 | 0.00083083 | 0.00081958 | 0.00080045 | 0.00078216 | 0.00074763 | 0.00069765 | 0.00064976 | 0.00060564
2023 PG Study Reference Scenario | SCG | Com | BldgEnv | Com - Other | Gas Energy (MMTherm/year) | Energy Efficiency | 0.001667 | 0.0016951 | 0.001703 | 0.0016904 | 0.0016578 | 0.0016061 | 0.0015411 | 0.0014535 | 0.0013449 | 0.0012265 | 0.0011005
2023 PG Study Reference Scenario | SCG | Com | BldgEnv | Com - Refrig. Warehouse | Electric Demand (MW) | Energy Efficiency | 2.8703e-05 | 3.0362e-05 | 3.1726e-05 | 3.2983e-05 | 3.4543e-05 | 3.6197e-05 | 3.8017e-05 | 3.9623e-05 | 4.1431e-05 | 4.3243e-05 | 8.8024e-05
2023 PG Study Reference Scenario | SCG | Com | BldgEnv | Com - Refrig. Warehouse | Electric Energy (GWh/year) | Energy Efficiency | 9.9995e-06 | 1.0581e-05 | 1.1061e-05 | 1.1504e-05 | 1.2052e-05 | 1.2631e-05 | 1.3267e-05 | 1.3829e-05 | 1.446e-05 | 1.5092e-05 | 3.0405e-05
2023 PG Study Reference Scenario | SCG | Com | BldgEnv | Com - Refrig. Warehouse | Gas Energy (MMTherm/year) | Energy Efficiency | 6.176e-06 | 6.5451e-06 | 6.8556e-06 | 7.1439e-06 | 7.4908e-06 | 7.8556e-06 | 8.253e-06 | 8.6084e-06 | 9.004e-06 | 9.4004e-06 | 2.5271e-05
2023 PG Study Reference Scenario | SCG | Com | BldgEnv | Com - Restaurant | Electric Demand (MW) | Energy Efficiency | 0.00019187 | 0.00020607 | 0.00022043 | 0.00023473 | 0.00024991 | 0.00026333 | 0.0002756 | 0.00028866 | 0.00030124 | 0.00031284 | 0.00032466
2023 PG Study Reference Scenario | SCG | Com | BldgEnv | Com - Restaurant | Electric Energy (GWh/year) | Energy Efficiency | 6.5537e-05 | 7.0388e-05 | 7.5293e-05 | 8.0178e-05 | 8.5361e-05 | 8.9946e-05 | 9.4141e-05 | 9.86e-05 | 0.0001029 | 0.00010686 | 0.0001109
2023 PG Study Reference Scenario | SCG | Com | BldgEnv | Com - Restaurant | Gas Energy (MMTherm/year) | Energy Efficiency | 5.2421e-05 | 5.6284e-05 | 6.0188e-05 | 6.4084e-05 | 6.8228e-05 | 7.1898e-05 | 7.5258e-05 | 7.8832e-05 | 8.2275e-05 | 8.5448e-05 | 8.8684e-05
2023 PG Study Reference Scenario | SCG | Com | BldgEnv | Com - Retail | Electric Demand (MW) | Energy Efficiency | 0.016091 | 0.016846 | 0.017473 | 0.017965 | 0.018329 | 0.018554 | 0.018632 | 0.01857 | 0.004901 | 0.0047783 | 0.0047434
2023 PG Study Reference Scenario | SCG | Com | BldgEnv | Com - Retail | Electric Energy (GWh/year) | Energy Efficiency | 0.005491 | 0.0057485 | 0.0059626 | 0.0061308 | 0.0062549 | 0.0063318 | 0.0063583 | 0.0063374 | 0.0016743 | 0.0016324 | 0.001611
2023 PG Study Reference Scenario | SCG | Com | BldgEnv | Com - Retail | Gas Energy (MMTherm/year) | Energy Efficiency | 0.0072914 | 0.0076358 | 0.007922 | 0.0081461 | 0.0083109 | 0.0084119 | 0.0084455 | 0.0084149 | 0.0062238 | 0.0060587 | 0.0058744
2023 PG Study Reference Scenario | SCG | Com | BldgEnv | Com - School | Electric Demand (MW) | Energy Efficiency | 0.0002361 | 0.000181 | 0.00019311 | 0.00020491 | 0.00021318 | 0.00022477 | 0.00023424 | 0.00024373 | 0.00025371 | 0.00026468 | 0.00027455
2023 PG Study Reference Scenario | SCG | Com | BldgEnv | Com - School | Electric Energy (GWh/year) | Energy Efficiency | 8.0581e-05 | 6.1749e-05 | 6.588e-05 | 6.9906e-05 | 7.2728e-05 | 7.6683e-05 | 7.9913e-05 | 8.315e-05 | 8.6556e-05 | 9.0298e-05 | 9.3664e-05
2023 PG Study Reference Scenario | SCG | Com | BldgEnv | Com - School | Gas Energy (MMTherm/year) | Energy Efficiency | 2.7748e-05 | 2.4028e-05 | 2.5644e-05 | 2.722e-05 | 2.8326e-05 | 2.9873e-05 | 3.1138e-05 | 3.2406e-05 | 3.3738e-05 | 3.5203e-05 | 3.653e-05
2023 PG Study Reference Scenario | SCG | Com | BldgEnv | Com - Warehouse | Electric Demand (MW) | Energy Efficiency | 0.0020538 | 0.0020873 | 0.0020986 | 0.002092 | 0.0020669 | 0.0020287 | 0.0019723 | 0.001902 | 0.00078211 | 0.00078662 | 0.0015099
2023 PG Study Reference Scenario | SCG | Com | BldgEnv | Com - Warehouse | Electric Energy (GWh/year) | Energy Efficiency | 0.0013197 | 0.0013413 | 0.0013488 | 0.0013448 | 0.0013297 | 0.0013057 | 0.0012699 | 0.0012254 | 0.00049536 | 0.00050021 | 0.00097479
2023 PG Study Reference Scenario | SCG | Com | BldgEnv | Com - Warehouse | Gas Energy (MMTherm/year) | Energy Efficiency | 0.0010343 | 0.0010453 | 0.0010443 | 0.0010324 | 0.0010081 | 0.00097606 | 0.00093399 | 0.00088341 | 0.00020217 | 0.0001995 | 0.0006298
2023 PG Study Reference Scenario | SCG | Com | FoodServ | Com - College | Electric Demand (MW) | Energy Efficiency | 0.000324 | 0.00033156 | 0.00033892 | 0.00034526 | 0.00034846 | 0.00035248 | 0.00035536 | 0.000356 | 0.00035597 | 0.0013796 | 0.0019116
2023 PG Study Reference Scenario | SCG | Com | FoodServ | Com - College | Electric Energy (GWh/year) | Energy Efficiency | 0.0018882 | 0.0019331 | 0.0019769 | 0.0020146 | 0.0020341 | 0.0020583 | 0.0020757 | 0.0020801 | 0.0020805 | 0.0069702 | 0.0095107
2023 PG Study Reference Scenario | SCG | Com | FoodServ | Com - College | Gas Energy (MMTherm/year) | Energy Efficiency | 0.013691 | 0.014233 | 0.01477 | 0.015266 | 0.01563 | 0.016024 | 0.016365 | 0.016601 | 0.016798 | 0.017134 | 0.01731
2023 PG Study Reference Scenario | SCG | Com | FoodServ | Com - Grocery | Electric Demand (MW) | Energy Efficiency | 0.0021042 | 0.0021674 | 0.0022166 | 0.0022563 | 0.0022907 | 0.0023205 | 0.0023363 | 0.0023519 | 0.0023629 | 0.009926 | 0.012814
2023 PG Study Reference Scenario | SCG | Com | FoodServ | Com - Grocery | Electric Energy (GWh/year) | Energy Efficiency | 0.012269 | 0.012642 | 0.012935 | 0.013171 | 0.013377 | 0.013556 | 0.013652 | 0.013747 | 0.013815 | 0.049955 | 0.063756
2023 PG Study Reference Scenario | SCG | Com | FoodServ | Com - Grocery | Gas Energy (MMTherm/year) | Energy Efficiency | 0.12883 | 0.13631 | 0.1431 | 0.14936 | 0.15529 | 0.1609 | 0.16559 | 0.17013 | 0.17423 | 0.17917 | 0.18291
2023 PG Study Reference Scenario | SCG | Com | FoodServ | Com - Health | Electric Demand (MW) | Energy Efficiency | 0.00047125 | 0.00048796 | 0.00050359 | 0.00051249 | 0.00052264 | 0.0005293 | 0.00053812 | 0.00054176 | 0.00054415 | 0.0029804 | 0.0038226
2023 PG Study Reference Scenario | SCG | Com | FoodServ | Com - Health | Electric Energy (GWh/year) | Energy Efficiency | 0.002765 | 0.0028646 | 0.0029579 | 0.0030118 | 0.0030729 | 0.0031135 | 0.0031666 | 0.0031893 | 0.0032045 | 0.014843 | 0.018863
2023 PG Study Reference Scenario | SCG | Com | FoodServ | Com - Health | Gas Energy (MMTherm/year) | Energy Efficiency | 0.03852 | 0.040722 | 0.042864 | 0.044498 | 0.046222 | 0.047659 | 0.049254 | 0.050399 | 0.0514 | 0.0525 | 0.053033
2023 PG Study Reference Scenario | SCG | Com | FoodServ | Com - Lodging | Electric Demand (MW) | Energy Efficiency | 0.0011625 | 0.0011957 | 0.0012254 | 0.0012469 | 0.0012669 | 0.0012836 | 0.0012949 | 0.0013029 | 0.0013083 | 0.0049856 | 0.0074011
2023 PG Study Reference Scenario | SCG | Com | FoodServ | Com - Lodging | Electric Energy (GWh/year) | Energy Efficiency | 0.0066665 | 0.0068572 | 0.007028 | 0.0071523 | 0.0072673 | 0.0073638 | 0.0074289 | 0.0074751 | 0.0075067 | 0.025077 | 0.03662
2023 PG Study Reference Scenario | SCG | Com | FoodServ | Com - Lodging | Gas Energy (MMTherm/year) | Energy Efficiency | 0.038931 | 0.041116 | 0.043217 | 0.045071 | 0.046872 | 0.048558 | 0.05004 | 0.051375 | 0.052579 | 0.054366 | 0.055784
2023 PG Study Reference Scenario | SCG | Com | FoodServ | Com - Other | Electric Demand (MW) | Energy Efficiency | 0.0086538 | 0.0089292 | 0.0091627 | 0.0093528 | 0.0095046 | 0.0096307 | 0.0097442 | 0.00982 | 0.0098551 | 0.045321 | 0.062903
2023 PG Study Reference Scenario | SCG | Com | FoodServ | Com - Other | Electric Energy (GWh/year) | Energy Efficiency | 0.050167 | 0.051779 | 0.053149 | 0.054267 | 0.055163 | 0.055908 | 0.05658 | 0.057032 | 0.057247 | 0.22673 | 0.31077
2023 PG Study Reference Scenario | SCG | Com | FoodServ | Com - Other | Gas Energy (MMTherm/year) | Energy Efficiency | 0.10808 | 0.11349 | 0.11846 | 0.12292 | 0.1269 | 0.13054 | 0.13396 | 0.13684 | 0.13911 | 0.14844 | 0.15366
2023 PG Study Reference Scenario | SCG | Com | FoodServ | Com - Restaurant | Electric Demand (MW) | Energy Efficiency | 0.029726 | 0.030661 | 0.031461 | 0.03213 | 0.03273 | 0.033144 | 0.033422 | 0.033667 | 0.033837 | 0.10145 | 0.1443
2023 PG Study Reference Scenario | SCG | Com | FoodServ | Com - Restaurant | Electric Energy (GWh/year) | Energy Efficiency | 0.17111 | 0.17652 | 0.18115 | 0.18503 | 0.18851 | 0.19093 | 0.19255 | 0.19398 | 0.19498 | 0.5181 | 0.7229
2023 PG Study Reference Scenario | SCG | Com | FoodServ | Com - Restaurant | Gas Energy (MMTherm/year) | Energy Efficiency | 0.56199 | 0.59568 | 0.62745 | 0.65714 | 0.68562 | 0.71057 | 0.73261 | 0.75352 | 0.77231 | 0.80233 | 0.82559
2023 PG Study Reference Scenario | SCG | Com | FoodServ | Com - School | Electric Demand (MW) | Energy Efficiency | 0.000763 | 0.00078353 | 0.00080132 | 0.00081531 | 0.00082192 | 0.00083023 | 0.0008339 | 0.00083593 | 0.0008372 | 0.008806 | 0.012835
2023 PG Study Reference Scenario | SCG | Com | FoodServ | Com - School | Electric Energy (GWh/year) | Energy Efficiency | 0.0045014 | 0.0046257 | 0.0047339 | 0.0048197 | 0.0048618 | 0.0049137 | 0.0049381 | 0.0049524 | 0.0049621 | 0.043036 | 0.062286
2023 PG Study Reference Scenario | SCG | Com | FoodServ | Com - School | Gas Energy (MMTherm/year) | Energy Efficiency | 0.026993 | 0.028142 | 0.029205 | 0.030137 | 0.030806 | 0.031525 | 0.032067 | 0.032532 | 0.032949 | 0.03496 | 0.036051
2023 PG Study Reference Scenario | SCG | Com | HVAC | Com - College | Electric Demand (MW) | Energy Efficiency | 0.068211 | 0.067963 | 0.068494 | 0.069151 | 0.068583 | 0.065526 | 0.065954 | 0.065523 | 0.065078 | 0.064179 | 0.063517
2023 PG Study Reference Scenario | SCG | Com | HVAC | Com - College | Electric Energy (GWh/year) | Energy Efficiency | 0.094161 | 0.093907 | 0.094526 | 0.09523 | 0.094355 | 0.076729 | 0.077229 | 0.076724 | 0.076203 | 0.075148 | 0.074372
2023 PG Study Reference Scenario | SCG | Com | HVAC | Com - College | Gas Energy (MMTherm/year) | Energy Efficiency | 0.015466 | 0.015479 | 0.015513 | 0.015508 | 0.015308 | 0.0043165 | 0.0043447 | 0.0043163 | 0.004287 | 0.0042277 | 0.004184
2023 PG Study Reference Scenario | SCG | Com | HVAC | Com - Grocery | Gas Energy (MMTherm/year) | Energy Efficiency | 0.0054189 | 0.0055829 | 0.0056977 | 0.0057996 | 0.0059248 | 0.0060681 | 0.0061188 | 0.0063378 | 0.0063059 | 0.0063342 | 0.0063861
2023 PG Study Reference Scenario | SCG | Com | HVAC | Com - Health | Electric Demand (MW) | Energy Efficiency | 0.0033628 | 0.0034089 | 0.0034391 | 0.0060022 | 0.0048066 | 0.00013949 | 0 | 0 | 0 | 0 | 0
2023 PG Study Reference Scenario | SCG | Com | HVAC | Com - Health | Electric Energy (GWh/year) | Energy Efficiency | 0.016868 | 0.017099 | 0.01725 | 0.019235 | 0.018196 | 0.00011359 | 0 | 0 | 0 | 0 | 0
2023 PG Study Reference Scenario | SCG | Com | HVAC | Com - Health | Gas Energy (MMTherm/year) | Energy Efficiency | 0.12085 | 0.14191 | 0.14442 | 0.14464 | 0.14348 | 0.13021 | 0.12655 | 0.121 | 0.11433 | 0.10642 | 0.097976
2023 PG Study Reference Scenario | SCG | Com | HVAC | Com - Lodging | Electric Demand (MW) | Energy Efficiency | 0.0016064 | 0.0016195 | 0.0016233 | 0.0016131 | 0.0016003 | 0 | 0 | 0 | 0 | 0 | 0
2023 PG Study Reference Scenario | SCG | Com | HVAC | Com - Lodging | Electric Energy (GWh/year) | Energy Efficiency | 0.0080576 | 0.0081231 | 0.0081424 | 0.008091 | 0.0080268 | 0 | 0 | 0 | 0 | 0 | 0
2023 PG Study Reference Scenario | SCG | Com | HVAC | Com - Lodging | Gas Energy (MMTherm/year) | Energy Efficiency | 0.063676 | 0.062075 | 0.059591 | 0.056163 | 0.052213 | 0.04309 | 0.042543 | 0.037232 | 0.015921 | 0.015793 | 0.015688
2023 PG Study Reference Scenario | SCG | Com | HVAC | Com - Office (Large) | Electric Demand (MW) | Energy Efficiency | 0.020374 | 0.020488 | 0.020407 | 0.02023 | 0.020065 | 0 | 0 | 0 | 0 | 0 | 0
2023 PG Study Reference Scenario | SCG | Com | HVAC | Com - Office (Large) | Electric Energy (GWh/year) | Energy Efficiency | 0.10219 | 0.10276 | 0.10236 | 0.10147 | 0.10064 | 0 | 0 | 0 | 0 | 0 | 0
2023 PG Study Reference Scenario | SCG | Com | HVAC | Com - Office (Large) | Gas Energy (MMTherm/year) | Energy Efficiency | 0.061523 | 0.061867 | 0.061624 | 0.061089 | 0.060638 | 5.034e-05 | 5.0705e-05 | 5.1069e-05 | 5.0879e-05 | 5.0332e-05 | 5.0242e-05
2023 PG Study Reference Scenario | SCG | Com | HVAC | Com - Office (Small) | Electric Demand (MW) | Energy Efficiency | 0.044748 | 0.045152 | 0.045301 | 0.045369 | 0.045352 | 0.035183 | 0.035187 | 0.035179 | 0.035132 | 0.034997 | 0.034904
2023 PG Study Reference Scenario | SCG | Com | HVAC | Com - Office (Small) | Electric Energy (GWh/year) | Energy Efficiency | 0.10096 | 0.10183 | 0.10203 | 0.1019 | 0.10149 | 0.050101 | 0.050107 | 0.050095 | 0.050028 | 0.049836 | 0.049703
2023 PG Study Reference Scenario | SCG | Com | HVAC | Com - Office (Small) | Gas Energy (MMTherm/year) | Energy Efficiency | 0.033284 | 0.033554 | 0.033551 | 0.033371 | 0.033053 | 0.0020285 | 0.0020287 | 0.0020283 | 0.0020256 | 0.0020177 | 0.0020123
2023 PG Study Reference Scenario | SCG | Com | HVAC | Com - Other | Electric Demand (MW) | Energy Efficiency | 0.96111 | 0.97555 | 0.9885 | 0.99805 | 1.0051 | 1.013 | 1.025 | 1.0308 | 1.0286 | 1.0271 | 1.0267
2023 PG Study Reference Scenario | SCG | Com | HVAC | Com - Other | Electric Energy (GWh/year) | Energy Efficiency | 1.3357 | 1.3557 | 1.3737 | 1.387 | 1.3968 | 1.4078 | 1.4244 | 1.4325 | 1.4295 | 1.4274 | 1.4268
2023 PG Study Reference Scenario | SCG | Com | HVAC | Com - Other | Gas Energy (MMTherm/year) | Energy Efficiency | 0.068834 | 0.069856 | 0.070765 | 0.071426 | 0.071905 | 0.072435 | 0.080501 | 0.08239 | 0.08222 | 0.082097 | 0.082053
2023 PG Study Reference Scenario | SCG | Com | HVAC | Com - Restaurant | Electric Demand (MW) | Energy Efficiency | 0.083397 | 0.084486 | 0.085425 | 0.086186 | 0.087163 | 0.087417 | 0.087268 | 0.087389 | 0.087387 | 0.08711 | 0.086949
2023 PG Study Reference Scenario | SCG | Com | HVAC | Com - Restaurant | Electric Energy (GWh/year) | Energy Efficiency | 0.052114 | 0.052793 | 0.053381 | 0.053859 | 0.054477 | 0.054629 | 0.054535 | 0.054618 | 0.05462 | 0.054446 | 0.05435
2023 PG Study Reference Scenario | SCG | Com | HVAC | Com - Restaurant | Gas Energy (MMTherm/year) | Energy Efficiency | 0.21416 | 0.22567 | 0.23434 | 0.24124 | 0.2448 | 0.24994 | 0.24859 | 0.24616 | 0.24256 | 0.23808 | 0.23348
2023 PG Study Reference Scenario | SCG | Com | HVAC | Com - Retail | Electric Demand (MW) | Energy Efficiency | 0.0042881 | 0.0043296 | 0.0043316 | 0.0043882 | 0.14211 | 0.13937 | 0.13962 | 0.14058 | 0.1411 | 0.13734 | 0.13325
2023 PG Study Reference Scenario | SCG | Com | HVAC | Com - Retail | Electric Energy (GWh/year) | Energy Efficiency | 0.02305 | 0.02328 | 0.023302 | 0.022183 | 0.12955 | 0.10892 | 0.10911 | 0.10987 | 0.11027 | 0.10733 | 0.10414
2023 PG Study Reference Scenario | SCG | Com | HVAC | Com - Retail | Gas Energy (MMTherm/year) | Energy Efficiency | 0.053588 | 0.043357 | 0.035287 | 0.029135 | 0.028287 | 0.013507 | 0.013437 | 0.013441 | 0.013406 | 0.0032292 | 0.0031326
2023 PG Study Reference Scenario | SCG | Com | HVAC | Com - School | Electric Demand (MW) | Energy Efficiency | 0.11568 | 0.11629 | 0.11713 | 0.11757 | 0.11594 | 0.10736 | 0.10669 | 0.10611 | 0.10585 | 0.106 | 0.10572
2023 PG Study Reference Scenario | SCG | Com | HVAC | Com - School | Electric Energy (GWh/year) | Energy Efficiency | 0.12795 | 0.12861 | 0.12922 | 0.12927 | 0.12733 | 0.082733 | 0.082213 | 0.081769 | 0.08157 | 0.081686 | 0.081467
2023 PG Study Reference Scenario | SCG | Com | HVAC | Com - School | Gas Energy (MMTherm/year) | Energy Efficiency | 0.053157 | 0.053434 | 0.053627 | 0.053564 | 0.052745 | 0.025902 | 0.025723 | 0.02557 | 0.025512 | 0.025561 | 0.025504
2023 PG Study Reference Scenario | SCG | Com | HVAC | Com - Warehouse | Gas Energy (MMTherm/year) | Energy Efficiency | 0 | 0 | 5.755e-06 | 5.8981e-06 | 1.6856e-06 | 1.7189e-06 | 1.7384e-06 | 1.7856e-06 | 1.7997e-06 | 1.8118e-06 | 1.8316e-06
2023 PG Study Reference Scenario | SCG | Com | WaterHeat | Com - College | Electric Demand (MW) | Energy Efficiency | 6.0904e-05 | 6.235e-05 | 6.3642e-05 | 6.46e-05 | 6.4747e-05 | 0 | 0 | 0 | 0 | 0 | 0
2023 PG Study Reference Scenario | SCG | Com | WaterHeat | Com - College | Electric Energy (GWh/year) | Energy Efficiency | 0.00024666 | 0.00025252 | 0.00025775 | 0.00026163 | 0.00026223 | 0 | 0 | 0 | 0 | 0 | 0
2023 PG Study Reference Scenario | SCG | Com | WaterHeat | Com - College | Gas Energy (MMTherm/year) | Energy Efficiency | 0.011205 | 0.055773 | 0.055307 | 0.053633 | 0.050731 | 0.035165 | 0.030672 | 0.02582 | 0.020831 | 0.016075 | 0.011745
2023 PG Study Reference Scenario | SCG | Com | WaterHeat | Com - Grocery | Electric Demand (MW) | Energy Efficiency | 8.4959e-06 | 8.7567e-06 | 8.9358e-06 | 9.0554e-06 | 9.1393e-06 | 0 | 0 | 0 | 0 | 0 | 0
2023 PG Study Reference Scenario | SCG | Com | WaterHeat | Com - Grocery | Electric Energy (GWh/year) | Energy Efficiency | 0.018918 | 0.017057 | 0.014567 | 0.011766 | 0.0089699 | 0.0063696 | 0.0042005 | 0.0024542 | 0.0010132 | 0.00010386 | 0
2023 PG Study Reference Scenario | SCG | Com | WaterHeat | Com - Grocery | Gas Energy (MMTherm/year) | Energy Efficiency | 0.10454 | 0.10025 | 0.091993 | 0.080735 | 0.067851 | 0.052515 | 0.040303 | 0.029714 | 0.019218 | 0.011972 | 0.0077212
2023 PG Study Reference Scenario | SCG | Com | WaterHeat | Com - Health | Electric Demand (MW) | Energy Efficiency | 7.0092e-05 | 7.2623e-05 | 7.484e-05 | 7.5698e-05 | 7.6704e-05 | 0 | 0 | 0 | 0 | 0 | 0
2023 PG Study Reference Scenario | SCG | Com | WaterHeat | Com - Health | Electric Energy (GWh/year) | Energy Efficiency | 0.00057802 | 0.0005989 | 0.00061719 | 0.00062426 | 0.00063255 | 0 | 0 | 0 | 0 | 0 | 0
2023 PG Study Reference Scenario | SCG | Com | WaterHeat | Com - Health | Gas Energy (MMTherm/year) | Energy Efficiency | 0.12499 | 0.12634 | 0.12376 | 0.11713 | 0.10781 | 0.068192 | 0.056457 | 0.045275 | 0.033125 | 0.023765 | 0.017226
2023 PG Study Reference Scenario | SCG | Com | WaterHeat | Com - Lodging | Electric Demand (MW) | Energy Efficiency | 0.00059344 | 0.00061142 | 0.00062609 | 0.00063463 | 0.00064123 | 0 | 0 | 0 | 0 | 0 | 0
2023 PG Study Reference Scenario | SCG | Com | WaterHeat | Com - Lodging | Electric Energy (GWh/year) | Energy Efficiency | 0.012104 | 0.010314 | 0.0085556 | 0.0069799 | 0.0057042 | 0 | 0 | 0 | 0 | 0 | 0
2023 PG Study Reference Scenario | SCG | Com | WaterHeat | Com - Lodging | Gas Energy (MMTherm/year) | Energy Efficiency | 0.30257 | 0.29971 | 0.29285 | 0.28237 | 0.27121 | 0.022721 | 0.018561 | 0.036386 | 0.0017894 | 0.00041847 | 0.00039447
2023 PG Study Reference Scenario | SCG | Com | WaterHeat | Com - Office (Large) | Electric Demand (MW) | Energy Efficiency | 2.778e-05 | 2.8531e-05 | 2.8995e-05 | 2.9296e-05 | 2.9585e-05 | 0 | 0 | 0 | 0 | 0 | 0
2023 PG Study Reference Scenario | SCG | Com | WaterHeat | Com - Office (Large) | Electric Energy (GWh/year) | Energy Efficiency | 0.024441 | 0.02212 | 0.019004 | 0.015482 | 0.011942 | 0.0080765 | 0.0052798 | 0.003008 | 0.0011711 | 0 | 0
2023 PG Study Reference Scenario | SCG | Com | WaterHeat | Com - Office (Large) | Gas Energy (MMTherm/year) | Energy Efficiency | 0.3943 | 0.38393 | 0.35845 | 0.32068 | 0.27524 | 0.1998 | 0.15333 | 0.11182 | 0.072343 | 0.043644 | 0.024577
2023 PG Study Reference Scenario | SCG | Com | WaterHeat | Com - Office (Small) | Electric Energy (GWh/year) | Energy Efficiency | 0.0042525 | 0.0042249 | 0.0040732 | 0.0038038 | 0.0034352 | 0.0029948 | 0.0025144 | 0.0020255 | 0.0015549 | 0.0011223 | 0.00073965
2023 PG Study Reference Scenario | SCG | Com | WaterHeat | Com - Office (Small) | Gas Energy (MMTherm/year) | Energy Efficiency | 0.088235 | 0.083262 | 0.074692 | 0.063584 | 0.05132 | 0.039224 | 0.028281 | 0.019027 | 0.010993 | 0.0053828 | 0.0016565
2023 PG Study Reference Scenario | SCG | Com | WaterHeat | Com - Other | Electric Demand (MW) | Energy Efficiency | 8.7529e-05 | 9.0427e-05 | 9.2664e-05 | 9.4223e-05 | 9.5188e-05 | 0 | 0 | 0 | 0 | 0 | 0
2023 PG Study Reference Scenario | SCG | Com | WaterHeat | Com - Other | Electric Energy (GWh/year) | Energy Efficiency | 0.036605 | 0.031389 | 0.025287 | 0.019052 | 0.013296 | 0.0077463 | 0.0038076 | 0.00080019 | 0 | 0 | 0
2023 PG Study Reference Scenario | SCG | Com | WaterHeat | Com - Other | Gas Energy (MMTherm/year) | Energy Efficiency | 0.43474 | 0.41187 | 0.37291 | 0.32268 | 0.26736 | 0.18427 | 0.13498 | 0.093377 | 0.056832 | 0.031935 | 0.015995
2023 PG Study Reference Scenario | SCG | Com | WaterHeat | Com - Refrig. Warehouse | Electric Demand (MW) | Energy Efficiency | 2.4578e-07 | 2.5235e-07 | 2.5601e-07 | 2.5769e-07 | 2.59e-07 | 0 | 0 | 0 | 0 | 0 | 0
2023 PG Study Reference Scenario | SCG | Com | WaterHeat | Com - Refrig. Warehouse | Electric Energy (GWh/year) | Energy Efficiency | 0.00077085 | 0.00075959 | 0.00072718 | 0.00067504 | 0.00060637 | 0.00052249 | 0.00043499 | 0.00034584 | 0.00025955 | 0.00017954 | 0.00010802
2023 PG Study Reference Scenario | SCG | Com | WaterHeat | Com - Refrig. Warehouse | Gas Energy (MMTherm/year) | Energy Efficiency | 0.011463 | 0.010222 | 0.0086242 | 0.0070829 | 0.0057422 | 0.0044637 | 0.0034958 | 0.0026633 | 0.001937 | 0.0013192 | 0.0008
2023 PG Study Reference Scenario | SCG | Com | WaterHeat | Com - Restaurant | Electric Demand (MW) | Energy Efficiency | 3.0111e-05 | 3.1098e-05 | 3.1861e-05 | 3.241e-05 | 3.2828e-05 | 0 | 0 | 0 | 0 | 0 | 0
2023 PG Study Reference Scenario | SCG | Com | WaterHeat | Com - Restaurant | Electric Energy (GWh/year) | Energy Efficiency | 0.00016253 | 0.00019169 | 0.0001932 | 0.0095235 | 0.007717 | 0.0057004 | 0.0039445 | 0.0023547 | 0.00097823 | 0 | 0
2023 PG Study Reference Scenario | SCG | Com | WaterHeat | Com - Restaurant | Gas Energy (MMTherm/year) | Energy Efficiency | 0.028267 | 0.028714 | 0.029014 | 0.067603 | 0.065578 | 0.054611 | 0.050841 | 0.046626 | 0.042093 | 0.037713 | 0.034098
2023 PG Study Reference Scenario | SCG | Com | WaterHeat | Com - Retail | Electric Energy (GWh/year) | Energy Efficiency | 0.023957 | 0.021649 | 0.018541 | 0.01502 | 0.011477 | 0.0082182 | 0.0054223 | 0.0031519 | 0.0012977 | 7.0784e-05 | 0
2023 PG Study Reference Scenario | SCG | Com | WaterHeat | Com - Retail | Gas Energy (MMTherm/year) | Energy Efficiency | 0.43138 | 0.41682 | 0.38501 | 0.33944 | 0.28554 | 0.22922 | 0.17558 | 0.12802 | 0.064635 | 0.038636 | 0.021749
2023 PG Study Reference Scenario | SCG | Com | WaterHeat | Com - School | Electric Demand (MW) | Energy Efficiency | 1.8518e-05 | 1.9024e-05 | 1.9416e-05 | 1.9663e-05 | 1.9663e-05 | 0 | 0 | 0 | 0 | 0 | 0
2023 PG Study Reference Scenario | SCG | Com | WaterHeat | Com - School | Electric Energy (GWh/year) | Energy Efficiency | 0.011496 | 0.010987 | 0.010135 | 0.0090006 | 0.0076692 | 0.0059398 | 0.0045151 | 0.003169 | 0.0019559 | 0.00090593 | 2.8655e-05
2023 PG Study Reference Scenario | SCG | Com | WaterHeat | Com - School | Gas Energy (MMTherm/year) | Energy Efficiency | 0.15084 | 0.14129 | 0.12627 | 0.10765 | 0.087597 | 0.054728 | 0.037689 | 0.023565 | 0.011892 | 0.0039751 | 0.0023673
2023 PG Study Reference Scenario | SCG | Com | WaterHeat | Com - Warehouse | Electric Demand (MW) | Energy Efficiency | 1.3111e-06 | 1.3495e-06 | 1.3733e-06 | 1.3891e-06 | 1.3995e-06 | 0 | 0 | 0 | 0 | 0 | 0
2023 PG Study Reference Scenario | SCG | Com | WaterHeat | Com - Warehouse | Electric Energy (GWh/year) | Energy Efficiency | 0.014013 | 0.0089913 | 0.0044458 | 0.00069467 | 4.2915e-05 | 0 | 0 | 0 | 0 | 0 | 0
2023 PG Study Reference Scenario | SCG | Com | WaterHeat | Com - Warehouse | Gas Energy (MMTherm/year) | Energy Efficiency | 0.23038 | 0.20486 | 0.17133 | 0.13366 | 0.097329 | 0.0623 | 0.034136 | 0.011718 | 0 | 0 | 0
2023 PG Study Reference Scenario | SCG | Com | WholeBlg | Com - College | Electric Demand (MW) | Energy Efficiency | 0 | 0 | 0 | 0 | 0 | 0 | 0 | 0 | 0 | 0 | 0.00021442
2023 PG Study Reference Scenario | SCG | Com | WholeBlg | Com - College | Electric Energy (GWh/year) | Energy Efficiency | 0 | 0 | 0 | 0 | 0 | 0 | 0 | 0 | 0 | 0 | 0.0019833
2023 PG Study Reference Scenario | SCG | Com | WholeBlg | Com - College | Gas Energy (MMTherm/year) | Energy Efficiency | 0 | 0 | 0 | 0 | 0 | 0 | 0 | 0 | 0 | 0 | 0.00015863
2023 PG Study Reference Scenario | SCG | Com | WholeBlg | Com - Restaurant | Electric Demand (MW) | Energy Efficiency | 0.0029791 | 0.0024204 | 0.0024277 | 0.002433 | 0.0014051 | 0.0014032 | 0.0013952 | 0.0013914 | 0.0013867 | 0.0013787 | 0.0013726
2023 PG Study Reference Scenario | SCG | Com | WholeBlg | Com - Restaurant | Electric Energy (GWh/year) | Energy Efficiency | 0.015998 | 0.012998 | 0.013037 | 0.013066 | 0.0075458 | 0.0075353 | 0.0074927 | 0.0074719 | 0.007447 | 0.0074038 | 0.0073711
2023 PG Study Reference Scenario | SCG | Com | WholeBlg | Com - Restaurant | Gas Energy (MMTherm/year) | Energy Efficiency | 0.0021054 | 0.0017105 | 0.0017157 | 0.0017194 | 0.00099302 | 0.00099164 | 0.00098603 | 0.0009833 | 0.00098001 | 0.00097433 | 0.00097003
2023 PG Study Reference Scenario | SCG | Com | WholeBlg | Com - Retail | Electric Demand (MW) | Energy Efficiency | 0 | 0 | 0.0048359 | 0.0048533 | 0.0028107 | 0.002843 | 0.0028505 | 0.0028744 | 0.0028914 | 0.0028982 | 0.0029135
2023 PG Study Reference Scenario | SCG | Com | WholeBlg | Com - Retail | Electric Energy (GWh/year) | Energy Efficiency | 0 | 0 | 0.020669 | 0.020743 | 0.012013 | 0.012151 | 0.012183 | 0.012285 | 0.012358 | 0.012387 | 0.012453
2023 PG Study Reference Scenario | SCG | Com | WholeBlg | Com - Retail | Gas Energy (MMTherm/year) | Energy Efficiency | 0 | 0 | 0.0010469 | 0.0010507 | 0.00060848 | 0.00061545 | 0.00061708 | 0.00062225 | 0.00062593 | 0.00062742 | 0.00063072
2023 PG Study Reference Scenario | SCG | Com | WholeBlg | Com - Warehouse | Electric Demand (MW) | Energy Efficiency | 0 | 0 | 0 | 0.0016716 | 0.00095921 | 0.00095551 | 0.00094701 | 0.00093783 | 0.00092534 | 0.00091261 | 0.00090127
2023 PG Study Reference Scenario | SCG | Com | WholeBlg | Com - Warehouse | Electric Energy (GWh/year) | Energy Efficiency | 0 | 0 | 0 | 0.0066779 | 0.003832 | 0.0038172 | 0.0037833 | 0.0037466 | 0.0036967 | 0.0036459 | 0.0036006
2023 PG Study Reference Scenario | SCG | Com | WholeBlg | Com - Warehouse | Gas Energy (MMTherm/year) | Energy Efficiency | 0 | 0 | 0 | 0.00069513 | 0.00039889 | 0.00039735 | 0.00039381 | 0.00039 | 0.0003848 | 0.00037951 | 0.00037479
2023 PG Study Reference Scenario | SCG | Ind | BROs | Ind - All Other Industrial | Gas Energy (MMTherm/year) | Energy Efficiency | 0.0062759 | 0.0068157 | 0.0073408 | 0.0078604 | 0.0084057 | 0.0089613 | 0.0095731 | 0.010166 | 0.010774 | 0.011395 | 0.012034
2023 PG Study Reference Scenario | SCG | Ind | BROs | Ind - Chemicals | Gas Energy (MMTherm/year) | Energy Efficiency | 0.2736 | 0.29981 | 0.32588 | 0.35203 | 0.37955 | 0.40705 | 0.43617 | 0.46502 | 0.49449 | 0.52468 | 0.55582
2023 PG Study Reference Scenario | SCG | Ind | BROs | Ind - Electronics | Gas Energy (MMTherm/year) | Energy Efficiency | 0.0067252 | 0.0074506 | 0.0081994 | 0.0089776 | 0.009817 | 0.010689 | 0.011665 | 0.012662 | 0.013713 | 0.014819 | 0.015983
2023 PG Study Reference Scenario | SCG | Ind | BROs | Ind - Fabricated Metals | Gas Energy (MMTherm/year) | Energy Efficiency | 0.073848 | 0.080139 | 0.086431 | 0.092671 | 0.099081 | 0.10546 | 0.11217 | 0.11883 | 0.12553 | 0.13228 | 0.13908
2023 PG Study Reference Scenario | SCG | Ind | BROs | Ind - Food | Gas Energy (MMTherm/year) | Energy Efficiency | 0.37391 | 0.40272 | 0.43109 | 0.45841 | 0.48594 | 0.51275 | 0.53994 | 0.56667 | 0.59352 | 0.62026 | 0.64684
2023 PG Study Reference Scenario | SCG | Ind | BROs | Ind - Industrial Machinery | Gas Energy (MMTherm/year) | Energy Efficiency | 0.0023538 | 0.0025501 | 0.0027484 | 0.002943 | 0.0031391 | 0.0033333 | 0.0035375 | 0.0037396 | 0.0039441 | 0.0041494 | 0.0043567
2023 PG Study Reference Scenario | SCG | Ind | BROs | Ind - Lumber & Furniture | Gas Energy (MMTherm/year) | Energy Efficiency | 0.0013412 | 0.001469 | 0.0015879 | 0.0017042 | 0.0018239 | 0.0019438 | 0.0020726 | 0.0022032 | 0.0023375 | 0.0024736 | 0.0026119
2023 PG Study Reference Scenario | SCG | Ind | BROs | Ind - Paper | Gas Energy (MMTherm/year) | Energy Efficiency | 0.075164 | 0.082443 | 0.088947 | 0.09456 | 0.10008 | 0.10545 | 0.11106 | 0.11672 | 0.12248 | 0.12827 | 0.13409
2023 PG Study Reference Scenario | SCG | Ind | BROs | Ind - Petroleum | Gas Energy (MMTherm/year) | Energy Efficiency | 1.3072 | 1.4061 | 1.5053 | 1.602 | 1.7007 | 1.7981 | 1.8968 | 1.9944 | 2.0918 | 2.1888 | 2.2856
2023 PG Study Reference Scenario | SCG | Ind | BROs | Ind - Plastics | Gas Energy (MMTherm/year) | Energy Efficiency | 0.013194 | 0.014533 | 0.015821 | 0.017097 | 0.018454 | 0.019835 | 0.02134 | 0.022854 | 0.024418 | 0.026032 | 0.027701
2023 PG Study Reference Scenario | SCG | Ind | BROs | Ind - Primary Metals | Gas Energy (MMTherm/year) | Energy Efficiency | 0.084013 | 0.091149 | 0.098516 | 0.10615 | 0.11406 | 0.12195 | 0.13021 | 0.13834 | 0.14642 | 0.15456 | 0.16282
2023 PG Study Reference Scenario | SCG | Ind | BROs | Ind - Printing & Publishing | Gas Energy (MMTherm/year) | Energy Efficiency | 0.0050931 | 0.0055018 | 0.005883 | 0.0062398 | 0.0065994 | 0.0069485 | 0.0073094 | 0.0076581 | 0.0080058 | 0.0083512 | 0.0086939
2023 PG Study Reference Scenario | SCG | Ind | BROs | Ind - Stone-Glass-Clay | Gas Energy (MMTherm/year) | Energy Efficiency | 0.1174 | 0.12895 | 0.13986 | 0.15043 | 0.16156 | 0.17295 | 0.18527 | 0.19795 | 0.21114 | 0.22473 | 0.23875
2023 PG Study Reference Scenario | SCG | Ind | BROs | Ind - Textiles | Gas Energy (MMTherm/year) | Energy Efficiency | 0.011817 | 0.012741 | 0.013629 | 0.014474 | 0.015321 | 0.016141 | 0.016977 | 0.017788 | 0.018589 | 0.019386 | 0.020175
2023 PG Study Reference Scenario | SCG | Ind | BROs | Ind - Transportation Equipment | Gas Energy (MMTherm/year) | Energy Efficiency | 0.016279 | 0.017522 | 0.018818 | 0.020093 | 0.021374 | 0.022636 | 0.023943 | 0.025235 | 0.02654 | 0.027856 | 0.029174
2023 PG Study Reference Scenario | SCG | Ind | ProcHeat | Ind - All Other Industrial | Gas Energy (MMTherm/year) | Energy Efficiency | 0.053657 | 0.060191 | 0.052913 | 0.043282 | 0.033131 | 0.023992 | 0.016626 | 0.011157 | 0.0073194 | 0.0047284 | 0.0030238
2023 PG Study Reference Scenario | SCG | Ind | ProcHeat | Ind - Chemicals | Gas Energy (MMTherm/year) | Energy Efficiency | 0.56749 | 0.54256 | 0.47778 | 0.3916 | 0.30035 | 0.21785 | 0.15113 | 0.10146 | 0.066545 | 0.042961 | 0.027446
2023 PG Study Reference Scenario | SCG | Ind | ProcHeat | Ind - Electronics | Gas Energy (MMTherm/year) | Energy Efficiency | 0.042056 | 0.045791 | 0.040686 | 0.033629 | 0.025983 | 0.018963 | 0.013222 | 0.0089142 | 0.005868 | 0.0038003 | 0.0024348
2023 PG Study Reference Scenario | SCG | Ind | ProcHeat | Ind - Fabricated Metals | Gas Energy (MMTherm/year) | Energy Efficiency | 0.26076 | 0.2632 | 0.23498 | 0.19508 | 0.15128 | 0.11072 | 0.077346 | 0.052206 | 0.034384 | 0.02227 | 0.014265
2023 PG Study Reference Scenario | SCG | Ind | ProcHeat | Ind - Food | Gas Energy (MMTherm/year) | Energy Efficiency | 0.63637 | 0.62551 | 0.47604 | 0.38977 | 0.23654 | 0.20283 | 0.10235 | 0.085433 | 0.050195 | 0.023823 | 0.0069191
2023 PG Study Reference Scenario | SCG | Ind | ProcHeat | Ind - Industrial Machinery | Gas Energy (MMTherm/year) | Energy Efficiency | 0.023598 | 0.024715 | 0.022237 | 0.018597 | 0.014516 | 0.010681 | 0.0074921 | 0.0050716 | 0.0033468 | 0.0021704 | 0.0013913
2023 PG Study Reference Scenario | SCG | Ind | ProcHeat | Ind - Lumber & Furniture | Gas Energy (MMTherm/year) | Energy Efficiency | 0.0026727 | 0.0030225 | 0.0028274 | 0.0024575 | 0.0019874 | 0.001507 | 0.0010825 | 0.0007459 | 0.00049845 | 0.00032604 | 0.00021022
2023 PG Study Reference Scenario | SCG | Ind | ProcHeat | Ind - Paper | Gas Energy (MMTherm/year) | Energy Efficiency | 0.17219 | 0.17205 | 0.12421 | 0.090435 | 0.051995 | 0.064253 | 0.053388 | 0.048695 | 0.038021 | 0.030121 | 0.019479
2023 PG Study Reference Scenario | SCG | Ind | ProcHeat | Ind - Petroleum | Gas Energy (MMTherm/year) | Energy Efficiency | 2.1844 | 2.3101 | 1.8852 | 1.6568 | 1.1754 | 0.96696 | 0.58546 | 0.37095 | 0.22543 | 0.13103 | 0.066382
2023 PG Study Reference Scenario | SCG | Ind | ProcHeat | Ind - Plastics | Gas Energy (MMTherm/year) | Energy Efficiency | 0.045449 | 0.050494 | 0.044744 | 0.036878 | 0.028416 | 0.020688 | 0.014394 | 0.0096873 | 0.0063673 | 0.0041184 | 0.0026357
2023 PG Study Reference Scenario | SCG | Ind | ProcHeat | Ind - Primary Metals | Gas Energy (MMTherm/year) | Energy Efficiency | 0.29134 | 0.29396 | 0.26843 | 0.22784 | 0.18029 | 0.13422 | 0.095038 | 0.064802 | 0.042994 | 0.027993 | 0.017997
2023 PG Study Reference Scenario | SCG | Ind | ProcHeat | Ind - Printing & Publishing | Gas Energy (MMTherm/year) | Energy Efficiency | 0.021578 | 0.022318 | 0.018382 | 0.015849 | 0.011107 | 0.010255 | 0.0053416 | 0.0036626 | 0.0022487 | 0.0011744 | 0.00036386
2023 PG Study Reference Scenario | SCG | Ind | ProcHeat | Ind - Stone-Glass-Clay | Gas Energy (MMTherm/year) | Energy Efficiency | 0.14585 | 0.15766 | 0.13898 | 0.11404 | 0.087575 | 0.063617 | 0.044213 | 0.02975 | 0.019563 | 0.012666 | 0.0081162
2023 PG Study Reference Scenario | SCG | Ind | ProcHeat | Ind - Textiles | Gas Energy (MMTherm/year) | Energy Efficiency | 0.17545 | 0.16802 | 0.13248 | 0.10909 | 0.068048 | 0.060448 | 0.026375 | 0.012219 | 0.0075156 | 0.0013126 | 0
2023 PG Study Reference Scenario | SCG | Ind | ProcHeat | Ind - Transportation Equipment | Gas Energy (MMTherm/year) | Energy Efficiency | 0.062673 | 0.0759 | 0.073012 | 0.065327 | 0.053406 | 0.042445 | 0.031163 | 0.021843 | 0.014786 | 0.0097634 | 0.0063383
2023 PG Study Reference Scenario | SCG | Ind | WholeBlg | Ind - All Other Industrial | Gas Energy (MMTherm/year) | Energy Efficiency | 0.010412 | 0.011183 | 0.012369 | 0.014255 | 0.017365 | 0.022502 | 0.02261 | 0.02265 | 0.022703 | 0.022766 | 0.022844
2023 PG Study Reference Scenario | SCG | Ind | WholeBlg | Ind - Chemicals | Gas Energy (MMTherm/year) | Energy Efficiency | 0.13493 | 0.1535 | 0.18146 | 0.22492 | 0.29518 | 0.40976 | 0.41413 | 0.41764 | 0.42117 | 0.42482 | 0.42874
2023 PG Study Reference Scenario | SCG | Ind | WholeBlg | Ind - Electronics | Gas Energy (MMTherm/year) | Energy Efficiency | 0.0061184 | 0.0066595 | 0.0074634 | 0.0087075 | 0.010726 | 0.014034 | 0.014398 | 0.014735 | 0.015086 | 0.015448 | 0.015823
2023 PG Study Reference Scenario | SCG | Ind | WholeBlg | Ind - Fabricated Metals | Gas Energy (MMTherm/year) | Energy Efficiency | 0.058683 | 0.06836 | 0.083149 | 0.10613 | 0.14296 | 0.20289 | 0.20379 | 0.20445 | 0.20508 | 0.20569 | 0.20627
2023 PG Study Reference Scenario | SCG | Ind | WholeBlg | Ind - Food | Gas Energy (MMTherm/year) | Energy Efficiency | 0.19649 | 0.21969 | 0.25574 | 0.31203 | 0.40259 | 0.54982 | 0.54607 | 0.54211 | 0.53849 | 0.53495 | 0.53148
2023 PG Study Reference Scenario | SCG | Ind | WholeBlg | Ind - Industrial Machinery | Gas Energy (MMTherm/year) | Energy Efficiency | 0.0041215 | 0.0044745 | 0.0050327 | 0.0059103 | 0.0073291 | 0.0096527 | 0.0096441 | 0.0096259 | 0.0096109 | 0.0095947 | 0.0095802
2023 PG Study Reference Scenario | SCG | Ind | WholeBlg | Ind - Lumber & Furniture | Gas Energy (MMTherm/year) | Energy Efficiency | 0.0017205 | 0.0018127 | 0.0019415 | 0.0021458 | 0.0024854 | 0.0030487 | 0.0030497 | 0.0030505 | 0.0030533 | 0.0030557 | 0.0030581
2023 PG Study Reference Scenario | SCG | Ind | WholeBlg | Ind - Paper | Gas Energy (MMTherm/year) | Energy Efficiency | 0.026115 | 0.027122 | 0.02838 | 0.030207 | 0.033401 | 0.038867 | 0.038324 | 0.037823 | 0.037367 | 0.036934 | 0.036521
2023 PG Study Reference Scenario | SCG | Ind | WholeBlg | Ind - Petroleum | Gas Energy (MMTherm/year) | Energy Efficiency | 0.41823 | 0.42042 | 0.42858 | 0.44526 | 0.47742 | 0.53421 | 0.52646 | 0.51867 | 0.51104 | 0.50358 | 0.49629
2023 PG Study Reference Scenario | SCG | Ind | WholeBlg | Ind - Plastics | Gas Energy (MMTherm/year) | Energy Efficiency | 0.008 | 0.0088036 | 0.0099662 | 0.011762 | 0.014695 | 0.019506 | 0.019754 | 0.01997 | 0.020194 | 0.020426 | 0.020666
2023 PG Study Reference Scenario | SCG | Ind | WholeBlg | Ind - Primary Metals | Gas Energy (MMTherm/year) | Energy Efficiency | 0.044709 | 0.050111 | 0.058583 | 0.072014 | 0.093658 | 0.12896 | 0.12984 | 0.13046 | 0.13092 | 0.13135 | 0.1318
2023 PG Study Reference Scenario | SCG | Ind | WholeBlg | Ind - Printing & Publishing | Gas Energy (MMTherm/year) | Energy Efficiency | 0.0023438 | 0.0023563 | 0.0023847 | 0.002448 | 0.002584 | 0.0028342 | 0.002783 | 0.0027297 | 0.0026785 | 0.002629 | 0.0025808
2023 PG Study Reference Scenario | SCG | Ind | WholeBlg | Ind - Stone-Glass-Clay | Gas Energy (MMTherm/year) | Energy Efficiency | 0.038928 | 0.039769 | 0.04079 | 0.042409 | 0.045376 | 0.050482 | 0.050472 | 0.050478 | 0.050531 | 0.050599 | 0.050684
2023 PG Study Reference Scenario | SCG | Ind | WholeBlg | Ind - Textiles | Gas Energy (MMTherm/year) | Energy Efficiency | 0.016472 | 0.017116 | 0.018186 | 0.019953 | 0.022947 | 0.027943 | 0.027579 | 0.027196 | 0.026818 | 0.026455 | 0.0261
2023 PG Study Reference Scenario | SCG | Ind | WholeBlg | Ind - Transportation Equipment | Gas Energy (MMTherm/year) | Energy Efficiency | 0.01233 | 0.012584 | 0.013133 | 0.014078 | 0.015699 | 0.018438 | 0.018264 | 0.01808 | 0.017907 | 0.017742 | 0.017579
2023 PG Study Reference Scenario | SCG | Res | BROs | Low Income - Multi Family LI | Gas Energy (MMTherm/year) | Energy Efficiency | 0.79996 | 0.81182 | 0.82631 | 0.84094 | 0.85778 | 0.87815 | 0.89993 | 0.92386 | 0.94337 | 0.97199 | 1.0031
2023 PG Study Reference Scenario | SCG | Res | BROs | Low Income - Single Family LI | Gas Energy (MMTherm/year) | Energy Efficiency | 0.83289 | 0.84531 | 0.86038 | 0.87579 | 0.89353 | 0.91482 | 0.93766 | 0.96274 | 0.9838 | 1.0137 | 1.0461
2023 PG Study Reference Scenario | SCG | Res | BROs | Res - Multi Family | Gas Energy (MMTherm/year) | Energy Efficiency | 0.8617 | 0.87446 | 0.89004 | 0.90575 | 0.92385 | 0.94573 | 0.96917 | 0.99491 | 1.0159 | 1.0467 | 1.0802
2023 PG Study Reference Scenario | SCG | Res | BROs | Res - Single Family | Gas Energy (MMTherm/year) | Energy Efficiency | 2.5461 | 2.584 | 2.63 | 2.677 | 2.7311 | 2.796 | 2.8657 | 2.9423 | 3.0067 | 3.0979 | 3.197
2023 PG Study Reference Scenario | SCG | Res | BldgEnv | Res - Multi Family | Electric Demand (MW) | Energy Efficiency | 0 | 0 | 0 | 0 | 0 | 0 | 0 | 0 | 0.014826 | 0.014432 | 0.0554
2023 PG Study Reference Scenario | SCG | Res | BldgEnv | Res - Multi Family | Electric Energy (GWh/year) | Energy Efficiency | 0 | 0 | 0 | 0 | 0 | 0 | 0 | 0 | 0.0036641 | 0.0035668 | -0.031923
2023 PG Study Reference Scenario | SCG | Res | BldgEnv | Res - Multi Family | Gas Energy (MMTherm/year) | Energy Efficiency | 0 | 0 | 0 | 0 | 0 | 0 | 0 | 0 | 0.0019204 | 0.0018694 | 0.018532
2023 PG Study Reference Scenario | SCG | Res | BldgEnv | Res - Single Family | Electric Demand (MW) | Energy Efficiency | 0.007598 | 0.0044819 | 0.0041908 | 0.0039518 | 0.003699 | 0.0032305 | 0.003547 | 0.0012542 | 0.0034339 | 0 | 0.15346
2023 PG Study Reference Scenario | SCG | Res | BldgEnv | Res - Single Family | Electric Energy (GWh/year) | Energy Efficiency | 0.0014347 | 0.00037727 | 0.00026077 | 0.00015821 | 4.8801e-05 | -0.0001314 | -6.2174e-05 | -0.00082895 | -0.00013748 | 0 | -0.13082
2023 PG Study Reference Scenario | SCG | Res | BldgEnv | Res - Single Family | Gas Energy (MMTherm/year) | Energy Efficiency | 0.0013615 | 0.00088821 | 0.00085245 | 0.00082471 | 0.0007956 | 0.00073629 | 0.00078886 | 0.00047117 | 0.00078214 | 0 | 0.061887
2023 PG Study Reference Scenario | SCG | Res | HVAC | Res - Multi Family | Electric Demand (MW) | Energy Efficiency | -1.0197e-05 | -1.641e-06 | 6.3912e-06 | 1.3022e-05 | 1.8285e-05 | 0 | 0 | 0 | 0 | 0 | 0
2023 PG Study Reference Scenario | SCG | Res | HVAC | Res - Multi Family | Electric Energy (GWh/year) | Energy Efficiency | -0.0018231 | -0.0018345 | -0.0017042 | -0.0016899 | -0.0016798 | 0.00010732 | 0.00011799 | 8.503e-05 | 0.0001177 | 0.00010618 | 0.00010494
2023 PG Study Reference Scenario | SCG | Res | HVAC | Res - Multi Family | Gas Energy (MMTherm/year) | Energy Efficiency | 0.00043314 | 0.00044097 | 0.00046968 | 0.00046957 | 0.0004698 | 2.6425e-05 | 2.9053e-05 | 2.0937e-05 | 2.8983e-05 | 2.6144e-05 | 2.5841e-05
2023 PG Study Reference Scenario | SCG | Res | HVAC | Res - Single Family | Electric Demand (MW) | Energy Efficiency | 0.010395 | 0.0098666 | 0.0099833 | 0.010046 | 0.010046 | 0 | 0 | 0 | 0 | 0 | 0
2023 PG Study Reference Scenario | SCG | Res | HVAC | Res - Single Family | Electric Energy (GWh/year) | Energy Efficiency | 0.013877 | 0.013162 | 0.01332 | 0.013406 | 0.013409 | 0 | 0 | 0 | 0 | 0 | 0.0025659
2023 PG Study Reference Scenario | SCG | Res | HVAC | Res - Single Family | Gas Energy (MMTherm/year) | Energy Efficiency | 0.00070599 | 0.00066803 | 0.00067646 | 0.00068112 | 0.00068158 | 0 | 0 | 0 | 0 | 0 | 0.0049736
2023 PG Study Reference Scenario | SCG | Res | WaterHeat | Res - Multi Family | Electric Demand (MW) | Energy Efficiency | -0.0046244 | -0.0045767 | -0.0044884 | -0.0043937 | -0.0042619 | 0 | 0 | 0 | 0 | 0 | 0
2023 PG Study Reference Scenario | SCG | Res | WaterHeat | Res - Multi Family | Electric Energy (GWh/year) | Energy Efficiency | -0.023822 | -0.023574 | -0.023118 | -0.02263 | -0.021949 | 0 | 0 | 0 | 0 | 0 | 0
2023 PG Study Reference Scenario | SCG | Res | WaterHeat | Res - Multi Family | Gas Energy (MMTherm/year) | Energy Efficiency | 0.37982 | 0.40303 | 0.38792 | 0.37082 | 0.35133 | 0.22084 | 0.2074 | 0.23206 | 0.2169 | 0.19719 | 0.17868
2023 PG Study Reference Scenario | SCG | Res | WaterHeat | Res - Single Family | Electric Demand (MW) | Energy Efficiency | -0.035854 | -0.03317 | -0.031772 | -0.030412 | -0.028846 | 0 | 0 | 0 | 0 | 0 | 0
2023 PG Study Reference Scenario | SCG | Res | WaterHeat | Res - Single Family | Electric Energy (GWh/year) | Energy Efficiency | -0.20379 | -0.18858 | -0.18065 | -0.17294 | -0.16404 | 0 | 0 | 0 | 0 | 0 | 0
2023 PG Study Reference Scenario | SCG | Res | WaterHeat | Res - Single Family | Gas Energy (MMTherm/year) | Energy Efficiency | 1.5177 | 1.3869 | 1.4346 | 1.3502 | 1.2624 | 0.11937 | 0.11254 | 1.25 | 1.2286 | 1.1483 | 1.0806
2023 PG Study Reference Scenario | SCG | Res | WholeBlg | Res - Multi Family | Electric Demand (MW) | Energy Efficiency | 0.0039747 | 0.0044814 | 0.0047825 | 0.0050863 | 0.005424 | 0.0056379 | 0.0062702 | 0.0056294 | 0.0065591 | 0.0067412 | 0.0068948
2023 PG Study Reference Scenario | SCG | Res | WholeBlg | Res - Multi Family | Electric Energy (GWh/year) | Energy Efficiency | 0.0076866 | 0.0086665 | 0.0092487 | 0.0098363 | 0.010489 | 0.010903 | 0.012126 | 0.010887 | 0.012684 | 0.013037 | 0.013334
2023 PG Study Reference Scenario | SCG | Res | WholeBlg | Res - Multi Family | Gas Energy (MMTherm/year) | Energy Efficiency | 0.00092913 | 0.0010476 | 0.001118 | 0.001189 | 0.0012679 | 0.0013179 | 0.0014657 | 0.0013159 | 0.0015333 | 0.0015758 | 0.0016117
2023 PG Study Reference Scenario | SCG | Res | WholeBlg | Res - Single Family | Electric Demand (MW) | Energy Efficiency | 2.4758 | 2.8074 | 3.0695 | 3.3272 | 3.592 | 3.777 | 4.1973 | 3.7909 | 4.3989 | 4.5569 | 4.697
2023 PG Study Reference Scenario | SCG | Res | WholeBlg | Res - Single Family | Electric Energy (GWh/year) | Energy Efficiency | 9.6286 | 10.9198 | 11.9406 | 12.943 | 13.9731 | 14.6922 | 16.3263 | 14.7446 | 17.1083 | 17.7216 | 18.2653
2023 PG Study Reference Scenario | SCG | Res | WholeBlg | Res - Single Family | Gas Energy (MMTherm/year) | Energy Efficiency | 0.59155 | 0.67105 | 0.7339 | 0.7955 | 0.85871 | 0.90278 | 1.0031 | 0.90578 | 1.0508 | 1.0883 | 1.1216
2023 PG Study Reference Scenario | SDG&E | Ag | HVAC | Ag - Irrigated Agriculture, vineyards, forestry and greenhouses | Gas Energy (MMTherm/year) | Energy Efficiency | 0.0011404 | 0.0025964 | 0.0025574 | 0.0024633 | 0.0023181 | 0.0021342 | 0.0019231 | 0.0016996 | 0.0014756 | 0.0012608 | 0.0010624
2023 PG Study Reference Scenario | SDG&E | Ag | Lighting | Ag - Irrigated Agriculture, vineyards, forestry and greenhouses | Electric Demand (MW) | Energy Efficiency | 0.0078886 | 0.0081023 | 0.008258 | 0.0083525 | 0.0083766 | 0.0083282 | 0.0083322 | 0.0082489 | 0.0080804 | 0.0078323 | 0.0075135
2023 PG Study Reference Scenario | SDG&E | Ag | Lighting | Ag - Irrigated Agriculture, vineyards, forestry and greenhouses | Electric Energy (GWh/year) | Energy Efficiency | 0.048164 | 0.051707 | 0.054915 | 0.057702 | 0.059931 | 0.061506 | 0.061536 | 0.060921 | 0.059676 | 0.057843 | 0.055489
2023 PG Study Reference Scenario | SDG&E | Ag | MachDr | Ag - Dairies, fishing, hunting | Electric Demand (MW) | Energy Efficiency | 0.00069592 | 0.00070191 | 0.00070747 | 0.00071337 | 0.00071875 | 0.00072365 | 0.000728 | 0.00073202 | 0.0007357 | 0.00073897 | 0.0007413
2023 PG Study Reference Scenario | SDG&E | Ag | MachDr | Ag - Dairies, fishing, hunting | Electric Energy (GWh/year) | Energy Efficiency | 0.001218 | 0.0012284 | 0.0012382 | 0.0012485 | 0.0012579 | 0.0012665 | 0.0012741 | 0.0012811 | 0.0012876 | 0.0012933 | 0.0012974
2023 PG Study Reference Scenario | SDG&E | Ag | MachDr | Ag - Water pumping | Electric Demand (MW) | Energy Efficiency | 0.061537 | 0.062069 | 0.062566 | 0.063078 | 0.063548 | 0.063977 | 0.06436 | 0.064713 | 0.065034 | 0.065321 | 0.065576
2023 PG Study Reference Scenario | SDG&E | Ag | MachDr | Ag - Water pumping | Electric Energy (GWh/year) | Energy Efficiency | 0.1077 | 0.10863 | 0.1095 | 0.1104 | 0.11122 | 0.11197 | 0.11264 | 0.11326 | 0.11382 | 0.11432 | 0.11477
2023 PG Study Reference Scenario | SDG&E | Ag | ProcHeat | Ag - Dairies, fishing, hunting | Gas Energy (MMTherm/year) | Energy Efficiency | 4.6838e-05 | 4.4123e-05 | 3.8968e-05 | 3.2359e-05 | 2.5353e-05 | 1.8927e-05 | 1.3564e-05 | 9.4428e-06 | 6.4379e-06 | 4.3264e-06 | 2.8795e-06
2023 PG Study Reference Scenario | SDG&E | Ag | ProcHeat | Ag - Irrigated Agriculture, vineyards, forestry and greenhouses | Gas Energy (MMTherm/year) | Energy Efficiency | 0.00022381 | 0.0002354 | 0.00024405 | 0.00026529 | 0.00027512 | 0.00029049 | 0.00029575 | 0.00030634 | 0.00031651 | 0.00032617 | 0.00033523
2023 PG Study Reference Scenario | SDG&E | Ag | WholeBlg | Ag - Dairies, fishing, hunting | Electric Demand (MW) | Energy Efficiency | 0.00098456 | 0.00099046 | 0.0010047 | 0.0010342 | 0.0010898 | 0.0011886 | 0.0011769 | 0.0011658 | 0.0011551 | 0.0011444 | 0.001134
2023 PG Study Reference Scenario | SDG&E | Ag | WholeBlg | Ag - Dairies, fishing, hunting | Electric Energy (GWh/year) | Energy Efficiency | 0.0050566 | 0.0050869 | 0.0051599 | 0.0053118 | 0.0055968 | 0.0061046 | 0.0060444 | 0.0059875 | 0.0059323 | 0.0058776 | 0.0058242
2023 PG Study Reference Scenario | SDG&E | Ag | WholeBlg | Ag - Dairies, fishing, hunting | Gas Energy (MMTherm/year) | Energy Efficiency | 0.00020164 | 0.0001976 | 0.00019375 | 0.00019014 | 0.00018686 | 0.00018409 | 0.00018029 | 0.00017658 | 0.00017294 | 0.00016937 | 0.00016588
2023 PG Study Reference Scenario | SDG&E | Ag | WholeBlg | Ag - Irrigated Agriculture, vineyards, forestry and greenhouses | Electric Demand (MW) | Energy Efficiency | 0.016362 | 0.018659 | 0.02215 | 0.027509 | 0.036128 | 0.050329 | 0.051384 | 0.052484 | 0.053585 | 0.054764 | 0.055949
2023 PG Study Reference Scenario | SDG&E | Ag | WholeBlg | Ag - Irrigated Agriculture, vineyards, forestry and greenhouses | Electric Energy (GWh/year) | Energy Efficiency | 0.084033 | 0.095832 | 0.11376 | 0.14129 | 0.18555 | 0.25848 | 0.2639 | 0.26955 | 0.27521 | 0.28126 | 0.28735
2023 PG Study Reference Scenario | SDG&E | Ag | WholeBlg | Ag - Irrigated Agriculture, vineyards, forestry and greenhouses | Gas Energy (MMTherm/year) | Energy Efficiency | 0.01454 | 0.014235 | 0.013936 | 0.013643 | 0.013357 | 0.013076 | 0.012802 | 0.012533 | 0.01227 | 0.012012 | 0.01176
2023 PG Study Reference Scenario | SDG&E | Ag | WholeBlg | Ag - Water pumping | Electric Demand (MW) | Energy Efficiency | 0.031455 | 0.032949 | 0.035366 | 0.039304 | 0.0458 | 0.056627 | 0.056407 | 0.056195 | 0.056011 | 0.055832 | 0.055634
2023 PG Study Reference Scenario | SDG&E | Ag | WholeBlg | Ag - Water pumping | Electric Energy (GWh/year) | Energy Efficiency | 0.16155 | 0.16922 | 0.18164 | 0.20186 | 0.23522 | 0.29083 | 0.2897 | 0.28861 | 0.28766 | 0.28675 | 0.28573
2023 PG Study Reference Scenario | SDG&E | Ag | WholeBlg | Ag - Water pumping | Gas Energy (MMTherm/year) | Energy Efficiency | 0.0041646 | 0.0040772 | 0.0039915 | 0.0039077 | 0.0038257 | 0.0037453 | 0.0036667 | 0.0035897 | 0.0035143 | 0.0034405 | 0.0033682
2023 PG Study Reference Scenario | SDG&E | Com | AppPlug | Com - College | Electric Demand (MW) | Energy Efficiency | 0.00017839 | 0.00017977 | 0.00018099 | 0.00018521 | 0.00018451 | 0.00018744 | 0.00019023 | 0.00019126 | 0.00019115 | 0.00018426 | 0.00018441
2023 PG Study Reference Scenario | SDG&E | Com | AppPlug | Com - College | Electric Energy (GWh/year) | Energy Efficiency | 0.0046881 | 0.0047244 | 0.0047565 | 0.0048673 | 0.0048489 | 0.0049259 | 0.0049993 | 0.0050264 | 0.0050234 | 0.0048423 | 0.0048462
2023 PG Study Reference Scenario | SDG&E | Com | AppPlug | Com - Grocery | Electric Demand (MW) | Energy Efficiency | 4.9437e-06 | 3.6324e-06 | 3.2135e-06 | 2.9707e-06 | 2.4538e-06 | 2.6671e-06 | 2.4846e-06 | 2.3549e-06 | 2.2163e-06 | 2.3004e-06 | 2.2019e-06
2023 PG Study Reference Scenario | SDG&E | Com | AppPlug | Com - Grocery | Electric Energy (GWh/year) | Energy Efficiency | 0.00012992 | 9.5459e-05 | 8.4451e-05 | 7.8069e-05 | 6.4486e-05 | 7.0092e-05 | 6.5295e-05 | 6.1888e-05 | 5.8244e-05 | 6.0454e-05 | 5.7866e-05
2023 PG Study Reference Scenario | SDG&E | Com | AppPlug | Com - Health | Electric Demand (MW) | Energy Efficiency | 0.00019858 | 0.00019337 | 0.00018857 | 0.00018896 | 0.00018028 | 0.00016873 | 0.00013554 | 0.00012858 | 0.00012894 | 0.00014047 | 0.00015909
2023 PG Study Reference Scenario | SDG&E | Com | AppPlug | Com - Health | Electric Energy (GWh/year) | Energy Efficiency | 0.038755 | 0.041656 | 0.043639 | 0.043177 | 0.040694 | 0.037714 | 0.029946 | 0.028289 | 0.028317 | 0.030844 | 0.034934
2023 PG Study Reference Scenario | SDG&E | Com | AppPlug | Com - Health | Gas Energy (MMTherm/year) | Energy Efficiency | 0.079816 | 0.087045 | 0.092066 | 0.090942 | 0.085576 | 0.079206 | 0.062794 | 0.059286 | 0.05933 | 0.064622 | 0.073193
2023 PG Study Reference Scenario | SDG&E | Com | AppPlug | Com - Lodging | Electric Demand (MW) | Energy Efficiency | 4.6979e-05 | 4.5766e-05 | 4.4649e-05 | 4.4699e-05 | 4.3027e-05 | 4.2461e-05 | 4.1459e-05 | 4.0407e-05 | 3.9506e-05 | 3.8702e-05 | 3.7494e-05
2023 PG Study Reference Scenario | SDG&E | Com | AppPlug | Com - Lodging | Electric Energy (GWh/year) | Energy Efficiency | 0.046337 | 0.049713 | 0.052983 | 0.052471 | 0.049799 | 0.048643 | 0.04711 | 0.045689 | 0.044677 | 0.043548 | 0.042027
2023 PG Study Reference Scenario | SDG&E | Com | AppPlug | Com - Lodging | Gas Energy (MMTherm/year) | Energy Efficiency | 0.10734 | 0.11545 | 0.12331 | 0.12208 | 0.11678 | 0.11407 | 0.11047 | 0.10714 | 0.10477 | 0.10212 | 0.098552
2023 PG Study Reference Scenario | SDG&E | Com | AppPlug | Com - Office (Large) | Electric Demand (MW) | Energy Efficiency | 0.0011544 | 0.0011535 | 0.0011585 | 0.0011608 | 0.0011446 | 0.0011676 | 0.0011848 | 0.0011823 | 0.0011612 | 0.0011563 | 0.0011458
2023 PG Study Reference Scenario | SDG&E | Com | AppPlug | Com - Office (Large) | Electric Energy (GWh/year) | Energy Efficiency | 0.030337 | 0.030315 | 0.030446 | 0.030507 | 0.030081 | 0.030685 | 0.031137 | 0.03107 | 0.030517 | 0.030388 | 0.030112
2023 PG Study Reference Scenario | SDG&E | Com | AppPlug | Com - Office (Small) | Electric Demand (MW) | Energy Efficiency | 0.00048042 | 0.00048034 | 0.00048153 | 0.00048279 | 0.00048298 | 0.00048427 | 0.00048497 | 0.00048472 | 0.00048367 | 0.00048288 | 0.00048165
2023 PG Study Reference Scenario | SDG&E | Com | AppPlug | Com - Office (Small) | Electric Energy (GWh/year) | Energy Efficiency | 0.012625 | 0.012623 | 0.012655 | 0.012688 | 0.012693 | 0.012727 | 0.012745 | 0.012738 | 0.012711 | 0.01269 | 0.012658
2023 PG Study Reference Scenario | SDG&E | Com | AppPlug | Com - Other | Electric Demand (MW) | Energy Efficiency | 0.00018938 | 0.00019346 | 0.00019781 | 0.00020185 | 0.00020315 | 0.00020636 | 0.00020866 | 0.00021009 | 0.00021125 | 0.00021253 | 0.00021299
2023 PG Study Reference Scenario | SDG&E | Com | AppPlug | Com - Other | Electric Energy (GWh/year) | Energy Efficiency | 0.0049769 | 0.0050841 | 0.0051985 | 0.0053047 | 0.0053388 | 0.005423 | 0.0054835 | 0.0055212 | 0.0055515 | 0.0055852 | 0.0055974
2023 PG Study Reference Scenario | SDG&E | Com | AppPlug | Com - Other | Gas Energy (MMTherm/year) | Energy Efficiency | 0 | 0 | 0 | 0.0011216 | 0.001148 | 0.0011828 | 0.0012098 | 0.0012294 | 0.0012454 | 0.0012607 | 0.0012697
2023 PG Study Reference Scenario | SDG&E | Com | AppPlug | Com - Refrig. Warehouse | Electric Demand (MW) | Energy Efficiency | 5.8659e-07 | 5.9656e-07 | 6.0537e-07 | 6.0859e-07 | 6.2244e-07 | 6.3211e-07 | 6.4886e-07 | 6.6295e-07 | 6.8325e-07 | 6.989e-07 | 7.1634e-07
2023 PG Study Reference Scenario | SDG&E | Com | AppPlug | Com - Refrig. Warehouse | Electric Energy (GWh/year) | Energy Efficiency | 3.5298e-05 | 3.7293e-05 | 3.9033e-05 | 4.0246e-05 | 4.2071e-05 | 4.3498e-05 | 4.5331e-05 | 4.6892e-05 | 4.8827e-05 | 5.0364e-05 | 5.2132e-05
2023 PG Study Reference Scenario | SDG&E | Com | AppPlug | Com - Retail | Electric Demand (MW) | Energy Efficiency | 1.479e-05 | 1.1573e-05 | 1.0444e-05 | 9.392e-06 | 7.802e-06 | 8.0534e-06 | 7.4752e-06 | 7.0296e-06 | 6.8862e-06 | 6.8838e-06 | 6.6331e-06
2023 PG Study Reference Scenario | SDG&E | Com | AppPlug | Com - Retail | Electric Energy (GWh/year) | Energy Efficiency | 0.00038869 | 0.00030414 | 0.00027446 | 0.00024682 | 0.00020504 | 0.00021164 | 0.00019645 | 0.00018474 | 0.00018097 | 0.00018091 | 0.00017432
2023 PG Study Reference Scenario | SDG&E | Com | AppPlug | Com - School | Electric Demand (MW) | Energy Efficiency | 6.4934e-05 | 6.6297e-05 | 6.7548e-05 | 6.8667e-05 | 6.9977e-05 | 7.0705e-05 | 7.1372e-05 | 7.2047e-05 | 7.269e-05 | 7.2844e-05 | 7.3419e-05
2023 PG Study Reference Scenario | SDG&E | Com | AppPlug | Com - School | Electric Energy (GWh/year) | Energy Efficiency | 0.0017065 | 0.0017423 | 0.0017752 | 0.0018046 | 0.001839 | 0.0018581 | 0.0018757 | 0.0018934 | 0.0019103 | 0.0019144 | 0.0019295
2023 PG Study Reference Scenario | SDG&E | Com | AppPlug | Com - Warehouse | Electric Demand (MW) | Energy Efficiency | 7.4731e-05 | 7.5766e-05 | 7.6708e-05 | 7.767e-05 | 7.7528e-05 | 7.7899e-05 | 7.7197e-05 | 7.7148e-05 | 7.6966e-05 | 7.6706e-05 | 7.6076e-05
2023 PG Study Reference Scenario | SDG&E | Com | AppPlug | Com - Warehouse | Electric Energy (GWh/year) | Energy Efficiency | 0.0019639 | 0.0019911 | 0.0020159 | 0.0020412 | 0.0020374 | 0.0020472 | 0.0020287 | 0.0020274 | 0.0020227 | 0.0020158 | 0.0019993
2023 PG Study Reference Scenario | SDG&E | Com | BROs | Com - College | Electric Demand (MW) | Energy Efficiency | 0.026683 | 0.029061 | 0.03143 | 0.034023 | 0.03692 | 0.040078 | 0.043719 | 0.047589 | 0.059735 | 0.045625 | 0.050951
2023 PG Study Reference Scenario | SDG&E | Com | BROs | Com - College | Electric Energy (GWh/year) | Energy Efficiency | 0.23896 | 0.26019 | 0.28182 | 0.30554 | 0.33208 | 0.36107 | 0.39441 | 0.43009 | 0.55464 | 0.39491 | 0.44485
2023 PG Study Reference Scenario | SDG&E | Com | BROs | Com - College | Gas Energy (MMTherm/year) | Energy Efficiency | 0.017463 | 0.019048 | 0.02074 | 0.02263 | 0.024774 | 0.027161 | 0.029878 | 0.032881 | 0.055729 | 0.013057 | 0.017988
2023 PG Study Reference Scenario | SDG&E | Com | BROs | Com - Grocery | Electric Demand (MW) | Energy Efficiency | 0.17314 | 0.19301 | 0.21319 | 0.23559 | 0.26098 | 0.28918 | 0.32106 | 0.356 | 0.4089 | 0.41955 | 0.46768
2023 PG Study Reference Scenario | SDG&E | Com | BROs | Com - Grocery | Electric Energy (GWh/year) | Energy Efficiency | 1.4339 | 1.6017 | 1.7754 | 1.9685 | 2.1879 | 2.4322 | 2.7085 | 3.0127 | 3.5021 | 3.5294 | 3.9526
2023 PG Study Reference Scenario | SDG&E | Com | BROs | Com - Grocery | Gas Energy (MMTherm/year) | Energy Efficiency | 0.0092942 | 0.010242 | 0.011204 | 0.01227 | 0.013476 | 0.014792 | 0.01628 | 0.017895 | 0.025805 | 0.013226 | 0.015655
2023 PG Study Reference Scenario | SDG&E | Com | BROs | Com - Health | Electric Demand (MW) | Energy Efficiency | 0.083592 | 0.092052 | 0.10044 | 0.10962 | 0.11984 | 0.13096 | 0.14361 | 0.15704 | 0.18952 | 0.16424 | 0.18302
2023 PG Study Reference Scenario | SDG&E | Com | BROs | Com - Health | Electric Energy (GWh/year) | Energy Efficiency | 0.71874 | 0.79205 | 0.86635 | 0.94777 | 1.0388 | 1.1379 | 1.2506 | 1.371 | 1.6947 | 1.3917 | 1.5624
2023 PG Study Reference Scenario | SDG&E | Com | BROs | Com - Health | Gas Energy (MMTherm/year) | Energy Efficiency | 0.030848 | 0.034358 | 0.038115 | 0.042309 | 0.047043 | 0.052242 | 0.057986 | 0.064327 | 0.10826 | 0.028433 | 0.038791
2023 PG Study Reference Scenario | SDG&E | Com | BROs | Com - Lodging | Electric Demand (MW) | Energy Efficiency | 0.12135 | 0.13241 | 0.14414 | 0.1572 | 0.17183 | 0.1879 | 0.20635 | 0.22629 | 0.26595 | 0.24895 | 0.27621
2023 PG Study Reference Scenario | SDG&E | Com | BROs | Com - Lodging | Electric Energy (GWh/year) | Energy Efficiency | 1.1324 | 1.2401 | 1.3556 | 1.4836 | 1.6264 | 1.7828 | 1.9611 | 2.1537 | 2.5561 | 2.3428 | 2.6047
2023 PG Study Reference Scenario | SDG&E | Com | BROs | Com - Lodging | Gas Energy (MMTherm/year) | Energy Efficiency | 0.042654 | 0.047452 | 0.052628 | 0.058393 | 0.064881 | 0.072052 | 0.080121 | 0.08898 | 0.14252 | 0.049652 | 0.06365
2023 PG Study Reference Scenario | SDG&E | Com | BROs | Com - Office (Large) | Electric Demand (MW) | Energy Efficiency | 0.3336 | 0.35668 | 0.37878 | 0.40234 | 0.42833 | 0.45617 | 0.48863 | 0.52219 | 0.60857 | 0.52953 | 0.57312
2023 PG Study Reference Scenario | SDG&E | Com | BROs | Com - Office (Large) | Electric Energy (GWh/year) | Energy Efficiency | 2.9735 | 3.1742 | 3.3713 | 3.5818 | 3.8144 | 4.0642 | 4.3546 | 4.657 | 5.5253 | 4.6022 | 5.0019
2023 PG Study Reference Scenario | SDG&E | Com | BROs | Com - Office (Large) | Gas Energy (MMTherm/year) | Energy Efficiency | 0.064385 | 0.070833 | 0.077592 | 0.085089 | 0.093551 | 0.10295 | 0.11365 | 0.12537 | 0.2041 | 0.06249 | 0.081351
2023 PG Study Reference Scenario | SDG&E | Com | BROs | Com - Office (Small) | Electric Demand (MW) | Energy Efficiency | 0.089781 | 0.097607 | 0.10541 | 0.11398 | 0.12364 | 0.13417 | 0.14633 | 0.15932 | 0.17593 | 0.18708 | 0.20424
2023 PG Study Reference Scenario | SDG&E | Com | BROs | Com - Office (Small) | Electric Energy (GWh/year) | Energy Efficiency | 0.76627 | 0.8326 | 0.90007 | 0.97421 | 1.0579 | 1.1495 | 1.2549 | 1.3681 | 1.5174 | 1.6045 | 1.755
2023 PG Study Reference Scenario | SDG&E | Com | BROs | Com - Office (Small) | Gas Energy (MMTherm/year) | Energy Efficiency | 0.0033143 | 0.0036287 | 0.003942 | 0.0042844 | 0.004673 | 0.0050846 | 0.0055406 | 0.0060272 | 0.0067971 | 0.0068164 | 0.0074523
2023 PG Study Reference Scenario | SDG&E | Com | BROs | Com - Other | Electric Demand (MW) | Energy Efficiency | 0.03077 | 0.034746 | 0.039271 | 0.044367 | 0.050175 | 0.056675 | 0.064253 | 0.072641 | 0.085946 | 0.087382 | 0.099192
2023 PG Study Reference Scenario | SDG&E | Com | BROs | Com - Other | Electric Energy (GWh/year) | Energy Efficiency | 0.31568 | 0.36024 | 0.41025 | 0.46588 | 0.5285 | 0.59781 | 0.67775 | 0.76534 | 0.90475 | 0.91435 | 1.0344
2023 PG Study Reference Scenario | SDG&E | Com | BROs | Com - Other | Gas Energy (MMTherm/year) | Energy Efficiency | 0.016988 | 0.018883 | 0.02099 | 0.02332 | 0.025972 | 0.02886 | 0.032108 | 0.035646 | 0.042692 | 0.0396 | 0.044454
2023 PG Study Reference Scenario | SDG&E | Com | BROs | Com - Refrig. Warehouse | Electric Demand (MW) | Energy Efficiency | 0.00032999 | 0.00037106 | 0.00041728 | 0.00046927 | 0.00052782 | 0.00059377 | 0.00066812 | 0.00075194 | 0.0015397 | 0 | 0.00015208
2023 PG Study Reference Scenario | SDG&E | Com | BROs | Com - Refrig. Warehouse | Electric Energy (GWh/year) | Energy Efficiency | 0.0035677 | 0.0040117 | 0.0045114 | 0.0050734 | 0.0057065 | 0.0064195 | 0.0072233 | 0.0081295 | 0.016646 | 0 | 0.0016442
2023 PG Study Reference Scenario | SDG&E | Com | BROs | Com - Refrig. Warehouse | Gas Energy (MMTherm/year) | Energy Efficiency | 4.2651e-05 | 4.7959e-05 | 5.3933e-05 | 6.0651e-05 | 6.822e-05 | 7.6743e-05 | 8.6353e-05 | 9.7186e-05 | 0.000199 | 0 | 1.9656e-05
2023 PG Study Reference Scenario | SDG&E | Com | BROs | Com - Restaurant | Electric Demand (MW) | Energy Efficiency | 0.097134 | 0.10802 | 0.12045 | 0.13449 | 0.15058 | 0.16862 | 0.18909 | 0.21205 | 0.2405 | 0.26375 | 0.29603
2023 PG Study Reference Scenario | SDG&E | Com | BROs | Com - Restaurant | Electric Energy (GWh/year) | Energy Efficiency | 0.88717 | 0.9854 | 1.0976 | 1.2242 | 1.3694 | 1.5321 | 1.7166 | 1.9235 | 2.1839 | 2.3835 | 2.6744
2023 PG Study Reference Scenario | SDG&E | Com | BROs | Com - Restaurant | Gas Energy (MMTherm/year) | Energy Efficiency | 0.0040401 | 0.0045348 | 0.0050915 | 0.0057169 | 0.0064262 | 0.0072172 | 0.008106 | 0.0091028 | 0.016297 | 0.0030892 | 0.0047443
2023 PG Study Reference Scenario | SDG&E | Com | BROs | Com - Retail | Electric Demand (MW) | Energy Efficiency | 0.16659 | 0.18334 | 0.2009 | 0.21998 | 0.24128 | 0.2644 | 0.29134 | 0.32004 | 0.35697 | 0.37873 | 0.41567
2023 PG Study Reference Scenario | SDG&E | Com | BROs | Com - Retail | Electric Energy (GWh/year) | Energy Efficiency | 1.4673 | 1.6154 | 1.7722 | 1.9427 | 2.133 | 2.3397 | 2.5801 | 2.8368 | 3.177 | 3.3486 | 3.68
2023 PG Study Reference Scenario | SDG&E | Com | BROs | Com - Retail | Gas Energy (MMTherm/year) | Energy Efficiency | 0.004491 | 0.0049011 | 0.0053164 | 0.0057688 | 0.0062804 | 0.0068225 | 0.007422 | 0.0080595 | 0.0092122 | 0.008921 | 0.0097578
2023 PG Study Reference Scenario | SDG&E | Com | BROs | Com - School | Electric Demand (MW) | Energy Efficiency | 0.041371 | 0.045153 | 0.04888 | 0.052988 | 0.057595 | 0.062606 | 0.068514 | 0.074776 | 0.089824 | 0.078006 | 0.086444
2023 PG Study Reference Scenario | SDG&E | Com | BROs | Com - School | Electric Energy (GWh/year) | Energy Efficiency | 0.35821 | 0.39109 | 0.42423 | 0.46084 | 0.50195 | 0.5468 | 0.5995 | 0.65573 | 0.80585 | 0.66466 | 0.74162
2023 PG Study Reference Scenario | SDG&E | Com | BROs | Com - School | Gas Energy (MMTherm/year) | Energy Efficiency | 0.01067 | 0.01159 | 0.012533 | 0.013574 | 0.014759 | 0.016045 | 0.017493 | 0.01906 | 0.026353 | 0.015047 | 0.017367
2023 PG Study Reference Scenario | SDG&E | Com | BROs | Com - Warehouse | Electric Demand (MW) | Energy Efficiency | 0.00016999 | 0.00019256 | 0.00021815 | 0.00024717 | 0.00028001 | 0.00031726 | 0.00035945 | 0.00040725 | 0.00083924 | 0 | 8.3883e-05
2023 PG Study Reference Scenario | SDG&E | Com | BROs | Com - Warehouse | Electric Energy (GWh/year) | Energy Efficiency | 0.0018378 | 0.0020819 | 0.0023585 | 0.0026723 | 0.0030274 | 0.00343 | 0.0038862 | 0.004403 | 0.0090734 | 0 | 0.0009069
2023 PG Study Reference Scenario | SDG&E | Com | BROs | Com - Warehouse | Gas Energy (MMTherm/year) | Energy Efficiency | 4.8822e-05 | 5.5306e-05 | 6.2655e-05 | 7.0989e-05 | 8.0422e-05 | 9.1118e-05 | 0.00010324 | 0.00011697 | 0.00024104 | 0 | 2.4092e-05
2023 PG Study Reference Scenario | SDG&E | Com | BldgEnv | Com - College | Electric Demand (MW) | Energy Efficiency | 3.5488e-05 | 5.3408e-05 | 6.769e-05 | 7.3731e-05 | 7.1183e-05 | 7.1573e-05 | 7.2052e-05 | 7.1985e-05 | 7.1948e-05 | 6.5847e-05 | 6.5697e-05
2023 PG Study Reference Scenario | SDG&E | Com | BldgEnv | Com - College | Electric Energy (GWh/year) | Energy Efficiency | 1.5582e-05 | 2.3451e-05 | 2.9722e-05 | 3.2375e-05 | 3.1256e-05 | 3.1427e-05 | 3.1637e-05 | 3.1608e-05 | 3.1592e-05 | 2.8913e-05 | 2.8847e-05
2023 PG Study Reference Scenario | SDG&E | Com | BldgEnv | Com - College | Gas Energy (MMTherm/year) | Energy Efficiency | 1.1636e-05 | 1.7503e-05 | 2.2177e-05 | 2.4152e-05 | 2.3318e-05 | 2.3446e-05 | 2.3603e-05 | 2.3581e-05 | 2.3569e-05 | 1.9563e-05 | 1.9546e-05
2023 PG Study Reference Scenario | SDG&E | Com | BldgEnv | Com - Grocery | Electric Demand (MW) | Energy Efficiency | 9.6517e-06 | 5.2183e-06 | 4.9438e-06 | 5.0652e-06 | 3.6661e-06 | 5.3137e-06 | 4.942e-06 | 4.6998e-06 | 4.3306e-06 | 4.8401e-06 | 4.5137e-06
2023 PG Study Reference Scenario | SDG&E | Com | BldgEnv | Com - Grocery | Electric Energy (GWh/year) | Energy Efficiency | 4.238e-06 | 2.2913e-06 | 2.1708e-06 | 2.2241e-06 | 1.6098e-06 | 2.3332e-06 | 2.17e-06 | 2.0636e-06 | 1.9015e-06 | 2.1252e-06 | 1.9819e-06
2023 PG Study Reference Scenario | SDG&E | Com | BldgEnv | Com - Grocery | Gas Energy (MMTherm/year) | Energy Efficiency | 2.1628e-06 | 1.2518e-06 | 1.1906e-06 | 1.2093e-06 | 9.1639e-07 | 1.2456e-06 | 1.1577e-06 | 1.0967e-06 | 1.0083e-06 | 1.1014e-06 | 1.0258e-06
2023 PG Study Reference Scenario | SDG&E | Com | BldgEnv | Com - Health | Electric Demand (MW) | Energy Efficiency | 0.00012232 | 0.00011648 | 0.00011137 | 0.00010992 | 0.00010345 | 9.5794e-05 | 7.6255e-05 | 7.2003e-05 | 7.1939e-05 | 7.8093e-05 | 8.8141e-05
2023 PG Study Reference Scenario | SDG&E | Com | BldgEnv | Com - Health | Electric Energy (GWh/year) | Energy Efficiency | 7.5512e-05 | 7.1909e-05 | 6.8755e-05 | 6.7856e-05 | 6.3862e-05 | 5.9137e-05 | 4.7075e-05 | 4.445e-05 | 4.4411e-05 | 4.821e-05 | 5.4412e-05
2023 PG Study Reference Scenario | SDG&E | Com | BldgEnv | Com - Health | Gas Energy (MMTherm/year) | Energy Efficiency | 4.7046e-05 | 4.48e-05 | 4.2831e-05 | 4.2265e-05 | 3.9774e-05 | 3.683e-05 | 2.9319e-05 | 2.7683e-05 | 2.7649e-05 | 3e-05 | 3.3849e-05
2023 PG Study Reference Scenario | SDG&E | Com | BldgEnv | Com - Lodging | Electric Demand (MW) | Energy Efficiency | 5.9016e-05 | 8.5866e-05 | 0.00036593 | 0.00016635 | 0.00010482 | 0.00010237 | 9.9116e-05 | 9.6109e-05 | 9.3971e-05 | 9.1563e-05 | 8.8337e-05
2023 PG Study Reference Scenario | SDG&E | Com | BldgEnv | Com - Lodging | Electric Energy (GWh/year) | Energy Efficiency | 4.956e-05 | 7.2108e-05 | 0.0003073 | 0.0001397 | 8.8029e-05 | 8.5964e-05 | 8.3235e-05 | 8.071e-05 | 7.8914e-05 | 7.6892e-05 | 7.4183e-05
2023 PG Study Reference Scenario | SDG&E | Com | BldgEnv | Com - Lodging | Gas Energy (MMTherm/year) | Energy Efficiency | 1.3249e-05 | 1.9276e-05 | 0.00014815 | 5.0984e-05 | 2.3533e-05 | 2.2981e-05 | 2.2251e-05 | 2.1576e-05 | 2.1096e-05 | 2.0555e-05 | 1.983e-05
2023 PG Study Reference Scenario | SDG&E | Com | BldgEnv | Com - Office (Large) | Electric Demand (MW) | Energy Efficiency | 0.00023739 | 0.00023495 | 0.00023357 | 0.00023181 | 0.00022659 | 0.00022964 | 0.00023166 | 0.00022997 | 0.00022486 | 0.00022298 | 0.00022021
2023 PG Study Reference Scenario | SDG&E | Com | BldgEnv | Com - Office (Large) | Electric Energy (GWh/year) | Energy Efficiency | 0.00010424 | 0.00010317 | 0.00010256 | 0.00010178 | 9.9493e-05 | 0.00010083 | 0.00010172 | 0.00010098 | 9.8736e-05 | 9.7908e-05 | 9.6692e-05
2023 PG Study Reference Scenario | SDG&E | Com | BldgEnv | Com - Office (Large) | Gas Energy (MMTherm/year) | Energy Efficiency | 3.1583e-05 | 3.126e-05 | 3.1076e-05 | 3.0841e-05 | 3.0146e-05 | 3.0553e-05 | 3.0824e-05 | 3.0603e-05 | 2.9926e-05 | 2.9681e-05 | 2.9319e-05
2023 PG Study Reference Scenario | SDG&E | Com | BldgEnv | Com - Office (Small) | Electric Demand (MW) | Energy Efficiency | 9.9089e-05 | 9.8589e-05 | 9.8151e-05 | 9.7723e-05 | 9.7139e-05 | 9.6865e-05 | 9.6542e-05 | 9.6092e-05 | 9.5539e-05 | 9.5083e-05 | 9.4599e-05
2023 PG Study Reference Scenario | SDG&E | Com | BldgEnv | Com - Office (Small) | Electric Energy (GWh/year) | Energy Efficiency | 4.3509e-05 | 4.329e-05 | 4.3097e-05 | 4.2909e-05 | 4.2653e-05 | 4.2532e-05 | 4.2391e-05 | 4.2193e-05 | 4.195e-05 | 4.175e-05 | 4.1538e-05
2023 PG Study Reference Scenario | SDG&E | Com | BldgEnv | Com - Office (Small) | Gas Energy (MMTherm/year) | Energy Efficiency | 1.3167e-05 | 1.3101e-05 | 1.3043e-05 | 1.2986e-05 | 1.2909e-05 | 1.2872e-05 | 1.283e-05 | 1.2772e-05 | 1.27e-05 | 1.2641e-05 | 1.2578e-05
2023 PG Study Reference Scenario | SDG&E | Com | BldgEnv | Com - Other | Electric Demand (MW) | Energy Efficiency | 0.00012121 | 0.0001217 | 0.0001224 | 0.00012312 | 0.0001224 | 0.00012313 | 0.00012351 | 0.00012354 | 0.00012355 | 0.00012372 | 0.00012353
2023 PG Study Reference Scenario | SDG&E | Com | BldgEnv | Com - Other | Electric Energy (GWh/year) | Energy Efficiency | 5.3249e-05 | 5.3462e-05 | 5.3769e-05 | 5.4086e-05 | 5.3771e-05 | 5.409e-05 | 5.4258e-05 | 5.4271e-05 | 5.4276e-05 | 5.4351e-05 | 5.4268e-05
2023 PG Study Reference Scenario | SDG&E | Com | BldgEnv | Com - Other | Gas Energy (MMTherm/year) | Energy Efficiency | 1.6101e-05 | 1.6165e-05 | 1.6258e-05 | 1.6354e-05 | 1.6258e-05 | 1.6355e-05 | 1.6406e-05 | 1.6412e-05 | 1.6415e-05 | 1.644e-05 | 1.6418e-05
2023 PG Study Reference Scenario | SDG&E | Com | BldgEnv | Com - Refrig. Warehouse | Electric Demand (MW) | Energy Efficiency | 1.4003e-06 | 1.406e-06 | 1.4049e-06 | 1.3901e-06 | 1.4024e-06 | 1.4061e-06 | 1.4275e-06 | 1.4441e-06 | 1.4757e-06 | 1.4984e-06 | 1.5334e-06
2023 PG Study Reference Scenario | SDG&E | Com | BldgEnv | Com - Refrig. Warehouse | Electric Energy (GWh/year) | Energy Efficiency | 6.1484e-07 | 6.1738e-07 | 6.1687e-07 | 6.1037e-07 | 6.1577e-07 | 6.1741e-07 | 6.268e-07 | 6.341e-07 | 6.4797e-07 | 6.5794e-07 | 6.7332e-07
2023 PG Study Reference Scenario | SDG&E | Com | BldgEnv | Com - Refrig. Warehouse | Gas Energy (MMTherm/year) | Energy Efficiency | 1.8596e-07 | 1.8674e-07 | 1.8658e-07 | 1.8461e-07 | 1.8624e-07 | 1.8674e-07 | 1.8959e-07 | 1.9181e-07 | 1.9603e-07 | 1.9907e-07 | 2.0375e-07
2023 PG Study Reference Scenario | SDG&E | Com | BldgEnv | Com - Restaurant | Electric Demand (MW) | Energy Efficiency | 7.4028e-06 | 6.9494e-06 | 7.7123e-06 | 7.6761e-06 | 7.7515e-06 | 7.5487e-06 | 7.7831e-06 | 7.8993e-06 | 8.1415e-06 | 8.3989e-06 | 8.6382e-06
2023 PG Study Reference Scenario | SDG&E | Com | BldgEnv | Com - Restaurant | Electric Energy (GWh/year) | Energy Efficiency | 3.2505e-06 | 3.0514e-06 | 3.3864e-06 | 3.3705e-06 | 3.4036e-06 | 3.3145e-06 | 3.4175e-06 | 3.4685e-06 | 3.5749e-06 | 3.6879e-06 | 3.7929e-06
2023 PG Study Reference Scenario | SDG&E | Com | BldgEnv | Com - Restaurant | Gas Energy (MMTherm/year) | Energy Efficiency | 7.7919e-07 | 7.3178e-07 | 8.0755e-07 | 8.0253e-07 | 8.0886e-07 | 7.871e-07 | 8.0966e-07 | 8.2032e-07 | 8.4375e-07 | 8.6877e-07 | 8.9202e-07
2023 PG Study Reference Scenario | SDG&E | Com | BldgEnv | Com - Retail | Electric Demand (MW) | Energy Efficiency | 1.8142e-05 | 1.1833e-05 | 1.2497e-05 | 1.2165e-05 | 9.1456e-06 | 1.2043e-05 | 1.138e-05 | 1.0857e-05 | 1.1074e-05 | 1.1503e-05 | 1.0956e-05
2023 PG Study Reference Scenario | SDG&E | Com | BldgEnv | Com - Retail | Electric Energy (GWh/year) | Energy Efficiency | 7.9662e-06 | 5.1959e-06 | 5.4874e-06 | 5.3417e-06 | 4.0157e-06 | 5.288e-06 | 4.9969e-06 | 4.7672e-06 | 4.8626e-06 | 5.0506e-06 | 4.8105e-06
2023 PG Study Reference Scenario | SDG&E | Com | BldgEnv | Com - Retail | Gas Energy (MMTherm/year) | Energy Efficiency | 3.5006e-06 | 2.3883e-06 | 2.4867e-06 | 2.4132e-06 | 1.8741e-06 | 2.3624e-06 | 2.2336e-06 | 2.1298e-06 | 2.1423e-06 | 2.1929e-06 | 2.0788e-06
2023 PG Study Reference Scenario | SDG&E | Com | BldgEnv | Com - School | Electric Demand (MW) | Energy Efficiency | 9.9993e-05 | 0.0001001 | 0.0001001 | 0.00010015 | 0.00010075 | 0.0001007 | 0.00010077 | 0.000101 | 0.00010131 | 0.00010148 | 0.00010179
2023 PG Study Reference Scenario | SDG&E | Com | BldgEnv | Com - School | Electric Energy (GWh/year) | Energy Efficiency | 4.3906e-05 | 4.3951e-05 | 4.3954e-05 | 4.3977e-05 | 4.4238e-05 | 4.4218e-05 | 4.4246e-05 | 4.4346e-05 | 4.4485e-05 | 4.456e-05 | 4.4694e-05
2023 PG Study Reference Scenario | SDG&E | Com | BldgEnv | Com - School | Gas Energy (MMTherm/year) | Energy Efficiency | 1.3312e-05 | 1.3326e-05 | 1.3327e-05 | 1.3333e-05 | 1.3412e-05 | 1.3406e-05 | 1.3415e-05 | 1.3447e-05 | 1.349e-05 | 1.3515e-05 | 1.3557e-05
2023 PG Study Reference Scenario | SDG&E | Com | BldgEnv | Com - Warehouse | Electric Demand (MW) | Energy Efficiency | 0.00015709 | 0.00015563 | 0.00015435 | 0.00015365 | 0.00015124 | 0.00015043 | 0.00014887 | 0.00014732 | 0.00014578 | 0.00014418 | 0.0001421
2023 PG Study Reference Scenario | SDG&E | Com | BldgEnv | Com - Warehouse | Electric Energy (GWh/year) | Energy Efficiency | 0.00013192 | 0.0001307 | 0.00012962 | 0.00012903 | 0.00012701 | 0.00012633 | 0.00012501 | 0.00012372 | 0.00012243 | 0.00012108 | 0.00011934
2023 PG Study Reference Scenario | SDG&E | Com | BldgEnv | Com - Warehouse | Gas Energy (MMTherm/year) | Energy Efficiency | 3.4926e-05 | 3.4604e-05 | 3.4319e-05 | 3.4162e-05 | 3.3626e-05 | 3.3447e-05 | 3.3101e-05 | 3.2763e-05 | 3.2426e-05 | 3.208e-05 | 3.1629e-05
2023 PG Study Reference Scenario | SDG&E | Com | ComRefrig | Com - College | Electric Demand (MW) | Energy Efficiency | 0.00043682 | 0.00018069 | 3.2922e-05 | 4.827e-06 | 4.7533e-06 | 1.477e-06 | 0 | 0 | 0 | 0 | 0
2023 PG Study Reference Scenario | SDG&E | Com | ComRefrig | Com - College | Electric Energy (GWh/year) | Energy Efficiency | 0.003532 | 0.0014645 | 0.00026629 | 3.8476e-05 | 3.7888e-05 | 1.1773e-05 | 0 | 0 | 0 | 0 | 0
2023 PG Study Reference Scenario | SDG&E | Com | ComRefrig | Com - College | Gas Energy (MMTherm/year) | Energy Efficiency | -1.097e-07 | -1.1441e-07 | -1.1673e-07 | -1.1755e-07 | -1.1576e-07 | -3.5969e-08 | 0 | 0 | 0 | 0 | 0
2023 PG Study Reference Scenario | SDG&E | Com | ComRefrig | Com - Grocery | Electric Demand (MW) | Energy Efficiency | 0.191 | 0.11542 | 0.060063 | 0.025994 | 0.014641 | 0.0044955 | 0.0011747 | 0 | 0 | 0 | 0
2023 PG Study Reference Scenario | SDG&E | Com | ComRefrig | Com - Grocery | Electric Energy (GWh/year) | Energy Efficiency | 1.4868 | 0.90443 | 0.47528 | 0.20914 | 0.11809 | 0.036452 | 0.0095254 | 0 | 0 | 0 | 0
2023 PG Study Reference Scenario | SDG&E | Com | ComRefrig | Com - Grocery | Gas Energy (MMTherm/year) | Energy Efficiency | -0.00011113 | -0.00011426 | -0.00011495 | -0.00011344 | -0.00011016 | 0 | 0 | 0 | 0 | 0 | 0
2023 PG Study Reference Scenario | SDG&E | Com | ComRefrig | Com - Lodging | Electric Demand (MW) | Energy Efficiency | 0.0009163 | 0.00045153 | 0.00012585 | 0 | 0 | 0 | 0 | 0 | 0 | 0 | 0
2023 PG Study Reference Scenario | SDG&E | Com | ComRefrig | Com - Lodging | Electric Energy (GWh/year) | Energy Efficiency | 0.0074299 | 0.0036612 | 0.0010205 | 0 | 0 | 0 | 0 | 0 | 0 | 0 | 0
2023 PG Study Reference Scenario | SDG&E | Com | ComRefrig | Com - Other | Electric Demand (MW) | Energy Efficiency | 0.0009549 | 0.0006749 | 0.00038915 | 0.00017493 | 4.5201e-05 | 0 | 0 | 0 | 0 | 0 | 0
2023 PG Study Reference Scenario | SDG&E | Com | ComRefrig | Com - Other | Electric Energy (GWh/year) | Energy Efficiency | 0.0077429 | 0.0054725 | 0.0031554 | 0.0014184 | 0.00036651 | 0 | 0 | 0 | 0 | 0 | 0
2023 PG Study Reference Scenario | SDG&E | Com | ComRefrig | Com - Refrig. Warehouse | Electric Demand (MW) | Energy Efficiency | 0.00089776 | 0.00056059 | 0.00027359 | 8.4877e-05 | 1.1506e-06 | 1.9597e-07 | 0 | 0 | 0 | 0 | 0
2023 PG Study Reference Scenario | SDG&E | Com | ComRefrig | Com - Refrig. Warehouse | Electric Energy (GWh/year) | Energy Efficiency | 0.007274 | 0.0045441 | 0.0022183 | 0.00068807 | 9.1709e-06 | 1.562e-06 | 0 | 0 | 0 | 0 | 0
2023 PG Study Reference Scenario | SDG&E | Com | ComRefrig | Com - Refrig. Warehouse | Gas Energy (MMTherm/year) | Energy Efficiency | -2.7154e-08 | -2.8197e-08 | -2.8639e-08 | -2.8503e-08 | -2.8019e-08 | -4.7724e-09 | 0 | 0 | 0 | 0 | 0
2023 PG Study Reference Scenario | SDG&E | Com | ComRefrig | Com - Restaurant | Electric Demand (MW) | Energy Efficiency | 0.0091474 | 0.0040224 | 0.0012325 | 0.00016522 | 0.00015919 | 0 | 0 | 0 | 0 | 0 | 0
2023 PG Study Reference Scenario | SDG&E | Com | ComRefrig | Com - Restaurant | Electric Energy (GWh/year) | Energy Efficiency | 0.07371 | 0.032593 | 0.0099703 | 0.0013169 | 0.0012689 | 0 | 0 | 0 | 0 | 0 | 0
2023 PG Study Reference Scenario | SDG&E | Com | ComRefrig | Com - Restaurant | Gas Energy (MMTherm/year) | Energy Efficiency | -4.0362e-06 | -4.1172e-06 | -4.1094e-06 | -4.0236e-06 | -3.8768e-06 | 0 | 0 | 0 | 0 | 0 | 0
2023 PG Study Reference Scenario | SDG&E | Com | ComRefrig | Com - Retail | Electric Demand (MW) | Energy Efficiency | 0.078569 | 0.045135 | 0.021173 | 0.0078313 | 0.0039244 | 0.00018932 | 0 | 0 | 0 | 0 | 0
2023 PG Study Reference Scenario | SDG&E | Com | ComRefrig | Com - Retail | Electric Energy (GWh/year) | Energy Efficiency | 0.61456 | 0.35522 | 0.16815 | 0.063176 | 0.031572 | 0.0015351 | 0 | 0 | 0 | 0 | 0
2023 PG Study Reference Scenario | SDG&E | Com | ComRefrig | Com - Retail | Gas Energy (MMTherm/year) | Energy Efficiency | -4.4287e-05 | -4.5545e-05 | -4.5841e-05 | -4.5264e-05 | -4.3982e-05 | 0 | 0 | 0 | 0 | 0 | 0
2023 PG Study Reference Scenario | SDG&E | Com | ComRefrig | Com - School | Electric Demand (MW) | Energy Efficiency | 0.00096175 | 0.00047175 | 0.00015509 | 8.4816e-06 | 8.3868e-06 | 2.4476e-06 | 0 | 0 | 0 | 0 | 0
2023 PG Study Reference Scenario | SDG&E | Com | ComRefrig | Com - School | Electric Energy (GWh/year) | Energy Efficiency | 0.0077846 | 0.003824 | 0.0012564 | 6.7606e-05 | 6.6851e-05 | 1.9509e-05 | 0 | 0 | 0 | 0 | 0
2023 PG Study Reference Scenario | SDG&E | Com | ComRefrig | Com - School | Gas Energy (MMTherm/year) | Energy Efficiency | -1.9297e-07 | -2.0164e-07 | -2.0603e-07 | -2.0655e-07 | -2.0424e-07 | -5.9606e-08 | 0 | 0 | 0 | 0 | 0
2023 PG Study Reference Scenario | SDG&E | Com | Data Center | Com - Office (Large) | Electric Demand (MW) | Energy Efficiency | 0.0049411 | 0.0050006 | 0.0050722 | 0.0051347 | 0.0041653 | 0.0042748 | 0.0043681 | 0.004403 | 0.0043828 | 0.0044125 | 0.0044253
2023 PG Study Reference Scenario | SDG&E | Com | Data Center | Com - Office (Large) | Electric Energy (GWh/year) | Energy Efficiency | 0.011116 | 0.011236 | 0.011384 | 0.011512 | 0.0090053 | 0.0092366 | 0.0094321 | 0.0094948 | 0.0094323 | 0.0094852 | 0.0095007
2023 PG Study Reference Scenario | SDG&E | Com | Data Center | Com - Other | Electric Demand (MW) | Energy Efficiency | 0.0036178 | 0.0036901 | 0.0037654 | 0.0038395 | 0.0032834 | 0.0033436 | 0.0033952 | 0.0034381 | 0.00348 | 0.0035258 | 0.0035618
2023 PG Study Reference Scenario | SDG&E | Com | Data Center | Com - Other | Electric Energy (GWh/year) | Energy Efficiency | 0.0081675 | 0.0083237 | 0.0084871 | 0.0086479 | 0.0071998 | 0.0073267 | 0.0074347 | 0.0075234 | 0.0076104 | 0.0077071 | 0.0077819
2023 PG Study Reference Scenario | SDG&E | Com | FoodServ | Com - College | Electric Demand (MW) | Energy Efficiency | 0.00036091 | 0.00039725 | 0.00043398 | 0.00047543 | 0.00051108 | 0.00055209 | 0.00060393 | 0.00065661 | 0.00069683 | 0.00072344 | 0.00076166
2023 PG Study Reference Scenario | SDG&E | Com | FoodServ | Com - College | Electric Demand (MW) | Fuel Substitution | -1.5639e-05 | -1.5338e-05 | -1.4915e-05 | -1.4397e-05 | -1.3795e-05 | -1.6917e-05 | -2.2403e-05 | -2.8047e-05 | -3.6795e-05 | -5.0001e-05 | -6.2415e-05
2023 PG Study Reference Scenario | SDG&E | Com | FoodServ | Com - College | Electric Energy (GWh/year) | Energy Efficiency | 0.0021107 | 0.0023126 | 0.0025163 | 0.0027534 | 0.002949 | 0.0031839 | 0.0034729 | 0.0037616 | 0.0039909 | 0.0041223 | 0.0043392
2023 PG Study Reference Scenario | SDG&E | Com | FoodServ | Com - College | Electric Energy (GWh/year) | Fuel Substitution | -0.0003337 | -0.00033004 | -0.00032392 | -0.00032249 | -0.00036813 | -0.00042436 | -0.00048611 | -0.00054464 | -0.00060866 | -0.000683 | -0.00077446
2023 PG Study Reference Scenario | SDG&E | Com | FoodServ | Com - College | Gas Energy (MMTherm/year) | Energy Efficiency | 0.00028502 | 0.00031696 | 0.00035716 | 0.00040701 | 0.00044701 | 0.00049122 | 0.00053806 | 0.00058311 | 0.00062654 | 0.0006621 | 0.00070656
2023 PG Study Reference Scenario | SDG&E | Com | FoodServ | Com - College | Gas Energy (MMTherm/year) | Fuel Substitution | 3.3435e-05 | 3.3048e-05 | 3.2413e-05 | 3.2283e-05 | 3.7136e-05 | 4.2872e-05 | 4.903e-05 | 5.4814e-05 | 6.1874e-05 | 7.0956e-05 | 8.1449e-05
2023 PG Study Reference Scenario | SDG&E | Com | FoodServ | Com - Grocery | Electric Demand (MW) | Energy Efficiency | 0.0011968 | 0.0013137 | 0.0014683 | 0.0016268 | 0.0017655 | 0.0019383 | 0.0021405 | 0.0022898 | 0.0024264 | 0.0025723 | 0.0027012
2023 PG Study Reference Scenario | SDG&E | Com | FoodServ | Com - Grocery | Electric Demand (MW) | Fuel Substitution | -9.3482e-05 | -9.2915e-05 | -9.1637e-05 | -8.9786e-05 | -8.7463e-05 | -8.474e-05 | -8.1667e-05 | -0.00010041 | -0.00013111 | -0.00016321 | -0.00019238
2023 PG Study Reference Scenario | SDG&E | Com | FoodServ | Com - Grocery | Electric Energy (GWh/year) | Energy Efficiency | 0.0054997 | 0.0059784 | 0.006677 | 0.0073995 | 0.0080061 | 0.0088195 | 0.0097482 | 0.010424 | 0.011038 | 0.011715 | 0.012295
2023 PG Study Reference Scenario | SDG&E | Com | FoodServ | Com - Grocery | Electric Energy (GWh/year) | Fuel Substitution | -0.0023393 | -0.0023343 | -0.0023097 | -0.002273 | -0.0022399 | -0.0033165 | -0.0042951 | -0.0052772 | -0.0062335 | -0.0071312 | -0.0079626
2023 PG Study Reference Scenario | SDG&E | Com | FoodServ | Com - Grocery | Gas Energy (MMTherm/year) | Energy Efficiency | 0.0011545 | 0.001291 | 0.0015365 | 0.0017162 | 0.0018541 | 0.0022621 | 0.0026307 | 0.0029647 | 0.0032712 | 0.0035712 | 0.0038341
2023 PG Study Reference Scenario | SDG&E | Com | FoodServ | Com - Grocery | Gas Energy (MMTherm/year) | Fuel Substitution | 0.00023841 | 0.00023777 | 0.00023512 | 0.00023124 | 0.00022777 | 0.00034164 | 0.00044519 | 0.00054769 | 0.00064669 | 0.00073922 | 0.00082495
2023 PG Study Reference Scenario | SDG&E | Com | FoodServ | Com - Health | Electric Demand (MW) | Energy Efficiency | 0.00064783 | 0.00070477 | 0.00076275 | 0.00083271 | 0.00088285 | 0.00092487 | 0.00093637 | 0.00099826 | 0.0010626 | 0.0011597 | 0.0012816
2023 PG Study Reference Scenario | SDG&E | Com | FoodServ | Com - Health | Electric Demand (MW) | Fuel Substitution | -6.4311e-05 | -6.4285e-05 | -6.3768e-05 | -6.2849e-05 | -6.1589e-05 | -6.0009e-05 | -6.3068e-05 | -7.5225e-05 | -8.8125e-05 | -0.00010021 | -0.00013699
2023 PG Study Reference Scenario | SDG&E | Com | FoodServ | Com - Health | Electric Energy (GWh/year) | Energy Efficiency | 0.0040182 | 0.0043229 | 0.0046314 | 0.0050296 | 0.0052725 | 0.0054515 | 0.0053123 | 0.0056008 | 0.0059586 | 0.006574 | 0.007387
2023 PG Study Reference Scenario | SDG&E | Com | FoodServ | Com - Health | Electric Energy (GWh/year) | Fuel Substitution | -0.00092014 | -0.00092334 | -0.00091916 | -0.00090995 | -0.00097728 | -0.0012556 | -0.0015335 | -0.0018314 | -0.002116 | -0.0023831 | -0.0027112
2023 PG Study Reference Scenario | SDG&E | Com | FoodServ | Com - Health | Gas Energy (MMTherm/year) | Energy Efficiency | 0.00079489 | 0.00087808 | 0.00099651 | 0.0011514 | 0.0012418 | 0.0013645 | 0.0014227 | 0.0015464 | 0.0016825 | 0.0018511 | 0.0020647
2023 PG Study Reference Scenario | SDG&E | Com | FoodServ | Com - Health | Gas Energy (MMTherm/year) | Fuel Substitution | 9.8672e-05 | 9.8957e-05 | 9.845e-05 | 9.7396e-05 | 0.00010443 | 0.00013374 | 0.00016269 | 0.00019315 | 0.00022204 | 0.00024913 | 0.00028747
2023 PG Study Reference Scenario | SDG&E | Com | FoodServ | Com - Lodging | Electric Demand (MW) | Energy Efficiency | 0.00085263 | 0.00091976 | 0.00098792 | 0.0010697 | 0.0011309 | 0.001204 | 0.0013149 | 0.0014278 | 0.0014972 | 0.0015626 | 0.0016231
2023 PG Study Reference Scenario | SDG&E | Com | FoodServ | Com - Lodging | Electric Demand (MW) | Fuel Substitution | -4.068e-05 | -3.9732e-05 | -3.8457e-05 | -3.6924e-05 | -3.5163e-05 | -5.3942e-05 | -7.5124e-05 | -9.4789e-05 | -0.00012589 | -0.00016373 | -0.00019909
2023 PG Study Reference Scenario | SDG&E | Com | FoodServ | Com - Lodging | Electric Energy (GWh/year) | Energy Efficiency | 0.0049067 | 0.0052531 | 0.0056041 | 0.006048 | 0.0063509 | 0.0067381 | 0.0072961 | 0.0078625 | 0.0082273 | 0.0085664 | 0.0088668
2023 PG Study Reference Scenario | SDG&E | Com | FoodServ | Com - Lodging | Electric Energy (GWh/year) | Fuel Substitution | -0.00069118 | -0.00067837 | -0.00065976 | -0.00080552 | -0.0011875 | -0.0016204 | -0.0020319 | -0.0024115 | -0.0028025 | -0.0031957 | -0.0036419
2023 PG Study Reference Scenario | SDG&E | Com | FoodServ | Com - Lodging | Gas Energy (MMTherm/year) | Energy Efficiency | 0.0008423 | 0.00091545 | 0.0010478 | 0.0012648 | 0.0014118 | 0.0015684 | 0.0017227 | 0.0018691 | 0.0020096 | 0.0021462 | 0.0022739
2023 PG Study Reference Scenario | SDG&E | Com | FoodServ | Com - Lodging | Gas Energy (MMTherm/year) | Fuel Substitution | 7.253e-05 | 7.1153e-05 | 6.9166e-05 | 8.4557e-05 | 0.00012492 | 0.00016933 | 0.00021131 | 0.00024997 | 0.00029239 | 0.00033664 | 0.00038517
2023 PG Study Reference Scenario | SDG&E | Com | FoodServ | Com - Other | Electric Demand (MW) | Energy Efficiency | 0.003116 | 0.0034785 | 0.0038506 | 0.0042275 | 0.0045838 | 0.0049582 | 0.0055745 | 0.0062137 | 0.0065908 | 0.0069687 | 0.0073371
2023 PG Study Reference Scenario | SDG&E | Com | FoodServ | Com - Other | Electric Demand (MW) | Fuel Substitution | -0.00013717 | -0.00013506 | -0.00013181 | -0.00012763 | -0.00012267 | -0.00011702 | -0.00024812 | -0.00038769 | -0.0005243 | -0.00066544 | -0.00081499
2023 PG Study Reference Scenario | SDG&E | Com | FoodServ | Com - Other | Electric Energy (GWh/year) | Energy Efficiency | 0.015175 | 0.016924 | 0.018721 | 0.020541 | 0.022253 | 0.024063 | 0.027037 | 0.030121 | 0.031945 | 0.033775 | 0.035557
2023 PG Study Reference Scenario | SDG&E | Com | FoodServ | Com - Other | Electric Energy (GWh/year) | Fuel Substitution | -0.0016483 | -0.0016372 | -0.0016133 | -0.0015799 | -0.0017237 | -0.0019636 | -0.0027768 | -0.0036054 | -0.0044035 | -0.0051892 | -0.0059787
2023 PG Study Reference Scenario | SDG&E | Com | FoodServ | Com - Other | Gas Energy (MMTherm/year) | Energy Efficiency | 0.001649 | 0.0018939 | 0.0021724 | 0.0024526 | 0.0026945 | 0.0029671 | 0.0033257 | 0.0036853 | 0.003968 | 0.0042543 | 0.0045398
2023 PG Study Reference Scenario | SDG&E | Com | FoodServ | Com - Other | Gas Energy (MMTherm/year) | Fuel Substitution | 0.00016223 | 0.00016112 | 0.00015874 | 0.00015543 | 0.00017091 | 0.00019659 | 0.0002741 | 0.00035243 | 0.00042747 | 0.00050425 | 0.00058484
2023 PG Study Reference Scenario | SDG&E | Com | FoodServ | Com - Restaurant | Electric Demand (MW) | Energy Efficiency | 0.0030514 | 0.0034026 | 0.0038216 | 0.0041957 | 0.0045683 | 0.0049105 | 0.005577 | 0.0060055 | 0.0063459 | 0.0066776 | 0.0069995
2023 PG Study Reference Scenario | SDG&E | Com | FoodServ | Com - Restaurant | Electric Demand (MW) | Fuel Substitution | -0.00031741 | -0.0003115 | -0.00030311 | -0.00029277 | -0.00028089 | -0.0002677 | -0.00032838 | -0.00055348 | -0.00077112 | -0.00096996 | -0.001202
2023 PG Study Reference Scenario | SDG&E | Com | FoodServ | Com - Restaurant | Electric Energy (GWh/year) | Energy Efficiency | 0.014818 | 0.016476 | 0.018549 | 0.020354 | 0.022162 | 0.023801 | 0.027044 | 0.029134 | 0.030818 | 0.032469 | 0.034075
2023 PG Study Reference Scenario | SDG&E | Com | FoodServ | Com - Restaurant | Electric Energy (GWh/year) | Fuel Substitution | -0.0049978 | -0.0049274 | -0.0048146 | -0.0046766 | -0.0057642 | -0.0082755 | -0.01084 | -0.01389 | -0.016712 | -0.019293 | -0.021815
2023 PG Study Reference Scenario | SDG&E | Com | FoodServ | Com - Restaurant | Gas Energy (MMTherm/year) | Energy Efficiency | 0.0032463 | 0.0036961 | 0.0043925 | 0.0049399 | 0.0055987 | 0.0064952 | 0.0074547 | 0.0083112 | 0.009092 | 0.0098145 | 0.010525
2023 PG Study Reference Scenario | SDG&E | Com | FoodServ | Com - Restaurant | Gas Energy (MMTherm/year) | Fuel Substitution | 0.00051227 | 0.00050492 | 0.00049319 | 0.0004789 | 0.00059424 | 0.00086013 | 0.0011269 | 0.0014343 | 0.0017177 | 0.0019767 | 0.0022403
2023 PG Study Reference Scenario | SDG&E | Com | FoodServ | Com - School | Electric Demand (MW) | Energy Efficiency | 0.0014413 | 0.0016052 | 0.0017706 | 0.0019375 | 0.0021088 | 0.0022741 | 0.00251 | 0.0027617 | 0.0029338 | 0.0031038 | 0.0032747
2023 PG Study Reference Scenario | SDG&E | Com | FoodServ | Com - School | Electric Demand (MW) | Fuel Substitution | -2.6419e-05 | -2.6012e-05 | -2.5402e-05 | -2.463e-05 | -2.372e-05 | -2.4137e-05 | -2.9848e-05 | -3.752e-05 | -4.5045e-05 | -6.4226e-05 | -8.4082e-05
2023 PG Study Reference Scenario | SDG&E | Com | FoodServ | Com - School | Electric Energy (GWh/year) | Energy Efficiency | 0.0072147 | 0.0080218 | 0.0088355 | 0.0096571 | 0.010505 | 0.01132 | 0.012476 | 0.013713 | 0.014568 | 0.015413 | 0.016265
2023 PG Study Reference Scenario | SDG&E | Com | FoodServ | Com - School | Electric Energy (GWh/year) | Fuel Substitution | -0.0005675 | -0.00056307 | -0.00055445 | -0.00054276 | -0.00061026 | -0.00068372 | -0.00077217 | -0.00086245 | -0.00094668 | -0.0010605 | -0.0011721
2023 PG Study Reference Scenario | SDG&E | Com | FoodServ | Com - School | Gas Energy (MMTherm/year) | Energy Efficiency | 0.00054021 | 0.00061317 | 0.00069738 | 0.00078506 | 0.00086992 | 0.0009528 | 0.0010543 | 0.0011597 | 0.001242 | 0.0013319 | 0.0014208
2023 PG Study Reference Scenario | SDG&E | Com | FoodServ | Com - School | Gas Energy (MMTherm/year) | Fuel Substitution | 5.6859e-05 | 5.6382e-05 | 5.5483e-05 | 5.4276e-05 | 6.1452e-05 | 6.9177e-05 | 7.815e-05 | 8.709e-05 | 9.5388e-05 | 0.00010915 | 0.00012294
2023 PG Study Reference Scenario | SDG&E | Com | HVAC | Com - College | Electric Demand (MW) | Energy Efficiency | 0.031017 | 0.031526 | 0.030441 | 0.029735 | 0.028559 | 0.025737 | 0.025099 | 0.026039 | 0.02678 | 0.025917 | 0.026619
2023 PG Study Reference Scenario | SDG&E | Com | HVAC | Com - College | Electric Energy (GWh/year) | Energy Efficiency | 0.088068 | 0.087564 | 0.085132 | 0.083163 | 0.099374 | 0.086151 | 0.083248 | 0.086744 | 0.089534 | 0.088069 | 0.090805
2023 PG Study Reference Scenario | SDG&E | Com | HVAC | Com - College | Electric Energy (GWh/year) | Fuel Substitution | 0 | 0 | 0 | 5.9945e-06 | 6.4173e-06 | 0 | 0 | 0 | 0 | 0 | 0
2023 PG Study Reference Scenario | SDG&E | Com | HVAC | Com - College | Gas Energy (MMTherm/year) | Energy Efficiency | 0.0033085 | 0.0034854 | 0.0035455 | 0.0036362 | 0.0051088 | 0.0028347 | 0.0028894 | 0.0029172 | 0.0029426 | 0.0027346 | 0.0027479
2023 PG Study Reference Scenario | SDG&E | Com | HVAC | Com - College | Gas Energy (MMTherm/year) | Fuel Substitution | 0 | 0 | 0 | 1.7306e-06 | 1.8526e-06 | 0 | 0 | 0 | 0 | 0 | 0
2023 PG Study Reference Scenario | SDG&E | Com | HVAC | Com - Grocery | Electric Demand (MW) | Energy Efficiency | 0.015262 | 0.01574 | 0.016182 | 0.016548 | 0.016813 | 0.015282 | 0.015499 | 0.015787 | 0.016062 | 0.016535 | 0.017005
2023 PG Study Reference Scenario | SDG&E | Com | HVAC | Com - Grocery | Electric Demand (MW) | Fuel Substitution | -0.00059577 | -0.00065668 | -0.00071784 | -0.0007788 | -0.00083903 | 0.00016653 | 0.00017986 | 0.0001915 | 0.00020079 | 0.00020778 | 0.00021279
2023 PG Study Reference Scenario | SDG&E | Com | HVAC | Com - Grocery | Electric Energy (GWh/year) | Energy Efficiency | 0.045389 | 0.048365 | 0.052096 | 0.055781 | 0.058885 | 0.05713 | 0.059813 | 0.062337 | 0.064581 | 0.066943 | 0.068793
2023 PG Study Reference Scenario | SDG&E | Com | HVAC | Com - Grocery | Electric Energy (GWh/year) | Fuel Substitution | -0.04952 | -0.054489 | -0.059466 | -0.064411 | -0.06928 | 0.0027665 | 0.002988 | 0.0031813 | 0.0033357 | 0.0034518 | 0.0035351
2023 PG Study Reference Scenario | SDG&E | Com | HVAC | Com - Grocery | Gas Energy (MMTherm/year) | Energy Efficiency | 0.00044361 | 0.00037444 | 0.00038822 | 0.00040897 | 0.00039343 | 0.00044806 | 0.00045506 | 0.00046499 | 0.00047071 | 0.00049951 | 0.00050657
2023 PG Study Reference Scenario | SDG&E | Com | HVAC | Com - Grocery | Gas Energy (MMTherm/year) | Fuel Substitution | 0.0066248 | 0.007288 | 0.0079527 | 0.0086136 | 0.0092647 | 1.1978e-10 | 1.2937e-10 | 1.3773e-10 | 1.4441e-10 | 1.4944e-10 | 1.5304e-10
2023 PG Study Reference Scenario | SDG&E | Com | HVAC | Com - Health | Electric Demand (MW) | Energy Efficiency | 0.044206 | 0.046801 | 0.048445 | 0.048583 | 0.044613 | 0.041903 | 0.040127 | 0.039009 | 0.038047 | 0.037584 | 0.037575
2023 PG Study Reference Scenario | SDG&E | Com | HVAC | Com - Health | Electric Demand (MW) | Fuel Substitution | -7.3884e-05 | -8.1804e-05 | -8.9851e-05 | -9.7981e-05 | -0.00010607 | 1.4568e-05 | 1.5837e-05 | 1.6985e-05 | 1.7937e-05 | 1.8684e-05 | 1.9248e-05
2023 PG Study Reference Scenario | SDG&E | Com | HVAC | Com - Health | Electric Energy (GWh/year) | Energy Efficiency | 0.22702 | 0.23689 | 0.24405 | 0.24589 | 0.28709 | 0.27581 | 0.27093 | 0.26757 | 0.19329 | 0.2603 | 0.26909
2023 PG Study Reference Scenario | SDG&E | Com | HVAC | Com - Health | Electric Energy (GWh/year) | Fuel Substitution | 0.0019991 | 0.00221 | 0.0024241 | 0.0026398 | 0.004501 | 0.00018402 | 0.00020005 | 0.00021455 | 0.00022658 | 0.00023601 | 0.00024313
2023 PG Study Reference Scenario | SDG&E | Com | HVAC | Com - Health | Gas Energy (MMTherm/year) | Energy Efficiency | 0.011356 | 0.011288 | 0.011164 | 0.011253 | 0.023066 | 0.020119 | 0.020379 | 0.020686 | 0.0056621 | 0.020993 | 0.023224
2023 PG Study Reference Scenario | SDG&E | Com | HVAC | Com - Health | Gas Energy (MMTherm/year) | Fuel Substitution | 0.0001782 | 0.00019711 | 0.00021632 | 0.00023568 | 0.00032712 | 0 | 0 | 0 | 0 | 0 | 0
2023 PG Study Reference Scenario | SDG&E | Com | HVAC | Com - Lodging | Electric Demand (MW) | Energy Efficiency | 0.060634 | 0.059977 | 0.043903 | 0.036151 | 0.036895 | 0.033824 | 0.034267 | 0.032916 | 0.02067 | 0.021412 | 0.022063
2023 PG Study Reference Scenario | SDG&E | Com | HVAC | Com - Lodging | Electric Demand (MW) | Fuel Substitution | -0.00032366 | -0.0003545 | -0.00038485 | -0.00041438 | -0.00044277 | 0 | 0 | 0 | 0 | 0 | 0
2023 PG Study Reference Scenario | SDG&E | Com | HVAC | Com - Lodging | Electric Energy (GWh/year) | Energy Efficiency | 0.35712 | 0.35655 | 0.30627 | 0.28312 | 0.2806 | 0.23731 | 0.23691 | 0.22991 | 0.11334 | 0.11589 | 0.11772
2023 PG Study Reference Scenario | SDG&E | Com | HVAC | Com - Lodging | Electric Energy (GWh/year) | Fuel Substitution | -0.007383 | -0.0080616 | -0.0087286 | -0.0093768 | -0.0099986 | 0 | 0 | 0 | 0 | 0 | 0
2023 PG Study Reference Scenario | SDG&E | Com | HVAC | Com - Lodging | Gas Energy (MMTherm/year) | Energy Efficiency | 0.015222 | 0.015497 | 0.015682 | 0.015893 | 0.015791 | 0.013971 | 0.013701 | 0.013315 | 0.0042532 | 0.0042127 | 0.004127
2023 PG Study Reference Scenario | SDG&E | Com | HVAC | Com - Lodging | Gas Energy (MMTherm/year) | Fuel Substitution | 0.0012997 | 0.0014176 | 0.0015336 | 0.0016466 | 0.0017553 | 0 | 0 | 0 | 0 | 0 | 0
2023 PG Study Reference Scenario | SDG&E | Com | HVAC | Com - Office (Large) | Electric Demand (MW) | Energy Efficiency | 0.083274 | 0.085195 | 0.086005 | 0.083825 | 0.074473 | 0.051589 | 0.055226 | 0.056418 | 0.058288 | 0.060847 | 0.063529
2023 PG Study Reference Scenario | SDG&E | Com | HVAC | Com - Office (Large) | Electric Energy (GWh/year) | Energy Efficiency | 0.49227 | 0.4938 | 0.48603 | 0.46204 | 0.41064 | 0.20505 | 0.22606 | 0.22812 | 0.23668 | 0.24708 | 0.25797
2023 PG Study Reference Scenario | SDG&E | Com | HVAC | Com - Office (Large) | Gas Energy (MMTherm/year) | Energy Efficiency | 0.0094577 | 0.0098925 | 0.010263 | 0.010559 | 0.010744 | 0.0011684 | 0.0011869 | 0.0012096 | 0.0012388 | 0.0012929 | 0.0013431
2023 PG Study Reference Scenario | SDG&E | Com | HVAC | Com - Office (Small) | Electric Demand (MW) | Energy Efficiency | 0.050836 | 0.064956 | 0.060348 | 0.055508 | 0.048239 | 0.038321 | 0.035099 | 0.034371 | 0.035724 | 0.037066 | 0.038298
2023 PG Study Reference Scenario | SDG&E | Com | HVAC | Com - Office (Small) | Electric Energy (GWh/year) | Energy Efficiency | 0.11848 | 0.1354 | 0.13957 | 0.14338 | 0.13438 | 0.10726 | 0.10945 | 0.11314 | 0.11854 | 0.12388 | 0.12882
2023 PG Study Reference Scenario | SDG&E | Com | HVAC | Com - Office (Small) | Gas Energy (MMTherm/year) | Energy Efficiency | 0.010288 | 0.01106 | 0.011285 | 0.011435 | 0.011529 | 0.001207 | 0.0011209 | 0.0011006 | 0.0011324 | 0.0011619 | 0.0011883
2023 PG Study Reference Scenario | SDG&E | Com | HVAC | Com - Other | Electric Demand (MW) | Energy Efficiency | 0.15803 | 0.14598 | 0.14371 | 0.1468 | 0.14824 | 0.14969 | 0.15148 | 0.15239 | 0.15106 | 0.15179 | 0.15312
2023 PG Study Reference Scenario | SDG&E | Com | HVAC | Com - Other | Electric Demand (MW) | Fuel Substitution | -0.00024593 | -0.00027036 | -0.00029485 | -0.00031924 | -0.00034334 | 0 | 0 | 0 | 0 | 0 | 0
2023 PG Study Reference Scenario | SDG&E | Com | HVAC | Com - Other | Electric Energy (GWh/year) | Energy Efficiency | 0.26305 | 0.2239 | 0.21718 | 0.22796 | 0.23676 | 0.24122 | 0.24774 | 0.24908 | 0.24484 | 0.24841 | 0.25454
2023 PG Study Reference Scenario | SDG&E | Com | HVAC | Com - Other | Electric Energy (GWh/year) | Fuel Substitution | 0.00016489 | 0.00017998 | 0.0001948 | 0.00020914 | 0.00022275 | 0 | 0 | 0 | 0 | 0 | 0
2023 PG Study Reference Scenario | SDG&E | Com | HVAC | Com - Other | Gas Energy (MMTherm/year) | Energy Efficiency | 0.016714 | 0.01723 | 0.017668 | 0.018048 | 0.018171 | 0.018465 | 0.018684 | 0.018853 | 0.019007 | 0.019094 | 0.019105
2023 PG Study Reference Scenario | SDG&E | Com | HVAC | Com - Other | Gas Energy (MMTherm/year) | Fuel Substitution | 0.00067507 | 0.00074172 | 0.00080849 | 0.00087489 | 0.00094039 | 0 | 0 | 0 | 0 | 0 | 0
2023 PG Study Reference Scenario | SDG&E | Com | HVAC | Com - Refrig. Warehouse | Electric Demand (MW) | Energy Efficiency | 1.8574e-05 | 1.6979e-05 | 1.5351e-05 | 1.3889e-05 | 1.2777e-05 | 1.2382e-05 | 1.2778e-05 | 1.3085e-05 | 1.3305e-05 | 1.3409e-05 | 1.3411e-05
2023 PG Study Reference Scenario | SDG&E | Com | HVAC | Com - Refrig. Warehouse | Electric Energy (GWh/year) | Energy Efficiency | 9.2011e-05 | 9.6693e-05 | 0.00010117 | 0.00010535 | 0.00010944 | 0.00011326 | 0.00011688 | 0.00011969 | 0.0001217 | 0.00012265 | 0.00012267
2023 PG Study Reference Scenario | SDG&E | Com | HVAC | Com - Refrig. Warehouse | Gas Energy (MMTherm/year) | Energy Efficiency | 1.1932e-07 | 8.9785e-08 | 6.0114e-08 | 3.3209e-08 | 1.1361e-08 | 0 | 0 | 0 | 0 | 0 | 0
2023 PG Study Reference Scenario | SDG&E | Com | HVAC | Com - Restaurant | Electric Demand (MW) | Energy Efficiency | 0.010829 | 0.01057 | 0.010537 | 0.010453 | 0.0085589 | 0.0087864 | 0.0092976 | 0.009664 | 0.010073 | 0.01045 | 0.010786
2023 PG Study Reference Scenario | SDG&E | Com | HVAC | Com - Restaurant | Electric Energy (GWh/year) | Energy Efficiency | 0.031332 | 0.033149 | 0.035176 | 0.037007 | 0.031269 | 0.032272 | 0.034174 | 0.035615 | 0.037146 | 0.038545 | 0.039796
2023 PG Study Reference Scenario | SDG&E | Com | HVAC | Com - Restaurant | Electric Energy (GWh/year) | Fuel Substitution | 0 | 0 | 0 | 0 | 8.0949e-06 | 0 | 0 | 0 | 0 | 0 | 0
2023 PG Study Reference Scenario | SDG&E | Com | HVAC | Com - Restaurant | Gas Energy (MMTherm/year) | Energy Efficiency | 0.010065 | 0.0111 | 0.012216 | 0.013263 | 0.014287 | 0.015231 | 0.016144 | 0.016954 | 0.017665 | 0.018263 | 0.018738
2023 PG Study Reference Scenario | SDG&E | Com | HVAC | Com - Restaurant | Gas Energy (MMTherm/year) | Fuel Substitution | 0 | 0 | 0 | 0 | 1.8617e-06 | 0 | 0 | 0 | 0 | 0 | 0
2023 PG Study Reference Scenario | SDG&E | Com | HVAC | Com - Retail | Electric Demand (MW) | Energy Efficiency | 0.078293 | 0.076714 | 0.075666 | 0.074462 | 0.046513 | 0.044363 | 0.043005 | 0.042491 | 0.025696 | 0.026319 | 0.026888
2023 PG Study Reference Scenario | SDG&E | Com | HVAC | Com - Retail | Electric Demand (MW) | Fuel Substitution | 0 | 0 | 0 | -8.1676e-06 | -8.8783e-06 | 0 | 0 | 0 | 0 | 0 | 0
2023 PG Study Reference Scenario | SDG&E | Com | HVAC | Com - Retail | Electric Energy (GWh/year) | Energy Efficiency | 0.46295 | 0.48179 | 0.49815 | 0.50795 | 0.42706 | 0.417 | 0.40391 | 0.387 | 0.10379 | 0.10394 | 0.10632
2023 PG Study Reference Scenario | SDG&E | Com | HVAC | Com - Retail | Electric Energy (GWh/year) | Fuel Substitution | 0.0038484 | 0.0042136 | 0.0045791 | 0.0045898 | 0.0049214 | 0 | 0 | 0 | 0 | 0 | 0
2023 PG Study Reference Scenario | SDG&E | Com | HVAC | Com - Retail | Gas Energy (MMTherm/year) | Energy Efficiency | 0.0085179 | 0.008734 | 0.0088859 | 0.0088886 | 0.0087192 | 0.0067758 | 0.0063791 | 0.0058978 | 0.00063548 | 0.00060524 | 0.00061944
2023 PG Study Reference Scenario | SDG&E | Com | HVAC | Com - Retail | Gas Energy (MMTherm/year) | Fuel Substitution | 0.00019589 | 0.00021458 | 0.0002333 | 0.00030535 | 0.00032733 | 0 | 0 | 0 | 0 | 0 | 0
2023 PG Study Reference Scenario | SDG&E | Com | HVAC | Com - School | Electric Demand (MW) | Energy Efficiency | 0.058927 | 0.053773 | 0.054047 | 0.054115 | 0.054599 | 0.050837 | 0.052445 | 0.049525 | 0.049451 | 0.050851 | 0.052574
2023 PG Study Reference Scenario | SDG&E | Com | HVAC | Com - School | Electric Energy (GWh/year) | Energy Efficiency | 0.22285 | 0.20785 | 0.20873 | 0.20897 | 0.20981 | 0.1855 | 0.18926 | 0.17828 | 0.17886 | 0.1852 | 0.19201
2023 PG Study Reference Scenario | SDG&E | Com | HVAC | Com - School | Gas Energy (MMTherm/year) | Energy Efficiency | 0.012381 | 0.012815 | 0.013192 | 0.013514 | 0.013841 | 0.0078395 | 0.0079459 | 0.0080538 | 0.0081541 | 0.0082342 | 0.0083171
2023 PG Study Reference Scenario | SDG&E | Com | HVAC | Com - Warehouse | Electric Demand (MW) | Energy Efficiency | 0.014439 | 0.014522 | 0.010491 | 0.0091426 | 0.0097663 | 0.010179 | 0.010659 | 0.010769 | 0.0090128 | 0.0088935 | 0.0092549
2023 PG Study Reference Scenario | SDG&E | Com | HVAC | Com - Warehouse | Electric Demand (MW) | Fuel Substitution | -0.00014952 | -0.00016287 | -0.00017586 | -0.00018838 | -0.00020031 | 0 | 0 | 0 | 0 | 0 | 0
2023 PG Study Reference Scenario | SDG&E | Com | HVAC | Com - Warehouse | Electric Energy (GWh/year) | Energy Efficiency | 0.047316 | 0.051282 | 0.03963 | 0.035942 | 0.038356 | 0.040101 | 0.042033 | 0.042344 | 0.036145 | 0.035986 | 0.037444
2023 PG Study Reference Scenario | SDG&E | Com | HVAC | Com - Warehouse | Electric Energy (GWh/year) | Fuel Substitution | -0.0040921 | -0.0043726 | -0.0047106 | -0.005036 | -0.0053453 | 0 | 0 | 0 | 0 | 0 | 0
2023 PG Study Reference Scenario | SDG&E | Com | HVAC | Com - Warehouse | Gas Energy (MMTherm/year) | Energy Efficiency | 0.00012455 | 0.00012416 | 0.00013457 | 0.00014656 | 0.00015789 | 0.00016469 | 0.00017309 | 0.00018293 | 0.00019217 | 0.00020078 | 0.00020851
2023 PG Study Reference Scenario | SDG&E | Com | HVAC | Com - Warehouse | Gas Energy (MMTherm/year) | Fuel Substitution | 0.00057442 | 0.00064795 | 0.00069789 | 0.00074602 | 0.0007918 | 0 | 0 | 0 | 0 | 0 | 0
2023 PG Study Reference Scenario | SDG&E | Com | Lighting | Com - College | Electric Demand (MW) | Energy Efficiency | 0.00013422 | 0.00014307 | 0.00015154 | 0.0001607 | 0.00016808 | 0.00017637 | 0.00018439 | 0.00019157 | 0.00019835 | 0.00020186 | 0.00020754
2023 PG Study Reference Scenario | SDG&E | Com | Lighting | Com - College | Electric Energy (GWh/year) | Energy Efficiency | 0.00050608 | 0.00053944 | 0.00057136 | 0.0006059 | 0.00063371 | 0.00066497 | 0.00069522 | 0.00072228 | 0.00074785 | 0.00076107 | 0.00078249
2023 PG Study Reference Scenario | SDG&E | Com | Lighting | Com - College | Gas Energy (MMTherm/year) | Energy Efficiency | -2.519e-06 | -2.6851e-06 | -2.844e-06 | -3.0159e-06 | -3.1543e-06 | -3.3099e-06 | -3.4605e-06 | -3.5952e-06 | -3.7225e-06 | -3.7883e-06 | -3.8949e-06
2023 PG Study Reference Scenario | SDG&E | Com | Lighting | Com - Grocery | Electric Demand (MW) | Energy Efficiency | 0.0030808 | 0.0032117 | 0.0033803 | 0.00175 | 0.0017567 | 0.0018508 | 0.0019226 | 0.0019898 | 0.0020505 | 0.0021155 | 0.0021668
2023 PG Study Reference Scenario | SDG&E | Com | Lighting | Com - Grocery | Electric Energy (GWh/year) | Energy Efficiency | 0.017724 | 0.018477 | 0.019447 | 0.010137 | 0.010181 | 0.010725 | 0.011139 | 0.011528 | 0.011878 | 0.012254 | 0.01255
2023 PG Study Reference Scenario | SDG&E | Com | Lighting | Com - Grocery | Gas Energy (MMTherm/year) | Energy Efficiency | -0.00020885 | -0.00021773 | -0.00022916 | -0.00011709 | -0.00011745 | -0.00012378 | -0.00012861 | -0.00013315 | -0.00013725 | -0.00014164 | -0.00014512
2023 PG Study Reference Scenario | SDG&E | Com | Lighting | Com - Health | Electric Demand (MW) | Energy Efficiency | 0.0072943 | 0.0077307 | 0.0081423 | 0.0085983 | 0.008904 | 0.0091363 | 0.0090116 | 0.0092237 | 0.0095185 | 0.0099697 | 0.01053
2023 PG Study Reference Scenario | SDG&E | Com | Lighting | Com - Health | Electric Energy (GWh/year) | Energy Efficiency | 0.044603 | 0.047272 | 0.049789 | 0.052578 | 0.054448 | 0.055869 | 0.055107 | 0.056404 | 0.058207 | 0.060966 | 0.064391
2023 PG Study Reference Scenario | SDG&E | Com | Lighting | Com - Health | Gas Energy (MMTherm/year) | Energy Efficiency | -0.00024723 | -0.00026203 | -0.00027598 | -0.00029143 | -0.0003018 | -0.00030967 | -0.00030544 | -0.00031264 | -0.00032263 | -0.00033793 | -0.00035691
2023 PG Study Reference Scenario | SDG&E | Com | Lighting | Com - Lodging | Electric Demand (MW) | Energy Efficiency | 4.3349e-05 | 4.5643e-05 | 4.781e-05 | 5.0255e-05 | 5.1953e-05 | 3.6293e-05 | 3.0042e-05 | 3.1399e-05 | 3.2741e-05 | 3.397e-05 | 3.5022e-05
2023 PG Study Reference Scenario | SDG&E | Com | Lighting | Com - Lodging | Electric Energy (GWh/year) | Energy Efficiency | 0.00027677 | 0.00029142 | 0.00030525 | 0.00032086 | 0.0003317 | 0.00023172 | 0.00019181 | 0.00020047 | 0.00020904 | 0.00021688 | 0.0002236
2023 PG Study Reference Scenario | SDG&E | Com | Lighting | Com - Lodging | Gas Energy (MMTherm/year) | Energy Efficiency | -1.3048e-06 | -1.3739e-06 | -1.4391e-06 | -1.5127e-06 | -1.5638e-06 | -1.0925e-06 | -9.0428e-07 | -9.4515e-07 | -9.8553e-07 | -1.0225e-06 | -1.0542e-06
2023 PG Study Reference Scenario | SDG&E | Com | Lighting | Com - Office (Large) | Electric Demand (MW) | Energy Efficiency | 0.00016742 | 0.00017944 | 0.00019111 | 0.00020215 | 0.00021179 | 0.00022281 | 0.00023311 | 0.00024195 | 0.00024924 | 0.00025681 | 0.00026352
2023 PG Study Reference Scenario | SDG&E | Com | Lighting | Com - Office (Large) | Electric Energy (GWh/year) | Energy Efficiency | 0.0012521 | 0.001342 | 0.0014293 | 0.0015118 | 0.0015839 | 0.0016663 | 0.0017434 | 0.0018095 | 0.001864 | 0.0019206 | 0.0019708
2023 PG Study Reference Scenario | SDG&E | Com | Lighting | Com - Office (Large) | Gas Energy (MMTherm/year) | Energy Efficiency | -1.0188e-06 | -1.0919e-06 | -1.1629e-06 | -1.2301e-06 | -1.2888e-06 | -1.3558e-06 | -1.4186e-06 | -1.4723e-06 | -1.5167e-06 | -1.5627e-06 | -1.6036e-06
2023 PG Study Reference Scenario | SDG&E | Com | Lighting | Com - Office (Small) | Electric Demand (MW) | Energy Efficiency | 0.00034542 | 0.00036608 | 0.00038497 | 0.00040214 | 0.00041748 | 0.00043157 | 0.00044413 | 0.00045517 | 0.00046474 | 0.00047319 | 0.00048044
2023 PG Study Reference Scenario | SDG&E | Com | Lighting | Com - Office (Small) | Electric Energy (GWh/year) | Energy Efficiency | 0.0020303 | 0.0021517 | 0.0022627 | 0.0023636 | 0.0024538 | 0.0025366 | 0.0026105 | 0.0026753 | 0.0027316 | 0.0027813 | 0.0028239
2023 PG Study Reference Scenario | SDG&E | Com | Lighting | Com - Office (Small) | Gas Energy (MMTherm/year) | Energy Efficiency | -2.4215e-06 | -2.5662e-06 | -2.6987e-06 | -2.819e-06 | -2.9266e-06 | -3.0253e-06 | -3.1134e-06 | -3.1908e-06 | -3.2579e-06 | -3.3171e-06 | -3.3679e-06
2023 PG Study Reference Scenario | SDG&E | Com | Lighting | Com - Other | Electric Demand (MW) | Energy Efficiency | 1.8578e-06 | 2.0352e-06 | 2.2137e-06 | 2.392e-06 | 2.5608e-06 | 2.7352e-06 | 2.9047e-06 | 3.0681e-06 | 3.2262e-06 | 3.3801e-06 | 3.5249e-06
2023 PG Study Reference Scenario | SDG&E | Com | Lighting | Com - Other | Electric Energy (GWh/year) | Energy Efficiency | 8.544e-06 | 9.3598e-06 | 1.0181e-05 | 1.1001e-05 | 1.1777e-05 | 1.2579e-05 | 1.3359e-05 | 1.411e-05 | 1.4837e-05 | 1.5545e-05 | 1.6211e-05
2023 PG Study Reference Scenario | SDG&E | Com | Lighting | Com - Other | Gas Energy (MMTherm/year) | Energy Efficiency | -5.4745e-08 | -5.9972e-08 | -6.5234e-08 | -7.0488e-08 | -7.5461e-08 | -8.0602e-08 | -8.5596e-08 | -9.0409e-08 | -9.5069e-08 | -9.9603e-08 | -1.0387e-07
2023 PG Study Reference Scenario | SDG&E | Com | Lighting | Com - Refrig. Warehouse | Electric Demand (MW) | Energy Efficiency | 9.891e-06 | 1.0548e-05 | 1.1149e-05 | 1.168e-05 | 1.2212e-05 | 1.2686e-05 | 1.3152e-05 | 1.3574e-05 | 1.399e-05 | 1.4358e-05 | 1.4724e-05
2023 PG Study Reference Scenario | SDG&E | Com | Lighting | Com - Refrig. Warehouse | Electric Energy (GWh/year) | Energy Efficiency | 8.7735e-05 | 9.3556e-05 | 9.8881e-05 | 0.00010359 | 0.0001083 | 0.0001125 | 0.00011663 | 0.00012036 | 0.00012404 | 0.00012729 | 0.00013053
2023 PG Study Reference Scenario | SDG&E | Com | Lighting | Com - Restaurant | Electric Demand (MW) | Energy Efficiency | 0.0040028 | 0.0042226 | 0.004467 | 0.0046627 | 0.0048427 | 0.0049903 | 0.0051386 | 0.0052647 | 0.00538 | 0.0054818 | 0.0055698
2023 PG Study Reference Scenario | SDG&E | Com | Lighting | Com - Restaurant | Electric Energy (GWh/year) | Energy Efficiency | 0.022307 | 0.023531 | 0.024892 | 0.02598 | 0.026979 | 0.027799 | 0.028621 | 0.029319 | 0.029956 | 0.030519 | 0.031005
2023 PG Study Reference Scenario | SDG&E | Com | Lighting | Com - Restaurant | Gas Energy (MMTherm/year) | Energy Efficiency | -7.0633e-05 | -7.4511e-05 | -7.8821e-05 | -8.2268e-05 | -8.5438e-05 | -8.8037e-05 | -9.0645e-05 | -9.286e-05 | -9.4885e-05 | -9.6673e-05 | -9.8216e-05
2023 PG Study Reference Scenario | SDG&E | Com | Lighting | Com - Retail | Electric Demand (MW) | Energy Efficiency | 0.0030434 | 0.0032819 | 0.0035511 | 0.0038077 | 0.0040351 | 0.0042977 | 0.0045251 | 0.0047428 | 0.014172 | 0.014763 | 0.014966
2023 PG Study Reference Scenario | SDG&E | Com | Lighting | Com - Retail | Electric Energy (GWh/year) | Energy Efficiency | 0.018863 | 0.020344 | 0.022015 | 0.023609 | 0.025022 | 0.026653 | 0.028066 | 0.029419 | 0.088168 | 0.091847 | 0.093107
2023 PG Study Reference Scenario | SDG&E | Com | Lighting | Com - Retail | Gas Energy (MMTherm/year) | Energy Efficiency | -2.9652e-05 | -3.1944e-05 | -3.4531e-05 | -3.6992e-05 | -3.9168e-05 | -4.1681e-05 | -4.3851e-05 | -4.5926e-05 | -0.00013412 | -0.00013968 | -0.0001416
2023 PG Study Reference Scenario | SDG&E | Com | Lighting | Com - School | Electric Demand (MW) | Energy Efficiency | 3.3854e-05 | 2.261e-05 | 2.4524e-05 | 2.6428e-05 | 2.8355e-05 | 3.0204e-05 | 3.2024e-05 | 3.3814e-05 | 3.1693e-05 | 3.1568e-05 | 3.2977e-05
2023 PG Study Reference Scenario | SDG&E | Com | Lighting | Com - School | Electric Energy (GWh/year) | Energy Efficiency | 0.00022037 | 0.00014718 | 0.00015964 | 0.00017204 | 0.00018458 | 0.00019662 | 0.00020846 | 0.00022011 | 0.00020631 | 0.0002055 | 0.00021467
2023 PG Study Reference Scenario | SDG&E | Com | Lighting | Com - School | Gas Energy (MMTherm/year) | Energy Efficiency | -1.1282e-06 | -7.5353e-07 | -8.1732e-07 | -8.8077e-07 | -9.4498e-07 | -1.0066e-06 | -1.0673e-06 | -1.1269e-06 | -1.0562e-06 | -1.0521e-06 | -1.099e-06
2023 PG Study Reference Scenario | SDG&E | Com | Lighting | Com - Warehouse | Electric Demand (MW) | Energy Efficiency | 6.1371e-05 | 5.9169e-05 | 6.2715e-05 | 6.6152e-05 | 6.9134e-05 | 7.217e-05 | 7.4896e-05 | 7.7439e-05 | 5.8771e-05 | 4.949e-05 | 5.1317e-05
2023 PG Study Reference Scenario | SDG&E | Com | Lighting | Com - Warehouse | Electric Energy (GWh/year) | Energy Efficiency | 0.00048712 | 0.00046964 | 0.00049778 | 0.00052506 | 0.00054874 | 0.00057283 | 0.00059447 | 0.00061466 | 0.00046648 | 0.00039282 | 0.00040731
2023 PG Study Reference Scenario | SDG&E | Com | Lighting | Com - Warehouse | Gas Energy (MMTherm/year) | Energy Efficiency | -2.3116e-06 | -2.2286e-06 | -2.3622e-06 | -2.4916e-06 | -2.604e-06 | -2.7183e-06 | -2.821e-06 | -2.9168e-06 | -2.2137e-06 | -1.8641e-06 | -1.9329e-06
2023 PG Study Reference Scenario | SDG&E | Com | WaterHeat | Com - College | Electric Demand (MW) | Energy Efficiency | 0.0014039 | 0.0015221 | 0.0016427 | 0.0017734 | 0.0018976 | 0.0020313 | 0.0021725 | 0.002314 | 0.0024562 | 0.0025517 | 0.0026948
2023 PG Study Reference Scenario | SDG&E | Com | WaterHeat | Com - College | Electric Demand (MW) | Fuel Substitution | 0 | 0 | -0.0055136 | -0.011118 | -0.012703 | 0.048726 | 0.059183 | 0.06998 | 0.07954 | 0.087181 | 0.095462
2023 PG Study Reference Scenario | SDG&E | Com | WaterHeat | Com - College | Electric Energy (GWh/year) | Energy Efficiency | 0.0053148 | 0.0057624 | 0.0062189 | 0.0067139 | 0.0071838 | 0.0076898 | 0.0082241 | 0.00876 | 0.0092981 | 0.0096577 | 0.010199
2023 PG Study Reference Scenario | SDG&E | Com | WaterHeat | Com - College | Electric Energy (GWh/year) | Fuel Substitution | -0.012067 | -0.020639 | -0.065716 | -0.11115 | -0.12955 | 0.18446 | 0.22404 | 0.26492 | 0.30111 | 0.33003 | 0.36138
2023 PG Study Reference Scenario | SDG&E | Com | WaterHeat | Com - College | Gas Energy (MMTherm/year) | Energy Efficiency | 0.00034534 | 0.00038133 | 0.00041261 | 0.00044658 | 0.00047493 | 1.045e-05 | 1.0931e-05 | 1.1382e-05 | 1.171e-05 | 1.195e-05 | 1.2277e-05
2023 PG Study Reference Scenario | SDG&E | Com | WaterHeat | Com - College | Gas Energy (MMTherm/year) | Fuel Substitution | 0.0012759 | 0.0021824 | 0.0047417 | 0.0073022 | 0.0086133 | 0 | 0 | 0 | 0 | 0 | 0
2023 PG Study Reference Scenario | SDG&E | Com | WaterHeat | Com - Grocery | Electric Demand (MW) | Energy Efficiency | 0.0027461 | 0.0029086 | 0.0030932 | 0.0032796 | 0.003453 | 0.0036513 | 0.0038333 | 0.0040163 | 0.00419 | 0.0043736 | 0.0045506
2023 PG Study Reference Scenario | SDG&E | Com | WaterHeat | Com - Grocery | Electric Demand (MW) | Fuel Substitution | 0 | 0 | 0 | -0.0030023 | -0.0037754 | 0.037994 | 0.044489 | 0.051358 | 0.057529 | 0.062538 | 0.067259
2023 PG Study Reference Scenario | SDG&E | Com | WaterHeat | Com - Grocery | Electric Energy (GWh/year) | Energy Efficiency | 0.014395 | 0.015246 | 0.016214 | 0.017191 | 0.0181 | 0.019139 | 0.020093 | 0.021052 | 0.021963 | 0.022925 | 0.023853
2023 PG Study Reference Scenario | SDG&E | Com | WaterHeat | Com - Grocery | Electric Energy (GWh/year) | Fuel Substitution | -0.0068896 | -0.01772 | -0.027944 | -0.065348 | -0.081626 | 0.19916 | 0.2332 | 0.26921 | 0.30155 | 0.32781 | 0.35256
2023 PG Study Reference Scenario | SDG&E | Com | WaterHeat | Com - Grocery | Gas Energy (MMTherm/year) | Energy Efficiency | 0.00024748 | 0.00026844 | 0.00028228 | 0.00029638 | 0.00030694 | 0.00026199 | 0.00026793 | 0.00027338 | 0.00025543 | 0.00023759 | 0.00022574
2023 PG Study Reference Scenario | SDG&E | Com | WaterHeat | Com - Grocery | Gas Energy (MMTherm/year) | Fuel Substitution | 0.00071453 | 0.0018379 | 0.0028984 | 0.005146 | 0.0064142 | 0 | 0 | 0 | 0 | 0 | 0
2023 PG Study Reference Scenario | SDG&E | Com | WaterHeat | Com - Health | Electric Demand (MW) | Energy Efficiency | 0.0040881 | 0.0044184 | 0.0047558 | 0.0051258 | 0.0054596 | 0.0057783 | 0.0059745 | 0.0063114 | 0.0066903 | 0.0071542 | 0.0076936
2023 PG Study Reference Scenario | SDG&E | Com | WaterHeat | Com - Health | Electric Demand (MW) | Fuel Substitution | 0 | 0 | 0 | -0.0066374 | -0.01212 | 0.069561 | 0.081709 | 0.094609 | 0.10638 | 0.11617 | 0.12649
2023 PG Study Reference Scenario | SDG&E | Com | WaterHeat | Com - Health | Electric Energy (GWh/year) | Energy Efficiency | 0.033907 | 0.036646 | 0.039444 | 0.042514 | 0.045283 | 0.047926 | 0.049553 | 0.052348 | 0.05549 | 0.059339 | 0.063812
2023 PG Study Reference Scenario | SDG&E | Com | WaterHeat | Com - Health | Electric Energy (GWh/year) | Fuel Substitution | -0.026403 | -0.05435 | -0.081368 | -0.20312 | -0.3076 | 0.57695 | 0.67771 | 0.7847 | 0.88234 | 0.9635 | 1.0491
2023 PG Study Reference Scenario | SDG&E | Com | WaterHeat | Com - Health | Gas Energy (MMTherm/year) | Energy Efficiency | 0.00096081 | 0.0010437 | 0.0011207 | 0.0012115 | 0.0012765 | 5.2504e-05 | 5.3004e-05 | 5.43e-05 | 5.1919e-05 | 4.97e-05 | 4.879e-05
2023 PG Study Reference Scenario | SDG&E | Com | WaterHeat | Com - Health | Gas Energy (MMTherm/year) | Fuel Substitution | 0.0027927 | 0.0057488 | 0.0086066 | 0.015662 | 0.021903 | 0 | 0 | 0 | 0 | 0 | 0
2023 PG Study Reference Scenario | SDG&E | Com | WaterHeat | Com - Lodging | Electric Demand (MW) | Energy Efficiency | 0.00106 | 0.0011376 | 0.001216 | 0.0013026 | 0.0013797 | 0.0014342 | 0.0015162 | 0.0015991 | 0.0016725 | 0.0017429 | 0.0018137
2023 PG Study Reference Scenario | SDG&E | Com | WaterHeat | Com - Lodging | Electric Demand (MW) | Fuel Substitution | 0 | 0 | 0 | -0.011535 | -0.020174 | 0.091983 | 0.10632 | 0.12113 | 0.13344 | 0.14309 | 0.15437
2023 PG Study Reference Scenario | SDG&E | Com | WaterHeat | Com - Lodging | Electric Energy (GWh/year) | Energy Efficiency | 0.0085779 | 0.0092056 | 0.0098404 | 0.010541 | 0.011165 | 0.011609 | 0.012272 | 0.012943 | 0.013537 | 0.014107 | 0.01468
2023 PG Study Reference Scenario | SDG&E | Com | WaterHeat | Com - Lodging | Electric Energy (GWh/year) | Fuel Substitution | -0.072331 | -0.10766 | -0.14133 | -0.33769 | -0.61847 | 0.74451 | 0.86057 | 0.98044 | 1.0801 | 1.1582 | 1.2494
2023 PG Study Reference Scenario | SDG&E | Com | WaterHeat | Com - Lodging | Gas Energy (MMTherm/year) | Energy Efficiency | 0.0083085 | 0.0088568 | 0.0094027 | 0.010076 | 0.01056 | 5.5006e-05 | 5.697e-05 | 0.00049079 | 5.5656e-05 | 5.1644e-05 | 4.8673e-05
2023 PG Study Reference Scenario | SDG&E | Com | WaterHeat | Com - Lodging | Gas Energy (MMTherm/year) | Fuel Substitution | 0.0074945 | 0.011155 | 0.014643 | 0.025316 | 0.051089 | 0 | 0 | 0 | 0 | 0 | 0
2023 PG Study Reference Scenario | SDG&E | Com | WaterHeat | Com - Office (Large) | Electric Demand (MW) | Energy Efficiency | 0.00076319 | 0.0008254 | 0.00088916 | 0.0009538 | 0.0010172 | 0.0010866 | 0.0011581 | 0.0012285 | 0.0012961 | 0.0013676 | 0.0014398
2023 PG Study Reference Scenario | SDG&E | Com | WaterHeat | Com - Office (Large) | Electric Demand (MW) | Fuel Substitution | 0 | 0 | -0.00058017 | -0.0011397 | -0.0013305 | 0.007369 | 0.0086138 | 0.0099221 | 0.0111 | 0.01206 | 0.013109
2023 PG Study Reference Scenario | SDG&E | Com | WaterHeat | Com - Office (Large) | Electric Energy (GWh/year) | Energy Efficiency | 0.013751 | 0.014872 | 0.01602 | 0.017185 | 0.018328 | 0.019576 | 0.020865 | 0.022132 | 0.02335 | 0.024637 | 0.025938
2023 PG Study Reference Scenario | SDG&E | Com | WaterHeat | Com - Office (Large) | Electric Energy (GWh/year) | Fuel Substitution | -0.0062944 | -0.013166 | -0.038207 | -0.062315 | -0.074453 | 0.13276 | 0.15518 | 0.17875 | 0.19998 | 0.21726 | 0.23617
2023 PG Study Reference Scenario | SDG&E | Com | WaterHeat | Com - Office (Large) | Gas Energy (MMTherm/year) | Energy Efficiency | 0.00059592 | 0.00065422 | 0.00071389 | 0.00077297 | 0.00082673 | 0 | 0 | 0 | 0 | 0 | 0
2023 PG Study Reference Scenario | SDG&E | Com | WaterHeat | Com - Office (Large) | Gas Energy (MMTherm/year) | Fuel Substitution | 0.00066769 | 0.0013966 | 0.0029442 | 0.0044321 | 0.0053551 | 0 | 0 | 0 | 0 | 0 | 0
2023 PG Study Reference Scenario | SDG&E | Com | WaterHeat | Com - Office (Small) | Electric Demand (MW) | Energy Efficiency | 5.2221e-05 | 5.6388e-05 | 6.0615e-05 | 6.4906e-05 | 6.9252e-05 | 7.3705e-05 | 7.8237e-05 | 8.2843e-05 | 8.7364e-05 | 9.1954e-05 | 9.666e-05
2023 PG Study Reference Scenario | SDG&E | Com | WaterHeat | Com - Office (Small) | Electric Demand (MW) | Fuel Substitution | 0 | 0 | -4.0712e-05 | -7.8806e-05 | -9.3201e-05 | 0.00045663 | 0.00055227 | 0.00065094 | 0.00073807 | 0.00080765 | 0.00087979
2023 PG Study Reference Scenario | SDG&E | Com | WaterHeat | Com - Office (Small) | Electric Energy (GWh/year) | Energy Efficiency | 0.0055692 | 0.0060136 | 0.0064645 | 0.0069221 | 0.0073855 | 0.0078605 | 0.0083439 | 0.0088351 | 0.0093172 | 0.0098067 | 0.010309
2023 PG Study Reference Scenario | SDG&E | Com | WaterHeat | Com - Office (Small) | Electric Energy (GWh/year) | Fuel Substitution | -0.0017471 | -0.0042388 | -0.014347 | -0.023847 | -0.028767 | 0.048699 | 0.058898 | 0.069422 | 0.078713 | 0.086134 | 0.093828
2023 PG Study Reference Scenario | SDG&E | Com | WaterHeat | Com - Office (Small) | Gas Energy (MMTherm/year) | Fuel Substitution | 0.00018401 | 0.00044644 | 0.0010537 | 0.0016264 | 0.001983 | 0 | 0 | 0 | 0 | 0 | 0
2023 PG Study Reference Scenario | SDG&E | Com | WaterHeat | Com - Other | Electric Demand (MW) | Energy Efficiency | 0.025996 | 0.028273 | 0.030616 | 0.033025 | 0.035419 | 0.037957 | 0.04055 | 0.043196 | 0.045767 | 0.048393 | 0.051098
2023 PG Study Reference Scenario | SDG&E | Com | WaterHeat | Com - Other | Electric Demand (MW) | Fuel Substitution | 0 | 0 | 0 | -0.034105 | -0.063234 | 0.27905 | 0.32766 | 0.37882 | 0.42453 | 0.4617 | 0.50345
2023 PG Study Reference Scenario | SDG&E | Com | WaterHeat | Com - Other | Electric Energy (GWh/year) | Energy Efficiency | 0.16747 | 0.18214 | 0.19723 | 0.21275 | 0.22817 | 0.24452 | 0.26123 | 0.27827 | 0.29484 | 0.31175 | 0.32918
2023 PG Study Reference Scenario | SDG&E | Com | WaterHeat | Com - Other | Electric Energy (GWh/year) | Fuel Substitution | -0.11828 | -0.20981 | -0.29707 | -0.77315 | -1.1894 | 1.7977 | 2.1108 | 2.4404 | 2.7349 | 2.9743 | 3.2433
2023 PG Study Reference Scenario | SDG&E | Com | WaterHeat | Com - Other | Gas Energy (MMTherm/year) | Energy Efficiency | 0.0010661 | 0.0012594 | 0.0013601 | 0.0014593 | 0.0015515 | 0.00078611 | 0.00081793 | 0.00084534 | 0.00080315 | 0.00075125 | 0.00071528
2023 PG Study Reference Scenario | SDG&E | Com | WaterHeat | Com - Other | Gas Energy (MMTherm/year) | Fuel Substitution | 0.012195 | 0.021632 | 0.030628 | 0.057061 | 0.080631 | 0 | 0 | 0 | 0 | 0 | 0
2023 PG Study Reference Scenario | SDG&E | Com | WaterHeat | Com - Refrig. Warehouse | Electric Demand (MW) | Energy Efficiency | 1.773e-05 | 1.9078e-05 | 2.0424e-05 | 2.1758e-05 | 2.3155e-05 | 2.4555e-05 | 2.6017e-05 | 2.75e-05 | 2.9004e-05 | 3.0517e-05 | 3.2114e-05
2023 PG Study Reference Scenario | SDG&E | Com | WaterHeat | Com - Refrig. Warehouse | Electric Energy (GWh/year) | Energy Efficiency | 0.00020356 | 0.00021902 | 0.00023449 | 0.0002498 | 0.00026584 | 0.00028191 | 0.0002987 | 0.00031571 | 0.00033299 | 0.00035035 | 0.00036869
2023 PG Study Reference Scenario | SDG&E | Com | WaterHeat | Com - Refrig. Warehouse | Electric Energy (GWh/year) | Fuel Substitution | -5.075e-05 | -8.4299e-05 | -0.00011604 | -0.00014595 | -0.00017489 | 0 | 0 | 0 | 0 | 0 | 0
2023 PG Study Reference Scenario | SDG&E | Com | WaterHeat | Com - Refrig. Warehouse | Gas Energy (MMTherm/year) | Energy Efficiency | 5.2856e-07 | 5.8506e-07 | 6.3995e-07 | 6.9231e-07 | 7.4876e-07 | 0 | 0 | 0 | 0 | 0 | 0
2023 PG Study Reference Scenario | SDG&E | Com | WaterHeat | Com - Refrig. Warehouse | Gas Energy (MMTherm/year) | Fuel Substitution | 5.4186e-06 | 9.0007e-06 | 1.239e-05 | 1.5583e-05 | 1.8673e-05 | 0 | 0 | 0 | 0 | 0 | 0
2023 PG Study Reference Scenario | SDG&E | Com | WaterHeat | Com - Restaurant | Electric Demand (MW) | Energy Efficiency | 0.006861 | 0.007292 | 0.007757 | 0.0081918 | 0.0086274 | 0.0090477 | 0.009486 | 0.009919 | 0.010348 | 0.010778 | 0.011212
2023 PG Study Reference Scenario | SDG&E | Com | WaterHeat | Com - Restaurant | Electric Demand (MW) | Fuel Substitution | 0 | 0 | -0.017391 | -0.025031 | -0.030307 | 0.21729 | 0.26188 | 0.30715 | 0.34633 | 0.37677 | 0.40505
2023 PG Study Reference Scenario | SDG&E | Com | WaterHeat | Com - Restaurant | Electric Energy (GWh/year) | Energy Efficiency | 0.035172 | 0.037381 | 0.039765 | 0.041994 | 0.044226 | 0.046381 | 0.048627 | 0.050847 | 0.053044 | 0.055249 | 0.057473
2023 PG Study Reference Scenario | SDG&E | Com | WaterHeat | Com - Restaurant | Electric Energy (GWh/year) | Fuel Substitution | -0.045922 | -0.10001 | -0.30341 | -0.41772 | -0.50889 | 1.1139 | 1.3425 | 1.5746 | 1.7754 | 1.9315 | 2.0764
2023 PG Study Reference Scenario | SDG&E | Com | WaterHeat | Com - Restaurant | Gas Energy (MMTherm/year) | Energy Efficiency | 7.6544e-05 | 8.3921e-05 | 0.00060651 | 0.00067663 | 0.00071479 | 0.00063143 | 0.00065438 | 0.00067462 | 0.00069037 | 0.00070499 | 0.00071961
2023 PG Study Reference Scenario | SDG&E | Com | WaterHeat | Com - Restaurant | Gas Energy (MMTherm/year) | Fuel Substitution | 0.0050591 | 0.011017 | 0.023605 | 0.031885 | 0.03895 | 0 | 0 | 0 | 0 | 0 | 0
2023 PG Study Reference Scenario | SDG&E | Com | WaterHeat | Com - Retail | Electric Demand (MW) | Energy Efficiency | 0.0015483 | 0.0016444 | 0.0017483 | 0.0018501 | 0.0019468 | 0.0020536 | 0.0021543 | 0.0022554 | 0.0023463 | 0.0024374 | 0.0025291
2023 PG Study Reference Scenario | SDG&E | Com | WaterHeat | Com - Retail | Electric Demand (MW) | Fuel Substitution | 0 | 0 | -0.00082118 | -0.0010908 | -0.001327 | 0.010454 | 0.011889 | 0.013389 | 0.014694 | 0.015738 | 0.016802
2023 PG Study Reference Scenario | SDG&E | Com | WaterHeat | Com - Retail | Electric Energy (GWh/year) | Energy Efficiency | 0.009665 | 0.010265 | 0.010914 | 0.011549 | 0.012153 | 0.012819 | 0.013448 | 0.014079 | 0.014647 | 0.015215 | 0.015788
2023 PG Study Reference Scenario | SDG&E | Com | WaterHeat | Com - Retail | Electric Energy (GWh/year) | Fuel Substitution | -0.0045009 | -0.0082697 | -0.020934 | -0.02727 | -0.033059 | 0.065261 | 0.074217 | 0.083578 | 0.091724 | 0.098244 | 0.10489
2023 PG Study Reference Scenario | SDG&E | Com | WaterHeat | Com - Retail | Gas Energy (MMTherm/year) | Energy Efficiency | 0 | 0 | 0.00075688 | 0.00076281 | 0.00076894 | 0.00077518 | 0.00078161 | 0.00078811 | 0 | 0 | 0
2023 PG Study Reference Scenario | SDG&E | Com | WaterHeat | Com - Retail | Gas Energy (MMTherm/year) | Fuel Substitution | 0.00049019 | 0.00088647 | 0.0016777 | 0.0021666 | 0.0026201 | 0 | 0 | 0 | 0 | 0 | 0
2023 PG Study Reference Scenario | SDG&E | Com | WaterHeat | Com - School | Electric Demand (MW) | Energy Efficiency | 0.00097955 | 0.0010642 | 0.0011506 | 0.0012392 | 0.0013315 | 0.0014238 | 0.0015196 | 0.0016185 | 0.0017172 | 0.0018174 | 0.0019218
2023 PG Study Reference Scenario | SDG&E | Com | WaterHeat | Com - School | Electric Demand (MW) | Fuel Substitution | 0 | 0 | -0.002674 | -0.0053215 | -0.0061675 | 0.0247 | 0.029985 | 0.035403 | 0.040127 | 0.043884 | 0.047987
2023 PG Study Reference Scenario | SDG&E | Com | WaterHeat | Com - School | Electric Energy (GWh/year) | Energy Efficiency | 0.013285 | 0.014434 | 0.015605 | 0.016806 | 0.018058 | 0.019309 | 0.020608 | 0.02195 | 0.023288 | 0.024647 | 0.026063
2023 PG Study Reference Scenario | SDG&E | Com | WaterHeat | Com - School | Electric Energy (GWh/year) | Fuel Substitution | -0.020921 | -0.036544 | -0.11537 | -0.19306 | -0.22743 | 0.33498 | 0.40665 | 0.48013 | 0.54418 | 0.59514 | 0.65078
2023 PG Study Reference Scenario | SDG&E | Com | WaterHeat | Com - School | Gas Energy (MMTherm/year) | Energy Efficiency | 0.00043558 | 0.00049529 | 0.00053656 | 0.00057746 | 0.00061929 | 0.00014147 | 0.00014772 | 0.00015384 | 0.0001577 | 0.00016127 | 0.00016546
2023 PG Study Reference Scenario | SDG&E | Com | WaterHeat | Com - School | Gas Energy (MMTherm/year) | Fuel Substitution | 0.002276 | 0.0039756 | 0.0086055 | 0.013151 | 0.015643 | 0 | 0 | 0 | 0 | 0 | 0
2023 PG Study Reference Scenario | SDG&E | Com | WaterHeat | Com - Warehouse | Electric Demand (MW) | Energy Efficiency | 7.1761e-05 | 7.7691e-05 | 8.3733e-05 | 8.9963e-05 | 9.607e-05 | 0.0001025 | 0.00010898 | 0.0001156 | 0.00012203 | 0.00012853 | 0.00013513
2023 PG Study Reference Scenario | SDG&E | Com | WaterHeat | Com - Warehouse | Electric Demand (MW) | Fuel Substitution | 0 | 0 | -1.3934e-05 | -3.0211e-05 | -3.5412e-05 | 0.00014636 | 0.00016975 | 0.00019422 | 0.00021584 | 0.00023308 | 0.00025336
2023 PG Study Reference Scenario | SDG&E | Com | WaterHeat | Com - Warehouse | Electric Energy (GWh/year) | Energy Efficiency | 0.0018968 | 0.0020536 | 0.0022133 | 0.002378 | 0.0025394 | 0.0027092 | 0.0028804 | 0.0030554 | 0.0032256 | 0.0033974 | 0.0035717
2023 PG Study Reference Scenario | SDG&E | Com | WaterHeat | Com - Warehouse | Electric Energy (GWh/year) | Fuel Substitution | -0.00031836 | -0.00051385 | -0.0013569 | -0.0023032 | -0.0027219 | 0.0038686 | 0.0044868 | 0.0051335 | 0.0057049 | 0.0061607 | 0.0066967
2023 PG Study Reference Scenario | SDG&E | Com | WaterHeat | Com - Warehouse | Gas Energy (MMTherm/year) | Energy Efficiency | 3.1761e-05 | 3.4512e-05 | 3.7255e-05 | 4.0046e-05 | 4.2564e-05 | 0 | 0 | 0 | 0 | 0 | 0
2023 PG Study Reference Scenario | SDG&E | Com | WaterHeat | Com - Warehouse | Gas Energy (MMTherm/year) | Fuel Substitution | 3.3061e-05 | 5.3361e-05 | 0.00010271 | 0.00015629 | 0.00018546 | 0 | 0 | 0 | 0 | 0 | 0
2023 PG Study Reference Scenario | SDG&E | Com | WholeBlg | Com - College | Electric Demand (MW) | Energy Efficiency | 0 | 0 | 0 | 0 | 0 | 0 | 0 | 0 | 0.0019437 | 0.0019127 | 0.024383
2023 PG Study Reference Scenario | SDG&E | Com | WholeBlg | Com - College | Electric Energy (GWh/year) | Energy Efficiency | 0 | 0 | 0 | 0 | 0 | 0 | 0 | 0 | 0.01798 | 0.017693 | 0.22587
2023 PG Study Reference Scenario | SDG&E | Com | WholeBlg | Com - College | Gas Energy (MMTherm/year) | Energy Efficiency | 0 | 0 | 0 | 0 | 0 | 0 | 0 | 0 | 0.00060547 | 0.0005958 | 0.0070159
2023 PG Study Reference Scenario | SDG&E | Com | WholeBlg | Com - Grocery | Electric Demand (MW) | Energy Efficiency | 0.060698 | 0.049356 | 0.049501 | 0.049793 | 0.028183 | 0.028489 | 0.028642 | 0.028676 | 0.028563 | 0.028652 | 0.028599
2023 PG Study Reference Scenario | SDG&E | Com | WholeBlg | Com - Grocery | Electric Energy (GWh/year) | Energy Efficiency | 0.85725 | 0.69708 | 0.69912 | 0.70325 | 0.39804 | 0.40237 | 0.40452 | 0.405 | 0.4034 | 0.40467 | 0.40391
2023 PG Study Reference Scenario | SDG&E | Com | WholeBlg | Com - Grocery | Gas Energy (MMTherm/year) | Energy Efficiency | 0.011366 | 0.0092425 | 0.0092696 | 0.0093243 | 0.0052776 | 0.005335 | 0.0053635 | 0.0053699 | 0.0053487 | 0.0053655 | 0.0053554
2023 PG Study Reference Scenario | SDG&E | Com | WholeBlg | Com - Restaurant | Electric Demand (MW) | Energy Efficiency | 0.14897 | 0.11902 | 0.12003 | 0.12074 | 0.069575 | 0.069259 | 0.069035 | 0.068481 | 0.067986 | 0.06756 | 0.067153
2023 PG Study Reference Scenario | SDG&E | Com | WholeBlg | Com - Restaurant | Electric Energy (GWh/year) | Energy Efficiency | 0.78245 | 0.62514 | 0.63044 | 0.63416 | 0.36544 | 0.36378 | 0.3626 | 0.35969 | 0.35709 | 0.35485 | 0.35271
2023 PG Study Reference Scenario | SDG&E | Com | WholeBlg | Com - Restaurant | Gas Energy (MMTherm/year) | Energy Efficiency | 0.043575 | 0.034814 | 0.03511 | 0.035317 | 0.020351 | 0.020259 | 0.020194 | 0.020032 | 0.019887 | 0.019762 | 0.019643
2023 PG Study Reference Scenario | SDG&E | Com | WholeBlg | Com - Retail | Electric Demand (MW) | Energy Efficiency | 0.30799 | 0.25161 | 0.25547 | 0.2589 | 0.14745 | 0.14936 | 0.1505 | 0.15092 | 0.15148 | 0.15239 | 0.15262
2023 PG Study Reference Scenario | SDG&E | Com | WholeBlg | Com - Retail | Electric Energy (GWh/year) | Energy Efficiency | 1.3987 | 1.1426 | 1.1602 | 1.1758 | 0.66963 | 0.67828 | 0.68346 | 0.68539 | 0.68793 | 0.69203 | 0.69309
2023 PG Study Reference Scenario | SDG&E | Com | WholeBlg | Com - Retail | Gas Energy (MMTherm/year) | Energy Efficiency | 0.0088034 | 0.0071919 | 0.0073024 | 0.0074005 | 0.0042148 | 0.0042692 | 0.0043018 | 0.004314 | 0.00433 | 0.0043558 | 0.0043625
2023 PG Study Reference Scenario | SDG&E | Ind | BROs | Ind - All Other Industrial | Electric Demand (MW) | Energy Efficiency | 0.0098411 | 0.010623 | 0.011392 | 0.012142 | 0.012915 | 0.013705 | 0.014429 | 0.015227 | 0.016021 | 0.016816 | 0.017611
2023 PG Study Reference Scenario | SDG&E | Ind | BROs | Ind - All Other Industrial | Electric Energy (GWh/year) | Energy Efficiency | 0.050543 | 0.054557 | 0.058507 | 0.062361 | 0.06633 | 0.070389 | 0.074104 | 0.078202 | 0.082282 | 0.086363 | 0.090447
2023 PG Study Reference Scenario | SDG&E | Ind | BROs | Ind - All Other Industrial | Gas Energy (MMTherm/year) | Energy Efficiency | 0.00085907 | 0.00092948 | 0.00099627 | 0.0010618 | 0.0011308 | 0.0012014 | 0.0012608 | 0.0013346 | 0.0014097 | 0.001486 | 0.0015638
2023 PG Study Reference Scenario | SDG&E | Ind | BROs | Ind - Chemicals | Electric Demand (MW) | Energy Efficiency | 0.037429 | 0.040361 | 0.043308 | 0.046181 | 0.049106 | 0.052045 | 0.054946 | 0.057853 | 0.060718 | 0.063559 | 0.066378
2023 PG Study Reference Scenario | SDG&E | Ind | BROs | Ind - Chemicals | Electric Energy (GWh/year) | Energy Efficiency | 0.19223 | 0.20729 | 0.22243 | 0.23718 | 0.2522 | 0.2673 | 0.2822 | 0.29713 | 0.31184 | 0.32643 | 0.34091
2023 PG Study Reference Scenario | SDG&E | Ind | BROs | Ind - Chemicals | Gas Energy (MMTherm/year) | Energy Efficiency | 0.0046996 | 0.0051096 | 0.005508 | 0.0059034 | 0.0063201 | 0.0067359 | 0.0071268 | 0.0075519 | 0.0079798 | 0.0084125 | 0.0088533
2023 PG Study Reference Scenario | SDG&E | Ind | BROs | Ind - Electronics | Electric Demand (MW) | Energy Efficiency | 0.02231 | 0.024333 | 0.026394 | 0.028464 | 0.03063 | 0.032861 | 0.034977 | 0.037325 | 0.039706 | 0.042128 | 0.044592
2023 PG Study Reference Scenario | SDG&E | Ind | BROs | Ind - Electronics | Electric Energy (GWh/year) | Energy Efficiency | 0.11458 | 0.12497 | 0.13555 | 0.14619 | 0.15731 | 0.16877 | 0.17964 | 0.1917 | 0.20393 | 0.21637 | 0.22902
2023 PG Study Reference Scenario | SDG&E | Ind | BROs | Ind - Electronics | Gas Energy (MMTherm/year) | Energy Efficiency | 0.0020654 | 0.0022713 | 0.0024809 | 0.0026969 | 0.0029291 | 0.0031698 | 0.0034083 | 0.0036769 | 0.0039575 | 0.0042501 | 0.0045553
2023 PG Study Reference Scenario | SDG&E | Ind | BROs | Ind - Fabricated Metals | Electric Demand (MW) | Energy Efficiency | 0.01194 | 0.01289 | 0.013839 | 0.01477 | 0.015718 | 0.016674 | 0.017556 | 0.018515 | 0.01946 | 0.020397 | 0.021325
2023 PG Study Reference Scenario | SDG&E | Ind | BROs | Ind - Fabricated Metals | Electric Energy (GWh/year) | Energy Efficiency | 0.061323 | 0.066199 | 0.071078 | 0.075858 | 0.080724 | 0.085634 | 0.090167 | 0.095089 | 0.099943 | 0.10476 | 0.10952
2023 PG Study Reference Scenario | SDG&E | Ind | BROs | Ind - Fabricated Metals | Gas Energy (MMTherm/year) | Energy Efficiency | 0.0012214 | 0.0013182 | 0.0014136 | 0.0015073 | 0.0016033 | 0.0016986 | 0.0017842 | 0.0018812 | 0.0019779 | 0.0020743 | 0.0021704
2023 PG Study Reference Scenario | SDG&E | Ind | BROs | Ind - Food | Electric Demand (MW) | Energy Efficiency | 0.020736 | 0.022215 | 0.023671 | 0.02506 | 0.026451 | 0.027836 | 0.029163 | 0.030498 | 0.031802 | 0.03308 | 0.034325
2023 PG Study Reference Scenario | SDG&E | Ind | BROs | Ind - Food | Electric Energy (GWh/year) | Energy Efficiency | 0.1065 | 0.11409 | 0.12157 | 0.1287 | 0.13585 | 0.14296 | 0.14978 | 0.15663 | 0.16333 | 0.16989 | 0.17629
2023 PG Study Reference Scenario | SDG&E | Ind | BROs | Ind - Food | Gas Energy (MMTherm/year) | Energy Efficiency | 0.0061234 | 0.0065277 | 0.0069111 | 0.007271 | 0.0076296 | 0.0079749 | 0.0083004 | 0.0086317 | 0.0089583 | 0.0092776 | 0.009588
2023 PG Study Reference Scenario | SDG&E | Ind | BROs | Ind - Industrial Machinery | Electric Demand (MW) | Energy Efficiency | 0.011612 | 0.012548 | 0.01349 | 0.014407 | 0.015323 | 0.016246 | 0.017142 | 0.018079 | 0.01901 | 0.019932 | 0.020848
2023 PG Study Reference Scenario | SDG&E | Ind | BROs | Ind - Industrial Machinery | Electric Energy (GWh/year) | Energy Efficiency | 0.059636 | 0.064443 | 0.069281 | 0.073991 | 0.078698 | 0.083439 | 0.088039 | 0.092851 | 0.097632 | 0.10237 | 0.10708
2023 PG Study Reference Scenario | SDG&E | Ind | BROs | Ind - Industrial Machinery | Gas Energy (MMTherm/year) | Energy Efficiency | 0.00054769 | 0.00059073 | 0.00063352 | 0.00067514 | 0.00071693 | 0.00075814 | 0.00079848 | 0.00084058 | 0.00088276 | 0.00092473 | 0.00096664
2023 PG Study Reference Scenario | SDG&E | Ind | BROs | Ind - Lumber & Furniture | Electric Demand (MW) | Energy Efficiency | 0.00065226 | 0.00070426 | 0.00075352 | 0.00080121 | 0.00084984 | 0.00089934 | 0.00094268 | 0.00099316 | 0.0010432 | 0.0010928 | 0.0011422
2023 PG Study Reference Scenario | SDG&E | Ind | BROs | Ind - Lumber & Furniture | Electric Energy (GWh/year) | Energy Efficiency | 0.0033499 | 0.003617 | 0.00387 | 0.0041149 | 0.0043647 | 0.0046189 | 0.0048415 | 0.0051007 | 0.0053577 | 0.0056128 | 0.005866
2023 PG Study Reference Scenario | SDG&E | Ind | BROs | Ind - Lumber & Furniture | Gas Energy (MMTherm/year) | Energy Efficiency | 1.487e-05 | 1.6094e-05 | 1.718e-05 | 1.8227e-05 | 1.9304e-05 | 2.0387e-05 | 2.122e-05 | 2.2362e-05 | 2.3513e-05 | 2.466e-05 | 2.5807e-05
2023 PG Study Reference Scenario | SDG&E | Ind | BROs | Ind - Paper | Electric Demand (MW) | Energy Efficiency | 0.0036881 | 0.0040053 | 0.0042752 | 0.0044938 | 0.0047043 | 0.0049127 | 0.0050531 | 0.005259 | 0.0054589 | 0.0056529 | 0.0058398
2023 PG Study Reference Scenario | SDG&E | Ind | BROs | Ind - Paper | Electric Energy (GWh/year) | Energy Efficiency | 0.018942 | 0.020571 | 0.021957 | 0.02308 | 0.024161 | 0.025231 | 0.025952 | 0.02701 | 0.028036 | 0.029033 | 0.029993
2023 PG Study Reference Scenario | SDG&E | Ind | BROs | Ind - Paper | Gas Energy (MMTherm/year) | Energy Efficiency | 6.1226e-06 | 6.6347e-06 | 7.0699e-06 | 7.4275e-06 | 7.7747e-06 | 8.1103e-06 | 8.3467e-06 | 8.6827e-06 | 9.0134e-06 | 9.3369e-06 | 9.6519e-06
2023 PG Study Reference Scenario | SDG&E | Ind | BROs | Ind - Petroleum | Electric Demand (MW) | Energy Efficiency | 0.0021989 | 0.0023477 | 0.0024959 | 0.0026396 | 0.002789 | 0.002944 | 0.0030984 | 0.0032532 | 0.0034042 | 0.0035531 | 0.0036994
2023 PG Study Reference Scenario | SDG&E | Ind | BROs | Ind - Petroleum | Electric Energy (GWh/year) | Energy Efficiency | 0.011293 | 0.012058 | 0.012819 | 0.013557 | 0.014324 | 0.01512 | 0.015913 | 0.016708 | 0.017484 | 0.018248 | 0.019
2023 PG Study Reference Scenario | SDG&E | Ind | BROs | Ind - Petroleum | Gas Energy (MMTherm/year) | Energy Efficiency | 0.0013531 | 0.0014532 | 0.0015531 | 0.0016499 | 0.0017483 | 0.001845 | 0.0019423 | 0.0020384 | 0.0021338 | 0.0022285 | 0.0023225
2023 PG Study Reference Scenario | SDG&E | Ind | BROs | Ind - Plastics | Electric Demand (MW) | Energy Efficiency | 0.0099417 | 0.010699 | 0.011464 | 0.012205 | 0.012956 | 0.013707 | 0.014456 | 0.015196 | 0.015923 | 0.016642 | 0.017351
2023 PG Study Reference Scenario | SDG&E | Ind | BROs | Ind - Plastics | Electric Energy (GWh/year) | Energy Efficiency | 0.051059 | 0.054949 | 0.058875 | 0.062685 | 0.066538 | 0.0704 | 0.074246 | 0.078045 | 0.08178 | 0.085471 | 0.089113
2023 PG Study Reference Scenario | SDG&E | Ind | BROs | Ind - Plastics | Gas Energy (MMTherm/year) | Energy Efficiency | 0.00070021 | 0.00076206 | 0.00081895 | 0.00087406 | 0.00093286 | 0.00099235 | 0.001035 | 0.0010972 | 0.0011601 | 0.0012239 | 0.0012886
2023 PG Study Reference Scenario | SDG&E | Ind | BROs | Ind - Primary Metals | Electric Demand (MW) | Energy Efficiency | 0.00097703 | 0.0010511 | 0.0011259 | 0.0011988 | 0.0012726 | 0.0013465 | 0.0014198 | 0.0014924 | 0.0015636 | 0.001634 | 0.0017034
2023 PG Study Reference Scenario | SDG&E | Ind | BROs | Ind - Primary Metals | Electric Energy (GWh/year) | Energy Efficiency | 0.0050179 | 0.0053981 | 0.0057825 | 0.006157 | 0.0065357 | 0.0069155 | 0.0072919 | 0.0076649 | 0.0080307 | 0.008392 | 0.0087484
2023 PG Study Reference Scenario | SDG&E | Ind | BROs | Ind - Primary Metals | Gas Energy (MMTherm/year) | Energy Efficiency | 0.00082272 | 0.0008817 | 0.00094072 | 0.0010012 | 0.0010637 | 0.0011254 | 0.0011795 | 0.0012402 | 0.0012989 | 0.001357 | 0.0014146
2023 PG Study Reference Scenario | SDG&E | Ind | BROs | Ind - Printing & Publishing | Electric Demand (MW) | Energy Efficiency | 0.0085632 | 0.009231 | 0.0098993 | 0.010545 | 0.011197 | 0.01185 | 0.012487 | 0.01313 | 0.013763 | 0.01439 | 0.01501
2023 PG Study Reference Scenario | SDG&E | Ind | BROs | Ind - Printing & Publishing | Electric Energy (GWh/year) | Energy Efficiency | 0.04398 | 0.047409 | 0.050842 | 0.054159 | 0.057508 | 0.060861 | 0.06413 | 0.067434 | 0.070686 | 0.073906 | 0.07709
2023 PG Study Reference Scenario | SDG&E | Ind | BROs | Ind - Printing & Publishing | Gas Energy (MMTherm/year) | Energy Efficiency | 0.00022016 | 0.00023687 | 0.00025285 | 0.000268 | 0.00028329 | 0.00029819 | 0.00031196 | 0.00032664 | 0.00034118 | 0.00035558 | 0.00036982
2023 PG Study Reference Scenario | SDG&E | Ind | BROs | Ind - Stone-Glass-Clay | Electric Demand (MW) | Energy Efficiency | 0.006627 | 0.0071608 | 0.0076695 | 0.0081548 | 0.0086532 | 0.0091612 | 0.0096448 | 0.010166 | 0.010686 | 0.011206 | 0.011723
2023 PG Study Reference Scenario | SDG&E | Ind | BROs | Ind - Stone-Glass-Clay | Electric Energy (GWh/year) | Energy Efficiency | 0.034036 | 0.036777 | 0.03939 | 0.041882 | 0.044442 | 0.047051 | 0.049535 | 0.05221 | 0.054882 | 0.057551 | 0.06021
2023 PG Study Reference Scenario | SDG&E | Ind | BROs | Ind - Stone-Glass-Clay | Gas Energy (MMTherm/year) | Energy Efficiency | 0.0045499 | 0.004925 | 0.0052811 | 0.0056231 | 0.0059761 | 0.0063295 | 0.0066784 | 0.0070454 | 0.0074158 | 0.0077878 | 0.0081609
2023 PG Study Reference Scenario | SDG&E | Ind | BROs | Ind - Textiles | Electric Demand (MW) | Energy Efficiency | 0.00034328 | 0.00036346 | 0.00038658 | 0.00040974 | 0.00043279 | 0.00045569 | 0.00047388 | 0.00049563 | 0.00051665 | 0.00053713 | 0.000557
2023 PG Study Reference Scenario | SDG&E | Ind | BROs | Ind - Textiles | Electric Energy (GWh/year) | Energy Efficiency | 0.001763 | 0.0018667 | 0.0019854 | 0.0021044 | 0.0022228 | 0.0023404 | 0.0024338 | 0.0025455 | 0.0026534 | 0.0027586 | 0.0028607
2023 PG Study Reference Scenario | SDG&E | Ind | BROs | Ind - Textiles | Gas Energy (MMTherm/year) | Energy Efficiency | 1.7675e-05 | 1.8918e-05 | 2.0108e-05 | 2.1232e-05 | 2.2349e-05 | 2.3423e-05 | 2.4369e-05 | 2.5396e-05 | 2.639e-05 | 2.7366e-05 | 2.8316e-05
2023 PG Study Reference Scenario | SDG&E | Ind | BROs | Ind - Transportation Equipment | Electric Demand (MW) | Energy Efficiency | 0.030734 | 0.032915 | 0.035331 | 0.037729 | 0.040074 | 0.042432 | 0.044765 | 0.047199 | 0.04965 | 0.052128 | 0.054581
2023 PG Study Reference Scenario | SDG&E | Ind | BROs | Ind - Transportation Equipment | Electric Energy (GWh/year) | Energy Efficiency | 0.15784 | 0.16905 | 0.18146 | 0.19377 | 0.20582 | 0.21793 | 0.22991 | 0.24241 | 0.25499 | 0.26772 | 0.28032
2023 PG Study Reference Scenario | SDG&E | Ind | BROs | Ind - Transportation Equipment | Gas Energy (MMTherm/year) | Energy Efficiency | 0.0012448 | 0.0013353 | 0.0014287 | 0.0015201 | 0.0016116 | 0.0017016 | 0.0017917 | 0.0018827 | 0.0019738 | 0.0020651 | 0.0021559
2023 PG Study Reference Scenario | SDG&E | Ind | HVAC | Ind - Electronics | Electric Demand (MW) | Energy Efficiency | 0.8517 | 0.72377 | 0.58313 | 0.44886 | 0.33255 | 0.14793 | 0.10583 | 0.074334 | 0.051478 | 0.035298 | 0.024062
2023 PG Study Reference Scenario | SDG&E | Ind | HVAC | Ind - Electronics | Electric Energy (GWh/year) | Energy Efficiency | 0.96082 | 0.8165 | 0.65784 | 0.50636 | 0.37515 | 0.16688 | 0.11939 | 0.083858 | 0.058074 | 0.039821 | 0.027145
2023 PG Study Reference Scenario | SDG&E | Ind | Lighting | Ind - All Other Industrial | Electric Demand (MW) | Energy Efficiency | 7.7721e-05 | 1.2385e-05 | 0 | 1.7954e-06 | 2.5569e-07 | 0 | 3.6093e-08 | 5.1351e-09 | 7.3239e-10 | 1.047e-10 | 1.501e-11
2023 PG Study Reference Scenario | SDG&E | Ind | Lighting | Ind - All Other Industrial | Electric Energy (GWh/year) | Energy Efficiency | 0.0070204 | 0.0011644 | 0 | 0.00018076 | 2.6499e-05 | 0 | 3.8374e-06 | 5.4597e-07 | 7.7869e-08 | 1.1132e-08 | 1.5959e-09
2023 PG Study Reference Scenario | SDG&E | Ind | Lighting | Ind - Chemicals | Electric Demand (MW) | Energy Efficiency | 2.3466e-06 | 3.2909e-07 | 0 | 4.2925e-08 | 5.5643e-09 | 0 | 0 | 0 | 0 | 0 | 0
2023 PG Study Reference Scenario | SDG&E | Ind | Lighting | Ind - Chemicals | Electric Energy (GWh/year) | Energy Efficiency | 0.00096496 | 0.00014103 | 0 | 1.9739e-05 | 2.6361e-06 | 0 | 0 | 0 | 0 | 0 | 0
2023 PG Study Reference Scenario | SDG&E | Ind | Lighting | Ind - Electronics | Electric Demand (MW) | Energy Efficiency | 2.5128e-06 | 3.444e-07 | 4.6784e-08 | 6.3352e-09 | 8.5594e-10 | 1.1547e-10 | 1.5587e-11 | 2.1102e-12 | 2.8611e-13 | 3.8846e-14 | 5.283e-15
2023 PG Study Reference Scenario | SDG&E | Ind | Lighting | Ind - Electronics | Electric Energy (GWh/year) | Energy Efficiency | 0.0003981 | 5.6831e-05 | 8.0082e-06 | 1.1207e-06 | 1.5594e-07 | 2.159e-08 | 2.9144e-09 | 3.9456e-10 | 5.3495e-11 | 7.2633e-12 | 9.8779e-13
2023 PG Study Reference Scenario | SDG&E | Ind | Lighting | Ind - Fabricated Metals | Electric Demand (MW) | Energy Efficiency | 5.9882e-06 | 8.5512e-07 | 1.161e-07 | 1.562e-08 | 2.0955e-09 | 0 | 2.7977e-10 | 3.7607e-11 | 5.062e-12 | 0 | 0
2023 PG Study Reference Scenario | SDG&E | Ind | Lighting | Ind - Fabricated Metals | Electric Energy (GWh/year) | Energy Efficiency | 0.0010602 | 0.00015771 | 2.2214e-05 | 3.0889e-06 | 4.2679e-07 | 0 | 5.8482e-08 | 7.8612e-09 | 1.0581e-09 | 0 | 0
2023 PG Study Reference Scenario | SDG&E | Ind | Lighting | Ind - Food | Electric Demand (MW) | Energy Efficiency | 1.0846e-05 | 0 | 0 | 0 | 0 | 0 | 0 | 0 | 0 | 0 | 0
2023 PG Study Reference Scenario | SDG&E | Ind | Lighting | Ind - Food | Electric Energy (GWh/year) | Energy Efficiency | 0.0025073 | 0 | 0 | 0 | 0 | 0 | 0 | 0 | 0 | 0 | 0
2023 PG Study Reference Scenario | SDG&E | Ind | Lighting | Ind - Industrial Machinery | Electric Demand (MW) | Energy Efficiency | 3.1793e-05 | 4.8084e-06 | 6.9371e-07 | 9.9038e-08 | 1.4073e-08 | 0 | 1.9904e-09 | 2.8317e-10 | 4.0387e-11 | 5.7737e-12 | 8.2772e-13
2023 PG Study Reference Scenario | SDG&E | Ind | Lighting | Ind - Industrial Machinery | Electric Energy (GWh/year) | Energy Efficiency | 0.0028718 | 0.00045208 | 6.7615e-05 | 9.971e-06 | 1.4585e-06 | 0 | 2.1162e-07 | 3.0107e-08 | 4.294e-09 | 6.1387e-10 | 8.8004e-11
2023 PG Study Reference Scenario | SDG&E | Ind | Lighting | Ind - Lumber & Furniture | Electric Demand (MW) | Energy Efficiency | 7.6854e-07 | 0 | 0 | 0 | 0 | 0 | 1.0846e-07 | 1.5318e-08 | 0 | 0 | 0
2023 PG Study Reference Scenario | SDG&E | Ind | Lighting | Ind - Lumber & Furniture | Electric Energy (GWh/year) | Energy Efficiency | 7.6333e-05 | 0 | 0 | 0 | 0 | 0 | 1.2687e-05 | 1.7918e-06 | 0 | 0 | 0
2023 PG Study Reference Scenario | SDG&E | Ind | Lighting | Ind - Paper | Electric Demand (MW) | Energy Efficiency | 1.2038e-08 | 0 | 0 | 0 | 0 | 0 | 0 | 0 | 0 | 0 | 0
2023 PG Study Reference Scenario | SDG&E | Ind | Lighting | Ind - Paper | Electric Energy (GWh/year) | Energy Efficiency | 4.3055e-06 | 0 | 0 | 0 | 0 | 0 | 0 | 0 | 0 | 0 | 0
2023 PG Study Reference Scenario | SDG&E | Ind | Lighting | Ind - Petroleum | Electric Demand (MW) | Energy Efficiency | 0 | 0 | 0 | 0 | 0 | 0 | 0 | 0 | 0 | 0 | 0
2023 PG Study Reference Scenario | SDG&E | Ind | Lighting | Ind - Petroleum | Electric Energy (GWh/year) | Energy Efficiency | 0 | 0 | 0 | 0 | 0 | 0 | 0 | 0 | 0 | 0 | 0
2023 PG Study Reference Scenario | SDG&E | Ind | Lighting | Ind - Plastics | Electric Demand (MW) | Energy Efficiency | 1.628e-05 | 9.0435e-06 | 0 | 0 | 0 | 0 | 0 | 0 | 0 | 0 | 0
2023 PG Study Reference Scenario | SDG&E | Ind | Lighting | Ind - Plastics | Electric Energy (GWh/year) | Energy Efficiency | 0.0029787 | 0.0017237 | 0 | 0 | 0 | 0 | 0 | 0 | 0 | 0 | 0
2023 PG Study Reference Scenario | SDG&E | Ind | Lighting | Ind - Primary Metals | Electric Demand (MW) | Energy Efficiency | 2.0404e-07 | 1.9096e-07 | 0 | 0 | 0 | 0 | 0 | 0 | 0 | 0 | 0
2023 PG Study Reference Scenario | SDG&E | Ind | Lighting | Ind - Primary Metals | Electric Energy (GWh/year) | Energy Efficiency | 9.8971e-05 | 9.654e-05 | 0 | 0 | 0 | 0 | 0 | 0 | 0 | 0 | 0
2023 PG Study Reference Scenario | SDG&E | Ind | Lighting | Ind - Printing & Publishing | Electric Demand (MW) | Energy Efficiency | 2.503e-05 | 4.0736e-06 | 0 | 0 | 0 | 0 | 0 | 0 | 0 | 0 | 0
2023 PG Study Reference Scenario | SDG&E | Ind | Lighting | Ind - Printing & Publishing | Electric Energy (GWh/year) | Energy Efficiency | 0.0035634 | 0.00060398 | 0 | 0 | 0 | 0 | 0 | 0 | 0 | 0 | 0
2023 PG Study Reference Scenario | SDG&E | Ind | Lighting | Ind - Stone-Glass-Clay | Electric Demand (MW) | Energy Efficiency | 3.5884e-07 | 0 | 0 | 0 | 0 | 0 | 4.7385e-08 | 6.2655e-09 | 8.2666e-10 | 1.0912e-10 | 1.4418e-11
2023 PG Study Reference Scenario | SDG&E | Ind | Lighting | Ind - Stone-Glass-Clay | Electric Energy (GWh/year) | Energy Efficiency | 9.4492e-05 | 0 | 0 | 0 | 0 | 0 | 1.4747e-05 | 1.95e-06 | 2.5727e-07 | 3.396e-08 | 4.4871e-09
2023 PG Study Reference Scenario | SDG&E | Ind | Lighting | Ind - Textiles | Electric Demand (MW) | Energy Efficiency | 0 | 6.5969e-06 | 2.8268e-06 | 6.6669e-07 | 0 | 0 | 0 | 0 | 0 | 0 | 0
2023 PG Study Reference Scenario | SDG&E | Ind | Lighting | Ind - Textiles | Electric Energy (GWh/year) | Energy Efficiency | 0 | 0.00069182 | 0.00030737 | 7.4888e-05 | 0 | 0 | 0 | 0 | 0 | 0 | 0
2023 PG Study Reference Scenario | SDG&E | Ind | Lighting | Ind - Transportation Equipment | Electric Demand (MW) | Energy Efficiency | 0 | 1.5074e-05 | 2.1472e-06 | 0 | 0 | 0 | 2.9698e-07 | 4.1297e-08 | 5.7523e-09 | 8.0276e-10 | 1.1228e-10
2023 PG Study Reference Scenario | SDG&E | Ind | Lighting | Ind - Transportation Equipment | Electric Energy (GWh/year) | Energy Efficiency | 0 | 0.0017801 | 0.00026294 | 0 | 0 | 0 | 3.9697e-05 | 5.52e-06 | 7.689e-07 | 1.073e-07 | 1.5009e-08
2023 PG Study Reference Scenario | SDG&E | Ind | MachDr | Ind - Food | Electric Demand (MW) | Energy Efficiency | 0.033627 | 0.029064 | 0.0099716 | 0.011802 | 0.010083 | 0.0029317 | 0.0027409 | 0.0025978 | 0.0024473 | 0.0022578 | 0.0021414
2023 PG Study Reference Scenario | SDG&E | Ind | MachDr | Ind - Food | Electric Energy (GWh/year) | Energy Efficiency | 0.089382 | 0.077252 | 0.026505 | 0.031369 | 0.026801 | 0.0077924 | 0.0072854 | 0.0069051 | 0.006505 | 0.0060013 | 0.0056918
2023 PG Study Reference Scenario | SDG&E | Ind | MachDr | Ind - Lumber & Furniture | Electric Demand (MW) | Energy Efficiency | 0.00036419 | 0.00039244 | 0.00039783 | 0.00040758 | 0.0004097 | 0.00038268 | 0.00038409 | 0.00037512 | 0.00036283 | 0.00034529 | 0.00033666
2023 PG Study Reference Scenario | SDG&E | Ind | MachDr | Ind - Lumber & Furniture | Electric Energy (GWh/year) | Energy Efficiency | 0.00096802 | 0.0010431 | 0.0010574 | 0.0010834 | 0.001089 | 0.0010172 | 0.0010209 | 0.00099707 | 0.0009644 | 0.00091778 | 0.00089484
2023 PG Study Reference Scenario | SDG&E | Ind | MachDr | Ind - Paper | Electric Demand (MW) | Energy Efficiency | 0.0012123 | 0.0012747 | 0.0011704 | 0.0011403 | 0.0011026 | 0.00086566 | 0.00096087 | 0.00090144 | 0.0008386 | 0.00076343 | 0.00071376
2023 PG Study Reference Scenario | SDG&E | Ind | MachDr | Ind - Paper | Electric Energy (GWh/year) | Energy Efficiency | 0.0032222 | 0.003388 | 0.0031108 | 0.0030309 | 0.0029307 | 0.0023009 | 0.002554 | 0.002396 | 0.002229 | 0.0020292 | 0.0018972
2023 PG Study Reference Scenario | SDG&E | Ind | ProcHeat | Ind - All Other Industrial | Gas Energy (MMTherm/year) | Energy Efficiency | 0.0012233 | 0.00095684 | 0.0025074 | 0.002609 | 0.0024492 | 0.0016091 | 0.0022456 | 0.0022528 | 0.0021036 | 0.0019537 | 0.0018026
2023 PG Study Reference Scenario | SDG&E | Ind | ProcHeat | Ind - Chemicals | Gas Energy (MMTherm/year) | Energy Efficiency | 0.0030706 | 0.0031414 | 0.0038226 | 0.0038009 | 0.0036497 | 0.0034454 | 0.0031506 | 0.0028467 | 0.0025158 | 0.0021847 | 0.001868
2023 PG Study Reference Scenario | SDG&E | Ind | ProcHeat | Ind - Electronics | Gas Energy (MMTherm/year) | Energy Efficiency | 0.001396 | 0.0011293 | 0.0054533 | 0.0054125 | 0.0052634 | 0.005122 | 0.0048789 | 0.0048751 | 0.0045997 | 0.0042912 | 0.0039595
2023 PG Study Reference Scenario | SDG&E | Ind | ProcHeat | Ind - Fabricated Metals | Gas Energy (MMTherm/year) | Energy Efficiency | 0.00050112 | 0.00040289 | 0.0019547 | 0.0019876 | 0.0019284 | 0.0015306 | 0.0018114 | 0.0017436 | 0.0016336 | 0.0015145 | 0.001389
2023 PG Study Reference Scenario | SDG&E | Ind | ProcHeat | Ind - Food | Gas Energy (MMTherm/year) | Energy Efficiency | 0.0027373 | 0.0019946 | 0.002622 | 0.002428 | 0.0018076 | 0.001092 | 0.0012396 | 0.0010918 | 0.00079618 | 0.00062301 | 0.00047189
2023 PG Study Reference Scenario | SDG&E | Ind | ProcHeat | Ind - Industrial Machinery | Gas Energy (MMTherm/year) | Energy Efficiency | 0.00062288 | 0.00053037 | 0.0015313 | 0.001521 | 0.0013971 | 0.0012408 | 0.0014731 | 0.0014438 | 0.001321 | 0.0012296 | 0.0011386
2023 PG Study Reference Scenario | SDG&E | Ind | ProcHeat | Ind - Lumber & Furniture | Gas Energy (MMTherm/year) | Energy Efficiency | 3.562e-06 | 1.2149e-06 | 6.5756e-06 | 8.0376e-06 | 8.113e-06 | 1.3899e-07 | 1.0318e-05 | 1.0081e-05 | 9.4448e-06 | 8.7832e-06 | 8.11e-06
2023 PG Study Reference Scenario | SDG&E | Ind | ProcHeat | Ind - Paper | Gas Energy (MMTherm/year) | Energy Efficiency | 3.3871e-07 | 1.5967e-07 | 1.8852e-06 | 1.7243e-06 | 1.4598e-06 | 0 | 1.2999e-06 | 1.1308e-06 | 8.8223e-07 | 6.0161e-07 | 3.9342e-07
2023 PG Study Reference Scenario | SDG&E | Ind | ProcHeat | Ind - Petroleum | Gas Energy (MMTherm/year) | Energy Efficiency | 6.6022e-05 | 5.7627e-05 | 0.00053588 | 0.00056845 | 0.00054754 | 0.00055541 | 0.00051894 | 0.00050546 | 0.00046878 | 0.00042758 | 0.00038365
2023 PG Study Reference Scenario | SDG&E | Ind | ProcHeat | Ind - Plastics | Gas Energy (MMTherm/year) | Energy Efficiency | 0.00038033 | 0.00031961 | 0.00085576 | 0.0008212 | 0.00077654 | 0.00032573 | 0.00071311 | 0.00071053 | 0.00066746 | 0.0006231 | 0.00057726
2023 PG Study Reference Scenario | SDG&E | Ind | ProcHeat | Ind - Primary Metals | Gas Energy (MMTherm/year) | Energy Efficiency | 5.4511e-05 | 4.1614e-05 | 0.00076339 | 0.0008343 | 0.00079071 | 0.00051873 | 0.00071582 | 0.00061133 | 0.00054368 | 0.00047799 | 0.00041896
2023 PG Study Reference Scenario | SDG&E | Ind | ProcHeat | Ind - Printing & Publishing | Gas Energy (MMTherm/year) | Energy Efficiency | 1.28e-05 | 9.0791e-06 | 0.00030942 | 0.0003238 | 0.00031592 | 0.00028283 | 0.00030057 | 0.00029176 | 0.00027212 | 0.00024887 | 0.00022326
2023 PG Study Reference Scenario | SDG&E | Ind | ProcHeat | Ind - Stone-Glass-Clay | Gas Energy (MMTherm/year) | Energy Efficiency | 0.00015538 | 0.00012407 | 0.00097144 | 0.0012244 | 0.0012184 | 0.001076 | 0.0011862 | 0.0011898 | 0.0011288 | 0.0010591 | 0.00098299
2023 PG Study Reference Scenario | SDG&E | Ind | ProcHeat | Ind - Textiles | Gas Energy (MMTherm/year) | Energy Efficiency | 1.5123e-05 | 8.8608e-06 | 0.00010499 | 0.00010515 | 9.6999e-05 | 7.881e-05 | 8.4072e-05 | 7.5673e-05 | 6.7227e-05 | 5.7304e-05 | 4.7976e-05
2023 PG Study Reference Scenario | SDG&E | Ind | ProcHeat | Ind - Transportation Equipment | Gas Energy (MMTherm/year) | Energy Efficiency | 0.00027172 | 0.00026523 | 0.0017557 | 0.0017775 | 0.0016683 | 0.0016598 | 0.0016524 | 0.0016881 | 0.0016169 | 0.001474 | 0.0013489
2023 PG Study Reference Scenario | SDG&E | Ind | ProcRefrig | Ind - All Other Industrial | Electric Demand (MW) | Energy Efficiency | 0.0022419 | 0.0025526 | 0.0028551 | 0.003207 | 0.0035526 | 0.0038107 | 0.0042011 | 0.0045188 | 0.0048072 | 0.0050507 | 0.0052502
2023 PG Study Reference Scenario | SDG&E | Ind | ProcRefrig | Ind - All Other Industrial | Electric Energy (GWh/year) | Energy Efficiency | 0.0025291 | 0.0028797 | 0.0032209 | 0.0036179 | 0.0040078 | 0.0042989 | 0.0047394 | 0.0050977 | 0.0054231 | 0.0056979 | 0.0059229
2023 PG Study Reference Scenario | SDG&E | Ind | ProcRefrig | Ind - Chemicals | Electric Demand (MW) | Energy Efficiency | 0.0014661 | 0.0016714 | 0.0018703 | 0.0021059 | 0.0023373 | 0.0025646 | 0.0027855 | 0.0029657 | 0.003128 | 0.0032509 | 0.0033557
2023 PG Study Reference Scenario | SDG&E | Ind | ProcRefrig | Ind - Chemicals | Electric Energy (GWh/year) | Energy Efficiency | 0.0016539 | 0.0018856 | 0.0021099 | 0.0023757 | 0.0026368 | 0.0028932 | 0.0031424 | 0.0033456 | 0.0035288 | 0.0036675 | 0.0037856
2023 PG Study Reference Scenario | SDG&E | Ind | ProcRefrig | Ind - Electronics | Electric Demand (MW) | Energy Efficiency | 0.018984 | 0.021596 | 0.024297 | 0.027127 | 0.03001 | 0.032895 | 0.035553 | 0.038163 | 0.040509 | 0.042461 | 0.044027
2023 PG Study Reference Scenario | SDG&E | Ind | ProcRefrig | Ind - Electronics | Electric Energy (GWh/year) | Energy Efficiency | 0.021417 | 0.024363 | 0.02741 | 0.030603 | 0.033855 | 0.03711 | 0.040108 | 0.043053 | 0.045699 | 0.047901 | 0.049667
2023 PG Study Reference Scenario | SDG&E | Ind | ProcRefrig | Ind - Fabricated Metals | Electric Demand (MW) | Energy Efficiency | 0.00065419 | 0.00074344 | 0.00083548 | 0.0009316 | 0.0010291 | 0.0011027 | 0.0012097 | 0.0012963 | 0.0013734 | 0.0014317 | 0.0014797
2023 PG Study Reference Scenario | SDG&E | Ind | ProcRefrig | Ind - Fabricated Metals | Electric Energy (GWh/year) | Energy Efficiency | 0.000738 | 0.00083869 | 0.00094252 | 0.001051 | 0.001161 | 0.001244 | 0.0013647 | 0.0014624 | 0.0015493 | 0.0016151 | 0.0016693
2023 PG Study Reference Scenario | SDG&E | Ind | ProcRefrig | Ind - Food | Electric Demand (MW) | Energy Efficiency | 0.063308 | 0.06129 | 0.048966 | 0.046724 | 0.042197 | 0.021711 | 0.02383 | 0.011395 | 0.0017541 | 0.001735 | 0.0017037
2023 PG Study Reference Scenario | SDG&E | Ind | ProcRefrig | Ind - Food | Electric Energy (GWh/year) | Energy Efficiency | 0.071419 | 0.069142 | 0.05524 | 0.052711 | 0.047603 | 0.024493 | 0.026883 | 0.012855 | 0.0019788 | 0.0019573 | 0.001922
2023 PG Study Reference Scenario | SDG&E | Ind | ProcRefrig | Ind - Industrial Machinery | Electric Demand (MW) | Energy Efficiency | 0.0014708 | 0.0016714 | 0.0018781 | 0.002094 | 0.002313 | 0.0025104 | 0.0027255 | 0.0029198 | 0.0030925 | 0.0032339 | 0.0033448
2023 PG Study Reference Scenario | SDG&E | Ind | ProcRefrig | Ind - Industrial Machinery | Electric Energy (GWh/year) | Energy Efficiency | 0.0016593 | 0.0018855 | 0.0021188 | 0.0023623 | 0.0026093 | 0.0028321 | 0.0030747 | 0.0032938 | 0.0034887 | 0.0036482 | 0.0037733
2023 PG Study Reference Scenario | SDG&E | Ind | ProcRefrig | Ind - Lumber & Furniture | Electric Demand (MW) | Energy Efficiency | 1.3239e-05 | 1.4891e-05 | 1.6501e-05 | 1.8437e-05 | 2.0456e-05 | 2.109e-05 | 2.4017e-05 | 2.5783e-05 | 2.7263e-05 | 2.8407e-05 | 2.9374e-05
2023 PG Study Reference Scenario | SDG&E | Ind | ProcRefrig | Ind - Lumber & Furniture | Electric Energy (GWh/year) | Energy Efficiency | 1.4935e-05 | 1.6799e-05 | 1.8615e-05 | 2.0799e-05 | 2.3077e-05 | 2.3792e-05 | 2.7094e-05 | 2.9086e-05 | 3.0756e-05 | 3.2047e-05 | 3.3137e-05
2023 PG Study Reference Scenario | SDG&E | Ind | ProcRefrig | Ind - Paper | Electric Demand (MW) | Energy Efficiency | 5.4883e-05 | 6.0578e-05 | 6.1878e-05 | 6.5588e-05 | 6.9426e-05 | 5.8377e-05 | 7.3602e-05 | 7.4557e-05 | 7.4056e-05 | 7.1484e-05 | 6.8265e-05
2023 PG Study Reference Scenario | SDG&E | Ind | ProcRefrig | Ind - Paper | Electric Energy (GWh/year) | Energy Efficiency | 6.1914e-05 | 6.8339e-05 | 6.9806e-05 | 7.3991e-05 | 7.8321e-05 | 6.5856e-05 | 8.3032e-05 | 8.411e-05 | 8.3544e-05 | 8.0642e-05 | 7.7012e-05
2023 PG Study Reference Scenario | SDG&E | Ind | ProcRefrig | Ind - Plastics | Electric Demand (MW) | Energy Efficiency | 0.002593 | 0.0029512 | 0.0032837 | 0.0036637 | 0.0040431 | 0.0044107 | 0.0047257 | 0.0050061 | 0.005244 | 0.0054074 | 0.0055281
2023 PG Study Reference Scenario | SDG&E | Ind | ProcRefrig | Ind - Plastics | Electric Energy (GWh/year) | Energy Efficiency | 0.0029253 | 0.0033294 | 0.0037044 | 0.0041331 | 0.0045611 | 0.0049758 | 0.0053312 | 0.0056475 | 0.0059159 | 0.0061002 | 0.0062364
2023 PG Study Reference Scenario | SDG&E | Ind | ProcRefrig | Ind - Primary Metals | Electric Demand (MW) | Energy Efficiency | 2.2627e-05 | 2.576e-05 | 2.8516e-05 | 3.1811e-05 | 3.5056e-05 | 3.8034e-05 | 4.0588e-05 | 4.257e-05 | 4.4171e-05 | 4.5014e-05 | 4.5562e-05
2023 PG Study Reference Scenario | SDG&E | Ind | ProcRefrig | Ind - Primary Metals | Electric Energy (GWh/year) | Energy Efficiency | 2.5526e-05 | 2.906e-05 | 3.2169e-05 | 3.5886e-05 | 3.9548e-05 | 4.2906e-05 | 4.5788e-05 | 4.8024e-05 | 4.9831e-05 | 5.0782e-05 | 5.14e-05
2023 PG Study Reference Scenario | SDG&E | Ind | ProcRefrig | Ind - Printing & Publishing | Electric Demand (MW) | Energy Efficiency | 0.0051701 | 0.0058979 | 0.0065842 | 0.0073835 | 0.0081904 | 0.0089076 | 0.0096818 | 0.010335 | 0.010919 | 0.011363 | 0.011729
2023 PG Study Reference Scenario | SDG&E | Ind | ProcRefrig | Ind - Printing & Publishing | Electric Energy (GWh/year) | Energy Efficiency | 0.0058325 | 0.0066535 | 0.0074278 | 0.0083295 | 0.0092397 | 0.010049 | 0.010922 | 0.011659 | 0.012318 | 0.012819 | 0.013231
2023 PG Study Reference Scenario | SDG&E | Ind | ProcRefrig | Ind - Stone-Glass-Clay | Electric Energy (GWh/year) | Energy Efficiency | 9.6131e-06 | 1.086e-05 | 1.194e-05 | 1.3384e-05 | 1.4876e-05 | 1.585e-05 | 1.754e-05 | 1.8814e-05 | 1.9955e-05 | 2.0899e-05 | 2.165e-05
2023 PG Study Reference Scenario | SDG&E | Ind | ProcRefrig | Ind - Textiles | Electric Demand (MW) | Energy Efficiency | 2.8222e-05 | 3.2793e-05 | 3.6577e-05 | 4.0442e-05 | 4.428e-05 | 4.3492e-05 | 4.9659e-05 | 5.1759e-05 | 5.3317e-05 | 5.3731e-05 | 5.3775e-05
2023 PG Study Reference Scenario | SDG&E | Ind | ProcRefrig | Ind - Textiles | Electric Energy (GWh/year) | Energy Efficiency | 3.1838e-05 | 3.6995e-05 | 4.1264e-05 | 4.5623e-05 | 4.9953e-05 | 4.9065e-05 | 5.6021e-05 | 5.8391e-05 | 6.0148e-05 | 6.0616e-05 | 6.0665e-05
2023 PG Study Reference Scenario | SDG&E | Ind | ProcRefrig | Ind - Transportation Equipment | Electric Demand (MW) | Energy Efficiency | 0.0040574 | 0.0047397 | 0.0053307 | 0.0059105 | 0.0065419 | 0.0071169 | 0.0077493 | 0.008315 | 0.0088222 | 0.0092429 | 0.0095788
2023 PG Study Reference Scenario | SDG&E | Ind | ProcRefrig | Ind - Transportation Equipment | Electric Energy (GWh/year) | Energy Efficiency | 0.0045773 | 0.0053469 | 0.0060137 | 0.0066678 | 0.0073801 | 0.0080287 | 0.0087422 | 0.0093803 | 0.0099525 | 0.010427 | 0.010806
2023 PG Study Reference Scenario | SDG&E | Ind | WholeBlg | Ind - All Other Industrial | Electric Demand (MW) | Energy Efficiency | 0.01594 | 0.016742 | 0.018061 | 0.020205 | 0.023794 | 0.029795 | 0.029463 | 0.029291 | 0.02911 | 0.028928 | 0.028748
2023 PG Study Reference Scenario | SDG&E | Ind | WholeBlg | Ind - All Other Industrial | Electric Energy (GWh/year) | Energy Efficiency | 0.081866 | 0.085987 | 0.092757 | 0.10377 | 0.12221 | 0.15302 | 0.15132 | 0.15043 | 0.1495 | 0.14857 | 0.14765
2023 PG Study Reference Scenario | SDG&E | Ind | WholeBlg | Ind - All Other Industrial | Gas Energy (MMTherm/year) | Energy Efficiency | 0.0014252 | 0.0015251 | 0.0016786 | 0.0019255 | 0.002336 | 0.0030167 | 0.0029778 | 0.0029735 | 0.0029705 | 0.0029688 | 0.0029685
2023 PG Study Reference Scenario | SDG&E | Ind | WholeBlg | Ind - Chemicals | Electric Demand (MW) | Energy Efficiency | 0.02216 | 0.022082 | 0.022198 | 0.022572 | 0.023454 | 0.025148 | 0.024744 | 0.024351 | 0.02395 | 0.023551 | 0.023155
2023 PG Study Reference Scenario | SDG&E | Ind | WholeBlg | Ind - Chemicals | Electric Energy (GWh/year) | Energy Efficiency | 0.11381 | 0.11341 | 0.11401 | 0.11593 | 0.12046 | 0.12916 | 0.12708 | 0.12506 | 0.12301 | 0.12096 | 0.11892
2023 PG Study Reference Scenario | SDG&E | Ind | WholeBlg | Ind - Chemicals | Gas Energy (MMTherm/year) | Energy Efficiency | 0.0023177 | 0.002616 | 0.0030669 | 0.0037718 | 0.0049151 | 0.0067806 | 0.0067666 | 0.0067823 | 0.0067967 | 0.0068114 | 0.0068291
2023 PG Study Reference Scenario | SDG&E | Ind | WholeBlg | Ind - Electronics | Electric Demand (MW) | Energy Efficiency | 0.038413 | 0.03967 | 0.04173 | 0.045055 | 0.050648 | 0.060001 | 0.059796 | 0.059918 | 0.060013 | 0.060095 | 0.060166
2023 PG Study Reference Scenario | SDG&E | Ind | WholeBlg | Ind - Electronics | Electric Energy (GWh/year) | Energy Efficiency | 0.19728 | 0.20374 | 0.21432 | 0.2314 | 0.26012 | 0.30816 | 0.30711 | 0.30773 | 0.30822 | 0.30864 | 0.30901
2023 PG Study Reference Scenario | SDG&E | Ind | WholeBlg | Ind - Electronics | Gas Energy (MMTherm/year) | Energy Efficiency | 0.001879 | 0.0020301 | 0.0022581 | 0.0026158 | 0.0032003 | 0.0041617 | 0.0042068 | 0.0042789 | 0.0043537 | 0.0044305 | 0.0045097
2023 PG Study Reference Scenario | SDG&E | Ind | WholeBlg | Ind - Fabricated Metals | Electric Demand (MW) | Energy Efficiency | 0.0076751 | 0.0077248 | 0.0078708 | 0.0081606 | 0.0087127 | 0.0096958 | 0.0095333 | 0.0094155 | 0.0092926 | 0.0091681 | 0.0090418
2023 PG Study Reference Scenario | SDG&E | Ind | WholeBlg | Ind - Fabricated Metals | Electric Energy (GWh/year) | Energy Efficiency | 0.039418 | 0.039673 | 0.040424 | 0.041912 | 0.044747 | 0.049796 | 0.048962 | 0.048357 | 0.047726 | 0.047087 | 0.046438
2023 PG Study Reference Scenario | SDG&E | Ind | WholeBlg | Ind - Fabricated Metals | Gas Energy (MMTherm/year) | Energy Efficiency | 0.00097054 | 0.0011245 | 0.0013599 | 0.0017263 | 0.0023133 | 0.0032676 | 0.0032413 | 0.0032366 | 0.0032313 | 0.0032253 | 0.0032188
2023 PG Study Reference Scenario | SDG&E | Ind | WholeBlg | Ind - Food | Electric Demand (MW) | Energy Efficiency | 0.011665 | 0.011676 | 0.011842 | 0.012232 | 0.013031 | 0.014499 | 0.01419 | 0.013904 | 0.01362 | 0.013341 | 0.013064
2023 PG Study Reference Scenario | SDG&E | Ind | WholeBlg | Ind - Food | Electric Energy (GWh/year) | Energy Efficiency | 0.059908 | 0.059966 | 0.06082 | 0.062821 | 0.066925 | 0.074465 | 0.072881 | 0.07141 | 0.069952 | 0.068517 | 0.067096
2023 PG Study Reference Scenario | SDG&E | Ind | WholeBlg | Ind - Food | Gas Energy (MMTherm/year) | Energy Efficiency | 0.0032179 | 0.0035609 | 0.0041 | 0.0049492 | 0.0063209 | 0.0085514 | 0.0083947 | 0.0082576 | 0.0081276 | 0.0080016 | 0.0078781
2023 PG Study Reference Scenario | SDG&E | Ind | WholeBlg | Ind - Industrial Machinery | Electric Demand (MW) | Energy Efficiency | 0.017481 | 0.018002 | 0.018937 | 0.020489 | 0.023113 | 0.027555 | 0.027246 | 0.027007 | 0.026761 | 0.026506 | 0.026248
2023 PG Study Reference Scenario | SDG&E | Ind | WholeBlg | Ind - Industrial Machinery | Electric Energy (GWh/year) | Energy Efficiency | 0.08978 | 0.092457 | 0.097258 | 0.10523 | 0.11871 | 0.14152 | 0.13993 | 0.13871 | 0.13744 | 0.13613 | 0.13481
2023 PG Study Reference Scenario | SDG&E | Ind | WholeBlg | Ind - Industrial Machinery | Gas Energy (MMTherm/year) | Energy Efficiency | 0.000959 | 0.0010365 | 0.0011601 | 0.0013559 | 0.0016739 | 0.0021955 | 0.0021768 | 0.0021637 | 0.0021511 | 0.0021382 | 0.0021256
2023 PG Study Reference Scenario | SDG&E | Ind | WholeBlg | Ind - Lumber & Furniture | Electric Demand (MW) | Energy Efficiency | 0.00092568 | 0.00092921 | 0.00093964 | 0.00096495 | 0.0010185 | 0.0011184 | 0.001094 | 0.0010788 | 0.0010634 | 0.001048 | 0.0010326
2023 PG Study Reference Scenario | SDG&E | Ind | WholeBlg | Ind - Lumber & Furniture | Electric Energy (GWh/year) | Energy Efficiency | 0.0047542 | 0.0047723 | 0.0048259 | 0.0049559 | 0.0052311 | 0.0057438 | 0.0056188 | 0.0055407 | 0.0054616 | 0.0053823 | 0.0053032
2023 PG Study Reference Scenario | SDG&E | Ind | WholeBlg | Ind - Lumber & Furniture | Gas Energy (MMTherm/year) | Energy Efficiency | 1.9076e-05 | 1.986e-05 | 2.1005e-05 | 2.2949e-05 | 2.6306e-05 | 3.1976e-05 | 3.1225e-05 | 3.0962e-05 | 3.0713e-05 | 3.0463e-05 | 3.0215e-05
2023 PG Study Reference Scenario | SDG&E | Ind | WholeBlg | Ind - Paper | Electric Demand (MW) | Energy Efficiency | 0.0017582 | 0.0017578 | 0.0017479 | 0.0017376 | 0.001756 | 0.0018231 | 0.0017459 | 0.0016967 | 0.0016488 | 0.0016023 | 0.0015567
2023 PG Study Reference Scenario | SDG&E | Ind | WholeBlg | Ind - Paper | Electric Energy (GWh/year) | Energy Efficiency | 0.0090297 | 0.0090277 | 0.0089771 | 0.0089242 | 0.0090185 | 0.009363 | 0.0089668 | 0.008714 | 0.0084683 | 0.0082292 | 0.0079952
2023 PG Study Reference Scenario | SDG&E | Ind | WholeBlg | Ind - Paper | Gas Energy (MMTherm/year) | Energy Efficiency | 2.1272e-06 | 2.1827e-06 | 2.2558e-06 | 2.3727e-06 | 2.5947e-06 | 2.9891e-06 | 2.8803e-06 | 2.8136e-06 | 2.7499e-06 | 2.6885e-06 | 2.6288e-06
2023 PG Study Reference Scenario | SDG&E | Ind | WholeBlg | Ind - Petroleum | Electric Demand (MW) | Energy Efficiency | 0.00079036 | 0.00076917 | 0.00075057 | 0.00073401 | 0.00072338 | 0.00072037 | 0.00070378 | 0.00068786 | 0.00067178 | 0.00065591 | 0.0006402
2023 PG Study Reference Scenario | SDG&E | Ind | WholeBlg | Ind - Petroleum | Electric Energy (GWh/year) | Energy Efficiency | 0.0040592 | 0.0039504 | 0.0038549 | 0.0037698 | 0.0037152 | 0.0036997 | 0.0036145 | 0.0035328 | 0.0034502 | 0.0033687 | 0.003288
2023 PG Study Reference Scenario | SDG&E | Ind | WholeBlg | Ind - Petroleum | Gas Energy (MMTherm/year) | Energy Efficiency | 0.0004329 | 0.00043452 | 0.00044218 | 0.00045857 | 0.00049077 | 0.00054813 | 0.0005391 | 0.00053012 | 0.00052132 | 0.00051271 | 0.00050429
2023 PG Study Reference Scenario | SDG&E | Ind | WholeBlg | Ind - Plastics | Electric Demand (MW) | Energy Efficiency | 0.005928 | 0.0059432 | 0.0060362 | 0.0062335 | 0.0066236 | 0.0073297 | 0.0072173 | 0.007104 | 0.0069887 | 0.006874 | 0.0067597
2023 PG Study Reference Scenario | SDG&E | Ind | WholeBlg | Ind - Plastics | Electric Energy (GWh/year) | Energy Efficiency | 0.030445 | 0.030524 | 0.031001 | 0.032014 | 0.034018 | 0.037644 | 0.037067 | 0.036485 | 0.035893 | 0.035304 | 0.034717
2023 PG Study Reference Scenario | SDG&E | Ind | WholeBlg | Ind - Plastics | Gas Energy (MMTherm/year) | Energy Efficiency | 0.00042456 | 0.00046165 | 0.00051588 | 0.00060135 | 0.00074285 | 0.00097589 | 0.00095805 | 0.00095873 | 0.00095948 | 0.00096031 | 0.00096134
2023 PG Study Reference Scenario | SDG&E | Ind | WholeBlg | Ind - Primary Metals | Electric Demand (MW) | Energy Efficiency | 0.00087098 | 0.00085546 | 0.00084323 | 0.00083341 | 0.00083014 | 0.00083656 | 0.00081928 | 0.00080214 | 0.00078481 | 0.00076764 | 0.00075064
2023 PG Study Reference Scenario | SDG&E | Ind | WholeBlg | Ind - Primary Metals | Electric Energy (GWh/year) | Energy Efficiency | 0.0044732 | 0.0043935 | 0.0043307 | 0.0042803 | 0.0042635 | 0.0042965 | 0.0042077 | 0.0041197 | 0.0040307 | 0.0039425 | 0.0038552
2023 PG Study Reference Scenario | SDG&E | Ind | WholeBlg | Ind - Primary Metals | Gas Energy (MMTherm/year) | Energy Efficiency | 0.00043782 | 0.00048474 | 0.0005594 | 0.00067924 | 0.00087341 | 0.0011901 | 0.0011762 | 0.0011695 | 0.0011615 | 0.0011533 | 0.001145
2023 PG Study Reference Scenario | SDG&E | Ind | WholeBlg | Ind - Printing & Publishing | Electric Demand (MW) | Energy Efficiency | 0.0073806 | 0.0073605 | 0.0074071 | 0.0075423 | 0.0078531 | 0.0084495 | 0.0082999 | 0.0081597 | 0.0080178 | 0.007877 | 0.0077372
2023 PG Study Reference Scenario | SDG&E | Ind | WholeBlg | Ind - Printing & Publishing | Electric Energy (GWh/year) | Energy Efficiency | 0.037906 | 0.037803 | 0.038042 | 0.038736 | 0.040333 | 0.043395 | 0.042627 | 0.041907 | 0.041178 | 0.040455 | 0.039737
2023 PG Study Reference Scenario | SDG&E | Ind | WholeBlg | Ind - Printing & Publishing | Gas Energy (MMTherm/year) | Energy Efficiency | 0.00010132 | 0.00010145 | 0.00010249 | 0.00010514 | 0.00011093 | 0.00012163 | 0.00011878 | 0.00011643 | 0.00011415 | 0.00011194 | 0.00010978
2023 PG Study Reference Scenario | SDG&E | Ind | WholeBlg | Ind - Stone-Glass-Clay | Electric Demand (MW) | Energy Efficiency | 0.002994 | 0.0029919 | 0.0030054 | 0.0030521 | 0.003172 | 0.0034086 | 0.0033451 | 0.0032961 | 0.0032475 | 0.0031996 | 0.0031519
2023 PG Study Reference Scenario | SDG&E | Ind | WholeBlg | Ind - Stone-Glass-Clay | Electric Energy (GWh/year) | Energy Efficiency | 0.015377 | 0.015366 | 0.015435 | 0.015675 | 0.016291 | 0.017506 | 0.01718 | 0.016928 | 0.016679 | 0.016433 | 0.016188
2023 PG Study Reference Scenario | SDG&E | Ind | WholeBlg | Ind - Stone-Glass-Clay | Gas Energy (MMTherm/year) | Energy Efficiency | 0.0015087 | 0.0015189 | 0.0015402 | 0.0015852 | 0.0016785 | 0.0018475 | 0.0018193 | 0.0017966 | 0.0017748 | 0.0017535 | 0.0017325
2023 PG Study Reference Scenario | SDG&E | Ind | WholeBlg | Ind - Textiles | Electric Demand (MW) | Energy Efficiency | 0.00075556 | 0.00074551 | 0.00075196 | 0.00077351 | 0.00081863 | 0.00090256 | 0.00087638 | 0.00085835 | 0.00084008 | 0.00082201 | 0.00080403
2023 PG Study Reference Scenario | SDG&E | Ind | WholeBlg | Ind - Textiles | Electric Energy (GWh/year) | Energy Efficiency | 0.0038805 | 0.0038288 | 0.003862 | 0.0039727 | 0.0042044 | 0.0046354 | 0.004501 | 0.0044084 | 0.0043146 | 0.0042217 | 0.0041294
2023 PG Study Reference Scenario | SDG&E | Ind | WholeBlg | Ind - Textiles | Gas Energy (MMTherm/year) | Energy Efficiency | 2.4638e-05 | 2.5415e-05 | 2.6832e-05 | 2.9268e-05 | 3.3472e-05 | 4.055e-05 | 3.9589e-05 | 3.8827e-05 | 3.8073e-05 | 3.7345e-05 | 3.6631e-05
2023 PG Study Reference Scenario | SDG&E | Ind | WholeBlg | Ind - Transportation Equipment | Electric Demand (MW) | Energy Efficiency | 0.031574 | 0.031383 | 0.031759 | 0.032638 | 0.034325 | 0.03745 | 0.036859 | 0.036361 | 0.035881 | 0.035425 | 0.034956
2023 PG Study Reference Scenario | SDG&E | Ind | WholeBlg | Ind - Transportation Equipment | Electric Energy (GWh/year) | Energy Efficiency | 0.16216 | 0.16118 | 0.16311 | 0.16763 | 0.17629 | 0.19234 | 0.1893 | 0.18675 | 0.18428 | 0.18194 | 0.17953
2023 PG Study Reference Scenario | SDG&E | Ind | WholeBlg | Ind - Transportation Equipment | Gas Energy (MMTherm/year) | Energy Efficiency | 0.0009428 | 0.000959 | 0.00099714 | 0.0010651 | 0.0011837 | 0.001386 | 0.0013667 | 0.0013489 | 0.0013317 | 0.0013153 | 0.0012991
2023 PG Study Reference Scenario | SDG&E | Res | AppPlug | Res - Multi Family | Electric Demand (MW) | Energy Efficiency | 0.00056256 | 0.00061707 | 0.00066462 | 0.00071321 | 0.00075528 | 0.00080458 | 0.0008341 | 0.00088542 | 0.016306 | 0.019426 | 0.020309
2023 PG Study Reference Scenario | SDG&E | Res | AppPlug | Res - Multi Family | Electric Energy (GWh/year) | Energy Efficiency | 0.0043781 | 0.0048023 | 0.0051723 | 0.0055505 | 0.0058779 | 0.0062615 | 0.0064913 | 0.0068907 | 0.1269 | 0.15118 | 0.15799
2023 PG Study Reference Scenario | SDG&E | Res | AppPlug | Res - Multi Family | Electric Energy (GWh/year) | Fuel Substitution | 0 | -0.0047197 | -0.0051808 | -0.0056491 | -0.0061236 | -0.0066067 | -0.0071009 | -0.0076083 | -0.0081309 | -0.0086702 | -0.0092272
2023 PG Study Reference Scenario | SDG&E | Res | AppPlug | Res - Multi Family | Gas Energy (MMTherm/year) | Energy Efficiency | 0.00044482 | 0.00048791 | 0.00052551 | 0.00056393 | 0.0005972 | 0.00063618 | 0.00065952 | 0.0007001 | 0.012893 | 0.01536 | 0.016741
2023 PG Study Reference Scenario | SDG&E | Res | AppPlug | Res - Multi Family | Gas Energy (MMTherm/year) | Fuel Substitution | 0 | 0.00093014 | 0.001021 | 0.0011133 | 0.0012068 | 0.001302 | 0.0013994 | 0.0014994 | 0.0016024 | 0.0017087 | 0.0018185
2023 PG Study Reference Scenario | SDG&E | Res | AppPlug | Res - Single Family | Electric Demand (MW) | Energy Efficiency | 0 | 0 | 0 | 0 | 0 | 0 | 0 | 0 | 0 | 0 | 0.00042229
2023 PG Study Reference Scenario | SDG&E | Res | AppPlug | Res - Single Family | Electric Energy (GWh/year) | Energy Efficiency | 0 | 0 | 0 | 0 | 0 | 0 | 0 | 0 | 0 | 0 | 0.0028026
2023 PG Study Reference Scenario | SDG&E | Res | AppPlug | Res - Single Family | Gas Energy (MMTherm/year) | Energy Efficiency | 0 | 0 | 0 | 0 | 0 | 0 | 0 | 0 | 0 | 0 | 0.0039237
2023 PG Study Reference Scenario | SDG&E | Res | BROs | Low Income - Multi Family LI | Electric Demand (MW) | Energy Efficiency | 1.2942 | 1.3312 | 1.3704 | 1.4095 | 1.4482 | 1.4928 | 1.5357 | 1.5781 | 1.6097 | 1.6508 | 1.695
2023 PG Study Reference Scenario | SDG&E | Res | BROs | Low Income - Multi Family LI | Electric Energy (GWh/year) | Energy Efficiency | 5.7468 | 5.9439 | 6.1552 | 6.373 | 6.596 | 6.8527 | 7.1112 | 7.3776 | 7.61 | 7.8933 | 8.2053
2023 PG Study Reference Scenario | SDG&E | Res | BROs | Low Income - Multi Family LI | Gas Energy (MMTherm/year) | Energy Efficiency | 0.1538 | 0.15673 | 0.16017 | 0.16386 | 0.16777 | 0.17202 | 0.17644 | 0.18115 | 0.18565 | 0.19124 | 0.19746
2023 PG Study Reference Scenario | SDG&E | Res | BROs | Low Income - Single Family LI | Electric Demand (MW) | Energy Efficiency | 1.2144 | 1.2456 | 1.2784 | 1.3111 | 1.3431 | 1.3801 | 1.4153 | 1.4499 | 1.4782 | 1.5143 | 1.5531
2023 PG Study Reference Scenario | SDG&E | Res | BROs | Low Income - Single Family LI | Electric Energy (GWh/year) | Energy Efficiency | 5.3975 | 5.5674 | 5.7487 | 5.9357 | 6.126 | 6.3457 | 6.5663 | 6.7928 | 7.005 | 7.2604 | 7.5418
2023 PG Study Reference Scenario | SDG&E | Res | BROs | Low Income - Single Family LI | Gas Energy (MMTherm/year) | Energy Efficiency | 0.16652 | 0.16927 | 0.17255 | 0.17608 | 0.17982 | 0.18391 | 0.18816 | 0.19269 | 0.19747 | 0.20335 | 0.20989
2023 PG Study Reference Scenario | SDG&E | Res | BROs | Res - Multi Family | Electric Demand (MW) | Energy Efficiency | 2.4929 | 2.5655 | 2.6423 | 2.719 | 2.7951 | 2.8826 | 2.9668 | 3.0502 | 3.1112 | 3.1906 | 3.2762
2023 PG Study Reference Scenario | SDG&E | Res | BROs | Res - Multi Family | Electric Energy (GWh/year) | Energy Efficiency | 11.0699 | 11.4551 | 11.8681 | 12.294 | 12.7304 | 13.2323 | 13.7381 | 14.2598 | 14.7088 | 15.2564 | 15.8595
2023 PG Study Reference Scenario | SDG&E | Res | BROs | Res - Multi Family | Gas Energy (MMTherm/year) | Energy Efficiency | 0.38162 | 0.38904 | 0.39773 | 0.40704 | 0.41692 | 0.42765 | 0.4388 | 0.45069 | 0.4619 | 0.4758 | 0.49128
2023 PG Study Reference Scenario | SDG&E | Res | BROs | Res - Single Family | Electric Demand (MW) | Energy Efficiency | 5.9557 | 6.1117 | 6.2757 | 6.439 | 6.5993 | 6.7844 | 6.9611 | 7.1346 | 7.2737 | 7.4514 | 7.6427
2023 PG Study Reference Scenario | SDG&E | Res | BROs | Res - Single Family | Electric Energy (GWh/year) | Energy Efficiency | 26.4698 | 27.3159 | 28.2196 | 29.1512 | 30.1007 | 31.1954 | 32.2959 | 33.4262 | 34.4703 | 35.7271 | 37.1119
2023 PG Study Reference Scenario | SDG&E | Res | BROs | Res - Single Family | Gas Energy (MMTherm/year) | Energy Efficiency | 0.86596 | 0.88062 | 0.898 | 0.91673 | 0.93661 | 0.95824 | 0.98076 | 1.0048 | 1.0297 | 1.0604 | 1.0945
2023 PG Study Reference Scenario | SDG&E | Res | BldgEnv | Res - Single Family | Electric Demand (MW) | Energy Efficiency | 0 | 0 | 0 | 0 | 0 | 0 | 0 | 0 | 0 | 0 | 0.0081094
2023 PG Study Reference Scenario | SDG&E | Res | BldgEnv | Res - Single Family | Electric Energy (GWh/year) | Energy Efficiency | 6.5578e-05 | 7.7856e-05 | 7.8746e-05 | 8.2101e-05 | 7.7416e-05 | 8.3728e-05 | 6.5367e-05 | 7.7925e-05 | 0.00012297 | 0 | 0.0055264
2023 PG Study Reference Scenario | SDG&E | Res | BldgEnv | Res - Single Family | Gas Energy (MMTherm/year) | Energy Efficiency | 4.7302e-05 | 5.6158e-05 | 5.68e-05 | 5.922e-05 | 5.5841e-05 | 6.0394e-05 | 4.715e-05 | 5.6208e-05 | 8.8701e-05 | 0 | 0.0042349
2023 PG Study Reference Scenario | SDG&E | Res | HVAC | Res - Multi Family | Electric Demand (MW) | Energy Efficiency | 0.023358 | 0.025209 | 0.026753 | 0.028146 | 0.029195 | 0.030216 | 0.030564 | 0.031258 | 0.031551 | 0.031744 | 0.031795
2023 PG Study Reference Scenario | SDG&E | Res | HVAC | Res - Multi Family | Electric Demand (MW) | Fuel Substitution | -0.0024033 | -0.0026034 | -0.0027923 | -0.0029693 | -0.0031324 | 0 | 0 | 0 | 0 | 0 | 0
2023 PG Study Reference Scenario | SDG&E | Res | HVAC | Res - Multi Family | Electric Energy (GWh/year) | Energy Efficiency | 0.042372 | 0.045729 | 0.04853 | 0.051059 | 0.052962 | 0.054814 | 0.055446 | 0.056706 | 0.057237 | 0.057587 | 0.05768
2023 PG Study Reference Scenario | SDG&E | Res | HVAC | Res - Multi Family | Electric Energy (GWh/year) | Fuel Substitution | -0.025764 | -0.044222 | -0.047456 | -0.056135 | -0.059217 | 0 | 0 | 0 | 0 | 0 | 0
2023 PG Study Reference Scenario | SDG&E | Res | HVAC | Res - Multi Family | Gas Energy (MMTherm/year) | Energy Efficiency | 1.3051e-06 | 1.4311e-06 | 1.5332e-06 | 1.6354e-06 | 1.713e-06 | 0 | 0 | 0 | 0 | 0 | 0
2023 PG Study Reference Scenario | SDG&E | Res | HVAC | Res - Multi Family | Gas Energy (MMTherm/year) | Fuel Substitution | 0.0047436 | 0.0085407 | 0.0091664 | 0.01069 | 0.011278 | 0 | 0 | 0 | 0 | 0 | 0
2023 PG Study Reference Scenario | SDG&E | Res | HVAC | Res - Single Family | Electric Demand (MW) | Energy Efficiency | 0.093662 | 0.10084 | 0.1065 | 0.11155 | 0.11447 | 0.11733 | 0.11795 | 0.12018 | 0.12242 | 0.12054 | 0.11958
2023 PG Study Reference Scenario | SDG&E | Res | HVAC | Res - Single Family | Electric Demand (MW) | Fuel Substitution | -0.0055429 | -0.046372 | -0.049707 | -0.052824 | -0.055695 | 0 | 0 | 0 | 0 | 0 | 0
2023 PG Study Reference Scenario | SDG&E | Res | HVAC | Res - Single Family | Electric Energy (GWh/year) | Energy Efficiency | 0.18358 | 0.19871 | 0.20856 | 0.21778 | 0.22199 | 0.22786 | 0.22511 | 0.23095 | 0.24293 | 0.23686 | 0.23473
2023 PG Study Reference Scenario | SDG&E | Res | HVAC | Res - Single Family | Electric Energy (GWh/year) | Fuel Substitution | -0.2682 | -0.50342 | -0.64043 | -0.67975 | -0.71586 | 0 | 0 | 0 | 0 | 0 | 0
2023 PG Study Reference Scenario | SDG&E | Res | HVAC | Res - Single Family | Gas Energy (MMTherm/year) | Energy Efficiency | 0.001871 | 0.0021474 | 0.0021075 | 0.0021286 | 0.0019509 | 0.0019445 | 0.0014675 | 0.0016922 | 0.0025849 | 0.0022482 | 0.0022009
2023 PG Study Reference Scenario | SDG&E | Res | HVAC | Res - Single Family | Gas Energy (MMTherm/year) | Fuel Substitution | 0.060083 | 0.10641 | 0.13289 | 0.14105 | 0.14854 | 0 | 0 | 0 | 0 | 0 | 0
2023 PG Study Reference Scenario | SDG&E | Res | Lighting | Res - Multi Family | Electric Demand (MW) | Energy Efficiency | 0.0033904 | 0.0030044 | 0.0030042 | 0.003002 | 0.0029646 | 0.0029595 | 0.0028673 | 0.0028725 | 0.0028384 | 0.0013067 | 0.0010317
2023 PG Study Reference Scenario | SDG&E | Res | Lighting | Res - Multi Family | Electric Energy (GWh/year) | Energy Efficiency | 0.025745 | 0.023632 | 0.023652 | 0.023664 | 0.023395 | 0.023394 | 0.022686 | 0.022773 | 0.022541 | 0.013638 | 0.012028
2023 PG Study Reference Scenario | SDG&E | Res | Lighting | Res - Multi Family | Gas Energy (MMTherm/year) | Energy Efficiency | -0.00016535 | -0.00013671 | -0.00013644 | -0.00013599 | -0.00013399 | -0.00013328 | -0.00012889 | -0.00012857 | -0.00012658 | -1.9159e-05 | 0
2023 PG Study Reference Scenario | SDG&E | Res | Lighting | Res - Single Family | Electric Demand (MW) | Energy Efficiency | 0.015544 | 0.0086013 | 0.0077107 | 0.0077067 | 0.0075947 | 0.0076008 | 0.0073363 | 0.0073954 | 0.0077774 | 0.0075997 | 0.0075461
2023 PG Study Reference Scenario | SDG&E | Res | Lighting | Res - Single Family | Electric Energy (GWh/year) | Energy Efficiency | 0.135 | 0.095304 | 0.090006 | 0.08996 | 0.088653 | 0.088724 | 0.085636 | 0.086326 | 0.090785 | 0.088711 | 0.088085
2023 PG Study Reference Scenario | SDG&E | Res | Lighting | Res - Single Family | Gas Energy (MMTherm/year) | Energy Efficiency | -0.00087587 | -9.6144e-05 | 0 | 0 | 0 | 0 | 0 | 0 | 0 | 0 | 0
2023 PG Study Reference Scenario | SDG&E | Res | WaterHeat | Res - Multi Family | Electric Demand (MW) | Energy Efficiency | 0.38264 | 0.36389 | 0.34092 | 0.31972 | 0.29681 | 0.28072 | 0.25624 | 0.24463 | 0.23043 | 0.219 | 0.20894
2023 PG Study Reference Scenario | SDG&E | Res | WaterHeat | Res - Multi Family | Electric Demand (MW) | Fuel Substitution | -7.2448e-05 | -7.4008e-05 | -7.4855e-05 | -7.5561e-05 | -7.5662e-05 | 0 | 0 | 0 | 0 | 0 | 0
2023 PG Study Reference Scenario | SDG&E | Res | WaterHeat | Res - Multi Family | Electric Energy (GWh/year) | Energy Efficiency | 1.8651 | 1.7736 | 1.6615 | 1.558 | 1.4461 | 1.3677 | 1.2481 | 1.1914 | 1.122 | 1.0662 | 1.017
2023 PG Study Reference Scenario | SDG&E | Res | WaterHeat | Res - Multi Family | Electric Energy (GWh/year) | Fuel Substitution | -0.012107 | -0.011962 | -0.011684 | -0.011354 | -0.011009 | 0 | 0 | 0 | 0 | 0 | 0
2023 PG Study Reference Scenario | SDG&E | Res | WaterHeat | Res - Multi Family | Gas Energy (MMTherm/year) | Energy Efficiency | 0.1593 | 0.14772 | 0.13442 | 0.13026 | 0.11634 | 0.075012 | 0.062986 | 0.054706 | 0.046553 | 0.039812 | 0.034139
2023 PG Study Reference Scenario | SDG&E | Res | WaterHeat | Res - Multi Family | Gas Energy (MMTherm/year) | Fuel Substitution | 0.0080207 | 0.0079051 | 0.0077003 | 0.00746 | 0.0072138 | 0 | 0 | 0 | 0 | 0 | 0
2023 PG Study Reference Scenario | SDG&E | Res | WaterHeat | Res - Single Family | Electric Demand (MW) | Energy Efficiency | 0.24367 | 0.23369 | 0.21997 | 0.20748 | 0.19338 | 0.18825 | 0.17193 | 0.1645 | 0.16502 | 0.15232 | 0.14374
2023 PG Study Reference Scenario | SDG&E | Res | WaterHeat | Res - Single Family | Electric Demand (MW) | Fuel Substitution | -0.0004074 | -0.00041265 | -0.00041157 | -0.00041015 | -0.00040691 | 0.00045513 | 0.00057174 | 0.00074125 | 0 | 0 | 0.0010281
2023 PG Study Reference Scenario | SDG&E | Res | WaterHeat | Res - Single Family | Electric Energy (GWh/year) | Energy Efficiency | 1.2276 | 1.177 | 1.1076 | 1.0444 | 0.97331 | 0.9501 | 0.86776 | 0.8303 | 0.83297 | 0.76899 | 0.72582
2023 PG Study Reference Scenario | SDG&E | Res | WaterHeat | Res - Single Family | Electric Energy (GWh/year) | Fuel Substitution | -0.0071617 | -0.0071999 | -0.0071644 | -0.0071187 | -0.0070691 | 0.0023137 | 0.0029065 | 0.0037682 | 0 | 0 | 0.0052266
2023 PG Study Reference Scenario | SDG&E | Res | WaterHeat | Res - Single Family | Gas Energy (MMTherm/year) | Energy Efficiency | 0.39293 | 0.36979 | 0.34254 | 0.6267 | 0.58836 | 0.35158 | 0.31837 | 0.29548 | 0.28397 | 0.25549 | 0.2311
2023 PG Study Reference Scenario | SDG&E | Res | WaterHeat | Res - Single Family | Gas Energy (MMTherm/year) | Fuel Substitution | 0.00070229 | 0.00070388 | 0.00069974 | 0.00069441 | 0.00068985 | 0 | 0 | 0 | 0 | 0 | 0
2023 PG Study Reference Scenario | SDG&E | Res | WholeBlg | Res - Multi Family | Electric Demand (MW) | Energy Efficiency | 0.013477 | 0.015157 | 0.01661 | 0.018207 | 0.0189 | 0.020662 | 0.019493 | 0.021363 | 0.022318 | 0.023535 | 0.024721
2023 PG Study Reference Scenario | SDG&E | Res | WholeBlg | Res - Multi Family | Electric Energy (GWh/year) | Energy Efficiency | 0.030577 | 0.034387 | 0.037685 | 0.041307 | 0.04288 | 0.046878 | 0.044225 | 0.048469 | 0.050635 | 0.053397 | 0.056088
2023 PG Study Reference Scenario | SDG&E | Res | WholeBlg | Res - Multi Family | Gas Energy (MMTherm/year) | Energy Efficiency | 0.0020637 | 0.0023208 | 0.0025434 | 0.0027879 | 0.002894 | 0.0031638 | 0.0029848 | 0.0032712 | 0.0034174 | 0.0036038 | 0.0037855
2023 PG Study Reference Scenario | SDG&E | Res | WholeBlg | Res - Single Family | Electric Demand (MW) | Energy Efficiency | 0.081459 | 0.093837 | 0.10263 | 0.11358 | 0.11638 | 0.12986 | 0.11697 | 0.13335 | 0.20149 | 0.21585 | 0.23047
2023 PG Study Reference Scenario | SDG&E | Res | WholeBlg | Res - Single Family | Electric Energy (GWh/year) | Energy Efficiency | 0.46503 | 0.53568 | 0.58586 | 0.64841 | 0.66439 | 0.74134 | 0.66775 | 0.76124 | 1.1502 | 1.2322 | 1.3156
2023 PG Study Reference Scenario | SDG&E | Res | WholeBlg | Res - Single Family | Gas Energy (MMTherm/year) | Energy Efficiency | 0.027018 | 0.031123 | 0.034038 | 0.037672 | 0.038601 | 0.043072 | 0.038797 | 0.044229 | 0.066827 | 0.071593 | 0.07644
Scenario 1: Reference | PG&E | Ag | WholeBlg | Ag - Dairies, fishing, hunting | Electric Demand (MW) | Energy Efficiency | 0.1733 | 0.17516 | 0.17742 | 0.17962 | 0.1821 | 0.1841 | 0.18608 | 0.18789 | 0.18994 | 0.19175 | 0.19359 | 0.19527 | 0.19698
Scenario 1: Reference | PG&E | Ag | WholeBlg | Ag - Dairies, fishing, hunting | Electric Energy (GWh/year) | Energy Efficiency | 0.73826 | 0.74616 | 0.75581 | 0.76517 | 0.77575 | 0.78427 | 0.79271 | 0.8004 | 0.80916 | 0.81683 | 0.82469 | 0.83185 | 0.83912
Scenario 1: Reference | PG&E | Ag | WholeBlg | Ag - Dairies, fishing, hunting | Gas Energy (MMTherm/year) | Energy Efficiency | 0.0037985 | 0.0037985 | 0.0037985 | 0.0037985 | 0.0037985 | 0.0037985 | 0.0037985 | 0.0037985 | 0.0037985 | 0.0037985 | 0.0037985 | 0.0037985 | 0.0037985
Scenario 1: Reference | PG&E | Ag | WholeBlg | Ag - Irrigated Agriculture, vineyards, forestry and greenhouses | Electric Demand (MW) | Energy Efficiency | 1.4155 | 1.4563 | 1.4976 | 1.5379 | 1.5774 | 1.6131 | 1.6489 | 1.684 | 1.7204 | 1.7547 | 1.7884 | 1.821 | 1.8532
Scenario 1: Reference | PG&E | Ag | WholeBlg | Ag - Irrigated Agriculture, vineyards, forestry and greenhouses | Electric Energy (GWh/year) | Energy Efficiency | 6.0301 | 6.2038 | 6.3796 | 6.5512 | 6.7199 | 6.872 | 7.0242 | 7.1738 | 7.329 | 7.4748 | 7.6184 | 7.7575 | 7.8946
Scenario 1: Reference | PG&E | Ag | WholeBlg | Ag - Irrigated Agriculture, vineyards, forestry and greenhouses | Gas Energy (MMTherm/year) | Energy Efficiency | 0.031117 | 0.031117 | 0.031117 | 0.031117 | 0.031117 | 0.031117 | 0.031117 | 0.031117 | 0.031117 | 0.031117 | 0.031117 | 0.031117 | 0.031117
Scenario 1: Reference | PG&E | Ag | WholeBlg | Ag - Water pumping | Electric Demand (MW) | Energy Efficiency | 0.93665 | 0.92544 | 0.91367 | 0.90171 | 0.88936 | 0.87852 | 0.8685 | 0.85845 | 0.84713 | 0.83484 | 0.82181 | 0.80858 | 0.79503
Scenario 1: Reference | PG&E | Ag | WholeBlg | Ag - Water pumping | Electric Energy (GWh/year) | Energy Efficiency | 3.9901 | 3.9423 | 3.8922 | 3.8412 | 3.7886 | 3.7425 | 3.6998 | 3.657 | 3.6087 | 3.5564 | 3.5009 | 3.4445 | 3.3868
Scenario 1: Reference | PG&E | Ag | WholeBlg | Ag - Water pumping | Gas Energy (MMTherm/year) | Energy Efficiency | 0.0015981 | 0.0015981 | 0.0015981 | 0.0015981 | 0.0015981 | 0.0015981 | 0.0015981 | 0.0015981 | 0.0015981 | 0.0015981 | 0.0015981 | 0.0015981 | 0.0015981
Scenario 1: Reference | PG&E | Com | AppPlug | Com - Health | Gas Energy (MMTherm/year) | Energy Efficiency | 0.71921 | 0.76422 | 0.80057 | 0.82049 | 0.65838 | 0.6463 | 1.3539 | 0.86549 | 0.86813 | 0.86281 | 0.84939 | 0.84122 | 0.82817
Scenario 1: Reference | PG&E | Com | AppPlug | Com - Lodging | Gas Energy (MMTherm/year) | Energy Efficiency | 0.55231 | 0.58971 | 0.60716 | 0.61912 | 0.63232 | 0.64041 | 0.64606 | 0.64853 | 0.64788 | 0.64499 | 0.2317 | 0.36513 | 1.7107
Scenario 1: Reference | PG&E | Com | AppPlug | Com - Other | Gas Energy (MMTherm/year) | Energy Efficiency | 0.0016137 | 0.0018072 | 0.0020172 | 0.0022198 | 0.0023994 | 0.0026184 | 0.002843 | 0.0030419 | 0.0031953 | 0.0033603 | 0.014288 | 0.012982 | 0.011702
Scenario 1: Reference | PG&E | Com | BROs | Com - Lodging | Electric Energy (GWh/year) | Energy Efficiency | 0.0092629 | 0.019041 | 0.029292 | 0.040146 | 0.051741 | 0.064078 | 0.077422 | 0.091167 | 0.10608 | 0.124 | 0.14051 | 0.15693 | 0.17287
Scenario 1: Reference | PG&E | Com | BROs | Com - Other | Electric Energy (GWh/year) | Energy Efficiency | 0.035729 | 0.077239 | 0.124 | 0.17525 | 0.23403 | 0.30343 | 0.37844 | 0.4442 | 0.52407 | 0.61999 | 0.71147 | 0.80422 | 0.89092
Scenario 1: Reference | PG&E | Com | BROs | Com - Retail | Electric Demand (MW) | Energy Efficiency | 0.0042778 | 0.008702 | 0.013249 | 0.017971 | 0.022913 | 0.028088 | 0.033645 | 0.040046 | 0.046109 | 0.053325 | 0.059776 | 0.066054 | 0.073417
Scenario 1: Reference | PG&E | Com | BROs | Com - Retail | Electric Energy (GWh/year) | Energy Efficiency | 0.046249 | 0.094081 | 0.14325 | 0.19429 | 0.24772 | 0.30367 | 0.36375 | 0.43296 | 0.4985 | 0.57652 | 0.64626 | 0.71414 | 0.79374
Scenario 1: Reference | PG&E | Com | BldgEnv | Com - College | Electric Demand (MW) | Energy Efficiency | 0.0006376 | 0.00065834 | 0.00070263 | 0.00075435 | 0.00078125 | 0.00080097 | 0.00083227 | 0.00084944 | 0.00088425 | 0.00090971 | 0.0009257 | 0.00092271 | 0.00093062
Scenario 1: Reference | PG&E | Com | BldgEnv | Com - College | Electric Energy (GWh/year) | Energy Efficiency | 0.00018333 | 0.0001899 | 0.00020209 | 0.00021638 | 0.000224 | 0.00022956 | 0.00023849 | 0.00024337 | 0.00025338 | 0.00026074 | 0.00026542 | 0.00026466 | 0.00026709
Scenario 1: Reference | PG&E | Com | BldgEnv | Com - College | Gas Energy (MMTherm/year) | Energy Efficiency | 4.2477e-05 | 4.249e-05 | 4.6801e-05 | 5.171e-05 | 5.3829e-05 | 5.5457e-05 | 5.7776e-05 | 5.9101e-05 | 6.1454e-05 | 6.3077e-05 | 6.3957e-05 | 6.3488e-05 | 6.3619e-05
Scenario 1: Reference | PG&E | Com | BldgEnv | Com - Grocery | Electric Demand (MW) | Energy Efficiency | 0.0011843 | 0.0012203 | 0.0010936 | 0.0010546 | 0.0011112 | 0.0011814 | 0.0012455 | 0.0013073 | 0.0013535 | 0.0013998 | 0.0014457 | 0.0014873 | 0.0015303
Scenario 1: Reference | PG&E | Com | BldgEnv | Com - Grocery | Electric Energy (GWh/year) | Energy Efficiency | 0.00033975 | 0.00035037 | 0.000299 | 0.00030441 | 0.00032079 | 0.00034105 | 0.00035956 | 0.00037741 | 0.00039076 | 0.00040414 | 0.0004174 | 0.0004294 | 0.00044182
Scenario 1: Reference | PG&E | Com | BldgEnv | Com - Grocery | Gas Energy (MMTherm/year) | Energy Efficiency | 7.781e-05 | 7.9461e-05 | 7.1543e-05 | 6.8147e-05 | 7.1809e-05 | 7.6343e-05 | 8.0484e-05 | 8.4477e-05 | 8.7463e-05 | 9.0456e-05 | 9.3422e-05 | 9.6107e-05 | 9.8885e-05
Scenario 1: Reference | PG&E | Com | BldgEnv | Com - Health | Electric Demand (MW) | Energy Efficiency | 0.071303 | 0.07391 | 0.073891 | 0.07094 | 0.06533 | 0.057782 | 0.04878 | 0.039202 | 0.02975 | 0.020954 | 0.01315 | 0.006592 | 0.0019127
Scenario 1: Reference | PG&E | Com | BldgEnv | Com - Health | Electric Energy (GWh/year) | Energy Efficiency | 0.027521 | 0.028497 | 0.028446 | 0.027253 | 0.025034 | 0.022068 | 0.018557 | 0.014842 | 0.011194 | 0.0078165 | 0.0048339 | 0.0023399 | 0.00068745
Scenario 1: Reference | PG&E | Com | BldgEnv | Com - Health | Gas Energy (MMTherm/year) | Energy Efficiency | 0.011959 | 0.012399 | 0.012401 | 0.011912 | 0.010964 | 0.0097169 | 0.0082111 | 0.0066067 | 0.0050213 | 0.0035441 | 0.002232 | 0.0011281 | 0.00032669
Scenario 1: Reference | PG&E | Com | BldgEnv | Com - Lodging | Electric Demand (MW) | Energy Efficiency | 0.054914 | 0.051982 | 0.046921 | 0.04022 | 0.032579 | 0.024653 | 0.017063 | 0.010227 | 0.0043711 | 0.0016054 | 0.0016422 | 0.0016789 | 0.0017116
Scenario 1: Reference | PG&E | Com | BldgEnv | Com - Lodging | Electric Energy (GWh/year) | Energy Efficiency | 0.027662 | 0.026138 | 0.023538 | 0.020116 | 0.016233 | 0.012222 | 0.0083978 | 0.0049672 | 0.0020405 | 0.00081845 | 0.00083723 | 0.00085592 | 0.00087256
Scenario 1: Reference | PG&E | Com | BldgEnv | Com - Lodging | Gas Energy (MMTherm/year) | Energy Efficiency | 0.016048 | 0.015197 | 0.013725 | 0.011773 | 0.0095451 | 0.0072315 | 0.0050137 | 0.0030142 | 0.0012996 | 0.00046775 | 0.00047849 | 0.00048925 | 0.00049876
Scenario 1: Reference | PG&E | Com | BldgEnv | Com - Office (Large) | Electric Demand (MW) | Energy Efficiency | 0.0082506 | 0.008607 | 0.0090154 | 0.0093077 | 0.0096264 | 0.0098674 | 0.010132 | 0.010261 | 0.010271 | 0.01035 | 0.010377 | 0.010393 | 0.010405
Scenario 1: Reference | PG&E | Com | BldgEnv | Com - Office (Large) | Electric Energy (GWh/year) | Energy Efficiency | 0.0023819 | 0.0024848 | 0.0026028 | 0.0026872 | 0.0027793 | 0.0028489 | 0.0029253 | 0.0029627 | 0.0029655 | 0.0029882 | 0.0029961 | 0.0030008 | 0.0030042
Scenario 1: Reference | PG&E | Com | BldgEnv | Com - Office (Large) | Gas Energy (MMTherm/year) | Energy Efficiency | 0.00053314 | 0.00055617 | 0.00058256 | 0.00060145 | 0.00062204 | 0.00063761 | 0.0006547 | 0.00066307 | 0.00066368 | 0.00066877 | 0.00067053 | 0.00067157 | 0.00067234
Scenario 1: Reference | PG&E | Com | BldgEnv | Com - Office (Small) | Electric Demand (MW) | Energy Efficiency | 0.0014189 | 0.0015145 | 0.0016134 | 3.285e-05 | 0.019022 | 0.0016946 | 0.0017662 | 0.0018307 | 0.0018837 | 0.0019349 | 0.0019829 | 0.0020275 | 0.0020698
Scenario 1: Reference | PG&E | Com | BldgEnv | Com - Office (Small) | Electric Energy (GWh/year) | Energy Efficiency | 0.00040951 | 0.00043711 | 0.00046569 | 9.2972e-06 | 0.0054929 | 0.00048917 | 0.00050983 | 0.00052848 | 0.00054378 | 0.00055858 | 0.00057246 | 0.00058533 | 0.00059755
Scenario 1: Reference | PG&E | Com | BldgEnv | Com - Office (Small) | Gas Energy (MMTherm/year) | Energy Efficiency | 9.1703e-05 | 9.7875e-05 | 0.00010427 | 2.1327e-06 | 0.001229 | 0.00010952 | 0.00011414 | 0.00011831 | 0.00012173 | 0.00012504 | 0.00012815 | 0.00013102 | 0.00013376
Scenario 1: Reference | PG&E | Com | BldgEnv | Com - Other | Electric Demand (MW) | Energy Efficiency | 0.0012004 | 0.001287 | 0.0013803 | 0.0014623 | 0.0015275 | 0.0016147 | 0.0017047 | 0.0017775 | 0.0018173 | 0.0018699 | 0.0019215 | 0.0019666 | 0.0020136
Scenario 1: Reference | PG&E | Com | BldgEnv | Com - Other | Electric Energy (GWh/year) | Energy Efficiency | 0.00034832 | 0.0003735 | 0.0004006 | 0.00042442 | 0.00044337 | 0.00046873 | 0.00049488 | 0.00051603 | 0.00052758 | 0.00054288 | 0.00055788 | 0.00057098 | 0.00058465
Scenario 1: Reference | PG&E | Com | BldgEnv | Com - Other | Gas Energy (MMTherm/year) | Energy Efficiency | 7.7579e-05 | 8.3176e-05 | 8.9202e-05 | 9.4498e-05 | 9.8712e-05 | 0.00010435 | 0.00011017 | 0.00011487 | 0.00011744 | 0.00012084 | 0.00012417 | 0.00012708 | 0.00013012
Scenario 1: Reference | PG&E | Com | BldgEnv | Com - Refrig. Warehouse | Electric Demand (MW) | Energy Efficiency | 0.0004177 | 0.00043886 | 0.00045908 | 0.00047854 | 0.00049711 | 0.00051537 | 0.00052893 | 0.00054147 | 0.00054878 | 0.00055623 | 0.0005616 | 0.00056704 | 0.00057254
Scenario 1: Reference | PG&E | Com | BldgEnv | Com - Refrig. Warehouse | Electric Energy (GWh/year) | Energy Efficiency | 0.00012428 | 0.00013064 | 0.0001366 | 0.0001422 | 0.00014741 | 0.00015238 | 0.0001559 | 0.00015904 | 0.00016065 | 0.0001623 | 0.00016339 | 0.00016454 | 0.00016576
Scenario 1: Reference | PG&E | Com | BldgEnv | Com - Refrig. Warehouse | Gas Energy (MMTherm/year) | Energy Efficiency | 3.774e-05 | 3.9744e-05 | 4.1349e-05 | 4.2517e-05 | 4.3225e-05 | 4.3546e-05 | 4.3269e-05 | 4.2735e-05 | 4.1781e-05 | 4.0857e-05 | 3.9895e-05 | 3.9083e-05 | 3.8444e-05
Scenario 1: Reference | PG&E | Com | BldgEnv | Com - Restaurant | Electric Demand (MW) | Energy Efficiency | 0.00058093 | 0.00041995 | 0.00044644 | 0.00047084 | 0.0004932 | 0.00051304 | 0.00053529 | 0.00055427 | 0.00057039 | 0.00058697 | 0.00060164 | 7.8234e-06 | 0.006809
Scenario 1: Reference | PG&E | Com | BldgEnv | Com - Restaurant | Electric Energy (GWh/year) | Energy Efficiency | 0.00016637 | 0.00012115 | 0.0001288 | 0.00013584 | 0.00014229 | 0.00014801 | 0.00015443 | 0.0001599 | 0.00016455 | 0.00016933 | 0.00017356 | 2.2194e-06 | 0.0019662
Scenario 1: Reference | PG&E | Com | BldgEnv | Com - Restaurant | Gas Energy (MMTherm/year) | Energy Efficiency | 3.7768e-05 | 2.7104e-05 | 2.8814e-05 | 3.0389e-05 | 3.1832e-05 | 3.3112e-05 | 3.4548e-05 | 3.5773e-05 | 3.6814e-05 | 3.7884e-05 | 3.8831e-05 | 5.076e-07 | 0.0004399
Scenario 1: Reference | PG&E | Com | BldgEnv | Com - Retail | Electric Demand (MW) | Energy Efficiency | 0.067471 | 0.068283 | 0.0025682 | 0.056688 | 0.078916 | 0.048403 | 0.04129 | 0.033321 | 0.0038326 | 0.0039153 | 0.0040004 | 0.0040708 | 0.0040111
Scenario 1: Reference | PG&E | Com | BldgEnv | Com - Retail | Electric Energy (GWh/year) | Energy Efficiency | 0.027262 | 0.027573 | 0.0007412 | 0.023102 | 0.02898 | 0.019404 | 0.016448 | 0.013174 | 0.001102 | 0.0011268 | 0.0011521 | 0.0011724 | 0.0011398
Scenario 1: Reference | PG&E | Com | BldgEnv | Com - Retail | Gas Energy (MMTherm/year) | Energy Efficiency | 0.0039544 | 0.0040029 | 0.00016574 | 0.0033203 | 0.0047839 | 0.0028512 | 0.0024375 | 0.001972 | 0.00025425 | 0.00025723 | 0.00026064 | 0.00026347 | 0.00025979
Scenario 1: Reference | PG&E | Com | BldgEnv | Com - School | Electric Demand (MW) | Energy Efficiency | 0.0022727 | 0.0023969 | 0.0025116 | 0.0026072 | 0.0026698 | 0.0027402 | 0.0027928 | 0.0028471 | 0.0028915 | 0.0029345 | 0.0029729 | 0.0030199 | 0.0030504
Scenario 1: Reference | PG&E | Com | BldgEnv | Com - School | Electric Energy (GWh/year) | Energy Efficiency | 0.00065607 | 0.00069195 | 0.00072506 | 0.00075268 | 0.00077077 | 0.00079111 | 0.00080629 | 0.00082198 | 0.00083483 | 0.00084725 | 0.00085833 | 0.00087192 | 0.00088073
Scenario 1: Reference | PG&E | Com | BldgEnv | Com - School | Gas Energy (MMTherm/year) | Energy Efficiency | 0.00014687 | 0.00015489 | 0.0001623 | 0.00016848 | 0.00017252 | 0.00017708 | 0.00018047 | 0.00018398 | 0.00018685 | 0.00018963 | 0.00019211 | 0.00019515 | 0.00019712
Scenario 1: Reference | PG&E | Com | BldgEnv | Com - Warehouse | Electric Demand (MW) | Energy Efficiency | 0.14451 | 0.14189 | 0.13339 | 0.11977 | 0.10234 | 0.082846 | 0.062799 | 0.04369 | 0.026389 | 0.011524 | 0.0051253 | 0.0052144 | 0.0053049
Scenario 1: Reference | PG&E | Com | BldgEnv | Com - Warehouse | Electric Energy (GWh/year) | Energy Efficiency | 0.072861 | 0.071448 | 0.067053 | 0.060069 | 0.051181 | 0.041287 | 0.03115 | 0.021525 | 0.012842 | 0.0054131 | 0.0026128 | 0.0026583 | 0.0027044
Scenario 1: Reference | PG&E | Com | BldgEnv | Com - Warehouse | Gas Energy (MMTherm/year) | Energy Efficiency | 0.042225 | 0.041471 | 0.039004 | 0.035038 | 0.029959 | 0.024274 | 0.018421 | 0.012836 | 0.0077753 | 0.0034227 | 0.0014935 | 0.0015194 | 0.0015458
Scenario 1: Reference | PG&E | Com | ComRefrig | Com - College | Electric Demand (MW) | Energy Efficiency | 0.00017784 | 0.00010853 | 5.7896e-05 | 2.456e-05 | 9.4431e-06 | 0.00013341 | 0.00016245 | 0.00015605 | 0.00015102 | 0.00014605 | 0.00014122 | 0.00013607 | 0.00013202
Scenario 1: Reference | PG&E | Com | ComRefrig | Com - College | Electric Energy (GWh/year) | Energy Efficiency | 0.0012791 | 0.00078987 | 0.00042836 | 0.00018781 | 7.471e-05 | 0.0010285 | 0.0012515 | 0.0012022 | 0.0011634 | 0.0011252 | 0.001088 | 0.0010483 | 0.0010171
Scenario 1: Reference | PG&E | Com | ComRefrig | Com - College | Gas Energy (MMTherm/year) | Energy Efficiency | 0 | 0 | 0 | 0 | 0 | -6.0401e-06 | -7.5356e-06 | -7.2384e-06 | -7.005e-06 | -6.7749e-06 | -6.5507e-06 | -6.3117e-06 | -6.1237e-06
Scenario 1: Reference | PG&E | Com | ComRefrig | Com - Grocery | Electric Demand (MW) | Energy Efficiency | 0.1254 | 0.054203 | 0.019443 | 0.0062412 | 0 | 0.15689 | 0.20239 | 0.19568 | 0.18882 | 0.1826 | 0.17704 | 0.17197 | 0.16761
Scenario 1: Reference | PG&E | Com | ComRefrig | Com - Grocery | Electric Energy (GWh/year) | Energy Efficiency | 0.91929 | 0.41072 | 0.15383 | 0.049378 | 0 | 1.2087 | 1.5592 | 1.5075 | 1.4547 | 1.4068 | 1.3639 | 1.3249 | 1.2913
Scenario 1: Reference | PG&E | Com | ComRefrig | Com - Grocery | Gas Energy (MMTherm/year) | Energy Efficiency | 0 | 0 | 0 | 0 | 0 | -0.0072776 | -0.0093882 | -0.0090769 | -0.0087588 | -0.0084703 | -0.0082123 | -0.0079772 | -0.0077747
Scenario 1: Reference | PG&E | Com | ComRefrig | Com - Health | Electric Demand (MW) | Energy Efficiency | 0 | 0 | 0 | 0 | 0 | 0 | 0 | 0 | 0 | 0 | 0 | 0 | 0
Scenario 1: Reference | PG&E | Com | ComRefrig | Com - Health | Electric Energy (GWh/year) | Energy Efficiency | 0 | 0 | 0 | 0 | 0 | 0 | 0 | 0 | 0 | 0 | 0 | 0 | 0
Scenario 1: Reference | PG&E | Com | ComRefrig | Com - Health | Gas Energy (MMTherm/year) | Energy Efficiency | 0 | 0 | 0 | 0 | 0 | 0 | 0 | 0 | 0 | 0 | 0 | 0 | 0
Scenario 1: Reference | PG&E | Com | ComRefrig | Com - Refrig. Warehouse | Electric Demand (MW) | Energy Efficiency | 0.00037962 | 0.00021984 | 0.00010819 | 3.7449e-05 | 1.5254e-05 | 0.0003329 | 0.00046454 | 0.00045151 | 0.00043795 | 0.00042573 | 0.00041421 | 0.00040402 | 0.0003951
Scenario 1: Reference | PG&E | Com | ComRefrig | Com - Refrig. Warehouse | Electric Energy (GWh/year) | Energy Efficiency | 0.0027369 | 0.0016053 | 0.00080576 | 0.00029405 | 0.00012068 | 0.0025652 | 0.0035788 | 0.0034784 | 0.003374 | 0.0032798 | 0.0031911 | 0.0031125 | 0.0030438
Scenario 1: Reference | PG&E | Com | ComRefrig | Com - Refrig. Warehouse | Gas Energy (MMTherm/year) | Energy Efficiency | 0 | 0 | 0 | 0 | 0 | -1.532e-05 | -2.1548e-05 | -2.0943e-05 | -2.0315e-05 | -1.9748e-05 | -1.9213e-05 | -1.8741e-05 | -1.8327e-05
Scenario 1: Reference | PG&E | Com | ComRefrig | Com - Restaurant | Electric Demand (MW) | Energy Efficiency | 0.0044421 | 0.0019946 | 0.00072409 | 0.0002606 | 0 | 0.0053857 | 0.0065807 | 0.0063173 | 0.0060644 | 0.0058342 | 0.0056216 | 0.0034372 | 0.020627
Scenario 1: Reference | PG&E | Com | ComRefrig | Com - Restaurant | Electric Energy (GWh/year) | Energy Efficiency | 0.032544 | 0.015071 | 0.0057287 | 0.0020617 | 0 | 0.041491 | 0.050697 | 0.048669 | 0.04672 | 0.044947 | 0.043309 | 0.02648 | 0.15891
Scenario 1: Reference | PG&E | Com | ComRefrig | Com - Restaurant | Gas Energy (MMTherm/year) | Energy Efficiency | 0 | 0 | 0 | 0 | 0 | -0.00024982 | -0.00030525 | -0.00029304 | -0.0002813 | -0.00027063 | -0.00026077 | -0.00015944 | -0.00095678
Scenario 1: Reference | PG&E | Com | ComRefrig | Com - Retail | Electric Demand (MW) | Energy Efficiency | 0.0582 | 0.026281 | 0 | 0.0062501 | 0.0016777 | 0.063736 | 0.080909 | 0.078402 | 0.075819 | 0.07347 | 0.07138 | 0.069475 | 0.06784
Scenario 1: Reference | PG&E | Com | ComRefrig | Com - Retail | Electric Energy (GWh/year) | Energy Efficiency | 0.42578 | 0.19783 | 0 | 0.049448 | 0.013273 | 0.49102 | 0.62332 | 0.60401 | 0.58411 | 0.56601 | 0.54991 | 0.53524 | 0.52264
Scenario 1: Reference | PG&E | Com | ComRefrig | Com - Retail | Gas Energy (MMTherm/year) | Energy Efficiency | 0 | 0 | 0 | 0 | 0 | -0.0029564 | -0.003753 | -0.0036367 | -0.003517 | -0.003408 | -0.003311 | -0.0032227 | -0.0031468
Scenario 1: Reference | PG&E | Com | ComRefrig | Com - School | Electric Demand (MW) | Energy Efficiency | 5.4163e-07 | 0 | 0 | 0 | 0 | 0.00022346 | 0.00036126 | 0.00034815 | 0.00033581 | 0.00032477 | 0.00031485 | 0.00030665 | 0.00029882
Scenario 1: Reference | PG&E | Com | ComRefrig | Com - School | Electric Energy (GWh/year) | Energy Efficiency | 4.2852e-06 | 0 | 0 | 0 | 0 | 0.0017215 | 0.0027832 | 0.0026821 | 0.0025871 | 0.002502 | 0.0024256 | 0.0023624 | 0.0023021
Scenario 1: Reference | PG&E | Com | ComRefrig | Com - School | Gas Energy (MMTherm/year) | Energy Efficiency | 0 | 0 | 0 | 0 | 0 | -1.0365e-05 | -1.6757e-05 | -1.6149e-05 | -1.5577e-05 | -1.5065e-05 | -1.4605e-05 | -1.4224e-05 | -1.3861e-05
Scenario 1: Reference | PG&E | Com | FoodServ | Com - College | Electric Demand (MW) | Energy Efficiency | 0.0076946 | 0.0079712 | 0.0081651 | 0.0083889 | 0.010623 | 0.011449 | 0.011633 | 0.011728 | 0.011954 | 0.012128 | 0.012251 | 0.012256 | 0.012342
Scenario 1: Reference | PG&E | Com | FoodServ | Com - College | Electric Demand (MW) | Fuel Substitution | -0.00013351 | -0.00014965 | -0.00016607 | -0.00018269 | -0.00019937 | -0.00021611 | -0.00023287 | -0.00024971 | -0.00026653 | -0.00028343 | -0.00030039 | -0.00031754 | -0.00033493
Scenario 1: Reference | PG&E | Com | FoodServ | Com - College | Electric Energy (GWh/year) | Energy Efficiency | 0.03665 | 0.038047 | 0.039059 | 0.040224 | 0.047336 | 0.050141 | 0.051144 | 0.051738 | 0.052921 | 0.053862 | 0.054552 | 0.05469 | 0.055179
Scenario 1: Reference | PG&E | Com | FoodServ | Com - College | Electric Energy (GWh/year) | Fuel Substitution | -0.0012324 | -0.0013649 | -0.0014975 | -0.001629 | -0.0017582 | -0.0018858 | -0.002014 | -0.002205 | -0.0024132 | -0.0026616 | -0.0029486 | -0.0032688 | -0.0036285
Scenario 1: Reference | PG&E | Com | FoodServ | Com - College | Gas Energy (MMTherm/year) | Energy Efficiency | 0.014449 | 0.014495 | 0.014137 | 0.015998 | 0.014342 | 0.014232 | 0.014214 | 0.014102 | 0.014128 | 0.014118 | 0.01416 | 0.01409 | 0.014073
Scenario 1: Reference | PG&E | Com | FoodServ | Com - College | Gas Energy (MMTherm/year) | Fuel Substitution | 0.00012697 | 0.00014048 | 0.00015397 | 0.00016732 | 0.00018042 | 0.00019336 | 0.00020633 | 0.00022561 | 0.00024659 | 0.00027163 | 0.00030053 | 0.00033279 | 0.00036902
Scenario 1: Reference | PG&E | Com | FoodServ | Com - Grocery | Electric Demand (MW) | Energy Efficiency | 0.038402 | 0.039576 | 0.040806 | 0.041977 | 0.050854 | 0.055007 | 0.056101 | 0.057174 | 0.057997 | 0.058832 | 0.059665 | 0.060419 | 0.061186
Scenario 1: Reference | PG&E | Com | FoodServ | Com - Grocery | Electric Demand (MW) | Fuel Substitution | -0.0006849 | -0.00076552 | -0.00084718 | -0.00092929 | -0.0010111 | -0.0010925 | -0.0011734 | -0.0012537 | -0.0013332 | -0.0014121 | -0.0014904 | -0.0015685 | -0.0016466
Scenario 1: Reference | PG&E | Com | FoodServ | Com - Grocery | Electric Energy (GWh/year) | Energy Efficiency | 0.18187 | 0.18785 | 0.19419 | 0.20029 | 0.22925 | 0.2444 | 0.25024 | 0.25598 | 0.26056 | 0.26516 | 0.26969 | 0.27379 | 0.27787
Scenario 1: Reference | PG&E | Com | FoodServ | Com - Grocery | Electric Energy (GWh/year) | Fuel Substitution | -0.011854 | -0.013137 | -0.014418 | -0.015683 | -0.016918 | -0.018124 | -0.019316 | -0.020698 | -0.022128 | -0.023672 | -0.025327 | -0.027095 | -0.029003
Scenario 1: Reference | PG&E | Com | FoodServ | Com - Grocery | Gas Energy (MMTherm/year) | Energy Efficiency | 0.08249 | 0.08297 | 0.083426 | 0.083685 | 0.083514 | 0.083645 | 0.083641 | 0.08356 | 0.083211 | 0.082941 | 0.084248 | 0.085204 | 0.085457
Scenario 1: Reference | PG&E | Com | FoodServ | Com - Grocery | Gas Energy (MMTherm/year) | Fuel Substitution | 0.0012275 | 0.0013598 | 0.0014916 | 0.0016218 | 0.0017487 | 0.0018726 | 0.001995 | 0.0021363 | 0.0022823 | 0.0024397 | 0.0026083 | 0.0027882 | 0.0029823
Scenario 1: Reference | PG&E | Com | FoodServ | Com - Health | Electric Demand (MW) | Energy Efficiency | 0.014783 | 0.015398 | 0.016502 | 0.016907 | 0.025533 | 0.028987 | 0.029562 | 0.030069 | 0.030379 | 0.030404 | 0.030159 | 0.030553 | 0.030946
Scenario 1: Reference | PG&E | Com | FoodServ | Com - Health | Electric Demand (MW) | Fuel Substitution | -0.00030163 | -0.00033983 | -0.00037846 | -0.00041737 | -0.00045623 | -0.00049515 | -0.00053407 | -0.00057316 | -0.0006123 | -0.00065175 | -0.00069157 | -0.000732 | -0.00077322
Scenario 1: Reference | PG&E | Com | FoodServ | Com - Health | Electric Energy (GWh/year) | Energy Efficiency | 0.0718 | 0.074942 | 0.080492 | 0.08266 | 0.11004 | 0.12184 | 0.12486 | 0.12756 | 0.12936 | 0.12985 | 0.12908 | 0.13115 | 0.13317
Scenario 1: Reference | PG&E | Com | FoodServ | Com - Health | Electric Energy (GWh/year) | Fuel Substitution | -0.0033653 | -0.0037798 | -0.0041919 | -0.0046087 | -0.0050756 | -0.0055559 | -0.0060693 | -0.0066223 | -0.00721 | -0.0078426 | -0.0085242 | -0.0092698 | -0.010091
Scenario 1: Reference | PG&E | Com | FoodServ | Com - Health | Gas Energy (MMTherm/year) | Energy Efficiency | 0.036414 | 0.036603 | 0.037441 | 0.037264 | 0.03739 | 0.036815 | 0.039163 | 0.037516 | 0.037352 | 0.036969 | 0.036816 | 0.037143 | 0.037313
Scenario 1: Reference | PG&E | Com | FoodServ | Com - Health | Gas Energy (MMTherm/year) | Fuel Substitution | 0.00035567 | 0.00039899 | 0.00044199 | 0.0004854 | 0.00053377 | 0.00058343 | 0.00063637 | 0.00069327 | 0.00075366 | 0.00081858 | 0.00088849 | 0.00096491 | 0.0010491
Scenario 1: Reference | PG&E | Com | FoodServ | Com - Lodging | Electric Demand (MW) | Energy Efficiency | 0.020731 | 0.021733 | 0.022775 | 0.023745 | 0.028898 | 0.032004 | 0.033026 | 0.034006 | 0.034892 | 0.035823 | 0.036661 | 0.037461 | 0.038176
Scenario 1: Reference | PG&E | Com | FoodServ | Com - Lodging | Electric Demand (MW) | Fuel Substitution | -0.00031969 | -0.00035937 | -0.00039961 | -0.00044012 | -0.00048052 | -0.00052083 | -0.00056091 | -0.00060086 | -0.00064051 | -0.00068003 | -0.00071944 | -0.00075903 | -0.0008004
Scenario 1: Reference | PG&E | Com | FoodServ | Com - Lodging | Electric Energy (GWh/year) | Energy Efficiency | 0.11957 | 0.12505 | 0.1308 | 0.1362 | 0.15472 | 0.16669 | 0.17243 | 0.17798 | 0.18304 | 0.18831 | 0.19308 | 0.19762 | 0.20167
Scenario 1: Reference | PG&E | Com | FoodServ | Com - Lodging | Electric Energy (GWh/year) | Fuel Substitution | -0.0035745 | -0.0039835 | -0.0043903 | -0.0047947 | -0.0052321 | -0.0056742 | -0.006144 | -0.0066287 | -0.0071285 | -0.0076508 | -0.0081998 | -0.0087872 | -0.0094264
Scenario 1: Reference | PG&E | Com | FoodServ | Com - Lodging | Gas Energy (MMTherm/year) | Energy Efficiency | 0.030871 | 0.031215 | 0.031508 | 0.031635 | 0.03191 | 0.031956 | 0.031991 | 0.032001 | 0.031955 | 0.03199 | 0.032452 | 0.032645 | 0.034256
Scenario 1: Reference | PG&E | Com | FoodServ | Com - Lodging | Gas Energy (MMTherm/year) | Fuel Substitution | 0.00036724 | 0.00040889 | 0.00045024 | 0.00049128 | 0.00053555 | 0.00058023 | 0.00062763 | 0.0006765 | 0.00072684 | 0.00077943 | 0.0008347 | 0.00089385 | 0.00095853
Scenario 1: Reference | PG&E | Com | FoodServ | Com - Office (Large) | Electric Demand (MW) | Energy Efficiency | 0.0011659 | 0.0011613 | 0.0011623 | 0.001159 | 0.0011596 | 0.0011583 | 0.0011603 | 0.0011576 | 0.001151 | 0.0011493 | 0.0011468 | 0.0011451 | 0.0011444
Scenario 1: Reference | PG&E | Com | FoodServ | Com - Office (Large) | Electric Energy (GWh/year) | Energy Efficiency | 0.010226 | 0.010186 | 0.010195 | 0.010166 | 0.010171 | 0.01016 | 0.010178 | 0.010154 | 0.010095 | 0.010081 | 0.010059 | 0.010044 | 0.010038
Scenario 1: Reference | PG&E | Com | FoodServ | Com - Office (Small) | Electric Demand (MW) | Energy Efficiency | 0.00026582 | 0.00026763 | 0.00026982 | 0.00015156 | 0.0011679 | 0.0002662 | 0.00026824 | 0.00027019 | 0.00027186 | 0.00027368 | 0.00027559 | 0.00027756 | 0.00027962
Scenario 1: Reference | PG&E | Com | FoodServ | Com - Office (Small) | Electric Energy (GWh/year) | Energy Efficiency | 0.0023316 | 0.0023475 | 0.0023666 | 0.0013294 | 0.010244 | 0.0023349 | 0.0023527 | 0.0023699 | 0.0023845 | 0.0024005 | 0.0024173 | 0.0024345 | 0.0024526
Scenario 1: Reference | PG&E | Com | FoodServ | Com - Other | Electric Demand (MW) | Energy Efficiency | 0.063458 | 0.065829 | 0.068323 | 0.070721 | 0.080405 | 0.085391 | 0.088136 | 0.090668 | 0.092717 | 0.094927 | 0.097053 | 0.098969 | 0.10077
Scenario 1: Reference | PG&E | Com | FoodServ | Com - Other | Electric Demand (MW) | Fuel Substitution | -0.0027415 | -0.0030826 | -0.0034312 | -0.0037847 | -0.0041401 | -0.0044972 | -0.0048547 | -0.0052132 | -0.005571 | -0.0059291 | -0.0062874 | -0.0066476 | -0.0070107
Scenario 1: Reference | PG&E | Com | FoodServ | Com - Other | Electric Energy (GWh/year) | Energy Efficiency | 0.30405 | 0.31699 | 0.33072 | 0.34417 | 0.37941 | 0.40132 | 0.41675 | 0.43121 | 0.44336 | 0.45615 | 0.46838 | 0.47941 | 0.48965
Scenario 1: Reference | PG&E | Com | FoodServ | Com - Other | Electric Energy (GWh/year) | Fuel Substitution | -0.015147 | -0.01696 | -0.018803 | -0.020661 | -0.022516 | -0.024371 | -0.026218 | -0.028185 | -0.030282 | -0.032468 | -0.034805 | -0.037257 | -0.039846
Scenario 1: Reference | PG&E | Com | FoodServ | Com - Other | Gas Energy (MMTherm/year) | Energy Efficiency | 0.10994 | 0.1108 | 0.11154 | 0.11184 | 0.11169 | 0.11192 | 0.11217 | 0.11208 | 0.11144 | 0.11111 | 0.11128 | 0.11131 | 0.1113
Scenario 1: Reference | PG&E | Com | FoodServ | Com - Other | Gas Energy (MMTherm/year) | Fuel Substitution | 0.0014422 | 0.0016137 | 0.0017877 | 0.001963 | 0.002138 | 0.0023127 | 0.0024866 | 0.0026724 | 0.0028714 | 0.0030793 | 0.0033023 | 0.0035368 | 0.0037851
Scenario 1: Reference | PG&E | Com | FoodServ | Com - Restaurant | Electric Demand (MW) | Energy Efficiency | 0.098946 | 0.10159 | 0.10471 | 0.10774 | 0.12737 | 0.13534 | 0.13839 | 0.14123 | 0.14384 | 0.14648 | 0.14889 | 0.088703 | 0.67449
Scenario 1: Reference | PG&E | Com | FoodServ | Com - Restaurant | Electric Demand (MW) | Fuel Substitution | -0.0040442 | -0.0045349 | -0.0050336 | -0.0055367 | -0.0060395 | -0.0065418 | -0.0070418 | -0.0075402 | -0.0080345 | -0.0085263 | -0.0090149 | -0.0084402 | -0.0088003
Scenario 1: Reference | PG&E | Com | FoodServ | Com - Restaurant | Electric Energy (GWh/year) | Energy Efficiency | 0.50811 | 0.52272 | 0.54002 | 0.557 | 0.62397 | 0.65576 | 0.67341 | 0.68999 | 0.70544 | 0.72088 | 0.73501 | 0.44384 | 3.2904
Scenario 1: Reference | PG&E | Com | FoodServ | Com - Restaurant | Electric Energy (GWh/year) | Fuel Substitution | -0.037113 | -0.041358 | -0.045631 | -0.0499 | -0.054117 | -0.058289 | -0.062406 | -0.066738 | -0.071196 | -0.075801 | -0.080584 | -0.076026 | -0.078802
Scenario 1: Reference | PG&E | Com | FoodServ | Com - Restaurant | Gas Energy (MMTherm/year) | Energy Efficiency | 0.21983 | 0.22002 | 0.22029 | 0.21986 | 0.21888 | 0.21748 | 0.21635 | 0.21484 | 0.21314 | 0.21168 | 0.21348 | 0.13439 | 0.83804
Scenario 1: Reference | PG&E | Com | FoodServ | Com - Restaurant | Gas Energy (MMTherm/year) | Fuel Substitution | 0.0037069 | 0.0041281 | 0.0045518 | 0.0049746 | 0.0053919 | 0.0058044 | 0.0062111 | 0.0066393 | 0.0070802 | 0.0075358 | 0.0080093 | 0.0075533 | 0.0078039
Scenario 1: Reference | PG&E | Com | FoodServ | Com - Retail | Electric Demand (MW) | Energy Efficiency | 0.0018825 | 0.0020079 | 0.0021484 | 0.00046656 | 0.017859 | 0.0023213 | 0.0025515 | 0.0026783 | 0.0027749 | 0.0028679 | 0.0029581 | 0.0030381 | 0.0031181
Scenario 1: Reference | PG&E | Com | FoodServ | Com - Retail | Electric Energy (GWh/year) | Energy Efficiency | 0.011789 | 0.012419 | 0.013129 | 0.0040923 | 0.095446 | 0.013954 | 0.015135 | 0.015777 | 0.016265 | 0.016737 | 0.017198 | 0.017609 | 0.018022
Scenario 1: Reference | PG&E | Com | FoodServ | Com - Retail | Gas Energy (MMTherm/year) | Energy Efficiency | 0.0002873 | 0.00031583 | 0.00034765 | 0 | 0.0037226 | 0.00038967 | 0.00044073 | 0.0004693 | 0.00049115 | 0.00051203 | 0.00053214 | 0.00054986 | 0.00056744
Scenario 1: Reference | PG&E | Com | FoodServ | Com - School | Electric Demand (MW) | Energy Efficiency | 0.038957 | 0.040187 | 0.041363 | 0.042411 | 0.04709 | 0.050714 | 0.051481 | 0.052301 | 0.053052 | 0.053796 | 0.054488 | 0.055238 | 0.055801
Scenario 1: Reference | PG&E | Com | FoodServ | Com - School | Electric Demand (MW) | Fuel Substitution | -0.00016285 | -0.00018002 | -0.00019693 | -0.00021345 | -0.00022938 | -0.00024475 | -0.00025951 | -0.00027372 | -0.00028732 | -0.00030041 | -0.00031302 | -0.0003267 | -0.00034831
Scenario 1: Reference | PG&E | Com | FoodServ | Com - School | Electric Energy (GWh/year) | Energy Efficiency | 0.19087 | 0.19738 | 0.20372 | 0.20951 | 0.22584 | 0.23925 | 0.24388 | 0.24875 | 0.25326 | 0.25769 | 0.2618 | 0.2661 | 0.26941
Scenario 1: Reference | PG&E | Com | FoodServ | Com - School | Electric Energy (GWh/year) | Fuel Substitution | -0.0015731 | -0.0016953 | -0.0018246 | -0.0020135 | -0.0022468 | -0.0025052 | -0.0027841 | -0.003099 | -0.0034513 | -0.0038422 | -0.0042751 | -0.0047662 | -0.0055214
Scenario 1: Reference | PG&E | Com | FoodServ | Com - School | Gas Energy (MMTherm/year) | Energy Efficiency | 0.03956 | 0.039586 | 0.039562 | 0.039398 | 0.039044 | 0.038834 | 0.038573 | 0.038405 | 0.038241 | 0.038129 | 0.038195 | 0.038394 | 0.038356
Scenario 1: Reference | PG&E | Com | FoodServ | Com - School | Gas Energy (MMTherm/year) | Fuel Substitution | 0.00016414 | 0.0001767 | 0.00018991 | 0.00020904 | 0.00023254 | 0.00025851 | 0.00028649 | 0.00031804 | 0.00035329 | 0.0003924 | 0.0004357 | 0.00048511 | 0.00056362
Scenario 1: Reference | PG&E | Com | HVAC | Com - College | Electric Demand (MW) | Energy Efficiency | 0.13016 | 0.124 | 0.11617 | 0.10896 | 0.098648 | 0.090154 | 0.085757 | 0.081521 | 0.081153 | 0.081777 | 0.081837 | 0.080513 | 0.080451
Scenario 1: Reference | PG&E | Com | HVAC | Com - College | Electric Energy (GWh/year) | Energy Efficiency | 0.34432 | 0.31038 | 0.27633 | 0.23766 | 0.1947 | 0.16087 | 0.13958 | 0.12277 | 0.11682 | 0.11729 | 0.11708 | 0.11523 | 0.1149
Scenario 1: Reference | PG&E | Com | HVAC | Com - College | Electric Energy (GWh/year) | Fuel Substitution | -0.061907 | -0.064645 | -0.067471 | -0.069553 | -0.070854 | 0 | 0 | 0 | 0 | 0 | 0 | 0 | 0
Scenario 1: Reference | PG&E | Com | HVAC | Com - College | Gas Energy (MMTherm/year) | Energy Efficiency | 0.010245 | 0.010653 | 0.011092 | 0.016974 | 0.011093 | 0.0077145 | 0.0078723 | 0.0078788 | 0.008067 | 0.0081587 | 0.0081862 | 0.0080585 | 0.008069
Scenario 1: Reference | PG&E | Com | HVAC | Com - College | Gas Energy (MMTherm/year) | Fuel Substitution | 0.011941 | 0.013174 | 0.013803 | 0.014294 | 0.014641 | 0 | 0 | 0 | 0 | 0 | 0 | 0 | 0
Scenario 1: Reference | PG&E | Com | HVAC | Com - Grocery | Electric Demand (MW) | Energy Efficiency | 0.16475 | 0.17723 | 0.18865 | 0.19863 | 0.20674 | 0.21396 | 0.22008 | 0.22606 | 0.23033 | 0.2335 | 0.23576 | 0.23714 | 0.23807
Scenario 1: Reference | PG&E | Com | HVAC | Com - Grocery | Electric Demand (MW) | Fuel Substitution | 0 | 0 | 0 | 0 | 0 | 0.0035696 | 0.0036806 | 0.0037148 | 0.0037008 | 0.0036629 | 0.0036074 | 0.0035409 | 0.0034679
Scenario 1: Reference | PG&E | Com | HVAC | Com - Grocery | Electric Energy (GWh/year) | Energy Efficiency | 0.62999 | 0.67815 | 0.72228 | 0.80783 | 0.84027 | 0.86915 | 0.89358 | 0.91696 | 0.88467 | 0.89735 | 0.90633 | 0.95608 | 0.95761
Scenario 1: Reference | PG&E | Com | HVAC | Com - Grocery | Electric Energy (GWh/year) | Fuel Substitution | -0.5353 | -0.56555 | -0.59044 | -0.60926 | -0.62142 | 0.032353 | 0.033332 | 0.033623 | 0.033461 | 0.033111 | 0.032606 | 0.032005 | 0.031347
Scenario 1: Reference | PG&E | Com | HVAC | Com - Grocery | Gas Energy (MMTherm/year) | Energy Efficiency | 0.011829 | 0.012736 | 0.013585 | 0.022385 | 0.023177 | 0.023875 | 0.024431 | 0.024896 | 0.016805 | 0.017095 | 0.017301 | 0.025033 | 0.024768
Scenario 1: Reference | PG&E | Com | HVAC | Com - Grocery | Gas Energy (MMTherm/year) | Fuel Substitution | 0.080919 | 0.085628 | 0.089549 | 0.09259 | 0.094674 | 6.3327e-08 | 6.5432e-08 | 6.6098e-08 | 3.0032e-08 | 2.9755e-08 | 2.9342e-08 | 2.8848e-08 | 2.8302e-08
Scenario 1: Reference | PG&E | Com | HVAC | Com - Health | Electric Demand (MW) | Energy Efficiency | 0.22906 | 0.23801 | 0.24487 | 0.24559 | 0.24542 | 0.24288 | 0.24151 | 0.24093 | 0.24037 | 0.23905 | 0.23694 | 0.23783 | 0.23915
Scenario 1: Reference | PG&E | Com | HVAC | Com - Health | Electric Demand (MW) | Fuel Substitution | 0 | 0 | 0 | 0 | 0 | 0.002139 | 0.0022272 | 0.0022682 | 0.0022793 | 0.0022712 | 0.0022505 | 0.0022216 | 0.0021877
Scenario 1: Reference | PG&E | Com | HVAC | Com - Health | Electric Energy (GWh/year) | Energy Efficiency | 1.3133 | 1.3512 | 1.3755 | 1.3646 | 1.3488 | 1.3246 | 1.3049 | 1.2902 | 1.2771 | 1.261 | 1.2414 | 1.2391 | 1.2393
Scenario 1: Reference | PG&E | Com | HVAC | Com - Health | Electric Energy (GWh/year) | Fuel Substitution | -0.12349 | -0.13077 | -0.13657 | -0.14076 | -0.14327 | 0.014777 | 0.015387 | 0.01567 | 0.015747 | 0.015691 | 0.015548 | 0.015348 | 0.015114
Scenario 1: Reference | PG&E | Com | HVAC | Com - Health | Gas Energy (MMTherm/year) | Energy Efficiency | 0.052412 | 0.055816 | 0.059747 | 0.062335 | 0.064916 | 0.063306 | 0.065036 | 0.06631 | 0.066972 | 0.066895 | 0.066123 | 0.065581 | 0.064672
Scenario 1: Reference | PG&E | Com | HVAC | Com - Health | Gas Energy (MMTherm/year) | Fuel Substitution | 0.028322 | 0.030133 | 0.03165 | 0.032849 | 0.03372 | 0 | 0 | 0 | 0 | 0 | 0 | 0 | 0
Scenario 1: Reference | PG&E | Com | HVAC | Com - Lodging | Electric Demand (MW) | Energy Efficiency | 0.12286 | 0.12633 | 0.13337 | 0.13938 | 0.14534 | 0.14952 | 0.1538 | 0.15774 | 0.15697 | 0.15841 | 0.16062 | 0.16238 | 0.16366
Scenario 1: Reference | PG&E | Com | HVAC | Com - Lodging | Electric Demand (MW) | Fuel Substitution | 0 | 0 | 0 | 0 | 0 | 0.0023483 | 0.0024195 | 0.0024408 | 0.001258 | 0.0012465 | 0.001229 | 0.0012075 | 0.0022837
Scenario 1: Reference | PG&E | Com | HVAC | Com - Lodging | Electric Energy (GWh/year) | Energy Efficiency | 0.72019 | 0.70623 | 0.73178 | 0.75303 | 0.77491 | 0.78966 | 0.80581 | 0.82063 | 0.73092 | 0.81406 | 0.81618 | 0.81536 | 0.8109
Scenario 1: Reference | PG&E | Com | HVAC | Com - Lodging | Electric Energy (GWh/year) | Fuel Substitution | -0.15069 | -0.15922 | -0.16609 | -0.17115 | -0.17432 | 0.0096794 | 0.0099826 | 0.010077 | 0.0070441 | 0.0069798 | 0.0068818 | 0.0067607 | 0.0094401
Scenario 1: Reference | PG&E | Com | HVAC | Com - Lodging | Gas Energy (MMTherm/year) | Energy Efficiency | 0.031014 | 0.033082 | 0.03495 | 0.036497 | 0.037901 | 0.037408 | 0.038083 | 0.038453 | 0.030194 | 0.038423 | 0.038001 | 0.037413 | 0.036592
Scenario 1: Reference | PG&E | Com | HVAC | Com - Lodging | Gas Energy (MMTherm/year) | Fuel Substitution | 0.026229 | 0.027766 | 0.02903 | 0.029996 | 0.030654 | 0 | 0 | 0 | 0 | 0 | 0 | 0 | 0
Scenario 1: Reference | PG&E | Com | HVAC | Com - Office (Large) | Electric Demand (MW) | Energy Efficiency | 0.053091 | 0.055705 | 0.058137 | 0.059979 | 0.061574 | 0.053881 | 0.055015 | 0.05568 | 0.049116 | 0.045988 | 0.046053 | 0.046088 | 0.046022
Scenario 1: Reference | PG&E | Com | HVAC | Com - Office (Large) | Electric Energy (GWh/year) | Energy Efficiency | 0.429 | 0.44421 | 0.4598 | 0.46985 | 0.47956 | 0.45557 | 0.46221 | 0.46387 | 0.43168 | 0.41635 | 0.41402 | 0.41164 | 0.4091
Scenario 1: Reference | PG&E | Com | HVAC | Com - Office (Large) | Electric Energy (GWh/year) | Fuel Substitution | -0.00016779 | 0.0016429 | 0.0016955 | 0.0017318 | 0.0017522 | 0 | 0 | 0 | 0 | 0 | 0 | 0 | 0
Scenario 1: Reference | PG&E | Com | HVAC | Com - Office (Large) | Gas Energy (MMTherm/year) | Energy Efficiency | 0.034613 | 0.035223 | 0.035709 | 0.035765 | 0.035742 | 0.010855 | 0.010952 | 0.010915 | 0.010759 | 0.010684 | 0.010577 | 0.010472 | 0.010374
Scenario 1: Reference | PG&E | Com | HVAC | Com - Office (Large) | Gas Energy (MMTherm/year) | Fuel Substitution | 2.1429e-05 | 0.00020769 | 0.00021374 | 0.00021762 | 0.00021941 | 0 | 0 | 0 | 0 | 0 | 0 | 0 | 0
Scenario 1: Reference | PG&E | Com | HVAC | Com - Office (Small) | Electric Demand (MW) | Energy Efficiency | 0.064507 | 0.066668 | 0.068618 | 0.015289 | 0.58537 | 0.062157 | 0.065048 | 0.066419 | 0.06468 | 0.064393 | 0.064787 | 0.065121 | 0.065389
Scenario 1: Reference | PG&E | Com | HVAC | Com - Office (Small) | Electric Energy (GWh/year) | Energy Efficiency | 0.12266 | 0.12728 | 0.13143 | 0.047994 | 0.90087 | 0.1154 | 0.12619 | 0.13076 | 0.12244 | 0.12037 | 0.12127 | 0.12199 | 0.12251
Scenario 1: Reference | PG&E | Com | HVAC | Com - Office (Small) | Electric Energy (GWh/year) | Fuel Substitution | -0.025094 | -0.026389 | -0.049234 | -0.040597 | -0.041173 | 0 | 0 | 0 | 0 | 0 | 0 | 0 | 0
Scenario 1: Reference | PG&E | Com | HVAC | Com - Office (Small) | Gas Energy (MMTherm/year) | Energy Efficiency | 0.016326 | 0.016771 | 0.017116 | 0.0068948 | 0.10402 | 0.0051959 | 0.0052765 | 0.00534 | 0.0053765 | 0.0054162 | 0.0054558 | 0.0054931 | 0.0055312
Scenario 1: Reference | PG&E | Com | HVAC | Com - Office (Small) | Gas Energy (MMTherm/year) | Fuel Substitution | 0.0047002 | 0.004963 | 0.0078468 | 0.0065022 | 0.00662 | 0 | 0 | 0 | 0 | 0 | 0 | 0 | 0
Scenario 1: Reference | PG&E | Com | HVAC | Com - Other | Electric Demand (MW) | Energy Efficiency | 1.7159 | 1.1952 | 0.9134 | 0.9464 | 0.96839 | 0.99927 | 1.0296 | 1.0505 | 1.0379 | 1.0519 | 1.0655 | 1.075 | 1.0856
Scenario 1: Reference | PG&E | Com | HVAC | Com - Other | Electric Energy (GWh/year) | Energy Efficiency | 2.5469 | 1.9268 | 1.6095 | 1.6718 | 1.7158 | 1.7683 | 1.8162 | 1.8478 | 1.61 | 1.6414 | 1.6664 | 1.6819 | 1.6982
Scenario 1: Reference | PG&E | Com | HVAC | Com - Other | Electric Energy (GWh/year) | Fuel Substitution | -0.90641 | -0.95865 | -1.0007 | -1.0318 | -1.0515 | 0 | 0 | 0 | 0 | 0 | 0 | 0 | 0
Scenario 1: Reference | PG&E | Com | HVAC | Com - Other | Gas Energy (MMTherm/year) | Energy Efficiency | 0.24474 | 0.17414 | 0.13734 | 0.1418 | 0.14461 | 0.14849 | 0.15211 | 0.15425 | 0.12913 | 0.1305 | 0.13197 | 0.13312 | 0.13447
Scenario 1: Reference | PG&E | Com | HVAC | Com - Other | Gas Energy (MMTherm/year) | Fuel Substitution | 0.16145 | 0.1711 | 0.17904 | 0.18515 | 0.18937 | 0 | 0 | 0 | 0 | 0 | 0 | 0 | 0
Scenario 1: Reference | PG&E | Com | HVAC | Com - Restaurant | Electric Demand (MW) | Energy Efficiency | 0.032048 | 0.03266 | 0.03355 | 0.034213 | 0.034705 | 0.035034 | 0.035548 | 0.035884 | 0.036087 | 0.036373 | 0.036594 | 0.0013102 | 0.39152
Scenario 1: Reference | PG&E | Com | HVAC | Com - Restaurant | Electric Demand (MW) | Fuel Substitution | 0 | 0 | 0 | 0 | 0 | 1.9248e-06 | 1.9812e-06 | 1.997e-06 | 1.99e-06 | 1.9691e-06 | 1.9394e-06 | 1.7133e-06 | 1.6786e-06
Scenario 1: Reference | PG&E | Com | HVAC | Com - Restaurant | Electric Energy (GWh/year) | Energy Efficiency | 0.046007 | 0.047164 | 0.048808 | 0.050149 | 0.051234 | 0.052062 | 0.05312 | 0.053889 | 0.054431 | 0.055054 | 0.055421 | 0.05815 | 0.67228
Scenario 1: Reference | PG&E | Com | HVAC | Com - Restaurant | Electric Energy (GWh/year) | Fuel Substitution | -0.03478 | -0.036639 | -0.038067 | -0.039038 | -0.039552 | 1.5724e-05 | 1.6184e-05 | 1.6313e-05 | 1.6256e-05 | 1.6085e-05 | 1.5842e-05 | 1.3996e-05 | 1.3712e-05
Scenario 1: Reference | PG&E | Com | HVAC | Com - Restaurant | Gas Energy (MMTherm/year) | Energy Efficiency | 0.083791 | 0.08923 | 0.093935 | 0.097518 | 0.099933 | 0.10125 | 0.1018 | 0.10149 | 0.10053 | 0.099177 | 0.097457 | 0.068131 | 0.33974
Scenario 1: Reference | PG&E | Com | HVAC | Com - Restaurant | Gas Energy (MMTherm/year) | Fuel Substitution | 0.0079843 | 0.0084499 | 0.0088296 | 0.0091186 | 0.0093164 | 0 | 0 | 0 | 0 | 0 | 0 | 0 | 0
Scenario 1: Reference | PG&E | Com | HVAC | Com - Retail | Electric Demand (MW) | Energy Efficiency | 0.36183 | 0.38575 | 0.40512 | 0.25727 | 1.6901 | 0.42654 | 0.45607 | 0.46726 | 0.43104 | 0.42822 | 0.4353 | 0.44101 | 0.4462
Scenario 1: Reference | PG&E | Com | HVAC | Com - Retail | Electric Demand (MW) | Fuel Substitution | 0 | 0 | 0 | 0 | 0 | 0.0065947 | 0.0068475 | 0.0069543 | 0 | 0 | 0 | 0 | 0
Scenario 1: Reference | PG&E | Com | HVAC | Com - Retail | Electric Energy (GWh/year) | Energy Efficiency | 0.84198 | 0.89637 | 0.8719 | 0.67111 | 3.2188 | 0.99488 | 1.0528 | 1.0788 | 0.92995 | 0.91117 | 0.92633 | 0.93839 | 0.94893
Scenario 1: Reference | PG&E | Com | HVAC | Com - Retail | Electric Energy (GWh/year) | Fuel Substitution | -0.095785 | -0.10086 | -0.10472 | -0.096877 | -0.098139 | 0.020464 | 0.021263 | 0.021604 | 0 | 0 | 0 | 0 | 0
Scenario 1: Reference | PG&E | Com | HVAC | Com - Retail | Gas Energy (MMTherm/year) | Energy Efficiency | 0.023471 | 0.024943 | 0.026353 | 0.015135 | 0.12075 | 0.023197 | 0.025005 | 0.025675 | 0.026156 | 0.026628 | 0.027097 | 0.027481 | 0.02784
Scenario 1: Reference | PG&E | Com | HVAC | Com - Retail | Gas Energy (MMTherm/year) | Fuel Substitution | 0.023645 | 0.025025 | 0.02615 | 0.024413 | 0.024955 | 0 | 0 | 0 | 0 | 0 | 0 | 0 | 0
Scenario 1: Reference | PG&E | Com | HVAC | Com - School | Electric Demand (MW) | Energy Efficiency | 0.059975 | 0.067444 | 0.0701 | 0.076364 | 0.08018 | 0.078131 | 0.07929 | 0.080252 | 0.060258 | 0.051024 | 0.051168 | 0.067933 | 0.075546
Scenario 1: Reference | PG&E | Com | HVAC | Com - School | Electric Energy (GWh/year) | Energy Efficiency | 0.37347 | 0.40277 | 0.41237 | 0.45486 | 0.4801 | 0.4752 | 0.48002 | 0.4842 | 0.40961 | 0.37402 | 0.37479 | 0.41365 | 0.43083
Scenario 1: Reference | PG&E | Com | HVAC | Com - School | Electric Energy (GWh/year) | Fuel Substitution | -0.11692 | -0.12144 | -0.12446 | -0.12578 | -0.12583 | 0 | 0 | 0 | 0 | 0 | 0 | 0 | 0
Scenario 1: Reference | PG&E | Com | HVAC | Com - School | Gas Energy (MMTherm/year) | Energy Efficiency | 0.046146 | 0.048123 | 0.049185 | 0.051071 | 0.051816 | 0.041801 | 0.041911 | 0.042039 | 0.038783 | 0.037226 | 0.037195 | 0.039215 | 0.040042
Scenario 1: Reference | PG&E | Com | HVAC | Com - School | Gas Energy (MMTherm/year) | Fuel Substitution | 0.019211 | 0.019989 | 0.020529 | 0.021518 | 0.021595 | 0 | 0 | 0 | 0 | 0 | 0 | 0 | 0
Scenario 1: Reference | PG&E | Com | HVAC | Com - Warehouse | Electric Demand (MW) | Energy Efficiency | 0.022934 | 0.024817 | 0.026568 | 0.028163 | 0.029565 | 0.030895 | 0.031901 | 0.032781 | 0.021811 | 0.018537 | 0.018797 | 0.019003 | 0.01917
Scenario 1: Reference | PG&E | Com | HVAC | Com - Warehouse | Electric Energy (GWh/year) | Energy Efficiency | 0.090734 | 0.098151 | 0.10509 | 0.11145 | 0.11704 | 0.12245 | 0.12644 | 0.12998 | 0.088664 | 0.066867 | 0.067772 | 0.074191 | 0.074822
Scenario 1: Reference | PG&E | Com | HVAC | Com - Warehouse | Electric Energy (GWh/year) | Fuel Substitution | -0.080876 | -0.085913 | -0.090076 | -0.093288 | -0.095506 | 0 | 0 | 0 | 0 | 0 | 0 | 0 | 0
Scenario 1: Reference | PG&E | Com | HVAC | Com - Warehouse | Gas Energy (MMTherm/year) | Energy Efficiency | 0.0024602 | 0.0026598 | 0.0028454 | 0.0030145 | 0.0031622 | 0.0033074 | 0.0034113 | 0.0035034 | 0.0026612 | 0.0020384 | 0.0020678 | 0.0023177 | 0.0023397
Scenario 1: Reference | PG&E | Com | HVAC | Com - Warehouse | Gas Energy (MMTherm/year) | Fuel Substitution | 0.012814 | 0.013631 | 0.014316 | 0.014856 | 0.015248 | 0 | 0 | 0 | 0 | 0 | 0 | 0 | 0
Scenario 1: Reference | PG&E | Com | Lighting | Com - College | Electric Demand (MW) | Energy Efficiency | 0 | 0 | 0 | 0 | 0 | 0 | 0 | 0 | 0 | 0 | 0 | 0 | 0
Scenario 1: Reference | PG&E | Com | Lighting | Com - College | Electric Energy (GWh/year) | Energy Efficiency | 0 | 0 | 0 | 0 | 0 | 0 | 0 | 0 | 0 | 0 | 0 | 0 | 0
Scenario 1: Reference | PG&E | Com | Lighting | Com - College | Gas Energy (MMTherm/year) | Energy Efficiency | 0 | 0 | 0 | 0 | 0 | 0 | 0 | 0 | 0 | 0 | 0 | 0 | 0
Scenario 1: Reference | PG&E | Com | Lighting | Com - Grocery | Electric Demand (MW) | Energy Efficiency | 0.014623 | 0.014999 | 0.015321 | 0.01557 | 0.015718 | 0.015875 | 0.015984 | 0.016079 | 0.016125 | 0.016176 | 0.01623 | 0.016276 | 0.016333
Scenario 1: Reference | PG&E | Com | Lighting | Com - Grocery | Electric Energy (GWh/year) | Energy Efficiency | 0.083617 | 0.085768 | 0.087607 | 0.089028 | 0.089875 | 0.09077 | 0.091393 | 0.091933 | 0.092197 | 0.092484 | 0.092792 | 0.093055 | 0.093381
Scenario 1: Reference | PG&E | Com | Lighting | Com - Grocery | Gas Energy (MMTherm/year) | Energy Efficiency | -0.0011543 | -0.0011839 | -0.0012093 | -0.0012289 | -0.0012405 | -0.0012528 | -0.0012614 | -0.0012688 | -0.0012724 | -0.0012763 | -0.0012805 | -0.0012841 | -0.0012886
Scenario 1: Reference | PG&E | Com | Lighting | Com - Health | Electric Demand (MW) | Energy Efficiency | 0.03477 | 0.035693 | 0.036919 | 0.037319 | 0.037835 | 0.038235 | 0.038506 | 0.038704 | 0.038762 | 0.038625 | 0.03831 | 0.038434 | 0.038573
Scenario 1: Reference | PG&E | Com | Lighting | Com - Health | Electric Energy (GWh/year) | Energy Efficiency | 0.20731 | 0.21281 | 0.22011 | 0.22248 | 0.22555 | 0.22793 | 0.22953 | 0.23069 | 0.23102 | 0.2302 | 0.22831 | 0.22904 | 0.22986
Scenario 1: Reference | PG&E | Com | Lighting | Com - Health | Gas Energy (MMTherm/year) | Energy Efficiency | -0.0025147 | -0.0025814 | -0.00267 | -0.0026988 | -0.0027361 | -0.002765 | -0.0027845 | -0.0027988 | -0.0028028 | -0.0027929 | -0.00277 | -0.002779 | -0.0027889
Scenario 1: Reference | PG&E | Com | Lighting | Com - Lodging | Electric Demand (MW) | Energy Efficiency | 0 | 0 | 0 | 0 | 0 | 0 | 0 | 0 | 0 | 0 | 0 | 0 | 0
Scenario 1: Reference | PG&E | Com | Lighting | Com - Lodging | Electric Energy (GWh/year) | Energy Efficiency | 0 | 0 | 0 | 0 | 0 | 0 | 0 | 0 | 0 | 0 | 0 | 0 | 0
Scenario 1: Reference | PG&E | Com | Lighting | Com - Lodging | Gas Energy (MMTherm/year) | Energy Efficiency | 0 | 0 | 0 | 0 | 0 | 0 | 0 | 0 | 0 | 0 | 0 | 0 | 0
Scenario 1: Reference | PG&E | Com | Lighting | Com - Office (Large) | Electric Demand (MW) | Energy Efficiency | 0.029447 | 0.030873 | 0.032232 | 0.033273 | 0.034243 | 0.034991 | 0.035698 | 0.036328 | 0.036911 | 0.037531 | 0.03801 | 0.038419 | 0.038778
Scenario 1: Reference | PG&E | Com | Lighting | Com - Office (Large) | Electric Energy (GWh/year) | Energy Efficiency | 0.21104 | 0.22126 | 0.231 | 0.23846 | 0.2454 | 0.25077 | 0.25583 | 0.26035 | 0.26453 | 0.26898 | 0.27241 | 0.27534 | 0.27791
Scenario 1: Reference | PG&E | Com | Lighting | Com - Office (Large) | Gas Energy (MMTherm/year) | Energy Efficiency | -0.0009843 | -0.001032 | -0.0010774 | -0.0011122 | -0.0011446 | -0.0011696 | -0.0011932 | -0.0012143 | -0.0012338 | -0.0012545 | -0.0012705 | -0.0012842 | -0.0012962
Scenario 1: Reference | PG&E | Com | Lighting | Com - Office (Small) | Electric Demand (MW) | Energy Efficiency | 0 | 0 | 0 | 0 | 0 | 0 | 0 | 0 | 0 | 0 | 0 | 0 | 0
Scenario 1: Reference | PG&E | Com | Lighting | Com - Office (Small) | Electric Energy (GWh/year) | Energy Efficiency | 0 | 0 | 0 | 0 | 0 | 0 | 0 | 0 | 0 | 0 | 0 | 0 | 0
Scenario 1: Reference | PG&E | Com | Lighting | Com - Office (Small) | Gas Energy (MMTherm/year) | Energy Efficiency | 0 | 0 | 0 | 0 | 0 | 0 | 0 | 0 | 0 | 0 | 0 | 0 | 0
Scenario 1: Reference | PG&E | Com | Lighting | Com - Other | Electric Demand (MW) | Energy Efficiency | 0 | 0 | 0 | 0 | 0 | 0 | 0 | 0 | 0 | 0 | 0 | 0 | 0
Scenario 1: Reference | PG&E | Com | Lighting | Com - Other | Electric Energy (GWh/year) | Energy Efficiency | 0 | 0 | 0 | 0 | 0 | 0 | 0 | 0 | 0 | 0 | 0 | 0 | 0
Scenario 1: Reference | PG&E | Com | Lighting | Com - Other | Gas Energy (MMTherm/year) | Energy Efficiency | 0 | 0 | 0 | 0 | 0 | 0 | 0 | 0 | 0 | 0 | 0 | 0 | 0
Scenario 1: Reference | PG&E | Com | Lighting | Com - Refrig. Warehouse | Electric Demand (MW) | Energy Efficiency | 0.00020335 | 0.00020868 | 0.00021301 | 0.00021655 | 0.00021947 | 0.00022197 | 0.00022372 | 0.00022539 | 0.00022635 | 0.00022736 | 0.0002281 | 0.00022887 | 0.0002297
Scenario 1: Reference | PG&E | Com | Lighting | Com - Refrig. Warehouse | Electric Energy (GWh/year) | Energy Efficiency | 0.0018684 | 0.0019175 | 0.0019573 | 0.0019899 | 0.0020168 | 0.0020398 | 0.002056 | 0.0020714 | 0.0020803 | 0.0020896 | 0.0020965 | 0.0021037 | 0.0021113
Scenario 1: Reference | PG&E | Com | Lighting | Com - Restaurant | Electric Demand (MW) | Energy Efficiency | 0.0034858 | 0.0036506 | 0.0038004 | 0.003924 | 0.0040245 | 0.0080679 | 0.0089686 | 0.0089762 | 0.0089722 | 0.0054897 | 0.0046874 | 0.0032352 | 0.016614
Scenario 1: Reference | PG&E | Com | Lighting | Com - Restaurant | Electric Energy (GWh/year) | Energy Efficiency | 0.020906 | 0.021894 | 0.022793 | 0.023534 | 0.024136 | 0.048363 | 0.05376 | 0.053806 | 0.053783 | 0.032919 | 0.028112 | 0.019403 | 0.099643
Scenario 1: Reference | PG&E | Com | Lighting | Com - Restaurant | Gas Energy (MMTherm/year) | Energy Efficiency | -0.00022656 | -0.00023726 | -0.00024701 | -0.00025504 | -0.00026157 | -0.00052426 | -0.00058278 | -0.00058327 | -0.00058302 | -0.00035678 | -0.00030465 | -0.00021027 | -0.0010798
Scenario 1: Reference | PG&E | Com | Lighting | Com - Retail | Electric Demand (MW) | Energy Efficiency | 0.071097 | 0.072885 | 0.074407 | 0.053773 | 0.21445 | 0.073795 | 0.07526 | 0.075809 | 0.076129 | 0.076448 | 0.076782 | 0.07707 | 0.077399
Scenario 1: Reference | PG&E | Com | Lighting | Com - Retail | Electric Energy (GWh/year) | Energy Efficiency | 0.42331 | 0.43395 | 0.44302 | 0.32016 | 1.2769 | 0.43939 | 0.44812 | 0.45139 | 0.4533 | 0.45521 | 0.4572 | 0.45892 | 0.46088
Scenario 1: Reference | PG&E | Com | Lighting | Com - Retail | Gas Energy (MMTherm/year) | Energy Efficiency | -0.0026038 | -0.0026693 | -0.0027252 | -0.0019694 | -0.0078556 | -0.002703 | -0.0027567 | -0.0027769 | -0.0027887 | -0.0028005 | -0.0028127 | -0.0028233 | -0.0028355
Scenario 1: Reference | PG&E | Com | Lighting | Com - School | Electric Demand (MW) | Energy Efficiency | 0 | 0 | 0 | 0 | 0 | 0 | 0 | 0 | 0 | 0 | 0 | 0 | 0
Scenario 1: Reference | PG&E | Com | Lighting | Com - School | Electric Energy (GWh/year) | Energy Efficiency | 0 | 0 | 0 | 0 | 0 | 0 | 0 | 0 | 0 | 0 | 0 | 0 | 0
Scenario 1: Reference | PG&E | Com | Lighting | Com - School | Gas Energy (MMTherm/year) | Energy Efficiency | 0 | 0 | 0 | 0 | 0 | 0 | 0 | 0 | 0 | 0 | 0 | 0 | 0
Scenario 1: Reference | PG&E | Com | Lighting | Com - Warehouse | Electric Demand (MW) | Energy Efficiency | 0.00044007 | 0.00046506 | 0.00048804 | 0.00050893 | 0.00052717 | 0.0005446 | 0.00056573 | 0.00058645 | 0.00018426 | 0 | 0 | 0 | 0
Scenario 1: Reference | PG&E | Com | Lighting | Com - Warehouse | Electric Energy (GWh/year) | Energy Efficiency | 0.0035238 | 0.0037239 | 0.0039079 | 0.0040752 | 0.0042213 | 0.0043608 | 0.00453 | 0.0046959 | 0.0014754 | 0 | 0 | 0 | 0
Scenario 1: Reference | PG&E | Com | Lighting | Com - Warehouse | Gas Energy (MMTherm/year) | Energy Efficiency | -2.4801e-05 | -2.6209e-05 | -2.7504e-05 | -2.8682e-05 | -2.971e-05 | -3.0692e-05 | -3.1882e-05 | -3.305e-05 | -1.0384e-05 | 0 | 0 | 0 | 0
Scenario 1: Reference | PG&E | Com | WaterHeat | Com - College | Electric Demand (MW) | Energy Efficiency | -9.8942e-06 | -1.5388e-05 | -3.0965e-05 | 2.7194e-05 | -3.2266e-05 | 2.5037e-05 | 3.1418e-05 | 3.9331e-05 | 4.9387e-05 | 6.1936e-05 | 7.7585e-05 | 9.6938e-05 | 0.00012134
Scenario 1: Reference | PG&E | Com | WaterHeat | Com - College | Electric Demand (MW) | Fuel Substitution | 0 | 0 | 0 | 0 | 0 | 0.20472 | 0.25949 | 0.32163 | 0.38861 | 0.4925 | 0.62504 | 0.75661 | 0.88749
Scenario 1: Reference | PG&E | Com | WaterHeat | Com - College | Electric Energy (GWh/year) | Energy Efficiency | -9.3633e-05 | -0.00014553 | -0.00029099 | 0.00024383 | -0.0003083 | 0.0002054 | 0.00025775 | 0.00032266 | 0.00040516 | 0.0005081 | 0.00063649 | 0.00079525 | 0.00099543
Scenario 1: Reference | PG&E | Com | WaterHeat | Com - College | Electric Energy (GWh/year) | Fuel Substitution | -0.61835 | -0.75849 | -0.92151 | -1.111 | -1.3301 | 1.7454 | 2.2123 | 2.742 | 3.3128 | 4.1985 | 5.3282 | 6.4495 | 7.5646
Scenario 1: Reference | PG&E | Com | WaterHeat | Com - College | Gas Energy (MMTherm/year) | Energy Efficiency | 0.042715 | 0.069297 | 0.060734 | 0.10046 | 0.09335 | 0.09271 | 0.10947 | 0.12468 | 0.13575 | 0.14135 | 0.13922 | 0.12898 | 0.11206
Scenario 1: Reference | PG&E | Com | WaterHeat | Com - College | Gas Energy (MMTherm/year) | Fuel Substitution | 0.069566 | 0.085309 | 0.10366 | 0.12503 | 0.14978 | 0 | 0 | 0 | 0 | 0 | 0 | 0 | 0
Scenario 1: Reference | PG&E | Com | WaterHeat | Com - Grocery | Electric Demand (MW) | Energy Efficiency | 4.4708e-05 | 5.4098e-05 | 6.5902e-05 | 8.0682e-05 | 9.905e-05 | 0.00011421 | 0.00014345 | 0.00018017 | 0.00022595 | 0.00028344 | 0.00035563 | 0.0004461 | 0.00055981
Scenario 1: Reference | PG&E | Com | WaterHeat | Com - Grocery | Electric Energy (GWh/year) | Energy Efficiency | 0.00023603 | 0.00028563 | 0.00034799 | 0.00042606 | 0.0005231 | 0.00060331 | 0.00075779 | 0.00095173 | 0.0011936 | 0.0014972 | 0.0018786 | 0.0023565 | 0.0029571
Scenario 1: Reference | PG&E | Com | WaterHeat | Com - Grocery | Electric Energy (GWh/year) | Fuel Substitution | -0.023314 | -0.028242 | -0.034231 | -0.041478 | -0.050149 | 0 | 0 | 0 | 0 | 0 | 0 | 0 | 0
Scenario 1: Reference | PG&E | Com | WaterHeat | Com - Grocery | Gas Energy (MMTherm/year) | Energy Efficiency | 0.026413 | 0.031409 | 0.037185 | 0.043763 | 0.05109 | 0.057131 | 0.06543 | 0.073609 | 0.081036 | 0.086985 | 0.09067 | 0.091384 | 0.088756
Scenario 1: Reference | PG&E | Com | WaterHeat | Com - Grocery | Gas Energy (MMTherm/year) | Fuel Substitution | 0.0031283 | 0.0037895 | 0.0045931 | 0.0055656 | 0.0067291 | 0 | 0 | 0 | 0 | 0 | 0 | 0 | 0
Scenario 1: Reference | PG&E | Com | WaterHeat | Com - Health | Electric Demand (MW) | Energy Efficiency | 2.0315e-05 | 1.2917e-05 | 7.8911e-06 | 5.0296e-06 | 7.3475e-06 | 0.00017684 | 0.00022286 | 0.00028052 | 0.00035233 | 0.0004413 | 0.00055129 | 0.00069246 | 0.00086968
Scenario 1: Reference | PG&E | Com | WaterHeat | Com - Health | Electric Demand (MW) | Fuel Substitution | 0 | 0 | 0 | 0 | 0 | 0.53801 | 0.68618 | 0.85552 | 1.0393 | 1.3159 | 1.684 | 2.0524 | 2.4207
Scenario 1: Reference | PG&E | Com | WaterHeat | Com - Health | Electric Energy (GWh/year) | Energy Efficiency | 0.00013044 | 6.7283e-05 | 2.328e-05 | -1.7198e-06 | 1.622e-05 | 0.0014789 | 0.0018638 | 0.0023459 | 0.0029465 | 0.0036905 | 0.0046104 | 0.005791 | 0.007273
Scenario 1: Reference | PG&E | Com | WaterHeat | Com - Health | Electric Energy (GWh/year) | Fuel Substitution | -1.6138 | -1.9925 | -2.4359 | -2.9532 | -3.5537 | 4.6684 | 5.9538 | 7.4228 | 9.0166 | 11.4162 | 14.6099 | 17.8046 | 20.9986
Scenario 1: Reference | PG&E | Com | WaterHeat | Com - Health | Gas Energy (MMTherm/year) | Energy Efficiency | 0.09558 | 0.11035 | 0.12833 | 0.14762 | 0.16041 | 0.1367 | 0.15477 | 0.16818 | 0.1749 | 0.17291 | 0.16179 | 0.14298 | 0.11938
Scenario 1: Reference | PG&E | Com | WaterHeat | Com - Health | Gas Energy (MMTherm/year) | Fuel Substitution | 0.18659 | 0.23017 | 0.28135 | 0.34121 | 0.41087 | 0 | 0 | 0 | 0 | 0 | 0 | 0 | 0
Scenario 1: Reference | PG&E | Com | WaterHeat | Com - Lodging | Electric Demand (MW) | Energy Efficiency | 0.0087077 | 0.0087818 | 0.0085589 | 0.0080441 | 0.007283 | 0.0059724 | 0.0049461 | 0.0038872 | 6.6092e-05 | 8.3328e-05 | 0.00018787 | 0.00020799 | 0.00028316
Scenario 1: Reference | PG&E | Com | WaterHeat | Com - Lodging | Electric Demand (MW) | Fuel Substitution | 0 | 0 | 0 | 0 | 0 | 0.52323 | 0.66406 | 0.82516 | 1.0001 | 1.2843 | 1.6424 | 2.0002 | 2.3576
Scenario 1: Reference | PG&E | Com | WaterHeat | Com - Lodging | Electric Energy (GWh/year) | Energy Efficiency | 0.030647 | 0.030835 | 0.03006 | 0.028326 | 0.025812 | 0.019827 | 0.016619 | 0.013307 | 0.0005381 | 0.00067848 | 0.0014757 | 0.0016443 | 0.0022331
Scenario 1: Reference | PG&E | Com | WaterHeat | Com - Lodging | Electric Energy (GWh/year) | Fuel Substitution | -1.642 | -2.0172 | -2.4576 | -2.9729 | -3.5729 | 4.422 | 5.6121 | 6.9732 | 8.4508 | 10.8525 | 13.8777 | 16.9006 | 19.9194
Scenario 1: Reference | PG&E | Com | WaterHeat | Com - Lodging | Gas Energy (MMTherm/year) | Energy Efficiency | 0.32214 | 0.34075 | 0.36017 | 0.37816 | 0.39606 | 0.16789 | 0.17561 | 0.17568 | 0.13807 | 0.12066 | 0.00033159 | 0.085652 | 0.065555
Scenario 1: Reference | PG&E | Com | WaterHeat | Com - Lodging | Gas Energy (MMTherm/year) | Fuel Substitution | 0.18636 | 0.22885 | 0.27885 | 0.33752 | 0.406 | 0 | 0 | 0 | 0 | 0 | 0 | 0 | 0
Scenario 1: Reference | PG&E | Com | WaterHeat | Com - Office (Large) | Electric Demand (MW) | Energy Efficiency | 3.6702e-05 | 3.7231e-05 | 3.8424e-05 | 4.0336e-05 | 4.359e-05 | 4.2376e-05 | 5.3596e-05 | 6.7577e-05 | 8.4985e-05 | 0.00010707 | 0.00013475 | 0.00016956 | 0.00021334
Scenario 1: Reference | PG&E | Com | WaterHeat | Com - Office (Large) | Electric Demand (MW) | Fuel Substitution | 0 | 0 | 0 | 0 | 0 | 0.062277 | 0.078194 | 0.096247 | 0.11568 | 0.15113 | 0.19186 | 0.23208 | 0.27169
Scenario 1: Reference | PG&E | Com | WaterHeat | Com - Office (Large) | Electric Energy (GWh/year) | Energy Efficiency | 0.00070821 | 0.00071312 | 0.0007297 | 0.0007588 | 0.00081216 | 0.0007743 | 0.00097931 | 0.0012348 | 0.0015529 | 0.0019564 | 0.0024622 | 0.0030981 | 0.0038981
Scenario 1: Reference | PG&E | Com | WaterHeat | Com - Office (Large) | Electric Energy (GWh/year) | Fuel Substitution | -0.35677 | -0.4366 | -0.52906 | -0.63582 | -0.75859 | 1.1825 | 1.4847 | 1.8274 | 2.1963 | 2.8693 | 3.6424 | 4.4056 | 5.1573
Scenario 1: Reference | PG&E | Com | WaterHeat | Com - Office (Large) | Gas Energy (MMTherm/year) | Energy Efficiency | 0.29345 | 0.30906 | 0.308 | 0.28576 | 0.24458 | 0.1519 | 0.095333 | 0.04461 | 0.0048892 | 0 | 0 | 0 | 0
Scenario 1: Reference | PG&E | Com | WaterHeat | Com - Office (Large) | Gas Energy (MMTherm/year) | Fuel Substitution | 0.039459 | 0.048283 | 0.058511 | 0.070333 | 0.08394 | 0 | 0 | 0 | 0 | 0 | 0 | 0 | 0
Scenario 1: Reference | PG&E | Com | WaterHeat | Com - Office (Small) | Electric Demand (MW) | Energy Efficiency | -1.8273e-07 | -1.6926e-07 | -1.3399e-07 | -3.7527e-09 | -4.664e-07 | 1.4174e-06 | 1.8416e-06 | 2.3641e-06 | 3.0103e-06 | 3.8157e-06 | 4.8216e-06 | 6.08e-06 | 7.6568e-06
Scenario 1: Reference | PG&E | Com | WaterHeat | Com - Office (Small) | Electric Demand (MW) | Fuel Substitution | 0 | 0 | 0 | 0 | 0 | 0.002526 | 0.003204 | 0.0039784 | 0.0048156 | 0.0063583 | 0.0080758 | 0.0097779 | 0.011467
Scenario 1: Reference | PG&E | Com | WaterHeat | Com - Office (Small) | Electric Energy (GWh/year) | Energy Efficiency | -2.583e-05 | -2.5341e-05 | -2.2561e-05 | -6.2177e-06 | -8.3882e-05 | 0.00015478 | 0.00020109 | 0.00025814 | 0.00032871 | 0.00041665 | 0.00052649 | 0.0006639 | 0.00083607
Scenario 1: Reference | PG&E | Com | WaterHeat | Com - Office (Small) | Electric Energy (GWh/year) | Fuel Substitution | -0.095058 | -0.11655 | -0.14142 | -0.14227 | -0.17791 | 0.28661 | 0.36352 | 0.45135 | 0.5463 | 0.72132 | 0.91612 | 1.1091 | 1.3006
Scenario 1: Reference | PG&E | Com | WaterHeat | Com - Office (Small) | Gas Energy (MMTherm/year) | Energy Efficiency | 0.065207 | 0.081507 | 0.00097628 | 0.084697 | 0.10437 | 0.11606 | 0.12909 | 0.1368 | 0.13682 | 0.12812 | 0.11159 | 0.089979 | 0.066883
Scenario 1: Reference | PG&E | Com | WaterHeat | Com - Office (Small) | Gas Energy (MMTherm/year) | Fuel Substitution | 0.01044 | 0.012798 | 0.015531 | 0.015623 | 0.01961 | 0 | 0 | 0 | 0 | 0 | 0 | 0 | 0
Scenario 1: Reference | PG&E | Com | WaterHeat | Com - Other | Electric Demand (MW) | Energy Efficiency | -0.00017428 | -0.00018362 | -0.00017884 | -0.00015255 | -9.5806e-05 | 0.0010651 | 0.0013325 | 0.0016659 | 0.0020737 | 0.0025937 | 0.0032442 | 0.0040566 | 0.0050735
Scenario 1: Reference | PG&E | Com | WaterHeat | Com - Other | Electric Demand (MW) | Fuel Substitution | 0 | 0 | 0 | 0 | 0 | 2.4382 | 3.0846 | 3.8181 | 4.6075 | 5.816 | 7.3732 | 8.9155 | 10.4446
Scenario 1: Reference | PG&E | Com | WaterHeat | Com - Other | Electric Energy (GWh/year) | Energy Efficiency | -0.0011187 | -0.0011771 | -0.0011435 | -0.00097018 | -0.00059914 | 0.006887 | 0.008626 | 0.010793 | 0.013462 | 0.016837 | 0.02106 | 0.026333 | 0.032935
Scenario 1: Reference | PG&E | Com | WaterHeat | Com - Other | Electric Energy (GWh/year) | Fuel Substitution | -6.2306 | -7.6141 | -9.2228 | -11.089 | -13.2444 | 16.4651 | 20.8298 | 25.7819 | 31.1102 | 39.2699 | 49.7831 | 60.1931 | 70.5123
Scenario 1: Reference | PG&E | Com | WaterHeat | Com - Other | Gas Energy (MMTherm/year) | Energy Efficiency | 0.21058 | 0.25323 | 0.30067 | 0.3547 | 0.41481 | 0.39541 | 0.45426 | 0.50751 | 0.54045 | 0.55964 | 0.55145 | 0.51405 | 0.45189
Scenario 1: Reference | PG&E | Com | WaterHeat | Com - Other | Gas Energy (MMTherm/year) | Fuel Substitution | 0.69106 | 0.84423 | 1.0227 | 1.2301 | 1.4702 | 0 | 0 | 0 | 0 | 0 | 0 | 0 | 0
Scenario 1: Reference | PG&E | Com | WaterHeat | Com - Refrig. Warehouse | Electric Demand (MW) | Energy Efficiency | 1.9415e-06 | 2.4161e-06 | 3.0386e-06 | 3.8545e-06 | 4.9213e-06 | 7.553e-06 | 9.534e-06 | 1.2032e-05 | 1.5159e-05 | 1.91e-05 | 2.4048e-05 | 3.0278e-05 | 3.8118e-05
Scenario 1: Reference | PG&E | Com | WaterHeat | Com - Refrig. Warehouse | Electric Demand (MW) | Fuel Substitution | 0 | 0 | 0 | 0 | 0 | 0.0035815 | 0.0045515 | 0.0056653 | 0.006878 | 0.008822 | 0.011291 | 0.013761 | 0.016224
Scenario 1: Reference | PG&E | Com | WaterHeat | Com - Refrig. Warehouse | Electric Energy (GWh/year) | Energy Efficiency | 2.2311e-05 | 2.7752e-05 | 3.49e-05 | 4.428e-05 | 5.656e-05 | 8.7367e-05 | 0.00011028 | 0.00013918 | 0.00017534 | 0.00022093 | 0.00027817 | 0.00035023 | 0.00044092
Scenario 1: Reference | PG&E | Com | WaterHeat | Com - Refrig. Warehouse | Electric Energy (GWh/year) | Fuel Substitution | -0.015393 | -0.018927 | -0.023085 | -0.027964 | -0.033656 | 0.042939 | 0.054566 | 0.067915 | 0.082448 | 0.10575 | 0.13535 | 0.16494 | 0.19445
Scenario 1: Reference | PG&E | Com | WaterHeat | Com - Refrig. Warehouse | Gas Energy (MMTherm/year) | Energy Efficiency | 0.0065759 | 0.0085466 | 0.0106 | 0.013037 | 0.015882 | 0.018708 | 0.022248 | 0.025924 | 0.029433 | 0.032361 | 0.034242 | 0.034674 | 0.033429
Scenario 1: Reference | PG&E | Com | WaterHeat | Com - Refrig. Warehouse | Gas Energy (MMTherm/year) | Fuel Substitution | 0.0018098 | 0.0022246 | 0.0027139 | 0.0032897 | 0.0039631 | 0 | 0 | 0 | 0 | 0 | 0 | 0 | 0
Scenario 1: Reference | PG&E | Com | WaterHeat | Com - Restaurant | Electric Demand (MW) | Energy Efficiency | -0.00031971 | -0.00036522 | -0.00041091 | -0.00045357 | -0.00049018 | 0.00025813 | 0.00032284 | 0.00040347 | 0.00050399 | 0.00062965 | 0.00078643 | 0.0007788 | 0.0026128
Scenario 1: Reference | PG&E | Com | WaterHeat | Com - Restaurant | Electric Demand (MW) | Fuel Substitution | 0 | 0 | 0 | 0 | 0 | 1.8 | 2.268 | 2.7962 | 3.3624 | 4.2383 | 5.3535 | 5.8022 | 7.2368
Scenario 1: Reference | PG&E | Com | WaterHeat | Com - Restaurant | Electric Energy (GWh/year) | Energy Efficiency | -0.0016344 | -0.0018672 | -0.0021009 | -0.0023191 | -0.0025063 | 0.0013228 | 0.0016543 | 0.0020675 | 0.0025826 | 0.0032265 | 0.0040299 | 0.0039908 | 0.013389
Scenario 1: Reference | PG&E | Com | WaterHeat | Com - Restaurant | Electric Energy (GWh/year) | Fuel Substitution | -2.8375 | -3.4668 | -4.1911 | -5.0226 | -5.9733 | 9.5915 | 12.0855 | 14.8996 | 17.9152 | 22.582 | 28.5235 | 30.9117 | 38.5546
Scenario 1: Reference | PG&E | Com | WaterHeat | Com - Restaurant | Gas Energy (MMTherm/year) | Energy Efficiency | 0.051101 | 0.059886 | 0.069597 | 0.08015 | 0.091032 | 0.060061 | 0.065178 | 0.067622 | 0.066483 | 0.061568 | 0.0066655 | 0.046149 | 0.046485
Scenario 1: Reference | PG&E | Com | WaterHeat | Com - Restaurant | Gas Energy (MMTherm/year) | Fuel Substitution | 0.32303 | 0.39462 | 0.47707 | 0.57179 | 0.68017 | 0 | 0 | 0 | 0 | 0 | 0 | 0 | 0
Scenario 1: Reference | PG&E | Com | WaterHeat | Com - Retail | Electric Demand (MW) | Energy Efficiency | 0.0030078 | 0.0031415 | 7.944e-06 | 0.0028473 | 0.0027827 | 0.0026482 | 0.0024185 | 0.002133 | 0.00013491 | 0.00016978 | 0.00021335 | 0.00026776 | 0.00033593
Scenario 1: Reference | PG&E | Com | WaterHeat | Com - Retail | Electric Demand (MW) | Fuel Substitution | 0 | 0 | 0 | 0 | 0 | 0.078913 | 0.099816 | 0.12359 | 0.1492 | 0.19115 | 0.24237 | 0.29309 | 0.34337
Scenario 1: Reference | PG&E | Com | WaterHeat | Com - Retail | Electric Energy (GWh/year) | Energy Efficiency | 0.0095407 | 0.0099716 | 4.8136e-05 | 0.0090606 | 0.0089061 | 0.0085994 | 0.0079308 | 0.0070964 | 0.00084927 | 0.0010687 | 0.001343 | 0.0016855 | 0.0021146
Scenario 1: Reference | PG&E | Com | WaterHeat | Com - Retail | Electric Energy (GWh/year) | Fuel Substitution | -0.1633 | -0.19961 | -0.24135 | -0.26462 | -0.31964 | 0.51736 | 0.65438 | 0.81018 | 0.97801 | 1.253 | 1.5887 | 1.921 | 2.2504
Scenario 1: Reference | PG&E | Com | WaterHeat | Com - Retail | Gas Energy (MMTherm/year) | Energy Efficiency | 0.12015 | 0.15148 | 0.14393 | 0.20647 | 0.25181 | 0.29123 | 0.33368 | 0.36969 | 0.39025 | 0.39679 | 0.38283 | 0.34883 | 0.29921
Scenario 1: Reference | PG&E | Com | WaterHeat | Com - Retail | Gas Energy (MMTherm/year) | Fuel Substitution | 0.017401 | 0.021267 | 0.025713 | 0.02819 | 0.034062 | 0 | 0 | 0 | 0 | 0 | 0 | 0 | 0
Scenario 1: Reference | PG&E | Com | WaterHeat | Com - School | Electric Demand (MW) | Energy Efficiency | 0.00087776 | 0.00030917 | -4.1909e-08 | -5.2922e-08 | -6.6646e-08 | -8.4001e-08 | -1.0574e-07 | -1.3315e-07 | -1.6757e-07 | -2.1089e-07 | -2.6538e-07 | -3.3419e-07 | -4.2044e-07
Scenario 1: Reference | PG&E | Com | WaterHeat | Com - School | Electric Demand (MW) | Fuel Substitution | 0 | 0 | 0 | 0 | 0 | -0.00040558 | -0.00050887 | -0.00062527 | -0.00074994 | -0.00097441 | -0.0012314 | -0.0014849 | -0.001735
Scenario 1: Reference | PG&E | Com | WaterHeat | Com - School | Electric Energy (GWh/year) | Energy Efficiency | 0.0024834 | 0.00058815 | -0.00048365 | -0.0005678 | -0.00063558 | 0.00068662 | 0.00086433 | 0.0010884 | 0.0013697 | 0.0017239 | 0.0021693 | 0.0027318 | 0.0034368
Scenario 1: Reference | PG&E | Com | WaterHeat | Com - School | Electric Energy (GWh/year) | Fuel Substitution | -1.0645 | -1.3018 | -1.5762 | -1.8926 | -2.2558 | 3.434 | 4.3086 | 5.2941 | 6.3495 | 8.2498 | 10.4255 | 12.5716 | 14.688
Scenario 1: Reference | PG&E | Com | WaterHeat | Com - School | Gas Energy (MMTherm/year) | Energy Efficiency | 0.15754 | 0.17668 | 0.19065 | 0.19607 | 0.19037 | 0.13925 | 0.11186 | 0.080349 | 0.049829 | 0.024018 | 0.0044618 | 0.0018574 | 0.0018655
Scenario 1: Reference | PG&E | Com | WaterHeat | Com - School | Gas Energy (MMTherm/year) | Fuel Substitution | 0.12031 | 0.14712 | 0.17813 | 0.21392 | 0.25504 | 0 | 0 | 0 | 0 | 0 | 0 | 0 | 0
Scenario 1: Reference | PG&E | Com | WaterHeat | Com - Warehouse | Electric Demand (MW) | Energy Efficiency | 0.0018255 | 0.0020917 | 0.0023515 | 0.002592 | 0.0027987 | 0.0029554 | 0.0030485 | 0.0030664 | 7.8192e-06 | 9.8442e-06 | 1.2379e-05 | 1.5562e-05 | 1.9562e-05
Scenario 1: Reference | PG&E | Com | WaterHeat | Com - Warehouse | Electric Demand (MW) | Fuel Substitution | 0 | 0 | 0 | 0 | 0 | 0.0014314 | 0.001822 | 0.0022698 | 0.0027565 | 0.0035672 | 0.0045475 | 0.0055253 | 0.0065009
Scenario 1: Reference | PG&E | Com | WaterHeat | Com - Warehouse | Electric Energy (GWh/year) | Energy Efficiency | 0.0058314 | 0.0066816 | 0.0075132 | 0.008286 | 0.0089549 | 0.009462 | 0.0097813 | 0.0098688 | 0.00021056 | 0.00026509 | 0.00033334 | 0.00041906 | 0.00052677
Scenario 1: Reference | PG&E | Com | WaterHeat | Com - Warehouse | Electric Energy (GWh/year) | Fuel Substitution | -0.016206 | -0.020091 | -0.024644 | -0.029969 | -0.036175 | 0.04009 | 0.051026 | 0.063565 | 0.077189 | 0.099892 | 0.12734 | 0.15471 | 0.18201
Scenario 1: Reference | PG&E | Com | WaterHeat | Com - Warehouse | Gas Energy (MMTherm/year) | Energy Efficiency | 0.085502 | 0.10719 | 0.13285 | 0.16249 | 0.19561 | 0.22958 | 0.2663 | 0.29897 | 0.32112 | 0.33513 | 0.33439 | 0.31761 | 0.28635
Scenario 1: Reference | PG&E | Com | WaterHeat | Com - Warehouse | Gas Energy (MMTherm/year) | Fuel Substitution | 0.0018383 | 0.0022761 | 0.0027905 | 0.0033936 | 0.0040983 | 0 | 0 | 0 | 0 | 0 | 0 | 0 | 0
Scenario 1: Reference | PG&E | Com | WholeBlg | Com - College | Electric Demand (MW) | Energy Efficiency | 0.046922 | 0.047834 | 0.048653 | 0.049593 | 0.050664 | 0.051819 | 0.053343 | 0.055 | 0.056341 | 0.058871 | 0.060018 | 0.060786 | 0.062691
Scenario 1: Reference | PG&E | Com | WholeBlg | Com - College | Electric Energy (GWh/year) | Energy Efficiency | 0.43532 | 0.44416 | 0.45208 | 0.4613 | 0.4716 | 0.48263 | 0.49717 | 0.51277 | 0.52575 | 0.54954 | 0.56057 | 0.56791 | 0.58578
Scenario 1: Reference | PG&E | Com | WholeBlg | Com - College | Gas Energy (MMTherm/year) | Energy Efficiency | 0.0076038 | 0.0075491 | 0.007467 | 0.0073947 | 0.0073108 | 0.0072089 | 0.0071095 | 0.0070048 | 0.0069183 | 0.0068475 | 0.0067775 | 0.006695 | 0.0067304
Scenario 1: Reference | PG&E | Com | WholeBlg | Com - Grocery | Electric Demand (MW) | Energy Efficiency | 0.41062 | 0.42163 | 0.43225 | 0.4444 | 0.4581 | 0.47246 | 0.48825 | 0.51975 | 0.53655 | 0.56285 | 0.57885 | 0.5917 | 0.6
Scenario 1: Reference | PG&E | Com | WholeBlg | Com - Grocery | Electric Energy (GWh/year) | Energy Efficiency | 3.7421 | 3.8424 | 3.9392 | 4.0499 | 4.1748 | 4.3056 | 4.4495 | 4.7366 | 4.8897 | 5.1294 | 5.2752 | 5.3923 | 5.468
Scenario 1: Reference | PG&E | Com | WholeBlg | Com - Grocery | Gas Energy (MMTherm/year) | Energy Efficiency | 0.0062871 | 0.0063179 | 0.0063316 | 0.0063555 | 0.0063741 | 0.0063701 | 0.0063721 | 0.0063758 | 0.0063946 | 0.0064164 | 0.0064547 | 0.0064877 | 0.0065184
Scenario 1: Reference | PG&E | Com | WholeBlg | Com - Health | Electric Demand (MW) | Energy Efficiency | 0.45365 | 0.46758 | 0.48088 | 0.49579 | 0.51245 | 0.52981 | 0.54935 | 0.57495 | 0.59484 | 0.62702 | 0.64582 | 0.66099 | 0.67363
Scenario 1: Reference | PG&E | Com | WholeBlg | Com - Health | Electric Energy (GWh/year) | Energy Efficiency | 4.1342 | 4.2612 | 4.3823 | 4.5182 | 4.6701 | 4.8283 | 5.0063 | 5.2397 | 5.421 | 5.7142 | 5.8855 | 6.0238 | 6.139
Scenario 1: Reference | PG&E | Com | WholeBlg | Com - Health | Gas Energy (MMTherm/year) | Energy Efficiency | 0.02402 | 0.024421 | 0.02476 | 0.025145 | 0.025515 | 0.025761 | 0.026023 | 0.026302 | 0.02665 | 0.026967 | 0.027379 | 0.02777 | 0.02794
Scenario 1: Reference | PG&E | Com | WholeBlg | Com - Lodging | Electric Demand (MW) | Energy Efficiency | 0.059227 | 0.060891 | 0.062469 | 0.064231 | 0.066244 | 0.068387 | 0.070845 | 0.073016 | 0.075544 | 0.0795 | 0.081914 | 0.083889 | 0.085328
Scenario 1: Reference | PG&E | Com | WholeBlg | Com - Lodging | Electric Energy (GWh/year) | Energy Efficiency | 0.53975 | 0.55491 | 0.56929 | 0.58535 | 0.6037 | 0.62322 | 0.64563 | 0.66541 | 0.68845 | 0.7245 | 0.74651 | 0.76451 | 0.77761
Scenario 1: Reference | PG&E | Com | WholeBlg | Com - Lodging | Gas Energy (MMTherm/year) | Energy Efficiency | 0.008521 | 0.0085307 | 0.0085194 | 0.0085248 | 0.0085274 | 0.0085037 | 0.0084837 | 0.0084722 | 0.0084861 | 0.0085152 | 0.0085627 | 0.0086077 | 0.0086565
Scenario 1: Reference | PG&E | Com | WholeBlg | Com - Office (Large) | Electric Demand (MW) | Energy Efficiency | 0.64263 | 0.65924 | 0.67455 | 0.69164 | 0.71111 | 0.73206 | 0.75699 | 0.7629 | 0.78728 | 0.82629 | 0.84951 | 0.86792 | 0.88816
Scenario 1: Reference | PG&E | Com | WholeBlg | Com - Office (Large) | Electric Energy (GWh/year) | Energy Efficiency | 5.8564 | 6.0077 | 6.1473 | 6.3031 | 6.4805 | 6.6714 | 6.8986 | 6.9525 | 7.1747 | 7.5302 | 7.7418 | 7.9096 | 8.094
Scenario 1: Reference | PG&E | Com | WholeBlg | Com - Office (Large) | Gas Energy (MMTherm/year) | Energy Efficiency | 0.025769 | 0.025971 | 0.026102 | 0.026271 | 0.02642 | 0.026489 | 0.026594 | 0.026697 | 0.026863 | 0.027244 | 0.027489 | 0.027713 | 0.027814
Scenario 1: Reference | PG&E | Com | WholeBlg | Com - Office (Small) | Electric Demand (MW) | Energy Efficiency | 0.11595 | 0.11907 | 0.12206 | 0.12542 | 0.12924 | 0.13326 | 0.13789 | 0.14665 | 0.15133 | 0.15879 | 0.16323 | 0.1668 | 0.17022
Scenario 1: Reference | PG&E | Com | WholeBlg | Com - Office (Small) | Electric Energy (GWh/year) | Energy Efficiency | 1.0567 | 1.0851 | 1.1124 | 1.143 | 1.1778 | 1.2145 | 1.2567 | 1.3365 | 1.3792 | 1.4471 | 1.4875 | 1.5201 | 1.5512
Scenario 1: Reference | PG&E | Com | WholeBlg | Com - Office (Small) | Gas Energy (MMTherm/year) | Energy Efficiency | 0.00384 | 0.003885 | 0.0039208 | 0.0039637 | 0.0040045 | 0.0040293 | 0.0040579 | 0.0040891 | 0.0041309 | 0.0041662 | 0.004222 | 0.0042751 | 0.0042972
Scenario 1: Reference | PG&E | Com | WholeBlg | Com - Other | Electric Demand (MW) | Energy Efficiency | 0.4569 | 0.49401 | 0.5289 | 0.56077 | 0.59926 | 0.64766 | 0.69259 | 0.71153 | 0.74641 | 0.79496 | 0.82957 | 0.85982 | 0.87951
Scenario 1: Reference | PG&E | Com | WholeBlg | Com - Other | Electric Energy (GWh/year) | Energy Efficiency | 4.1638 | 4.502 | 4.82 | 5.1104 | 5.4612 | 5.9023 | 6.3118 | 6.4843 | 6.8022 | 7.2447 | 7.5601 | 7.8358 | 8.0152
Scenario 1: Reference | PG&E | Com | WholeBlg | Com - Other | Gas Energy (MMTherm/year) | Energy Efficiency | 0.044658 | 0.045114 | 0.045456 | 0.045877 | 0.046269 | 0.046435 | 0.046631 | 0.046867 | 0.047228 | 0.047583 | 0.048082 | 0.048553 | 0.048851
Scenario 1: Reference | PG&E | Com | WholeBlg | Com - Refrig. Warehouse | Electric Demand (MW) | Energy Efficiency | 0.061301 | 0.063749 | 0.066214 | 0.068917 | 0.071885 | 0.074868 | 0.078047 | 0.085823 | 0.089421 | 0.094392 | 0.097983 | 0.10111 | 0.102
Scenario 1: Reference | PG&E | Com | WholeBlg | Com - Refrig. Warehouse | Electric Energy (GWh/year) | Energy Efficiency | 0.55865 | 0.58095 | 0.60342 | 0.62805 | 0.6551 | 0.68229 | 0.71126 | 0.78212 | 0.81491 | 0.86022 | 0.89294 | 0.9214 | 0.92951
Scenario 1: Reference | PG&E | Com | WholeBlg | Com - Refrig. Warehouse | Gas Energy (MMTherm/year) | Energy Efficiency | 0.00025113 | 0.00025699 | 0.00026229 | 0.00026812 | 0.00027383 | 0.00027812 | 0.00028259 | 0.00028734 | 0.00029286 | 0.00029796 | 0.00030441 | 0.00031069 | 0.00031265
Scenario 1: Reference | PG&E | Com | WholeBlg | Com - Restaurant | Electric Demand (MW) | Energy Efficiency | 0.15489 | 0.15861 | 0.16215 | 0.16614 | 0.17075 | 0.17557 | 0.18092 | 0.18777 | 0.19338 | 0.20332 | 0.2085 | 0.21138 | 0.22678
Scenario 1: Reference | PG&E | Com | WholeBlg | Com - Restaurant | Electric Energy (GWh/year) | Energy Efficiency | 1.4185 | 1.4529 | 1.4859 | 1.523 | 1.5657 | 1.6104 | 1.6599 | 1.7231 | 1.7749 | 1.8663 | 1.9143 | 1.9264 | 2.2362
Scenario 1: Reference | PG&E | Com | WholeBlg | Com - Restaurant | Gas Energy (MMTherm/year) | Energy Efficiency | 0.014659 | 0.014869 | 0.015041 | 0.015241 | 0.015429 | 0.015526 | 0.015628 | 0.015745 | 0.015904 | 0.016031 | 0.016231 | 0.016583 | 0.014823
Scenario 1: Reference | PG&E | Com | WholeBlg | Com - Retail | Electric Demand (MW) | Energy Efficiency | 0.23434 | 0.23839 | 0.24201 | 0.24671 | 0.24689 | 0.25667 | 0.26357 | 0.27456 | 0.28105 | 0.2926 | 0.29823 | 0.30214 | 0.31004
Scenario 1: Reference | PG&E | Com | WholeBlg | Com - Retail | Electric Energy (GWh/year) | Energy Efficiency | 2.1955 | 2.2391 | 2.2797 | 2.2483 | 3.0672 | 2.4315 | 2.5029 | 2.6118 | 2.6787 | 2.7922 | 2.8522 | 2.8964 | 2.9777
Scenario 1: Reference | PG&E | Com | WholeBlg | Com - Retail | Gas Energy (MMTherm/year) | Energy Efficiency | 0.0062528 | 0.0063104 | 0.0063587 | 0.0058542 | 0.011463 | 0.0064745 | 0.0065202 | 0.0065696 | 0.0066274 | 0.006707 | 0.006792 | 0.0068732 | 0.0069576
Scenario 1: Reference | PG&E | Com | WholeBlg | Com - School | Electric Demand (MW) | Energy Efficiency | 0.073245 | 0.075039 | 0.076745 | 0.078647 | 0.080827 | 0.083241 | 0.086177 | 0.091043 | 0.093922 | 0.098534 | 0.10123 | 0.10339 | 0.1061
Scenario 1: Reference | PG&E | Com | WholeBlg | Com - School | Electric Energy (GWh/year) | Energy Efficiency | 0.6675 | 0.68385 | 0.69939 | 0.71672 | 0.7366 | 0.75859 | 0.78535 | 0.8297 | 0.85594 | 0.89796 | 0.92251 | 0.94223 | 0.96695
Scenario 1: Reference | PG&E | Com | WholeBlg | Com - School | Gas Energy (MMTherm/year) | Energy Efficiency | 0.018048 | 0.017957 | 0.017806 | 0.017676 | 0.017523 | 0.017333 | 0.017143 | 0.016948 | 0.016788 | 0.016678 | 0.016569 | 0.016442 | 0.016505
Scenario 1: Reference | PG&E | Com | WholeBlg | Com - Warehouse | Electric Demand (MW) | Energy Efficiency | 0.26706 | 0.27661 | 0.28607 | 0.29646 | 0.30766 | 0.31985 | 0.33308 | 0.37041 | 0.38527 | 0.40644 | 0.4211 | 0.43361 | 0.43968
Scenario 1: Reference | PG&E | Com | WholeBlg | Com - Warehouse | Electric Energy (GWh/year) | Energy Efficiency | 2.46 | 2.5491 | 2.6377 | 2.7351 | 2.8038 | 2.9149 | 3.0354 | 3.3756 | 3.5111 | 3.704 | 3.8376 | 3.9516 | 4.0069
Scenario 1: Reference | PG&E | Com | WholeBlg | Com - Warehouse | Gas Energy (MMTherm/year) | Energy Efficiency | 0.003706 | 0.0037257 | 0.0037305 | 0.0037383 | 0.0041381 | 0.0041599 | 0.0041863 | 0.0042133 | 0.0042501 | 0.0042967 | 0.0043469 | 0.0043941 | 0.004411
Scenario 1: Reference | PG&E | Ind | WholeBlg | Ind - All Other Industrial | Electric Demand (MW) | Energy Efficiency | 0.067562 | 0.067973 | 0.068057 | 0.068195 | 0.068162 | 0.068333 | 0.068376 | 0.068551 | 0.06855 | 0.068662 | 0.068684 | 0.068757 | 0.068804
Scenario 1: Reference | PG&E | Ind | WholeBlg | Ind - All Other Industrial | Electric Energy (GWh/year) | Energy Efficiency | 0.49523 | 0.49823 | 0.49884 | 0.49984 | 0.49959 | 0.50083 | 0.50114 | 0.50241 | 0.50239 | 0.5032 | 0.50335 | 0.50388 | 0.50421
Scenario 1: Reference | PG&E | Ind | WholeBlg | Ind - All Other Industrial | Gas Energy (MMTherm/year) | Energy Efficiency | 0.027599 | 0.027662 | 0.027696 | 0.02772 | 0.027732 | 0.027721 | 0.027709 | 0.027707 | 0.027714 | 0.027732 | 0.027763 | 0.027805 | 0.027849
Scenario 1: Reference | PG&E | Ind | WholeBlg | Ind - Chemicals | Electric Demand (MW) | Energy Efficiency | 0.28191 | 0.28607 | 0.28869 | 0.29132 | 0.29309 | 0.29547 | 0.29702 | 0.29888 | 0.30005 | 0.3017 | 0.30286 | 0.3041 | 0.3051
Scenario 1: Reference | PG&E | Ind | WholeBlg | Ind - Chemicals | Electric Energy (GWh/year) | Energy Efficiency | 2.0664 | 2.0969 | 2.116 | 2.1353 | 2.1482 | 2.1656 | 2.1769 | 2.1905 | 2.199 | 2.2111 | 2.2195 | 2.2285 | 2.2358
Scenario 1: Reference | PG&E | Ind | WholeBlg | Ind - Chemicals | Gas Energy (MMTherm/year) | Energy Efficiency | 0.92088 | 0.9254 | 0.9291 | 0.93205 | 0.93447 | 0.93594 | 0.93675 | 0.93702 | 0.93743 | 0.93788 | 0.93819 | 0.93816 | 0.93783
Scenario 1: Reference | PG&E | Ind | WholeBlg | Ind - Electronics | Electric Demand (MW) | Energy Efficiency | 0.54716 | 0.55265 | 0.55556 | 0.55884 | 0.56065 | 0.56417 | 0.56664 | 0.57015 | 0.57218 | 0.57507 | 0.57704 | 0.57929 | 0.5812
Scenario 1: Reference | PG&E | Ind | WholeBlg | Ind - Electronics | Electric Energy (GWh/year) | Energy Efficiency | 4.0107 | 4.0509 | 4.0721 | 4.096 | 4.1093 | 4.135 | 4.153 | 4.1786 | 4.1934 | 4.2145 | 4.2289 | 4.2452 | 4.2592
Scenario 1: Reference | PG&E | Ind | WholeBlg | Ind - Electronics | Gas Energy (MMTherm/year) | Energy Efficiency | 0.11882 | 0.11906 | 0.11926 | 0.11941 | 0.11953 | 0.11962 | 0.1197 | 0.11978 | 0.11985 | 0.11992 | 0.11999 | 0.12003 | 0.12005
Scenario 1: Reference | PG&E | Ind | WholeBlg | Ind - Fabricated Metals | Electric Demand (MW) | Energy Efficiency | 0.10767 | 0.10928 | 0.11032 | 0.11109 | 0.11139 | 0.11185 | 0.11199 | 0.1123 | 0.11231 | 0.11249 | 0.11248 | 0.1125 | 0.11242
Scenario 1: Reference | PG&E | Ind | WholeBlg | Ind - Fabricated Metals | Electric Energy (GWh/year) | Energy Efficiency | 0.78924 | 0.80101 | 0.80865 | 0.81422 | 0.81643 | 0.81979 | 0.82079 | 0.82301 | 0.82306 | 0.82439 | 0.82433 | 0.82445 | 0.82382
Scenario 1: Reference | PG&E | Ind | WholeBlg | Ind - Fabricated Metals | Gas Energy (MMTherm/year) | Energy Efficiency | 0.064759 | 0.0655 | 0.066175 | 0.066558 | 0.066796 | 0.066876 | 0.066873 | 0.066845 | 0.066817 | 0.066798 | 0.066763 | 0.066695 | 0.066584
Scenario 1: Reference | PG&E | Ind | WholeBlg | Ind - Food | Electric Demand (MW) | Energy Efficiency | 0.65948 | 0.66351 | 0.6643 | 0.66548 | 0.66483 | 0.66621 | 0.66633 | 0.66757 | 0.66705 | 0.66756 | 0.66701 | 0.66677 | 0.66616
Scenario 1: Reference | PG&E | Ind | WholeBlg | Ind - Food | Electric Energy (GWh/year) | Energy Efficiency | 4.834 | 4.8634 | 4.8692 | 4.8777 | 4.8728 | 4.8828 | 4.8836 | 4.8926 | 4.8887 | 4.8923 | 4.8882 | 4.8864 | 4.8818
Scenario 1: Reference | PG&E | Ind | WholeBlg | Ind - Food | Gas Energy (MMTherm/year) | Energy Efficiency | 1.7476 | 1.75 | 1.7506 | 1.7499 | 1.7479 | 1.7451 | 1.7422 | 1.7388 | 1.7355 | 1.7324 | 1.7291 | 1.7252 | 1.7209
Scenario 1: Reference | PG&E | Ind | WholeBlg | Ind - Industrial Machinery | Electric Demand (MW) | Energy Efficiency | 0.097289 | 0.098778 | 0.099821 | 0.10053 | 0.10076 | 0.10116 | 0.10137 | 0.10174 | 0.10186 | 0.10215 | 0.10227 | 0.1024 | 0.10244
Scenario 1: Reference | PG&E | Ind | WholeBlg | Ind - Industrial Machinery | Electric Energy (GWh/year) | Energy Efficiency | 0.71313 | 0.72403 | 0.73166 | 0.73685 | 0.7385 | 0.74145 | 0.74293 | 0.74566 | 0.74653 | 0.74866 | 0.74949 | 0.75046 | 0.75072
Scenario 1: Reference | PG&E | Ind | WholeBlg | Ind - Industrial Machinery | Gas Energy (MMTherm/year) | Energy Efficiency | 0.032913 | 0.03347 | 0.034018 | 0.034336 | 0.03452 | 0.034616 | 0.034704 | 0.034784 | 0.034872 | 0.034971 | 0.035055 | 0.035115 | 0.035144
Scenario 1: Reference | PG&E | Ind | WholeBlg | Ind - Lumber & Furniture | Electric Demand (MW) | Energy Efficiency | 0.082926 | 0.083293 | 0.083293 | 0.083375 | 0.083257 | 0.083389 | 0.08335 | 0.083459 | 0.083347 | 0.08336 | 0.083246 | 0.083174 | 0.083063
Scenario 1: Reference | PG&E | Ind | WholeBlg | Ind - Lumber & Furniture | Electric Energy (GWh/year) | Energy Efficiency | 0.60785 | 0.61053 | 0.61052 | 0.61111 | 0.61022 | 0.61118 | 0.61088 | 0.61167 | 0.61084 | 0.61092 | 0.61007 | 0.60953 | 0.6087
Scenario 1: Reference | PG&E | Ind | WholeBlg | Ind - Lumber & Furniture | Gas Energy (MMTherm/year) | Energy Efficiency | 0.01824 | 0.018287 | 0.018314 | 0.018336 | 0.018351 | 0.018326 | 0.018276 | 0.018234 | 0.018198 | 0.01817 | 0.018148 | 0.018126 | 0.0181
Scenario 1: Reference | PG&E | Ind | WholeBlg | Ind - Paper | Electric Demand (MW) | Energy Efficiency | 0.036398 | 0.036535 | 0.036544 | 0.036637 | 0.036641 | 0.036729 | 0.036767 | 0.036922 | 0.037032 | 0.037255 | 0.037471 | 0.037736 | 0.037999
Scenario 1: Reference | PG&E | Ind | WholeBlg | Ind - Paper | Electric Energy (GWh/year) | Energy Efficiency | 0.2668 | 0.26779 | 0.26786 | 0.26854 | 0.26856 | 0.2692 | 0.26947 | 0.2706 | 0.2714 | 0.27303 | 0.2746 | 0.27655 | 0.27846
Scenario 1: Reference | PG&E | Ind | WholeBlg | Ind - Paper | Gas Energy (MMTherm/year) | Energy Efficiency | 0.061175 | 0.061448 | 0.061756 | 0.062087 | 0.062364 | 0.062548 | 0.062729 | 0.062955 | 0.063237 | 0.06359 | 0.063989 | 0.064412 | 0.064838
Scenario 1: Reference | PG&E | Ind | WholeBlg | Ind - Petroleum | Electric Demand (MW) | Energy Efficiency | 0.52269 | 0.52472 | 0.5245 | 0.52482 | 0.52387 | 0.52461 | 0.52437 | 0.52502 | 0.52427 | 0.52428 | 0.52344 | 0.52287 | 0.52205
Scenario 1: Reference | PG&E | Ind | WholeBlg | Ind - Petroleum | Electric Energy (GWh/year) | Energy Efficiency | 3.8313 | 3.8461 | 3.8444 | 3.8467 | 3.8396 | 3.845 | 3.8431 | 3.8478 | 3.8423 | 3.8422 | 3.8361 | 3.8318 | 3.8257
Scenario 1: Reference | PG&E | Ind | WholeBlg | Ind - Petroleum | Gas Energy (MMTherm/year) | Energy Efficiency | 2.6217 | 2.6242 | 2.6261 | 2.6272 | 2.6264 | 2.6225 | 2.6173 | 2.611 | 2.6054 | 2.5999 | 2.5934 | 2.5857 | 2.5775
Scenario 1: Reference | PG&E | Ind | WholeBlg | Ind - Plastics | Electric Demand (MW) | Energy Efficiency | 0.10169 | 0.10247 | 0.10278 | 0.10316 | 0.10327 | 0.10369 | 0.10386 | 0.10417 | 0.10421 | 0.1044 | 0.10442 | 0.10448 | 0.10449
Scenario 1: Reference | PG&E | Ind | WholeBlg | Ind - Plastics | Electric Energy (GWh/year) | Energy Efficiency | 0.74539 | 0.75111 | 0.75335 | 0.7561 | 0.75692 | 0.75994 | 0.7612 | 0.76346 | 0.76371 | 0.76508 | 0.76521 | 0.76568 | 0.76571
Scenario 1: Reference | PG&E | Ind | WholeBlg | Ind - Plastics | Gas Energy (MMTherm/year) | Energy Efficiency | 0.024031 | 0.025386 | 0.026671 | 0.027859 | 0.029016 | 0.030037 | 0.030874 | 0.031545 | 0.032259 | 0.032992 | 0.033724 | 0.034421 | 0.035078
Scenario 1: Reference | PG&E | Ind | WholeBlg | Ind - Primary Metals | Electric Demand (MW) | Energy Efficiency | 0.057611 | 0.058729 | 0.059583 | 0.060383 | 0.060934 | 0.061606 | 0.062173 | 0.06285 | 0.063358 | 0.063955 | 0.064435 | 0.064928 | 0.065361
Scenario 1: Reference | PG&E | Ind | WholeBlg | Ind - Primary Metals | Electric Energy (GWh/year) | Energy Efficiency | 0.42229 | 0.43047 | 0.43673 | 0.44259 | 0.44661 | 0.45153 | 0.45567 | 0.46063 | 0.46434 | 0.4687 | 0.47221 | 0.47581 | 0.47897
Scenario 1: Reference | PG&E | Ind | WholeBlg | Ind - Primary Metals | Gas Energy (MMTherm/year) | Energy Efficiency | 0.091853 | 0.092134 | 0.092399 | 0.092583 | 0.092692 | 0.092741 | 0.092791 | 0.09283 | 0.09286 | 0.092882 | 0.092885 | 0.092862 | 0.092811
Scenario 1: Reference | PG&E | Ind | WholeBlg | Ind - Printing & Publishing | Electric Demand (MW) | Energy Efficiency | 0.058941 | 0.059179 | 0.059161 | 0.059202 | 0.05909 | 0.059156 | 0.059113 | 0.059176 | 0.059088 | 0.05909 | 0.059001 | 0.058941 | 0.058853
Scenario 1: Reference | PG&E | Ind | WholeBlg | Ind - Printing & Publishing | Electric Energy (GWh/year) | Energy Efficiency | 0.43204 | 0.43378 | 0.43363 | 0.43393 | 0.4331 | 0.43357 | 0.43325 | 0.4337 | 0.43304 | 0.43305 | 0.43239 | 0.43194 | 0.43129
Scenario 1: Reference | PG&E | Ind | WholeBlg | Ind - Printing & Publishing | Gas Energy (MMTherm/year) | Energy Efficiency | 0.019147 | 0.019238 | 0.019317 | 0.019389 | 0.019432 | 0.019434 | 0.01943 | 0.019432 | 0.019447 | 0.019471 | 0.019493 | 0.019511 | 0.019524
Scenario 1: Reference | PG&E | Ind | WholeBlg | Ind - Stone-Glass-Clay | Electric Demand (MW) | Energy Efficiency | 0.18882 | 0.19199 | 0.19385 | 0.19558 | 0.19666 | 0.1981 | 0.19895 | 0.20011 | 0.20073 | 0.20166 | 0.20231 | 0.20308 | 0.20371
Scenario 1: Reference | PG&E | Ind | WholeBlg | Ind - Stone-Glass-Clay | Electric Energy (GWh/year) | Energy Efficiency | 1.3841 | 1.4073 | 1.4209 | 1.4335 | 1.4414 | 1.4519 | 1.4581 | 1.4666 | 1.4711 | 1.4779 | 1.4826 | 1.4883 | 1.4928
Scenario 1: Reference | PG&E | Ind | WholeBlg | Ind - Stone-Glass-Clay | Gas Energy (MMTherm/year) | Energy Efficiency | 0.73384 | 0.74249 | 0.74915 | 0.75452 | 0.75917 | 0.76265 | 0.76522 | 0.76753 | 0.7697 | 0.77186 | 0.77402 | 0.77607 | 0.77778
Scenario 1: Reference | PG&E | Ind | WholeBlg | Ind - Textiles | Electric Demand (MW) | Energy Efficiency | 0.0038965 | 0.0039131 | 0.0039099 | 0.0038993 | 0.0038724 | 0.0038533 | 0.0038259 | 0.0038052 | 0.0037761 | 0.0037553 | 0.0037304 | 0.0037087 | 0.0036864
Scenario 1: Reference | PG&E | Ind | WholeBlg | Ind - Textiles | Electric Energy (GWh/year) | Energy Efficiency | 0.028562 | 0.028683 | 0.028659 | 0.028581 | 0.028383 | 0.028242 | 0.02804 | 0.027888 | 0.027675 | 0.027522 | 0.027339 | 0.027178 | 0.027014
Scenario 1: Reference | PG&E | Ind | WholeBlg | Ind - Textiles | Gas Energy (MMTherm/year) | Energy Efficiency | 0.0023595 | 0.0023572 | 0.0023547 | 0.0023501 | 0.0023437 | 0.002336 | 0.0023279 | 0.0023196 | 0.0023112 | 0.0023031 | 0.0022949 | 0.0022865 | 0.0022779
Scenario 1: Reference | PG&E | Ind | WholeBlg | Ind - Transportation Equipment | Electric Demand (MW) | Energy Efficiency | 0.095686 | 0.096844 | 0.098088 | 0.098889 | 0.099136 | 0.099541 | 0.099913 | 0.10052 | 0.10095 | 0.10158 | 0.102 | 0.10237 | 0.10258
Scenario 1: Reference | PG&E | Ind | WholeBlg | Ind - Transportation Equipment | Electric Energy (GWh/year) | Energy Efficiency | 0.70138 | 0.70986 | 0.71896 | 0.72482 | 0.72661 | 0.72956 | 0.73227 | 0.73668 | 0.73982 | 0.74446 | 0.74753 | 0.75023 | 0.75175
Scenario 1: Reference | PG&E | Ind | WholeBlg | Ind - Transportation Equipment | Gas Energy (MMTherm/year) | Energy Efficiency | 0.067362 | 0.06717 | 0.066983 | 0.066781 | 0.066569 | 0.066347 | 0.066129 | 0.065906 | 0.06568 | 0.065453 | 0.065219 | 0.064977 | 0.064727
Scenario 1: Reference | PG&E | Res | AppPlug | Res - Multi Family | Electric Demand (MW) | Energy Efficiency | 0 | 0 | 0.0022415 | 0.0029143 | 0.0029191 | 0.0029162 | 0.0029104 | 0.0028274 | 0.0028163 | 0.0028066 | 0.0028002 | 0.0027996 | 0.0027574
Scenario 1: Reference | PG&E | Res | AppPlug | Res - Multi Family | Electric Energy (GWh/year) | Energy Efficiency | 0 | 0 | 0.014072 | 0.018296 | 0.018326 | 0.018307 | 0.018271 | 0.01775 | 0.01768 | 0.01762 | 0.017579 | 0.017576 | 0.01731
Scenario 1: Reference | PG&E | Res | AppPlug | Res - Multi Family | Electric Energy (GWh/year) | Fuel Substitution | -7.6206e-06 | -8.2277e-06 | -8.8429e-06 | -9.4603e-06 | -1.0076e-05 | 0 | 0 | 0 | 0 | 0 | 0 | 0 | 0
Scenario 1: Reference | PG&E | Res | AppPlug | Res - Multi Family | Gas Energy (MMTherm/year) | Energy Efficiency | 0 | 0 | 0.0016117 | 0.0020954 | 0.0020989 | 0.0020968 | 0.0020926 | 0.0020329 | 0.002025 | 0.002018 | 0.0020134 | 0.002013 | 0.0019826
Scenario 1: Reference | PG&E | Res | AppPlug | Res - Multi Family | Gas Energy (MMTherm/year) | Fuel Substitution | 1.5517e-06 | 1.6753e-06 | 1.8006e-06 | 1.9263e-06 | 2.0518e-06 | 0 | 0 | 0 | 0 | 0 | 0 | 0 | 0
Scenario 1: Reference | PG&E | Res | AppPlug | Res - Single Family | Electric Demand (MW) | Energy Efficiency | 0 | 0 | 0 | 0 | 0 | 0 | 0 | 0 | 0 | 0 | 0 | 0.0056018 | 0.006433
Scenario 1: Reference | PG&E | Res | AppPlug | Res - Single Family | Electric Energy (GWh/year) | Energy Efficiency | 0 | 0 | 0 | 0 | 0 | 0 | 0 | 0 | 0 | 0 | 0 | 0.032146 | 0.036917
Scenario 1: Reference | PG&E | Res | AppPlug | Res - Single Family | Electric Energy (GWh/year) | Fuel Substitution | -4.4918e-05 | -4.8379e-05 | -5.1846e-05 | -5.5317e-05 | -5.8791e-05 | 0 | 0 | 0 | 0 | 0 | 0 | 0 | 0
Scenario 1: Reference | PG&E | Res | AppPlug | Res - Single Family | Gas Energy (MMTherm/year) | Energy Efficiency | 1.4375e-05 | 1.6872e-05 | 1.8974e-05 | 2.0673e-05 | 2.2135e-05 | 0 | 0 | 0 | 0 | 0 | 0 | 0.0048204 | 0.0055358
Scenario 1: Reference | PG&E | Res | AppPlug | Res - Single Family | Gas Energy (MMTherm/year) | Fuel Substitution | 9.1618e-06 | 9.8678e-06 | 1.0575e-05 | 1.1283e-05 | 1.1992e-05 | 0 | 0 | 0 | 0 | 0 | 0 | 0 | 0
Scenario 1: Reference | PG&E | Res | BROs | Income Qualified - Multi Family IQ | Electric Demand (MW) | Energy Efficiency | 1.623 | 1.6709 | 1.7214 | 1.7831 | 1.8478 | 1.9187 | 1.982 | 2.0541 | 2.1245 | 2.1955 | 2.2587 | 1.8609 | 1.8945
Scenario 1: Reference | PG&E | Res | BROs | Income Qualified - Multi Family IQ | Electric Energy (GWh/year) | Energy Efficiency | 10.6811 | 10.9986 | 11.335 | 11.7479 | 12.1836 | 12.6629 | 13.0969 | 13.5941 | 14.086 | 14.5894 | 15.0493 | 13.6623 | 14.0609
Scenario 1: Reference | PG&E | Res | BROs | Income Qualified - Multi Family IQ | Gas Energy (MMTherm/year) | Energy Efficiency | 0.33747 | 0.3416 | 0.34653 | 0.35218 | 0.35848 | 0.36518 | 0.37096 | 0.37786 | 0.38531 | 0.3932 | 0.40185 | 0.37716 | 0.38512
Scenario 1: Reference | PG&E | Res | BROs | Income Qualified - Single Family IQ | Electric Demand (MW) | Energy Efficiency | 6.1031 | 6.2502 | 6.4032 | 6.6001 | 6.8056 | 7.0298 | 7.2345 | 7.464 | 7.6846 | 7.9 | 8.0855 | 6.766 | 6.8634
Scenario 1: Reference | PG&E | Res | BROs | Income Qualified - Single Family IQ | Electric Energy (GWh/year) | Energy Efficiency | 40.3232 | 41.3154 | 42.3541 | 43.6939 | 45.1022 | 46.649 | 48.0842 | 49.705 | 51.2902 | 52.8685 | 54.2785 | 49.6746 | 50.9392
Scenario 1: Reference | PG&E | Res | BROs | Income Qualified - Single Family IQ | Gas Energy (MMTherm/year) | Energy Efficiency | 1.1712 | 1.1841 | 1.1994 | 1.2169 | 1.2365 | 1.2571 | 1.2757 | 1.2974 | 1.3208 | 1.3447 | 1.371 | 1.2945 | 1.3191
Scenario 1: Reference | PG&E | Res | BROs | Res - Multi Family | Electric Demand (MW) | Energy Efficiency | 14.4651 | 14.8265 | 15.2033 | 15.6855 | 16.1896 | 16.74 | 17.2452 | 17.8118 | 18.3592 | 18.8969 | 19.3653 | 19.9455 | 20.5435
Scenario 1: Reference | PG&E | Res | BROs | Res - Multi Family | Electric Energy (GWh/year) | Energy Efficiency | 95.1952 | 97.5953 | 100.1119 | 103.3436 | 106.7446 | 110.4812 | 113.9553 | 117.88 | 121.7288 | 125.5728 | 129.0254 | 133.3031 | 137.7944
Scenario 1: Reference | PG&E | Res | BROs | Res - Multi Family | Gas Energy (MMTherm/year) | Energy Efficiency | 4.0162 | 4.0618 | 4.1158 | 4.1776 | 4.2467 | 4.3194 | 4.3851 | 4.4616 | 4.5442 | 4.6287 | 4.7217 | 4.8246 | 4.9387
Scenario 1: Reference | PG&E | Res | BROs | Res - Single Family | Electric Demand (MW) | Energy Efficiency | 3.7579 | 3.8667 | 3.9812 | 4.1214 | 4.2681 | 4.4286 | 4.571 | 4.7333 | 4.891 | 5.0499 | 5.1903 | 5.3602 | 5.5342
Scenario 1: Reference | PG&E | Res | BROs | Res - Single Family | Electric Energy (GWh/year) | Energy Efficiency | 24.8286 | 25.5597 | 26.3341 | 27.2841 | 28.2858 | 29.3876 | 30.3811 | 31.5201 | 32.6449 | 33.7953 | 34.8429 | 36.1128 | 37.4389
Scenario 1: Reference | PG&E | Res | BROs | Res - Single Family | Gas Energy (MMTherm/year) | Energy Efficiency | 0.99461 | 1.0065 | 1.0208 | 1.0372 | 1.0555 | 1.075 | 1.0917 | 1.1116 | 1.1332 | 1.1561 | 1.1812 | 1.2088 | 1.2395
Scenario 1: Reference | PG&E | Res | BldgEnv | Res - Single Family | Electric Demand (MW) | Energy Efficiency | 0.014615 | 0.017015 | 0.017898 | 0.017838 | 0.017335 | 0.016642 | 0.015849 | 0.014988 | 0.014145 | 0 | 0 | 0 | 0
Scenario 1: Reference | PG&E | Res | BldgEnv | Res - Single Family | Electric Energy (GWh/year) | Energy Efficiency | -0.0043969 | -0.0042491 | -0.0041029 | -0.0039588 | -0.0038171 | -0.0036774 | -0.0035391 | -0.0033993 | -0.0032586 | 0 | 0 | 0 | 0
Scenario 1: Reference | PG&E | Res | BldgEnv | Res - Single Family | Gas Energy (MMTherm/year) | Energy Efficiency | 0.0025923 | 0.0030637 | 0.0032419 | 0.0032386 | 0.0031496 | 0.0030241 | 0.0028794 | 0.002722 | 0.0025681 | 0 | 0 | 0 | 0
Scenario 1: Reference | PG&E | Res | HVAC | Res - Multi Family | Electric Demand (MW) | Energy Efficiency | 0.013002 | 0.014244 | 0.79067 | 0.016244 | 0.016986 | 0.017645 | 0.018243 | 0.017517 | 0.017971 | 0.018402 | 0.018812 | 0.019224 | 0.01912
Scenario 1: Reference | PG&E | Res | HVAC | Res - Multi Family | Electric Demand (MW) | Fuel Substitution | 0 | 0 | 0 | 0 | 0 | 2.1883e-05 | 2.3322e-05 | 2.4616e-05 | 2.5697e-05 | 2.7161e-05 | 2.8487e-05 | 2.9426e-05 | 3.0093e-05
Scenario 1: Reference | PG&E | Res | HVAC | Res - Multi Family | Electric Energy (GWh/year) | Energy Efficiency | 0.10127 | 0.11106 | 0.7054 | 0.12663 | 0.13241 | 0.13754 | 0.14219 | 0.13595 | 0.13949 | 0.14285 | 0.14604 | 0.16483 | 0.16007
Scenario 1: Reference | PG&E | Res | HVAC | Res - Multi Family | Electric Energy (GWh/year) | Fuel Substitution | -7.1279e-05 | -9.5727e-05 | -0.00010083 | -0.00010574 | -0.00011991 | 0.000165 | 0.00017586 | 0.00018562 | 0.00019379 | 0.00020484 | 0.00021484 | 0.00022193 | 0.00022696
Scenario 1: Reference | PG&E | Res | HVAC | Res - Multi Family | Gas Energy (MMTherm/year) | Energy Efficiency | 1.853e-07 | 3.2559e-07 | 3.6496e-07 | 3.5231e-07 | 3.6533e-07 | 0 | 0 | 0 | 0 | 0 | 0 | 0.0023639 | 0.0017463
Scenario 1: Reference | PG&E | Res | HVAC | Res - Multi Family | Gas Energy (MMTherm/year) | Fuel Substitution | 1.8408e-05 | 2.559e-05 | 2.6962e-05 | 2.8281e-05 | 3.1754e-05 | 0 | 0 | 0 | 0 | 0 | 0 | 0 | 0
Scenario 1: Reference | PG&E | Res | HVAC | Res - Single Family | Electric Demand (MW) | Energy Efficiency | 2.9354 | 3.0566 | 9.5362 | 1.4219 | 1.4749 | 0.73118 | 0.74856 | 0.76356 | 0.22408 | 0.1272 | 0.12514 | 0.12308 | 0.12096
Scenario 1: Reference | PG&E | Res | HVAC | Res - Single Family | Electric Demand (MW) | Fuel Substitution | 0 | 0 | 0 | 0 | 0 | 0.00046179 | 0.00049376 | 0.00052505 | 3.1503e-05 | 3.4209e-05 | 3.6324e-05 | 3.7903e-05 | 3.916e-05
Scenario 1: Reference | PG&E | Res | HVAC | Res - Single Family | Electric Energy (GWh/year) | Energy Efficiency | 5.7017 | 5.7763 | 8.8432 | 1.5235 | 1.5805 | 0.77973 | 0.79863 | 0.81497 | 0.37959 | 0.30435 | 0.30606 | 0.42311 | 0.42068
Scenario 1: Reference | PG&E | Res | HVAC | Res - Single Family | Electric Energy (GWh/year) | Fuel Substitution | -0.0071491 | -0.0076239 | -0.0085592 | -0.0090199 | -0.0094663 | 0.0020256 | 0.002163 | 0.0022929 | 0.00014812 | 0.00016077 | 0.00017078 | 0.00017813 | 0.00018403
Scenario 1: Reference | PG&E | Res | HVAC | Res - Single Family | Gas Energy (MMTherm/year) | Energy Efficiency | 0.0077916 | 0.015405 | 0.020702 | 0.047495 | 0.049348 | -0.0043348 | -0.0044553 | -0.0045608 | -0.00090242 | -0.00024886 | -0.00023947 | 0.014504 | 0.014066
Scenario 1: Reference | PG&E | Res | HVAC | Res - Single Family | Gas Energy (MMTherm/year) | Fuel Substitution | 0.0010174 | 0.0010851 | 0.0012329 | 0.0012991 | 0.0013632 | 0 | 0 | 0 | 0 | 0 | 0 | 0 | 0
Scenario 1: Reference | PG&E | Res | WaterHeat | Res - Multi Family | Electric Demand (MW) | Energy Efficiency | 0.060389 | 0.065191 | 0.069822 | 0.073601 | 0.076876 | 0.080457 | 0.083432 | 0.082449 | 0.085081 | 0.08774 | 0.09044 | 0.0933 | 0.093676
Scenario 1: Reference | PG&E | Res | WaterHeat | Res - Multi Family | Electric Demand (MW) | Fuel Substitution | 0 | 0 | 0 | 0 | 0 | 0.014271 | 0.016676 | 0.019006 | 0.021059 | 0.023342 | 0.026377 | 0.029243 | 0.031353
Scenario 1: Reference | PG&E | Res | WaterHeat | Res - Multi Family | Electric Energy (GWh/year) | Energy Efficiency | 0.34564 | 0.37314 | 0.39963 | 0.4211 | 0.43962 | 0.45987 | 0.47665 | 0.47065 | 0.48548 | 0.50047 | 0.51571 | 0.53188 | 0.53379
Scenario 1: Reference | PG&E | Res | WaterHeat | Res - Multi Family | Electric Energy (GWh/year) | Fuel Substitution | -2.1988 | -2.3753 | -2.5568 | -2.742 | -2.9278 | 0.084446 | 0.098642 | 0.11239 | 0.1245 | 0.13788 | 0.15574 | 0.17265 | 0.18508
Scenario 1: Reference | PG&E | Res | WaterHeat | Res - Multi Family | Gas Energy (MMTherm/year) | Energy Efficiency | 0.042273 | 0.045266 | 0.047862 | 0.048989 | 0.049144 | 0.025561 | 0.024622 | 0.021796 | 0.020796 | 0.019848 | 0.019045 | 0.018499 | 0.016956
Scenario 1: Reference | PG&E | Res | WaterHeat | Res - Multi Family | Gas Energy (MMTherm/year) | Fuel Substitution | 0.16839 | 0.18197 | 0.19593 | 0.21021 | 0.22457 | 0 | 0 | 0 | 0 | 0 | 0 | 0 | 0
Scenario 1: Reference | PG&E | Res | WaterHeat | Res - Single Family | Electric Demand (MW) | Energy Efficiency | 0.17187 | 0.18902 | 0.20177 | 0.21175 | 0.22027 | 0.2305 | 0.23783 | 0.24473 | 0.25151 | 0.25844 | 0.26548 | 0.27265 | 0.27978
Scenario 1: Reference | PG&E | Res | WaterHeat | Res - Single Family | Electric Demand (MW) | Fuel Substitution | 0 | 0 | 0 | 0 | 0 | 0.084157 | 0.098198 | 0.11171 | 0.12359 | 0.13504 | 0.15187 | 0.16846 | 0.18087
Scenario 1: Reference | PG&E | Res | WaterHeat | Res - Single Family | Electric Energy (GWh/year) | Energy Efficiency | 1.1699 | 1.2857 | 1.3723 | 1.4401 | 1.4978 | 1.5691 | 1.6188 | 1.6656 | 1.7115 | 1.7585 | 1.8062 | 1.8549 | 1.9032
Scenario 1: Reference | PG&E | Res | WaterHeat | Res - Single Family | Electric Energy (GWh/year) | Fuel Substitution | -0.054748 | -0.077658 | -0.098868 | -0.12002 | -0.14198 | 0.59972 | 0.69956 | 0.79564 | 0.88003 | 0.96131 | 1.081 | 1.1989 | 1.2871
Scenario 1: Reference | PG&E | Res | WaterHeat | Res - Single Family | Gas Energy (MMTherm/year) | Energy Efficiency | 0.20838 | 0.23967 | 0.25938 | 0.26951 | 0.27359 | 0.10343 | 0.099002 | 0.094277 | 0.089797 | 0.085948 | 0.082573 | 0.079681 | 0.077055
Scenario 1: Reference | PG&E | Res | WaterHeat | Res - Single Family | Gas Energy (MMTherm/year) | Fuel Substitution | 0.0074127 | 0.010513 | 0.013383 | 0.016244 | 0.019213 | 0 | 0 | 0 | 0 | 0 | 0 | 0 | 0
Scenario 1: Reference | PG&E | Res | WholeBlg | Res - Multi Family | Electric Demand (MW) | Energy Efficiency | 0 | 0 | 0.00093991 | 0.00097017 | 0.00095678 | 0.00094411 | 0.24394 | 0.23333 | 0.21791 | 0.20438 | 0.18891 | 0.31839 | 0.29595
Scenario 1: Reference | PG&E | Res | WholeBlg | Res - Multi Family | Electric Energy (GWh/year) | Energy Efficiency | 0 | 0 | 0.0090796 | 0.0093719 | 0.0092426 | 0.0091202 | 2.1434 | 2.0501 | 1.9147 | 1.7958 | 1.6598 | 2.5549 | 2.3748
Scenario 1: Reference | PG&E | Res | WholeBlg | Res - Multi Family | Gas Energy (MMTherm/year) | Energy Efficiency | 0 | 0 | 6.7456e-05 | 6.9628e-05 | 6.8667e-05 | 6.7758e-05 | 0.018668 | 0.017856 | 0.016676 | 0.015641 | 0.014456 | 0.023815 | 0.022137
Scenario 1: Reference | PG&E | Res | WholeBlg | Res - Single Family | Electric Demand (MW) | Energy Efficiency | 0 | 0 | 0.0076699 | 0.0079518 | 0.0077705 | 0.0076022 | 0.0072099 | 0.0067554 | 0.0062097 | 0.0057715 | 0.0052737 | 0.0048601 | 0.63092
Scenario 1: Reference | PG&E | Res | WholeBlg | Res - Single Family | Electric Energy (GWh/year) | Energy Efficiency | 0 | 0 | 0.034337 | 0.035599 | 0.034787 | 0.034034 | 0.032277 | 0.030243 | 0.0278 | 0.025838 | 0.023609 | 0.021758 | 3.3928
Scenario 1: Reference | PG&E | Res | WholeBlg | Res - Single Family | Gas Energy (MMTherm/year) | Energy Efficiency | 0 | 0 | 0.00019799 | 0.00020526 | 0.00020058 | 0.00019624 | 0.00018611 | 0.00017438 | 0.00016029 | 0.00014898 | 0.00013613 | 0.00012546 | 0.020886
Scenario 1: Reference | SCE | Ag | WholeBlg | Ag - Dairies, fishing, hunting | Electric Demand (MW) | Energy Efficiency | 0.072711 | 0.073143 | 0.073527 | 0.073882 | 0.074221 | 0.074534 | 0.074837 | 0.075155 | 0.075481 | 0.075803 | 0.076111 | 0.076404 | 0.076686
Scenario 1: Reference | SCE | Ag | WholeBlg | Ag - Dairies, fishing, hunting | Electric Energy (GWh/year) | Energy Efficiency | 0.30975 | 0.31159 | 0.31322 | 0.31474 | 0.31618 | 0.31751 | 0.3188 | 0.32016 | 0.32155 | 0.32292 | 0.32423 | 0.32548 | 0.32668
Scenario 1: Reference | SCE | Ag | WholeBlg | Ag - Irrigated Agriculture, vineyards, forestry and greenhouses | Electric Demand (MW) | Energy Efficiency | 0.17501 | 0.18412 | 0.19251 | 0.2005 | 0.20823 | 0.21542 | 0.2223 | 0.22936 | 0.23657 | 0.24386 | 0.2511 | 0.25825 | 0.26537
Scenario 1: Reference | SCE | Ag | WholeBlg | Ag - Irrigated Agriculture, vineyards, forestry and greenhouses | Electric Energy (GWh/year) | Energy Efficiency | 0.74555 | 0.78435 | 0.82011 | 0.85412 | 0.88706 | 0.9177 | 0.94698 | 0.97707 | 1.0078 | 1.0389 | 1.0697 | 1.1001 | 1.1305
Scenario 1: Reference | SCE | Ag | WholeBlg | Ag - Water pumping | Electric Demand (MW) | Energy Efficiency | 1.0129 | 1.012 | 1.0112 | 1.0102 | 1.0092 | 1.0083 | 1.0076 | 1.0069 | 1.0063 | 1.0054 | 1.0044 | 1.0032 | 1.0018
Scenario 1: Reference | SCE | Ag | WholeBlg | Ag - Water pumping | Electric Energy (GWh/year) | Energy Efficiency | 4.3148 | 4.3113 | 4.3075 | 4.3034 | 4.2992 | 4.2955 | 4.2924 | 4.2895 | 4.2866 | 4.2831 | 4.2787 | 4.2736 | 4.2678
Scenario 1: Reference | SCE | Com | BROs | Com - Lodging | Electric Energy (GWh/year) | Energy Efficiency | 0.024629 | 0.050421 | 0.07744 | 0.10626 | 0.13713 | 0.16977 | 0.20492 | 0.24148 | 0.27995 | 0.32063 | 0.36258 | 0.40457 | 0.44519
Scenario 1: Reference | SCE | Com | BROs | Com - Other | Electric Energy (GWh/year) | Energy Efficiency | 0.039575 | 0.080674 | 0.12345 | 0.1687 | 0.21682 | 0.26735 | 0.32173 | 0.3778 | 0.43648 | 0.49809 | 0.56125 | 0.6242 | 0.69509
Scenario 1: Reference | SCE | Com | BROs | Com - Retail | Electric Demand (MW) | Energy Efficiency | 0.0073178 | 0.014871 | 0.022708 | 0.03091 | 0.039577 | 0.048623 | 0.058302 | 0.068216 | 0.078507 | 0.089219 | 0.10007 | 0.11081 | 0.12253
Scenario 1: Reference | SCE | Com | BROs | Com - Retail | Electric Energy (GWh/year) | Energy Efficiency | 0.079116 | 0.16077 | 0.2455 | 0.33419 | 0.42788 | 0.52568 | 0.63033 | 0.73751 | 0.84878 | 0.96458 | 1.0819 | 1.198 | 1.3247
Scenario 1: Reference | SCE | Com | BldgEnv | Com - College | Electric Demand (MW) | Energy Efficiency | 0.0014377 | 0.001523 | 0.0015615 | 0.0015452 | 0.0014709 | 0.0013483 | 0.0011869 | 0.0010011 | 7.2087e-05 | 0 | 0 | 0 | 0
Scenario 1: Reference | SCE | Com | BldgEnv | Com - College | Electric Energy (GWh/year) | Energy Efficiency | 0.00049063 | 0.00051972 | 0.00053284 | 0.00052724 | 0.00050181 | 0.00045988 | 0.00040469 | 0.00034117 | 2.3744e-05 | 0 | 0 | 0 | 0
Scenario 1: Reference | SCE | Com | BldgEnv | Com - College | Gas Energy (MMTherm/year) | Energy Efficiency | 0.0015634 | 0.0016562 | 0.0016978 | 0.0016795 | 0.001598 | 0.0014636 | 0.0012869 | 0.0010836 | 6.8947e-05 | 0 | 0 | 0 | 0
Scenario 1: Reference | SCE | Com | BldgEnv | Com - Grocery | Electric Demand (MW) | Energy Efficiency | 0.0001349 | 0.00014159 | 0.00014619 | 0.00012737 | 0.00013613 | 0.00014383 | 0.00015014 | 0.00015743 | 0.00016367 | 0 | 0 | 0 | 0
Scenario 1: Reference | SCE | Com | BldgEnv | Com - Grocery | Electric Energy (GWh/year) | Energy Efficiency | 4.4431e-05 | 4.6635e-05 | 4.815e-05 | 4.1954e-05 | 4.484e-05 | 4.7373e-05 | 4.9454e-05 | 5.1854e-05 | 5.391e-05 | 0 | 0 | 0 | 0
Scenario 1: Reference | SCE | Com | BldgEnv | Com - Grocery | Gas Energy (MMTherm/year) | Energy Efficiency | 9.3973e-05 | 9.8636e-05 | 0.00010184 | 8.8742e-05 | 9.4846e-05 | 0.00010021 | 0.00010461 | 0.00010968 | 0.00011403 | 0 | 0 | 0 | 0
Scenario 1: Reference | SCE | Com | BldgEnv | Com - Health | Electric Demand (MW) | Energy Efficiency | 0.002706 | 0.0024011 | 0.00041255 | 0.00035084 | 0.00029076 | 0.00023293 | 0.00018301 | 0.00013579 | 0.00013849 | 0 | 0 | 0 | 0
Scenario 1: Reference | SCE | Com | BldgEnv | Com - Health | Electric Energy (GWh/year) | Energy Efficiency | 0.0012494 | 0.0011086 | 0.0001607 | 0.0001393 | 0.00011872 | 9.8705e-05 | 8.1533e-05 | 6.2694e-05 | 6.3939e-05 | 0 | 0 | 0 | 0
Scenario 1: Reference | SCE | Com | BldgEnv | Com - Health | Gas Energy (MMTherm/year) | Energy Efficiency | 0.0021401 | 0.001899 | 0.00020301 | 0.00018357 | 0.00016567 | 0.00014762 | 0.00013247 | 0.00010739 | 0.00010952 | 0 | 0 | 0 | 0
Scenario 1: Reference | SCE | Com | BldgEnv | Com - Lodging | Electric Demand (MW) | Energy Efficiency | 0.00012169 | 0.00014756 | 0.00017856 | 0.00021559 | 0.00025971 | 0.00031206 | 0.00037382 | 0.00044624 | 4.3823e-06 | 0 | 0 | 0 | 0
Scenario 1: Reference | SCE | Com | BldgEnv | Com - Lodging | Electric Energy (GWh/year) | Energy Efficiency | 7.6201e-05 | 9.2394e-05 | 0.0001118 | 0.00013497 | 0.00016259 | 0.00019535 | 0.000234 | 0.00027932 | 2.8312e-06 | 0 | 0 | 0 | 0
Scenario 1: Reference | SCE | Com | BldgEnv | Com - Lodging | Gas Energy (MMTherm/year) | Energy Efficiency | 4.8239e-05 | 5.8551e-05 | 7.0911e-05 | 8.5685e-05 | 0.00010329 | 0.00012418 | 0.00014884 | 0.00017776 | 7.3242e-07 | 0 | 0 | 0 | 0
Scenario 1: Reference | SCE | Com | BldgEnv | Com - Office (Large) | Electric Demand (MW) | Energy Efficiency | 0.0029386 | 0.0030553 | 0.0031468 | 0.0032353 | 0.0033428 | 0.0034375 | 0.0034966 | 0.003553 | 0.0035672 | 0 | 0 | 0 | 0
Scenario 1: Reference | SCE | Com | BldgEnv | Com - Office (Large) | Electric Energy (GWh/year) | Energy Efficiency | 0.00099605 | 0.0010356 | 0.0010666 | 0.0010966 | 0.0011331 | 0.0011652 | 0.0011852 | 0.0012043 | 0.0012091 | 0 | 0 | 0 | 0
Scenario 1: Reference | SCE | Com | BldgEnv | Com - Office (Large) | Gas Energy (MMTherm/year) | Energy Efficiency | 0.0008313 | 0.00086432 | 0.0008902 | 0.00091525 | 0.00094565 | 0.00097246 | 0.00098916 | 0.0010051 | 0.0010091 | 0 | 0 | 0 | 0
Scenario 1: Reference | SCE | Com | BldgEnv | Com - Office (Small) | Electric Demand (MW) | Energy Efficiency | 0.00013624 | 0.00014228 | 0.00014727 | 0.00013325 | 1.3864e-06 | 0.0016461 | 0.0001357 | 0.00014016 | 0.00014403 | 0 | 0 | 0 | 0
Scenario 1: Reference | SCE | Com | BldgEnv | Com - Office (Small) | Electric Energy (GWh/year) | Energy Efficiency | 4.4875e-05 | 4.6864e-05 | 4.8508e-05 | 4.3889e-05 | 4.5669e-07 | 0.00054221 | 4.4698e-05 | 4.6165e-05 | 4.7442e-05 | 0 | 0 | 0 | 0
Scenario 1: Reference | SCE | Com | BldgEnv | Com - Office (Small) | Gas Energy (MMTherm/year) | Energy Efficiency | 4.4756e-05 | 4.674e-05 | 4.838e-05 | 4.3771e-05 | 4.5554e-07 | 0.00054076 | 4.4579e-05 | 4.6042e-05 | 4.7315e-05 | 0 | 0 | 0 | 0
Scenario 1: Reference | SCE | Com | BldgEnv | Com - Other | Electric Demand (MW) | Energy Efficiency | 0.0059813 | 0.0054516 | 0.0047499 | 0.0039526 | 0.0031409 | 0.0023786 | 0.0017136 | 0.0014 | 0.0013542 | 0 | 0 | 0 | 0
Scenario 1: Reference | SCE | Com | BldgEnv | Com - Other | Electric Energy (GWh/year) | Energy Efficiency | 0.0020418 | 0.0018605 | 0.0016205 | 0.0013478 | 0.0010702 | 0.00080943 | 0.00058198 | 0.000475 | 0.00045925 | 0 | 0 | 0 | 0
Scenario 1: Reference | SCE | Com | BldgEnv | Com - Other | Gas Energy (MMTherm/year) | Energy Efficiency | 0.0042105 | 0.0037613 | 0.0031766 | 0.0025184 | 0.00185 | 0.0012221 | 0.00067005 | 0.00041455 | 0.00041069 | 0 | 0 | 0 | 0
Scenario 1: Reference | SCE | Com | BldgEnv | Com - Refrig. Warehouse | Electric Demand (MW) | Energy Efficiency | 2.3536e-05 | 2.3646e-06 | 2.4635e-06 | 2.5036e-06 | 2.5844e-06 | 2.6907e-06 | 2.8125e-06 | 2.9124e-06 | 3.0298e-06 | 0 | 0 | 0 | 0
Scenario 1: Reference | SCE | Com | BldgEnv | Com - Refrig. Warehouse | Electric Energy (GWh/year) | Energy Efficiency | 1.0984e-05 | 1.1035e-06 | 1.1496e-06 | 1.1684e-06 | 1.2061e-06 | 1.2557e-06 | 1.3125e-06 | 1.3591e-06 | 1.4139e-06 | 0 | 0 | 0 | 0
Scenario 1: Reference | SCE | Com | BldgEnv | Com - Refrig. Warehouse | Gas Energy (MMTherm/year) | Energy Efficiency | 1.3285e-05 | 1.3347e-06 | 1.3905e-06 | 1.4132e-06 | 1.4588e-06 | 1.5187e-06 | 1.5875e-06 | 1.6439e-06 | 1.7101e-06 | 0 | 0 | 0 | 0
Scenario 1: Reference | SCE | Com | BldgEnv | Com - Restaurant | Electric Demand (MW) | Energy Efficiency | 0 | 0 | 0 | 0 | 0 | 0 | 0 | 0 | 0 | 0 | 0 | 0 | 0
Scenario 1: Reference | SCE | Com | BldgEnv | Com - Restaurant | Electric Energy (GWh/year) | Energy Efficiency | 0 | 0 | 0 | 0 | 0 | 0 | 0 | 0 | 0 | 0 | 0 | 0 | 0
Scenario 1: Reference | SCE | Com | BldgEnv | Com - Restaurant | Gas Energy (MMTherm/year) | Energy Efficiency | 0 | 0 | 0 | 0 | 0 | 0 | 0 | 0 | 0 | 0 | 0 | 0 | 0
Scenario 1: Reference | SCE | Com | BldgEnv | Com - Retail | Electric Demand (MW) | Energy Efficiency | 0.00035585 | 0.00036989 | 0.00037961 | 0.00039004 | 0.00040095 | 0.00040504 | 0.00035324 | 0.00035976 | 0.00036112 | 0 | 0 | 0 | 0
Scenario 1: Reference | SCE | Com | BldgEnv | Com - Retail | Electric Energy (GWh/year) | Energy Efficiency | 0.00012058 | 0.00012542 | 0.00012878 | 0.00013238 | 0.00013616 | 0.00013763 | 0.00012064 | 0.00012287 | 0.00012334 | 0 | 0 | 0 | 0
Scenario 1: Reference | SCE | Com | BldgEnv | Com - Retail | Gas Energy (MMTherm/year) | Energy Efficiency | 0.0001254 | 0.00013055 | 0.00013414 | 0.000138 | 0.00014204 | 0.0001437 | 0.00012686 | 0.00012921 | 0.00012971 | 0 | 0 | 0 | 0
Scenario 1: Reference | SCE | Com | BldgEnv | Com - School | Electric Demand (MW) | Energy Efficiency | 0.00016623 | 0.00017446 | 0.00018248 | 0.00018926 | 0.00019437 | 0.00019967 | 0.00020294 | 0.0002065 | 0.00020988 | 0 | 0 | 0 | 0
Scenario 1: Reference | SCE | Com | BldgEnv | Com - School | Electric Energy (GWh/year) | Energy Efficiency | 5.4752e-05 | 5.7464e-05 | 6.0107e-05 | 6.2339e-05 | 6.4021e-05 | 6.5767e-05 | 6.6845e-05 | 6.8018e-05 | 6.913e-05 | 0 | 0 | 0 | 0
Scenario 1: Reference | SCE | Com | BldgEnv | Com - School | Gas Energy (MMTherm/year) | Energy Efficiency | 5.4606e-05 | 5.731e-05 | 5.9946e-05 | 6.2172e-05 | 6.385e-05 | 6.5591e-05 | 6.6666e-05 | 6.7836e-05 | 6.8945e-05 | 0 | 0 | 0 | 0
Scenario 1: Reference | SCE | Com | BldgEnv | Com - Warehouse | Electric Demand (MW) | Energy Efficiency | 0.0014825 | 0.0016923 | 0.0018965 | 0.0020879 | 0.0022539 | 0.0023741 | 0.0024381 | 0.00244 | 0.00021734 | 0 | 0 | 0 | 0
Scenario 1: Reference | SCE | Com | BldgEnv | Com - Warehouse | Electric Energy (GWh/year) | Energy Efficiency | 0.00071705 | 0.00081697 | 0.00091397 | 0.0010054 | 0.0010855 | 0.0011435 | 0.0011749 | 0.0011773 | 0.00014097 | 0 | 0 | 0 | 0
Scenario 1: Reference | SCE | Com | BldgEnv | Com - Warehouse | Gas Energy (MMTherm/year) | Energy Efficiency | 0.00084197 | 0.00096079 | 0.0010764 | 0.0011849 | 0.0012791 | 0.0013474 | 0.0013838 | 0.0013852 | 0.00013081 | 0 | 0 | 0 | 0
Scenario 1: Reference | SCE | Com | ComRefrig | Com - College | Electric Demand (MW) | Energy Efficiency | 0.00014414 | 9.5911e-05 | 5.7997e-05 | 3.0644e-05 | 0.00087096 | 0.0010957 | 0.0010912 | 0.0011643 | 0.001164 | 0.0011272 | 0.0012238 | 0.001269 | 0.0012379
Scenario 1: Reference | SCE | Com | ComRefrig | Com - College | Electric Energy (GWh/year) | Energy Efficiency | 0.0010609 | 0.00071467 | 0.00043911 | 0.00023801 | 0.0076187 | 0.0095904 | 0.009532 | 0.010077 | 0.010047 | 0.0097293 | 0.010578 | 0.010975 | 0.010706
Scenario 1: Reference | SCE | Com | ComRefrig | Com - College | Gas Energy (MMTherm/year) | Energy Efficiency | 0 | 0 | 0 | 0 | -0.0001163 | -0.00014765 | -0.00014477 | -0.00014308 | -0.00013965 | -0.00013524 | -0.00015341 | -0.0001617 | -0.00015776
Scenario 1: Reference | SCE | Com | ComRefrig | Com - Grocery | Electric Demand (MW) | Energy Efficiency | 0.20227 | 0.11157 | 0.046383 | 0.018139 | 0.0058077 | 0 | 0.041586 | 0.22135 | 0.28601 | 0.27756 | 0.27001 | 0.26277 | 0.25628
Scenario 1: Reference | SCE | Com | ComRefrig | Com - Grocery | Electric Energy (GWh/year) | Energy Efficiency | 1.5109 | 0.85415 | 0.37534 | 0.15428 | 0.049399 | 0 | 0.33148 | 1.7437 | 2.2507 | 2.1842 | 2.1248 | 2.0678 | 2.0167
Scenario 1: Reference | SCE | Com | ComRefrig | Com - Grocery | Gas Energy (MMTherm/year) | Energy Efficiency | 0 | 0 | 0 | 0 | 0 | 0 | -0.0010127 | -0.0053139 | -0.0068574 | -0.006655 | -0.0064738 | -0.0063003 | -0.0061446
Scenario 1: Reference | SCE | Com | ComRefrig | Com - Health | Electric Demand (MW) | Energy Efficiency | 0 | 0 | 0 | 0 | 0.0057635 | 0.0076037 | 0.0073893 | 0.0071323 | 0.0068831 | 0.006606 | 0.007181 | 0.0073941 | 0.0072543
Scenario 1: Reference | SCE | Com | ComRefrig | Com - Health | Electric Energy (GWh/year) | Energy Efficiency | 0 | 0 | 0 | 0 | 0.050453 | 0.066562 | 0.064685 | 0.062435 | 0.060254 | 0.057828 | 0.062856 | 0.064718 | 0.063495
Scenario 1: Reference | SCE | Com | ComRefrig | Com - Health | Gas Energy (MMTherm/year) | Energy Efficiency | 0 | 0 | 0 | 0 | -0.00078044 | -0.0010296 | -0.0010006 | -0.00096578 | -0.00093204 | -0.00089452 | -0.0010024 | -0.0010445 | -0.0010248
Scenario 1: Reference | SCE | Com | ComRefrig | Com - Refrig. Warehouse | Electric Demand (MW) | Energy Efficiency | 0.00034635 | 0.0002495 | 0.000164 | 9.7328e-05 | 4.9714e-05 | 1.7745e-05 | 5.1048e-05 | 0.00023128 | 0.00028959 | 0.00028254 | 0.00027564 | 0.00027009 | 0.00026488
Scenario 1: Reference | SCE | Com | ComRefrig | Com - Refrig. Warehouse | Electric Energy (GWh/year) | Energy Efficiency | 0.0025238 | 0.0018365 | 0.0012221 | 0.0007372 | 0.00038698 | 0.0001494 | 0.00041113 | 0.0018229 | 0.0022789 | 0.0022234 | 0.0021691 | 0.0021254 | 0.0020844
Scenario 1: Reference | SCE | Com | ComRefrig | Com - Refrig. Warehouse | Gas Energy (MMTherm/year) | Energy Efficiency | 0 | 0 | 0 | 0 | 0 | 0 | -1.0508e-06 | -5.5071e-06 | -6.9434e-06 | -6.7743e-06 | -6.6089e-06 | -6.4758e-06 | -6.3508e-06
Scenario 1: Reference | SCE | Com | ComRefrig | Com - Restaurant | Electric Demand (MW) | Energy Efficiency | 0.0081584 | 0.0044867 | 0.0018612 | 0.00069501 | 0.00021413 | 0 | 0.0021641 | 0.01157 | 0.015398 | 0.014934 | 0.014508 | 0.014095 | 0.013723
Scenario 1: Reference | SCE | Com | ComRefrig | Com - Restaurant | Electric Energy (GWh/year) | Energy Efficiency | 0.060784 | 0.034218 | 0.01497 | 0.0059115 | 0.0018213 | 0 | 0.01725 | 0.091132 | 0.12115 | 0.1175 | 0.11414 | 0.11089 | 0.10796
Scenario 1: Reference | SCE | Com | ComRefrig | Com - Restaurant | Gas Energy (MMTherm/year) | Energy Efficiency | 0 | 0 | 0 | 0 | 0 | 0 | -5.2703e-05 | -0.00027772 | -0.00036911 | -0.00035797 | -0.00034775 | -0.00033785 | -0.00032891
Scenario 1: Reference | SCE | Com | ComRefrig | Com - Retail | Electric Demand (MW) | Energy Efficiency | 0.098209 | 0.05559 | 0.024827 | 0.009123 | 0.0033344 | 0 | 0.019446 | 0.10296 | 0.13366 | 0.12931 | 0.1253 | 0.12138 | 0.11778
Scenario 1: Reference | SCE | Com | ComRefrig | Com - Retail | Electric Energy (GWh/year) | Energy Efficiency | 0.7321 | 0.4236 | 0.19779 | 0.077597 | 0.028361 | 0 | 0.15501 | 0.81091 | 1.0516 | 1.0174 | 0.98583 | 0.95492 | 0.92659
Scenario 1: Reference | SCE | Com | ComRefrig | Com - Retail | Gas Energy (MMTherm/year) | Energy Efficiency | 0 | 0 | 0 | 0 | 0 | 0 | -0.00047358 | -0.0024711 | -0.003204 | -0.0030997 | -0.0030035 | -0.0029093 | -0.002823
Scenario 1: Reference | SCE | Com | ComRefrig | Com - School | Electric Demand (MW) | Energy Efficiency | 2.3808e-05 | 3.2167e-06 | 0 | 0 | 0 | 0 | 4.8577e-05 | 0.00026576 | 0.00037186 | 0.00035964 | 0.0003479 | 0.00033797 | 0.00032816
Scenario 1: Reference | SCE | Com | ComRefrig | Com - School | Electric Energy (GWh/year) | Energy Efficiency | 0.00020251 | 2.736e-05 | 0 | 0 | 0 | 0 | 0.0003872 | 0.0020942 | 0.0029263 | 0.0028302 | 0.0027378 | 0.0026596 | 0.0025824
Scenario 1: Reference | SCE | Com | ComRefrig | Com - School | Gas Energy (MMTherm/year) | Energy Efficiency | 0 | 0 | 0 | 0 | 0 | 0 | -1.183e-06 | -6.3827e-06 | -8.9159e-06 | -8.6229e-06 | -8.3415e-06 | -8.1033e-06 | -7.8681e-06
Scenario 1: Reference | SCE | Com | FoodServ | Com - College | Electric Demand (MW) | Energy Efficiency | 0.0030427 | 0.004564 | 0.0051044 | 0.0053689 | 0.0054554 | 0.0077415 | 0.0086169 | 0.0086658 | 0.0093435 | 0.010018 | 0.010152 | 0.010464 | 0.010453
Scenario 1: Reference | SCE | Com | FoodServ | Com - College | Electric Demand (MW) | Fuel Substitution | -0.00016988 | -0.00019369 | -0.00021681 | -0.00023931 | -0.0002612 | -0.00028252 | -0.00030326 | -0.00032338 | -0.00034285 | -0.00036162 | -0.00037967 | -0.00039698 | -0.00041509
Scenario 1: Reference | SCE | Com | FoodServ | Com - College | Electric Energy (GWh/year) | Energy Efficiency | 0.015747 | 0.024484 | 0.027449 | 0.028804 | 0.029249 | 0.039255 | 0.043143 | 0.043383 | 0.046356 | 0.049298 | 0.04987 | 0.051375 | 0.051302
Scenario 1: Reference | SCE | Com | FoodServ | Com - College | Electric Energy (GWh/year) | Fuel Substitution | -0.0019708 | -0.0022592 | -0.002543 | -0.0028237 | -0.0031023 | -0.0033832 | -0.0036815 | -0.0039922 | -0.0043099 | -0.0046374 | -0.0049774 | -0.0053248 | -0.0056861
Scenario 1: Reference | SCE | Com | FoodServ | Com - College | Gas Energy (MMTherm/year) | Energy Efficiency | 0.00030644 | 0.00048626 | 0.00057228 | 0.00059695 | 0.00060333 | 0.0006267 | 0.00064668 | 0.00065521 | 0.00066106 | 0.00066132 | 0.00066447 | 0.00069538 | 0.00069731
Scenario 1: Reference | SCE | Com | FoodServ | Com - College | Gas Energy (MMTherm/year) | Fuel Substitution | 0.00020396 | 0.00023381 | 0.00026316 | 0.00029217 | 0.00032093 | 0.00034988 | 0.00038055 | 0.0004124 | 0.00044493 | 0.00047841 | 0.00051313 | 0.00054858 | 0.00058573
Scenario 1: Reference | SCE | Com | FoodServ | Com - Grocery | Electric Demand (MW) | Energy Efficiency | 0.0145 | 0.0269 | 0.03099 | 0.032069 | 0.033104 | 0.051085 | 0.058542 | 0.058887 | 0.064416 | 0.070899 | 0.072418 | 0.07242 | 0.072439
Scenario 1: Reference | SCE | Com | FoodServ | Com - Grocery | Electric Demand (MW) | Fuel Substitution | -0.0010475 | -0.0011951 | -0.0013378 | -0.0014762 | -0.0016105 | -0.0017411 | -0.0018677 | -0.0019905 | -0.0021093 | -0.0022237 | -0.0023336 | -0.0024405 | -0.002557
Scenario 1: Reference | SCE | Com | FoodServ | Com - Grocery | Electric Energy (GWh/year) | Energy Efficiency | 0.078516 | 0.14982 | 0.17302 | 0.17875 | 0.18416 | 0.26223 | 0.2946 | 0.29633 | 0.32062 | 0.34908 | 0.3557 | 0.35554 | 0.35547
Scenario 1: Reference | SCE | Com | FoodServ | Com - Grocery | Electric Energy (GWh/year) | Fuel Substitution | -0.020356 | -0.023093 | -0.025759 | -0.028365 | -0.030921 | -0.033488 | -0.036068 | -0.038634 | -0.041337 | -0.04412 | -0.046933 | -0.049798 | -0.052948
Scenario 1: Reference | SCE | Com | FoodServ | Com - Grocery | Gas Energy (MMTherm/year) | Energy Efficiency | 0.001363 | 0.0028685 | 0.0036185 | 0.0036904 | 0.0037783 | 0.0038436 | 0.0038844 | 0.0039427 | 0.0039856 | 0.0040113 | 0.0040438 | 0.0040657 | 0.0040886
Scenario 1: Reference | SCE | Com | FoodServ | Com - Grocery | Gas Energy (MMTherm/year) | Fuel Substitution | 0.0021119 | 0.0023956 | 0.0026718 | 0.0029417 | 0.0032062 | 0.0034716 | 0.0037378 | 0.0040023 | 0.004281 | 0.0045679 | 0.0048577 | 0.0051531 | 0.0054812
Scenario 1: Reference | SCE | Com | FoodServ | Com - Health | Electric Demand (MW) | Energy Efficiency | 0.0092185 | 0.013015 | 0.014594 | 0.014883 | 0.015319 | 0.019036 | 0.020712 | 0.020691 | 0.021546 | 0.022233 | 0.022004 | 0.022159 | 0.022474
Scenario 1: Reference | SCE | Com | FoodServ | Com - Health | Electric Demand (MW) | Fuel Substitution | -0.00041677 | -0.00047858 | -0.00053887 | -0.0005977 | -0.00065516 | -0.00071125 | -0.00076596 | -0.00081919 | -0.00087084 | -0.00092076 | -0.0009688 | -0.0010169 | -0.0010762
Scenario 1: Reference | SCE | Com | FoodServ | Com - Health | Electric Energy (GWh/year) | Energy Efficiency | 0.047321 | 0.068925 | 0.077573 | 0.079103 | 0.081335 | 0.097515 | 0.10496 | 0.10486 | 0.10854 | 0.11134 | 0.11007 | 0.11078 | 0.11229
Scenario 1: Reference | SCE | Com | FoodServ | Com - Health | Electric Energy (GWh/year) | Fuel Substitution | -0.0056166 | -0.0064312 | -0.0072327 | -0.0080244 | -0.0088156 | -0.0096211 | -0.01044 | -0.011265 | -0.012116 | -0.013003 | -0.013901 | -0.014818 | -0.015837
Scenario 1: Reference | SCE | Com | FoodServ | Com - Health | Gas Energy (MMTherm/year) | Energy Efficiency | 0.0009393 | 0.0012927 | 0.0015015 | 0.0015182 | 0.0015568 | 0.0015753 | 0.0016113 | 0.0016157 | 0.0016161 | 0.0015889 | 0.0015556 | 0.0015771 | 0.0016134
Scenario 1: Reference | SCE | Com | FoodServ | Com - Health | Gas Energy (MMTherm/year) | Fuel Substitution | 0.00059591 | 0.00068246 | 0.00076756 | 0.00085154 | 0.00093534 | 0.0010204 | 0.0011066 | 0.0011934 | 0.0012826 | 0.0013754 | 0.0014693 | 0.0015653 | 0.0016743
Scenario 1: Reference | SCE | Com | FoodServ | Com - Lodging | Electric Demand (MW) | Energy Efficiency | 0.012402 | 0.02246 | 0.026315 | 0.026987 | 0.027592 | 0.031293 | 0.033204 | 0.033345 | 0.033759 | 0.034192 | 0.034221 | 0.034104 | 0.033986
Scenario 1: Reference | SCE | Com | FoodServ | Com - Lodging | Electric Demand (MW) | Fuel Substitution | -0.00043551 | -0.00049729 | -0.00055761 | -0.00061662 | -0.00067442 | -0.00073105 | -0.00078646 | -0.00084058 | -0.00089328 | -0.00094442 | -0.0009939 | -0.001044 | -0.001099
Scenario 1: Reference | SCE | Com | FoodServ | Com - Lodging | Electric Energy (GWh/year) | Energy Efficiency | 0.080396 | 0.13865 | 0.16086 | 0.16465 | 0.16806 | 0.18458 | 0.19317 | 0.194 | 0.19584 | 0.19767 | 0.19774 | 0.19715 | 0.19655
Scenario 1: Reference | SCE | Com | FoodServ | Com - Lodging | Electric Energy (GWh/year) | Fuel Substitution | -0.005509 | -0.006276 | -0.0070283 | -0.0077688 | -0.0085092 | -0.0092521 | -0.0099969 | -0.010741 | -0.011512 | -0.012306 | -0.013107 | -0.013942 | -0.014848
Scenario 1: Reference | SCE | Com | FoodServ | Com - Lodging | Gas Energy (MMTherm/year) | Energy Efficiency | 0.00079502 | 0.0014313 | 0.0018365 | 0.0018641 | 0.0018992 | 0.0019288 | 0.0019529 | 0.001974 | 0.0019855 | 0.0019913 | 0.001999 | 0.0020048 | 0.0020099
Scenario 1: Reference | SCE | Com | FoodServ | Com - Lodging | Gas Energy (MMTherm/year) | Fuel Substitution | 0.00056971 | 0.00064906 | 0.00072686 | 0.0008034 | 0.00087985 | 0.00095645 | 0.0010332 | 0.0011097 | 0.001189 | 0.0012706 | 0.0013529 | 0.0014392 | 0.0015342
Scenario 1: Reference | SCE | Com | FoodServ | Com - Office (Large) | Electric Demand (MW) | Energy Efficiency | 0.0012764 | 0.0012656 | 0.0012541 | 0.0012456 | 0.0012433 | 0.0012416 | 0.001237 | 0.0012342 | 0.0012275 | 0.0012197 | 0.0012152 | 0.0012091 | 0.0012049
Scenario 1: Reference | SCE | Com | FoodServ | Com - Office (Large) | Electric Energy (GWh/year) | Energy Efficiency | 0.011196 | 0.011101 | 0.011 | 0.010925 | 0.010905 | 0.01089 | 0.01085 | 0.010826 | 0.010767 | 0.010699 | 0.010659 | 0.010605 | 0.010568
Scenario 1: Reference | SCE | Com | FoodServ | Com - Office (Small) | Electric Demand (MW) | Energy Efficiency | 0.00029616 | 0.0002971 | 0.00029805 | 0.00029906 | 0.00017039 | 0.0013147 | 0.00029316 | 0.00029468 | 0.00029614 | 0.00029743 | 0.00029889 | 0.0003003 | 0.00030178
Scenario 1: Reference | SCE | Com | FoodServ | Com - Office (Small) | Electric Energy (GWh/year) | Energy Efficiency | 0.0025976 | 0.0026059 | 0.0026143 | 0.0026231 | 0.0014945 | 0.011532 | 0.0025713 | 0.0025847 | 0.0025975 | 0.0026088 | 0.0026216 | 0.002634 | 0.002647
Scenario 1: Reference | SCE | Com | FoodServ | Com - Other | Electric Demand (MW) | Energy Efficiency | 0.012287 | 0.066447 | 0.084138 | 0.0871 | 0.089187 | 0.11802 | 0.13096 | 0.13109 | 0.13591 | 0.14212 | 0.14329 | 0.14294 | 0.14277
Scenario 1: Reference | SCE | Com | FoodServ | Com - Other | Electric Demand (MW) | Fuel Substitution | -0.0041634 | -0.004751 | -0.0053237 | -0.0058836 | -0.0064055 | -0.0069631 | -0.0074906 | -0.0080067 | -0.0085103 | -0.0090005 | -0.0094763 | -0.0099486 | -0.010416
Scenario 1: Reference | SCE | Com | FoodServ | Com - Other | Electric Energy (GWh/year) | Energy Efficiency | 0.060185 | 0.37411 | 0.47609 | 0.49273 | 0.50433 | 0.63007 | 0.6866 | 0.68707 | 0.7074 | 0.73392 | 0.7382 | 0.73566 | 0.73403
Scenario 1: Reference | SCE | Com | FoodServ | Com - Other | Electric Energy (GWh/year) | Fuel Substitution | -0.024978 | -0.028552 | -0.032051 | -0.035496 | -0.038771 | -0.042335 | -0.045776 | -0.049212 | -0.052662 | -0.056139 | -0.059608 | -0.063124 | -0.066719
Scenario 1: Reference | SCE | Com | FoodServ | Com - Other | Gas Energy (MMTherm/year) | Energy Efficiency | 0.0013328 | 0.0069852 | 0.0099343 | 0.010055 | 0.010163 | 0.010261 | 0.01038 | 0.010466 | 0.010515 | 0.010596 | 0.010682 | 0.010762 | 0.010856
Scenario 1: Reference | SCE | Com | FoodServ | Com - Other | Gas Energy (MMTherm/year) | Fuel Substitution | 0.0023995 | 0.0027433 | 0.0030797 | 0.0034111 | 0.0037268 | 0.0040695 | 0.0044011 | 0.0047322 | 0.0050652 | 0.0054012 | 0.0057369 | 0.0060803 | 0.0064347
Scenario 1: Reference | SCE | Com | FoodServ | Com - Restaurant | Electric Demand (MW) | Energy Efficiency | 0.081294 | 0.1878 | 0.22583 | 0.23276 | 0.23858 | 0.28377 | 0.3042 | 0.30467 | 0.31559 | 0.32807 | 0.33023 | 0.32892 | 0.32787
Scenario 1: Reference | SCE | Com | FoodServ | Com - Restaurant | Electric Demand (MW) | Fuel Substitution | -0.0097988 | -0.011164 | -0.012496 | -0.013801 | -0.015081 | -0.016338 | -0.01757 | -0.018777 | -0.019957 | -0.021105 | -0.02222 | -0.023319 | -0.024431
Scenario 1: Reference | SCE | Com | FoodServ | Com - Restaurant | Electric Energy (GWh/year) | Energy Efficiency | 0.46403 | 1.0803 | 1.2989 | 1.3374 | 1.3694 | 1.5672 | 1.656 | 1.6583 | 1.7054 | 1.7589 | 1.767 | 1.7593 | 1.7531
Scenario 1: Reference | SCE | Com | FoodServ | Com - Restaurant | Electric Energy (GWh/year) | Fuel Substitution | -0.095431 | -0.10849 | -0.12125 | -0.13378 | -0.14618 | -0.15853 | -0.17082 | -0.18299 | -0.19547 | -0.20823 | -0.22102 | -0.23413 | -0.24813
Scenario 1: Reference | SCE | Com | FoodServ | Com - Restaurant | Gas Energy (MMTherm/year) | Energy Efficiency | 0.0069746 | 0.023662 | 0.032904 | 0.033399 | 0.03394 | 0.034186 | 0.034316 | 0.034532 | 0.034708 | 0.034818 | 0.03496 | 0.035049 | 0.035169
Scenario 1: Reference | SCE | Com | FoodServ | Com - Restaurant | Gas Energy (MMTherm/year) | Fuel Substitution | 0.0095778 | 0.010887 | 0.012166 | 0.013422 | 0.014664 | 0.0159 | 0.017131 | 0.018349 | 0.019599 | 0.02088 | 0.022164 | 0.023486 | 0.024914
Scenario 1: Reference | SCE | Com | FoodServ | Com - Retail | Electric Demand (MW) | Energy Efficiency | 0.0050654 | 0.0053166 | 0.0054936 | 0.0056768 | 0.0058744 | 0.0060172 | 0.0061117 | 0.0062246 | 0.0062943 | 0.0063372 | 0.0063841 | 0.0064037 | 0.0064239
Scenario 1: Reference | SCE | Com | FoodServ | Com - Retail | Electric Energy (GWh/year) | Energy Efficiency | 0.029075 | 0.030333 | 0.031217 | 0.032141 | 0.033148 | 0.03388 | 0.034368 | 0.034956 | 0.035325 | 0.03556 | 0.035817 | 0.035936 | 0.03606
Scenario 1: Reference | SCE | Com | FoodServ | Com - Retail | Gas Energy (MMTherm/year) | Energy Efficiency | 0.00043005 | 0.00045652 | 0.00047527 | 0.00049438 | 0.00051472 | 0.00052932 | 0.00053887 | 0.00055013 | 0.00055691 | 0.00056088 | 0.00056519 | 0.00056668 | 0.00056817
Scenario 1: Reference | SCE | Com | FoodServ | Com - School | Electric Demand (MW) | Energy Efficiency | 0.013529 | 0.024992 | 0.029872 | 0.030482 | 0.030729 | 0.042347 | 0.048468 | 0.048033 | 0.048316 | 0.048775 | 0.048435 | 0.048029 | 0.047502
Scenario 1: Reference | SCE | Com | FoodServ | Com - School | Electric Demand (MW) | Fuel Substitution | -0.00023918 | -0.00027205 | -0.00030369 | -0.00033418 | -0.00036359 | -0.00039196 | -0.0004193 | -0.00044558 | -0.0004708 | -0.00049492 | -0.00051791 | -0.00054026 | -0.00056771
Scenario 1: Reference | SCE | Com | FoodServ | Com - School | Electric Energy (GWh/year) | Energy Efficiency | 0.07545 | 0.14173 | 0.16977 | 0.1731 | 0.17443 | 0.22454 | 0.25063 | 0.2484 | 0.24926 | 0.25087 | 0.24891 | 0.24674 | 0.24397
Scenario 1: Reference | SCE | Com | FoodServ | Com - School | Electric Energy (GWh/year) | Fuel Substitution | -0.0032569 | -0.0037259 | -0.0041852 | -0.0046376 | -0.0050926 | -0.0055733 | -0.0060696 | -0.0065814 | -0.0071173 | -0.0076689 | -0.0082345 | -0.0088202 | -0.0094518
Scenario 1: Reference | SCE | Com | FoodServ | Com - School | Gas Energy (MMTherm/year) | Energy Efficiency | 0.0012104 | 0.0017136 | 0.0020774 | 0.0020962 | 0.0020989 | 0.002103 | 0.0020911 | 0.0020835 | 0.0020767 | 0.0020698 | 0.0020567 | 0.0020522 | 0.002038
Scenario 1: Reference | SCE | Com | FoodServ | Com - School | Gas Energy (MMTherm/year) | Fuel Substitution | 0.00034022 | 0.00038908 | 0.0004369 | 0.00048396 | 0.00053121 | 0.00058095 | 0.00063217 | 0.00068488 | 0.00073999 | 0.0007966 | 0.00085454 | 0.00091458 | 0.00098052
Scenario 1: Reference | SCE | Com | HVAC | Com - College | Electric Demand (MW) | Energy Efficiency | 0.023197 | 0.024475 | 0.026403 | 0.028518 | 0.029724 | 0.03189 | 0.033912 | 0.035288 | 0.036485 | 0.037303 | 0.038251 | 0.040942 | 0.041743
Scenario 1: Reference | SCE | Com | HVAC | Com - College | Electric Energy (GWh/year) | Energy Efficiency | 0.044623 | 0.046725 | 0.049702 | 0.052879 | 0.054703 | 0.057846 | 0.060741 | 0.06269 | 0.06436 | 0.065478 | 0.066762 | 0.070462 | 0.071521
Scenario 1: Reference | SCE | Com | HVAC | Com - College | Electric Energy (GWh/year) | Fuel Substitution | 0.0078783 | 0.007993 | 0.0080215 | 0.0079847 | 0.0079015 | 0 | 0 | 0 | 0 | 0 | 0 | 0 | 0
Scenario 1: Reference | SCE | Com | HVAC | Com - College | Gas Energy (MMTherm/year) | Energy Efficiency | 0.0011371 | 0.0012107 | 0.0013279 | 0.0014589 | 0.0015334 | 0.0016711 | 0.0018009 | 0.0018899 | 0.0019681 | 0.0020222 | 0.0020853 | 0.0022627 | 0.0023168
Scenario 1: Reference | SCE | Com | HVAC | Com - College | Gas Energy (MMTherm/year) | Fuel Substitution | 0.0010071 | 0.0010191 | 0.0010201 | 0.001013 | 0.0010001 | 0 | 0 | 0 | 0 | 0 | 0 | 0 | 0
Scenario 1: Reference | SCE | Com | HVAC | Com - Grocery | Electric Demand (MW) | Energy Efficiency | 0.028652 | 0.042952 | 0.048255 | 0.052518 | 0.056927 | 0.061277 | 0.06553 | 0.069905 | 0.073802 | 0.077846 | 0.08204 | 0.086145 | 0.090224
Scenario 1: Reference | SCE | Com | HVAC | Com - Grocery | Electric Demand (MW) | Fuel Substitution | 0 | 0 | 0 | 0 | 0 | 0.011525 | 0.011419 | 0.011229 | 0.010987 | 0.010715 | 0.010428 | 0.010136 | 0.009844
Scenario 1: Reference | SCE | Com | HVAC | Com - Grocery | Electric Energy (GWh/year) | Energy Efficiency | 0.10944 | 0.16986 | 0.1921 | 0.20951 | 0.22752 | 0.24533 | 0.26277 | 0.28072 | 0.29661 | 0.31321 | 0.33047 | 0.34737 | 0.36418
Scenario 1: Reference | SCE | Com | HVAC | Com - Grocery | Electric Energy (GWh/year) | Fuel Substitution | -0.49273 | -0.48294 | -0.46812 | -0.45089 | -0.4328 | 0.064179 | 0.06368 | 0.062692 | 0.061392 | 0.059918 | 0.05836 | 0.056775 | 0.0552
Scenario 1: Reference | SCE | Com | HVAC | Com - Grocery | Gas Energy (MMTherm/year) | Energy Efficiency | 0.00041752 | 0.00052695 | 0.00057613 | 0.00063116 | 0.00068849 | 0.0007457 | 0.00080226 | 0.00086071 | 0.00080827 | 0.00082402 | 0.00087104 | 0.00091719 | 0.00096308
Scenario 1: Reference | SCE | Com | HVAC | Com - Grocery | Gas Energy (MMTherm/year) | Fuel Substitution | 0.089342 | 0.08832 | 0.086378 | 0.083925 | 0.081223 | 1.2148e-07 | 1.2104e-07 | 1.1956e-07 | 1.1748e-07 | 1.1511e-07 | 1.1264e-07 | 1.1017e-07 | 1.0776e-07
Scenario 1: Reference | SCE | Com | HVAC | Com - Health | Electric Demand (MW) | Energy Efficiency | 0.014376 | 0.014951 | 0.032989 | 0.039151 | 0.045435 | 0.053588 | 0.075156 | 0.0783 | 0.024238 | 0.01686 | 0.016804 | 0.016954 | 0.017152
Scenario 1: Reference | SCE | Com | HVAC | Com - Health | Electric Demand (MW) | Fuel Substitution | 0 | 0 | 0 | 0 | 0 | 0.0088576 | 0.0088719 | 0.0088101 | 0.008693 | 0.0085408 | 0.0083681 | 0.0081848 | 0.0079921
Scenario 1: Reference | SCE | Com | HVAC | Com - Health | Electric Energy (GWh/year) | Energy Efficiency | 0.094246 | 0.098 | 0.17976 | 0.20798 | 0.2404 | 0.29348 | 0.45235 | 0.46871 | 0.1449 | 0.11078 | 0.11041 | 0.11139 | 0.11269
Scenario 1: Reference | SCE | Com | HVAC | Com - Health | Electric Energy (GWh/year) | Fuel Substitution | -0.014145 | -0.011699 | -0.0090907 | -0.006545 | -0.0041789 | 0.053103 | 0.053231 | 0.052893 | 0.052216 | 0.051326 | 0.050315 | 0.049244 | 0.04813
Scenario 1: Reference | SCE | Com | HVAC | Com - Health | Gas Energy (MMTherm/year) | Energy Efficiency | 6.091e-05 | 6.7622e-05 | 0.00082745 | 0.0010852 | 0.0013642 | 0.0014766 | 0.0013896 | 0.001516 | 0.00035493 | 0 | 0 | 0 | 0
Scenario 1: Reference | SCE | Com | HVAC | Com - Health | Gas Energy (MMTherm/year) | Fuel Substitution | 0.020009 | 0.019899 | 0.019578 | 0.019129 | 0.01861 | 0 | 0 | 0 | 0 | 0 | 0 | 0 | 0
Scenario 1: Reference | SCE | Com | HVAC | Com - Lodging | Electric Demand (MW) | Energy Efficiency | 0.032921 | 0.036257 | 0.039602 | 0.059545 | 0.070806 | 0.07686 | 0.082351 | 0.087833 | 0.029182 | 0.010008 | 0.01009 | 0.010157 | 0.010212
Scenario 1: Reference | SCE | Com | HVAC | Com - Lodging | Electric Demand (MW) | Fuel Substitution | 0 | 0 | 0 | 0 | 0 | 0.0046015 | 0.0045726 | 0.004508 | 0.0044165 | 0.004314 | 0.0042041 | 0.004091 | 0.0039776
Scenario 1: Reference | SCE | Com | HVAC | Com - Lodging | Electric Energy (GWh/year) | Energy Efficiency | 0.13773 | 0.15049 | 0.16313 | 0.25375 | 0.29298 | 0.31437 | 0.33309 | 0.35138 | 0.12638 | 0.060053 | 0.060549 | 0.060951 | 0.061287
Scenario 1: Reference | SCE | Com | HVAC | Com - Lodging | Electric Energy (GWh/year) | Fuel Substitution | -0.06046 | -0.058764 | -0.056452 | -0.053854 | -0.051184 | 0.022707 | 0.022584 | 0.022281 | 0.021824 | 0.021331 | 0.020803 | 0.02026 | 0.019717
Scenario 1: Reference | SCE | Com | HVAC | Com - Lodging | Gas Energy (MMTherm/year) | Energy Efficiency | 0.0012956 | 0.001447 | 0.0016048 | 0.0020552 | 0.0025191 | 0.0027937 | 0.0030489 | 0.0033102 | 0.00087511 | 0 | 0 | 0 | 0
Scenario 1: Reference | SCE | Com | HVAC | Com - Lodging | Gas Energy (MMTherm/year) | Fuel Substitution | 0.014639 | 0.014493 | 0.014196 | 0.013809 | 0.013377 | 6.0632e-09 | 6.0347e-09 | 5.9579e-09 | 5.8494e-09 | 5.7231e-09 | 5.5883e-09 | 5.4509e-09 | 5.3145e-09
Scenario 1: Reference | SCE | Com | HVAC | Com - Office (Large) | Electric Demand (MW) | Energy Efficiency | 0.013263 | 0.013542 | 0.013747 | 0.013927 | 0.014128 | 0.014289 | 0.014372 | 0.014442 | 0.01443 | 0.014376 | 0.01434 | 0.014264 | 0.014195
Scenario 1: Reference | SCE | Com | HVAC | Com - Office (Large) | Electric Energy (GWh/year) | Energy Efficiency | 0.032138 | 0.032813 | 0.03331 | 0.033748 | 0.034233 | 0.034624 | 0.034825 | 0.034995 | 0.034966 | 0.034835 | 0.034747 | 0.034563 | 0.034397
Scenario 1: Reference | SCE | Com | HVAC | Com - Office (Large) | Electric Energy (GWh/year) | Fuel Substitution | -0.00046298 | -0.00044312 | -0.00041946 | -0.00039435 | -0.00036932 | 0 | 0 | 0 | 0 | 0 | 0 | 0 | 0
Scenario 1: Reference | SCE | Com | HVAC | Com - Office (Large) | Gas Energy (MMTherm/year) | Energy Efficiency | 0 | 0 | 0 | 0 | 0 | 0 | 0 | 0 | 0 | 0 | 0 | 0 | 0
Scenario 1: Reference | SCE | Com | HVAC | Com - Office (Large) | Gas Energy (MMTherm/year) | Fuel Substitution | 5.9739e-05 | 5.7469e-05 | 5.4686e-05 | 5.1677e-05 | 4.8632e-05 | 0 | 0 | 0 | 0 | 0 | 0 | 0 | 0
Scenario 1: Reference | SCE | Com | HVAC | Com - Office (Small) | Electric Demand (MW) | Energy Efficiency | 0.023926 | 0.025359 | 0.026732 | 0.028046 | 0.0043574 | 0.29452 | 0.029037 | 0.030119 | 0.031078 | 0.031889 | 0.032656 | 0.033319 | 0.033925
Scenario 1: Reference | SCE | Com | HVAC | Com - Office (Small) | Electric Energy (GWh/year) | Energy Efficiency | 0.040003 | 0.042283 | 0.044453 | 0.046515 | 0.0093359 | 0.45878 | 0.048019 | 0.049685 | 0.051159 | 0.0524 | 0.05357 | 0.054578 | 0.055499
Scenario 1: Reference | SCE | Com | HVAC | Com - Office (Small) | Electric Energy (GWh/year) | Fuel Substitution | 0.0020694 | 0.0021011 | 0.0021092 | 0.0020987 | 0.0021577 | 0 | 0 | 0 | 0 | 0 | 0 | 0 | 0
Scenario 1: Reference | SCE | Com | HVAC | Com - Office (Small) | Gas Energy (MMTherm/year) | Energy Efficiency | 0.0010726 | 0.001148 | 0.0012217 | 0.0012935 | 0 | 0.016418 | 0.0013529 | 0.0014151 | 0.0014707 | 0.0015181 | 0.0015631 | 0.0016023 | 0.0016384
Scenario 1: Reference | SCE | Com | HVAC | Com - Office (Small) | Gas Energy (MMTherm/year) | Fuel Substitution | 0.00032941 | 0.00033117 | 0.00032932 | 0.00032487 | 0.00030616 | 0 | 0 | 0 | 0 | 0 | 0 | 0 | 0
Scenario 1: Reference | SCE | Com | HVAC | Com - Other | Electric Demand (MW) | Energy Efficiency | 0.43116 | 0.46949 | 0.50892 | 0.54715 | 0.58505 | 0.62215 | 0.66184 | 0.69667 | 0.71869 | 0.75064 | 0.78226 | 0.81117 | 0.84063
Scenario 1: Reference | SCE | Com | HVAC | Com - Other | Electric Demand (MW) | Fuel Substitution | 0 | 0 | 0 | 0 | 0 | 3.6656e-05 | 3.6342e-05 | 3.5787e-05 | 3.5097e-05 | 3.4339e-05 | 3.3555e-05 | 3.2768e-05 | 3.1995e-05
Scenario 1: Reference | SCE | Com | HVAC | Com - Other | Electric Energy (GWh/year) | Energy Efficiency | 0.73796 | 0.79595 | 0.85369 | 0.90726 | 0.95829 | 1.0059 | 1.0554 | 1.0965 | 1.0425 | 1.088 | 1.1333 | 1.1748 | 1.2171
Scenario 1: Reference | SCE | Com | HVAC | Com - Other | Electric Energy (GWh/year) | Fuel Substitution | -0.36517 | -0.28946 | -0.27641 | -0.26198 | -0.23843 | 0.00027251 | 0.00027018 | 0.00026605 | 0.00026091 | 0.00025528 | 0.00024945 | 0.00024361 | 0.00023786
Scenario 1: Reference | SCE | Com | HVAC | Com - Other | Gas Energy (MMTherm/year) | Energy Efficiency | 0.046936 | 0.05026 | 0.053458 | 0.056262 | 0.058748 | 0.060918 | 0.063074 | 0.064683 | 0.055712 | 0.058167 | 0.060646 | 0.062912 | 0.065222
Scenario 1: Reference | SCE | Com | HVAC | Com - Other | Gas Energy (MMTherm/year) | Fuel Substitution | 0.083403 | 0.088765 | 0.087096 | 0.084861 | 0.083413 | 0 | 0 | 0 | 0 | 0 | 0 | 0 | 0
Scenario 1: Reference | SCE | Com | HVAC | Com - Restaurant | Electric Demand (MW) | Energy Efficiency | 0.029905 | 0.032314 | 0.034759 | 0.037267 | 0.039908 | 0.04188 | 0.043536 | 0.045304 | 0.04685 | 0.048099 | 0.049296 | 0.050198 | 0.051039
Scenario 1: Reference | SCE | Com | HVAC | Com - Restaurant | Electric Demand (MW) | Fuel Substitution | 0 | 0 | 0 | 0 | 0 | 5.0574e-06 | 5.0065e-06 | 4.9216e-06 | 4.8173e-06 | 4.7033e-06 | 4.5856e-06 | 4.4677e-06 | 4.352e-06
Scenario 1: Reference | SCE | Com | HVAC | Com - Restaurant | Electric Energy (GWh/year) | Energy Efficiency | 0.025523 | 0.027311 | 0.029096 | 0.030904 | 0.032782 | 0.034186 | 0.035358 | 0.036597 | 0.037678 | 0.038551 | 0.039386 | 0.04002 | 0.040613
Scenario 1: Reference | SCE | Com | HVAC | Com - Restaurant | Electric Energy (GWh/year) | Fuel Substitution | 0.011733 | 0.01186 | 0.011858 | 0.011761 | 0.011595 | 4.1313e-05 | 4.0897e-05 | 4.0204e-05 | 3.9352e-05 | 3.8421e-05 | 3.7459e-05 | 3.6496e-05 | 3.5551e-05
Scenario 1: Reference | SCE | Com | HVAC | Com - Restaurant | Gas Energy (MMTherm/year) | Energy Efficiency | 0.0017012 | 0.0018462 | 0.0019942 | 0.0021469 | 0.0023085 | 0.0024298 | 0.0025322 | 0.0026419 | 0.0027384 | 0.002817 | 0.0028928 | 0.0029506 | 0.003005
Scenario 1: Reference | SCE | Com | HVAC | Com - Restaurant | Gas Energy (MMTherm/year) | Fuel Substitution | 0.0011952 | 0.0012044 | 0.0012006 | 0.0011873 | 0.0011675 | 0 | 0 | 0 | 0 | 0 | 0 | 0 | 0
Scenario 1: Reference | SCE | Com | HVAC | Com - Retail | Electric Demand (MW) | Energy Efficiency | 0.16304 | 0.17936 | 0.23225 | 0.27112 | 0.29735 | 0.32037 | 0.34256 | 0.36567 | 0.17021 | 0.11233 | 0.11502 | 0.11687 | 0.11849
Scenario 1: Reference | SCE | Com | HVAC | Com - Retail | Electric Demand (MW) | Fuel Substitution | 0 | 0 | 0 | 0 | 0 | 0.018629 | 0.018673 | 0.01853 | 0.0013075 | 0.0012783 | 0.0012451 | 0.0012097 | 1.3518e-05
Scenario 1: Reference | SCE | Com | HVAC | Com - Retail | Electric Energy (GWh/year) | Energy Efficiency | 0.34192 | 0.37678 | 0.50525 | 0.59767 | 0.6563 | 0.70727 | 0.75699 | 0.81725 | 0.28068 | 0.11456 | 0.11676 | 0.11816 | 0.11933
Scenario 1: Reference | SCE | Com | HVAC | Com - Retail | Electric Energy (GWh/year) | Fuel Substitution | 0.04141 | 0.041861 | 0.041858 | 0.041517 | 0.040838 | 0.070442 | 0.070631 | 0.07011 | 0.003765 | 0.0036809 | 0.0035853 | 0.0034836 | 9.1829e-05
Scenario 1: Reference | SCE | Com | HVAC | Com - Retail | Gas Energy (MMTherm/year) | Energy Efficiency | 0.0043116 | 0.0046101 | 0.005386 | 0.0058526 | 0.006164 | 0.0064341 | 0.0066671 | 0.0069019 | 0.0031082 | 0.0024209 | 0.0024829 | 0.0025262 | 0.0025644
Scenario 1: Reference | SCE | Com | HVAC | Com - Retail | Gas Energy (MMTherm/year) | Fuel Substitution | 0.0027174 | 0.0027398 | 0.0027325 | 0.0027036 | 0.0026535 | 0 | 0 | 0 | 0 | 0 | 0 | 0 | 0
Scenario 1: Reference | SCE | Com | HVAC | Com - School | Electric Demand (MW) | Energy Efficiency | 0.063765 | 0.067105 | 0.070491 | 0.073515 | 0.081357 | 0.082324 | 0.081275 | 0.082463 | 0.084417 | 0.086255 | 0.087639 | 0.089318 | 0.090334
Scenario 1: Reference | SCE | Com | HVAC | Com - School | Electric Energy (GWh/year) | Energy Efficiency | 0.056211 | 0.059048 | 0.061909 | 0.064453 | 0.098549 | 0.090364 | 0.074997 | 0.071908 | 0.073521 | 0.075033 | 0.076165 | 0.077541 | 0.078362
Scenario 1: Reference | SCE | Com | HVAC | Com - School | Electric Energy (GWh/year) | Fuel Substitution | -0.00086357 | -0.00083166 | -0.00079223 | -0.00075008 | 0.0040555 | 0 | 0 | 0 | 0 | 0 | 0 | 0 | 0
Scenario 1: Reference | SCE | Com | HVAC | Com - School | Gas Energy (MMTherm/year) | Energy Efficiency | 0.0035232 | 0.0037144 | 0.0039091 | 0.0040835 | 0.0041759 | 0.0043442 | 0.0044793 | 0.004604 | 0.0047185 | 0.0048264 | 0.0049081 | 0.0050071 | 0.0050675
Scenario 1: Reference | SCE | Com | HVAC | Com - School | Gas Energy (MMTherm/year) | Fuel Substitution | 0.00086981 | 0.00086187 | 0.00084461 | 0.00082104 | 0.0013917 | 0 | 0 | 0 | 0 | 0 | 0 | 0 | 0
Scenario 1: Reference | SCE | Com | HVAC | Com - Warehouse | Electric Demand (MW) | Energy Efficiency | 0.00091505 | 0.00095924 | 0.00099692 | 0.001035 | 0.0010827 | 0.0011155 | 0.0011428 | 0.0011691 | 0.0011204 | 0.0011353 | 0.0011488 | 0.0011583 | 0.0011682
Scenario 1: Reference | SCE | Com | HVAC | Com - Warehouse | Electric Demand (MW) | Fuel Substitution | 0 | 0 | 0 | 0 | 0 | 1.9978e-06 | 1.9917e-06 | 1.9704e-06 | 0 | 0 | 0 | 0 | 0
Scenario 1: Reference | SCE | Com | HVAC | Com - Warehouse | Electric Energy (GWh/year) | Energy Efficiency | 0.0029275 | 0.003072 | 0.0031963 | 0.003322 | 0.003515 | 0.0036266 | 0.0037211 | 0.0038123 | 0.0034991 | 0.0035458 | 0.003588 | 0.0036179 | 0.003649
Scenario 1: Reference | SCE | Com | HVAC | Com - Warehouse | Electric Energy (GWh/year) | Fuel Substitution | -0.077161 | -0.075845 | -0.073716 | -0.071152 | -0.068411 | 2.7642e-05 | 2.7558e-05 | 2.7264e-05 | 0 | 0 | 0 | 0 | 0
Scenario 1: Reference | SCE | Com | HVAC | Com - Warehouse | Gas Energy (MMTherm/year) | Energy Efficiency | 1.346e-05 | 1.4711e-05 | 1.5964e-05 | 1.7213e-05 | 1.8454e-05 | 1.9686e-05 | 2.0903e-05 | 2.2101e-05 | 0 | 0 | 0 | 0 | 0
Scenario 1: Reference | SCE | Com | HVAC | Com - Warehouse | Gas Energy (MMTherm/year) | Fuel Substitution | 0.016477 | 0.016378 | 0.016105 | 0.015728 | 0.015296 | 0 | 0 | 0 | 0 | 0 | 0 | 0 | 0
Scenario 1: Reference | SCE | Com | Lighting | Com - College | Electric Demand (MW) | Energy Efficiency | 0 | 0.0046432 | 0.0064351 | 0.0068877 | 0.0072505 | 0.007662 | 0.008043 | 0.0083554 | 0.0086345 | 0.0088655 | 0.0090889 | 0.0094347 | 0.0097424
Scenario 1: Reference | SCE | Com | Lighting | Com - College | Electric Energy (GWh/year) | Energy Efficiency | 0 | 0.017449 | 0.024183 | 0.025883 | 0.027247 | 0.028793 | 0.030225 | 0.031399 | 0.032448 | 0.033316 | 0.034156 | 0.035455 | 0.036611
Scenario 1: Reference | SCE | Com | Lighting | Com - College | Gas Energy (MMTherm/year) | Energy Efficiency | 0 | -9.6654e-05 | -0.00013395 | -0.00014338 | -0.00015093 | -0.00015949 | -0.00016743 | -0.00017393 | -0.00017974 | -0.00018455 | -0.0001892 | -0.0001964 | -0.0002028
Scenario 1: Reference | SCE | Com | Lighting | Com - Grocery | Electric Demand (MW) | Energy Efficiency | 0.022284 | 0.023428 | 0.024396 | 0.025309 | 0.026197 | 0.026957 | 0.027581 | 0.028196 | 0.028709 | 0.029116 | 0.029495 | 0.029794 | 0.030067
Scenario 1: Reference | SCE | Com | Lighting | Com - Grocery | Electric Energy (GWh/year) | Energy Efficiency | 0.12503 | 0.13145 | 0.13687 | 0.14199 | 0.14696 | 0.15122 | 0.15471 | 0.15816 | 0.16103 | 0.16331 | 0.16543 | 0.1671 | 0.16862
Scenario 1: Reference | SCE | Com | Lighting | Com - Grocery | Gas Energy (MMTherm/year) | Energy Efficiency | -0.0013211 | -0.0013889 | -0.0014463 | -0.0015004 | -0.0015531 | -0.0015981 | -0.0016351 | -0.0016715 | -0.001702 | -0.0017261 | -0.0017486 | -0.0017662 | -0.0017824
Scenario 1: Reference | SCE | Com | Lighting | Com - Health | Electric Demand (MW) | Energy Efficiency | 0.023401 | 0.024646 | 0.02587 | 0.026745 | 0.027661 | 0.028398 | 0.029164 | 0.029687 | 0.030121 | 0.030328 | 0.030433 | 0.030813 | 0.031264
Scenario 1: Reference | SCE | Com | Lighting | Com - Health | Electric Energy (GWh/year) | Energy Efficiency | 0.13688 | 0.14416 | 0.15133 | 0.15645 | 0.16182 | 0.16613 | 0.17062 | 0.17368 | 0.17622 | 0.17744 | 0.17806 | 0.18028 | 0.18293
Scenario 1: Reference | SCE | Com | Lighting | Com - Health | Gas Energy (MMTherm/year) | Energy Efficiency | -0.00089642 | -0.00094414 | -0.00099106 | -0.0010246 | -0.0010597 | -0.001088 | -0.0011173 | -0.0011374 | -0.001154 | -0.001162 | -0.001166 | -0.0011806 | -0.0011979
Scenario 1: Reference | SCE | Com | Lighting | Com - Lodging | Electric Demand (MW) | Energy Efficiency | 0 | 0 | 0 | 0 | 0 | 0 | 0 | 0 | 0 | 0 | 0 | 0 | 0
Scenario 1: Reference | SCE | Com | Lighting | Com - Lodging | Electric Energy (GWh/year) | Energy Efficiency | 0 | 0 | 0 | 0 | 0 | 0 | 0 | 0 | 0 | 0 | 0 | 0 | 0
Scenario 1: Reference | SCE | Com | Lighting | Com - Lodging | Gas Energy (MMTherm/year) | Energy Efficiency | 0 | 0 | 0 | 0 | 0 | 0 | 0 | 0 | 0 | 0 | 0 | 0 | 0
Scenario 1: Reference | SCE | Com | Lighting | Com - Office (Large) | Electric Demand (MW) | Energy Efficiency | 0 | 0.0084758 | 0.015289 | 0.016103 | 0.016915 | 0.017662 | 0.018293 | 0.018881 | 0.019338 | 0.019707 | 0.020066 | 0.020341 | 0.020596
Scenario 1: Reference | SCE | Com | Lighting | Com - Office (Large) | Electric Energy (GWh/year) | Energy Efficiency | 0 | 0.058903 | 0.10626 | 0.11191 | 0.11755 | 0.12274 | 0.12713 | 0.13122 | 0.13439 | 0.13695 | 0.13945 | 0.14136 | 0.14313
Scenario 1: Reference | SCE | Com | Lighting | Com - Office (Large) | Gas Energy (MMTherm/year) | Energy Efficiency | 0 | -0.0001396 | -0.00025183 | -0.00026522 | -0.0002786 | -0.0002909 | -0.0003013 | -0.00031098 | -0.0003185 | -0.00032458 | -0.00033049 | -0.00033503 | -0.00033922
Scenario 1: Reference | SCE | Com | Lighting | Com - Office (Small) | Electric Demand (MW) | Energy Efficiency | 0 | 0 | 0 | 0 | 0 | 0 | 0 | 0 | 0 | 0 | 0 | 0 | 0
Scenario 1: Reference | SCE | Com | Lighting | Com - Office (Small) | Electric Energy (GWh/year) | Energy Efficiency | 0 | 0 | 0 | 0 | 0 | 0 | 0 | 0 | 0 | 0 | 0 | 0 | 0
Scenario 1: Reference | SCE | Com | Lighting | Com - Office (Small) | Gas Energy (MMTherm/year) | Energy Efficiency | 0 | 0 | 0 | 0 | 0 | 0 | 0 | 0 | 0 | 0 | 0 | 0 | 0
Scenario 1: Reference | SCE | Com | Lighting | Com - Other | Electric Demand (MW) | Energy Efficiency | 0 | 0 | 0 | 0 | 0 | 0 | 0 | 0 | 0 | 0 | 0 | 0 | 0
Scenario 1: Reference | SCE | Com | Lighting | Com - Other | Electric Energy (GWh/year) | Energy Efficiency | 0 | 0 | 0 | 0 | 0 | 0 | 0 | 0 | 0 | 0 | 0 | 0 | 0
Scenario 1: Reference | SCE | Com | Lighting | Com - Other | Gas Energy (MMTherm/year) | Energy Efficiency | 0 | 0 | 0 | 0 | 0 | 0 | 0 | 0 | 0 | 0 | 0 | 0 | 0
Scenario 1: Reference | SCE | Com | Lighting | Com - Refrig. Warehouse | Electric Demand (MW) | Energy Efficiency | 0.00095049 | 0.00029357 | 0.00030544 | 0.0003142 | 0.00032302 | 0.00033155 | 0.0003396 | 0.00034614 | 0.00035246 | 0.00035791 | 0.00036228 | 0.00036694 | 0.00037111
Scenario 1: Reference | SCE | Com | Lighting | Com - Refrig. Warehouse | Electric Energy (GWh/year) | Energy Efficiency | 0.009027 | 0.0027878 | 0.0029007 | 0.0029841 | 0.0030679 | 0.0031491 | 0.0032257 | 0.0032879 | 0.003348 | 0.0033999 | 0.0034415 | 0.003486 | 0.0035258
Scenario 1: Reference | SCE | Com | Lighting | Com - Restaurant | Electric Demand (MW) | Energy Efficiency | 0.013262 | 0.013988 | 0.014658 | 0.015282 | 0.015871 | 0.016341 | 0.016735 | 0.017106 | 0.017424 | 0.017686 | 0.01792 | 0.018107 | 0.018275
Scenario 1: Reference | SCE | Com | Lighting | Com - Restaurant | Electric Energy (GWh/year) | Energy Efficiency | 0.080389 | 0.084793 | 0.08886 | 0.092641 | 0.096215 | 0.099072 | 0.10146 | 0.10372 | 0.10565 | 0.10724 | 0.10866 | 0.1098 | 0.11082
Scenario 1: Reference | SCE | Com | Lighting | Com - Restaurant | Gas Energy (MMTherm/year) | Energy Efficiency | -0.00039474 | -0.00041636 | -0.00043633 | -0.00045489 | -0.00047243 | -0.00048646 | -0.0004982 | -0.00050925 | -0.00051874 | -0.00052652 | -0.00053351 | -0.00053909 | -0.0005441
Scenario 1: Reference | SCE | Com | Lighting | Com - Retail | Electric Demand (MW) | Energy Efficiency | 0.085127 | 0.089487 | 0.093188 | 0.096653 | 0.099951 | 0.10273 | 0.10503 | 0.10721 | 0.10895 | 0.11036 | 0.11161 | 0.11254 | 0.1134
Scenario 1: Reference | SCE | Com | Lighting | Com - Retail | Electric Energy (GWh/year) | Energy Efficiency | 0.50668 | 0.53262 | 0.55464 | 0.57526 | 0.59488 | 0.61142 | 0.62507 | 0.63806 | 0.64843 | 0.65677 | 0.6642 | 0.66974 | 0.67483
Scenario 1: Reference | SCE | Com | Lighting | Com - Retail | Gas Energy (MMTherm/year) | Energy Efficiency | -0.0012947 | -0.001361 | -0.0014173 | -0.00147 | -0.0015202 | -0.0015625 | -0.0015974 | -0.0016307 | -0.0016572 | -0.0016785 | -0.0016975 | -0.0017117 | -0.0017248
Scenario 1: Reference | SCE | Com | Lighting | Com - School | Electric Demand (MW) | Energy Efficiency | 0 | 0 | 0 | 0 | 0 | 0 | 0 | 0 | 0 | 0 | 0 | 0 | 0
Scenario 1: Reference | SCE | Com | Lighting | Com - School | Electric Energy (GWh/year) | Energy Efficiency | 0 | 0 | 0 | 0 | 0 | 0 | 0 | 0 | 0 | 0 | 0 | 0 | 0
Scenario 1: Reference | SCE | Com | Lighting | Com - School | Gas Energy (MMTherm/year) | Energy Efficiency | 0 | 0 | 0 | 0 | 0 | 0 | 0 | 0 | 0 | 0 | 0 | 0 | 0
Scenario 1: Reference | SCE | Com | Lighting | Com - Warehouse | Electric Demand (MW) | Energy Efficiency | 0.0011359 | 0.0012374 | 0.0013309 | 0.0014244 | 0.0015201 | 0.0034819 | 0.0040139 | 0.004111 | 0.00095044 | 0 | 0 | 0 | 0
Scenario 1: Reference | SCE | Com | Lighting | Com - Warehouse | Electric Energy (GWh/year) | Energy Efficiency | 0.0095173 | 0.010368 | 0.011152 | 0.011935 | 0.012737 | 0.029174 | 0.033631 | 0.034445 | 0.0079635 | 0 | 0 | 0 | 0
Scenario 1: Reference | SCE | Com | Lighting | Com - Warehouse | Gas Energy (MMTherm/year) | Energy Efficiency | -3.6754e-05 | -4.004e-05 | -4.3067e-05 | -4.6092e-05 | -4.9188e-05 | -5.195e-05 | -5.444e-05 | -5.6849e-05 | -1.5258e-05 | 0 | 0 | 0 | 0
Scenario 1: Reference | SCE | Com | WaterHeat | Com - College | Electric Demand (MW) | Energy Efficiency | 0.00012319 | 0.00014823 | 0.0001787 | 0.00021523 | 0.00025751 | 0.00030947 | 0.00037133 | 0.00044389 | 0.00053001 | 0.00063156 | 0.00075289 | 0.00090434 | 0.0010772
Scenario 1: Reference | SCE | Com | WaterHeat | Com - College | Electric Demand (MW) | Fuel Substitution | 0 | 0 | 0 | 0 | 0 | 0.34415 | 0.42417 | 0.49487 | 0.5452 | 0.57489 | 0.58864 | 0.59185 | 0.58834
Scenario 1: Reference | SCE | Com | WaterHeat | Com - College | Electric Energy (GWh/year) | Energy Efficiency | 0.00050415 | 0.00060666 | 0.00073133 | 0.00088085 | 0.0010539 | 0.0012665 | 0.0015197 | 0.0018167 | 0.0021691 | 0.0025847 | 0.0030813 | 0.0037011 | 0.0044088
Scenario 1: Reference | SCE | Com | WaterHeat | Com - College | Electric Energy (GWh/year) | Fuel Substitution | -1.5224 | -1.4954 | -1.4695 | -1.446 | -1.4259 | 1.45 | 1.7875 | 2.0855 | 2.2977 | 2.4228 | 2.4808 | 2.4943 | 2.4796
Scenario 1: Reference | SCE | Com | WaterHeat | Com - College | Gas Energy (MMTherm/year) | Fuel Substitution | 0.16702 | 0.16399 | 0.1611 | 0.15847 | 0.15624 | 0 | 0 | 0 | 0 | 0 | 0 | 0 | 0
Scenario 1: Reference | SCE | Com | WaterHeat | Com - Grocery | Electric Demand (MW) | Energy Efficiency | 0.00036116 | 0.00043467 | 0.00052142 | 0.00062553 | 0.00075099 | 0.00089999 | 0.0010765 | 0.0012889 | 0.0015412 | 0.0018403 | 0.0021979 | 0.0026223 | 0.003128
Scenario 1: Reference | SCE | Com | WaterHeat | Com - Grocery | Electric Energy (GWh/year) | Energy Efficiency | 0.0020331 | 0.0024469 | 0.0029353 | 0.0035214 | 0.0042276 | 0.0050664 | 0.0060601 | 0.0072555 | 0.0086758 | 0.01036 | 0.012373 | 0.014762 | 0.017609
Scenario 1: Reference | SCE | Com | WaterHeat | Com - Grocery | Electric Energy (GWh/year) | Fuel Substitution | -0.048562 | -0.047297 | -0.046131 | -0.045181 | -0.044428 | 0 | 0 | 0 | 0 | 0 | 0 | 0 | 0
Scenario 1: Reference | SCE | Com | WaterHeat | Com - Grocery | Gas Energy (MMTherm/year) | Fuel Substitution | 0.0064411 | 0.0062732 | 0.0061185 | 0.0059925 | 0.0058927 | 0 | 0 | 0 | 0 | 0 | 0 | 0 | 0
Scenario 1: Reference | SCE | Com | WaterHeat | Com - Health | Electric Demand (MW) | Energy Efficiency | 0.00036177 | 0.00043755 | 0.00052932 | 0.00063555 | 0.00076478 | 0.00091756 | 0.0011027 | 0.0013198 | 0.001578 | 0.0018798 | 0.0022362 | 0.0026757 | 0.0032054
Scenario 1: Reference | SCE | Com | WaterHeat | Com - Health | Electric Demand (MW) | Fuel Substitution | 0 | 0 | 0 | 0 | 0 | 0.39105 | 0.48565 | 0.57125 | 0.63391 | 0.6723 | 0.69141 | 0.69771 | 0.69595
Scenario 1: Reference | SCE | Com | WaterHeat | Com - Health | Electric Energy (GWh/year) | Energy Efficiency | 0.0031973 | 0.003867 | 0.0046781 | 0.0056169 | 0.0067591 | 0.0081094 | 0.009746 | 0.011664 | 0.013947 | 0.016613 | 0.019764 | 0.023647 | 0.028329
Scenario 1: Reference | SCE | Com | WaterHeat | Com - Health | Electric Energy (GWh/year) | Fuel Substitution | -3.7842 | -3.7245 | -3.6674 | -3.6161 | -3.5711 | 3.5726 | 4.4375 | 5.2201 | 5.7927 | 6.1434 | 6.3181 | 6.3756 | 6.3598
Scenario 1: Reference | SCE | Com | WaterHeat | Com - Health | Gas Energy (MMTherm/year) | Fuel Substitution | 0.42212 | 0.41529 | 0.4088 | 0.40299 | 0.39793 | 0 | 0 | 0 | 0 | 0 | 0 | 0 | 0
Scenario 1: Reference | SCE | Com | WaterHeat | Com - Lodging | Electric Demand (MW) | Energy Efficiency | 7.5311e-05 | 9.1288e-05 | 0.00011045 | 0.0001332 | 0.00016069 | 0.00019357 | 0.00023287 | 0.00027989 | 0.00033579 | 0.00040234 | 0.00048197 | 0.00057692 | 0.00069015
Scenario 1: Reference | SCE | Com | WaterHeat | Com - Lodging | Electric Demand (MW) | Fuel Substitution | 0 | 0 | 0 | 0 | 0 | 0.40523 | 0.50523 | 0.59571 | 0.66212 | 0.70321 | 0.72421 | 0.73134 | 0.7295
Scenario 1: Reference | SCE | Com | WaterHeat | Com - Lodging | Electric Energy (GWh/year) | Energy Efficiency | 0.00064865 | 0.00078627 | 0.00095135 | 0.0011473 | 0.001384 | 0.0016672 | 0.0020057 | 0.0024107 | 0.0028922 | 0.0034654 | 0.0041512 | 0.0049691 | 0.0059443
Scenario 1: Reference | SCE | Com | WaterHeat | Com - Lodging | Electric Energy (GWh/year) | Fuel Substitution | -3.8341 | -3.7677 | -3.7043 | -3.6762 | -3.6861 | 3.6081 | 4.4991 | 5.3052 | 5.8966 | 6.2623 | 6.4492 | 6.5126 | 6.4963
Scenario 1: Reference | SCE | Com | WaterHeat | Com - Lodging | Gas Energy (MMTherm/year) | Fuel Substitution | 0.42112 | 0.41371 | 0.40665 | 0.40339 | 0.40418 | 0 | 0 | 0 | 0 | 0 | 0 | 0 | 0
Scenario 1: Reference | SCE | Com | WaterHeat | Com - Office (Large) | Electric Demand (MW) | Energy Efficiency | 9.534e-05 | 0.00011542 | 0.00013902 | 0.00016708 | 0.00020085 | 0.00024101 | 0.00028829 | 0.00034469 | 0.00041082 | 0.00048885 | 0.00058208 | 0.00069195 | 0.00082266
Scenario 1: Reference | SCE | Com | WaterHeat | Com - Office (Large) | Electric Demand (MW) | Fuel Substitution | 0 | 0 | 0 | 0 | 0 | 0.055314 | 0.068767 | 0.080653 | 0.089111 | 0.09409 | 0.09635 | 0.09673 | 0.095892
Scenario 1: Reference | SCE | Com | WaterHeat | Com - Office (Large) | Electric Energy (GWh/year) | Energy Efficiency | 0.0018255 | 0.00221 | 0.0026618 | 0.0031991 | 0.0038458 | 0.0046147 | 0.00552 | 0.0065999 | 0.0078661 | 0.0093602 | 0.011145 | 0.013249 | 0.015752
Scenario 1: Reference | SCE | Com | WaterHeat | Com - Office (Large) | Electric Energy (GWh/year) | Fuel Substitution | -0.9987 | -0.97994 | -0.97867 | -0.98151 | -0.98527 | 1.0974 | 1.3645 | 1.6005 | 1.7683 | 1.867 | 1.9118 | 1.9193 | 1.9026
Scenario 1: Reference | SCE | Com | WaterHeat | Com - Office (Large) | Gas Energy (MMTherm/year) | Fuel Substitution | 0.10847 | 0.10642 | 0.10626 | 0.10654 | 0.10692 | 0 | 0 | 0 | 0 | 0 | 0 | 0 | 0
Scenario 1: Reference | SCE | Com | WaterHeat | Com - Office (Small) | Electric Demand (MW) | Energy Efficiency | 3.5317e-06 | 4.2511e-06 | 5.1063e-06 | 6.1228e-06 | 4.9788e-06 | 2.5024e-05 | 1.0099e-05 | 1.2371e-05 | 1.5017e-05 | 1.8111e-05 | 2.1754e-05 | 2.6045e-05 | 3.1114e-05
Scenario 1: Reference | SCE | Com | WaterHeat | Com - Office (Small) | Electric Demand (MW) | Fuel Substitution | 0 | 0 | 0 | 0 | 0 | 0.0020937 | 0.0026003 | 0.0030452 | 0.0033609 | 0.0035469 | 0.0036325 | 0.00365 | 0.0036245
Scenario 1: Reference | SCE | Com | WaterHeat | Com - Office (Small) | Electric Energy (GWh/year) | Energy Efficiency | 0.00040625 | 0.00048901 | 0.00058737 | 0.0007043 | 0.00057271 | 0.0028785 | 0.0011617 | 0.001423 | 0.0017274 | 0.0020833 | 0.0025024 | 0.0029959 | 0.0035789
Scenario 1: Reference | SCE | Com | WaterHeat | Com - Office (Small) | Electric Energy (GWh/year) | Fuel Substitution | -0.25457 | -0.24956 | -0.24472 | -0.24021 | -0.20525 | 0.24913 | 0.30946 | 0.36244 | 0.40002 | 0.42214 | 0.43232 | 0.43439 | 0.43136
Scenario 1: Reference | SCE | Com | WaterHeat | Com - Office (Small) | Gas Energy (MMTherm/year) | Fuel Substitution | 0.027364 | 0.026823 | 0.0263 | 0.025814 | 0.022057 | 0 | 0 | 0 | 0 | 0 | 0 | 0 | 0
Scenario 1: Reference | SCE | Com | WaterHeat | Com - Other | Electric Demand (MW) | Energy Efficiency | 0.0037514 | 0.0045312 | 0.005463 | 0.0065735 | 0.0078995 | 0.0094831 | 0.011386 | 0.013646 | 0.016325 | 0.019541 | 0.023384 | 0.027961 | 0.033436
Scenario 1: Reference | SCE | Com | WaterHeat | Com - Other | Electric Demand (MW) | Fuel Substitution | 0 | 0 | 0 | 0 | 0 | 2.477 | 3.0634 | 3.5895 | 3.9714 | 4.2043 | 4.3196 | 4.3538 | 4.3357
Scenario 1: Reference | SCE | Com | WaterHeat | Com - Other | Electric Energy (GWh/year) | Energy Efficiency | 0.025663 | 0.030997 | 0.037372 | 0.044968 | 0.05404 | 0.064872 | 0.077888 | 0.093353 | 0.11168 | 0.13368 | 0.15996 | 0.19128 | 0.22873
Scenario 1: Reference | SCE | Com | WaterHeat | Com - Other | Electric Energy (GWh/year) | Fuel Substitution | -19.6568 | -19.3045 | -18.9677 | -18.6623 | -18.2722 | 17.5075 | 21.6548 | 25.3753 | 28.0761 | 29.7223 | 30.5371 | 30.7788 | 30.6518
Scenario 1: Reference | SCE | Com | WaterHeat | Com - Other | Gas Energy (MMTherm/year) | Fuel Substitution | 2.113 | 2.0745 | 2.0379 | 2.0048 | 1.9619 | 0 | 0 | 0 | 0 | 0 | 0 | 0 | 0
Scenario 1: Reference | SCE | Com | WaterHeat | Com - Refrig. Warehouse | Electric Demand (MW) | Energy Efficiency | 2.7462e-05 | 1.3198e-05 | 1.6161e-05 | 1.9563e-05 | 2.3614e-05 | 2.8439e-05 | 3.4188e-05 | 4.0971e-05 | 4.9078e-05 | 5.8708e-05 | 7.0115e-05 | 8.3784e-05 | 0.00010001
Scenario 1: Reference | SCE | Com | WaterHeat | Com - Refrig. Warehouse | Electric Demand (MW) | Fuel Substitution | 0 | 0 | 0 | 0 | 0 | 0.0016446 | 0.0020581 | 0.0024305 | 0.002702 | 0.0028679 | 0.0029501 | 0.0029754 | 0.0029646
Scenario 1: Reference | SCE | Com | WaterHeat | Com - Refrig. Warehouse | Electric Energy (GWh/year) | Energy Efficiency | 0.00033548 | 0.00016123 | 0.00019743 | 0.00023898 | 0.00028847 | 0.00034742 | 0.00041764 | 0.00050051 | 0.00059955 | 0.00071719 | 0.00085654 | 0.0010235 | 0.0012217
Scenario 1: Reference | SCE | Com | WaterHeat | Com - Refrig. Warehouse | Electric Energy (GWh/year) | Fuel Substitution | -0.021616 | -0.021237 | -0.01883 | -0.020574 | -0.020626 | 0.020756 | 0.025979 | 0.03068 | 0.034107 | 0.036199 | 0.037234 | 0.037553 | 0.037416
Scenario 1: Reference | SCE | Com | WaterHeat | Com - Refrig. Warehouse | Gas Energy (MMTherm/year) | Fuel Substitution | 0.0024583 | 0.0024137 | 0.0021393 | 0.0023412 | 0.0023441 | 0 | 0 | 0 | 0 | 0 | 0 | 0 | 0
Scenario 1: Reference | SCE | Com | WaterHeat | Com - Restaurant | Electric Demand (MW) | Energy Efficiency | 0.0014176 | 0.0017164 | 0.0020732 | 0.0025 | 0.003012 | 0.0036143 | 0.0043285 | 0.0051838 | 0.0062004 | 0.007406 | 0.0088425 | 0.010544 | 0.012569
Scenario 1: Reference | SCE | Com | WaterHeat | Com - Restaurant | Electric Demand (MW) | Fuel Substitution | 0 | 0 | 0 | 0 | 0 | 2.8025 | 3.4723 | 4.0666 | 4.4958 | 4.7575 | 4.8884 | 4.9296 | 4.9128
Scenario 1: Reference | SCE | Com | WaterHeat | Com - Restaurant | Electric Energy (GWh/year) | Energy Efficiency | 0.0077392 | 0.0093713 | 0.01132 | 0.01365 | 0.016447 | 0.019737 | 0.023638 | 0.028311 | 0.033865 | 0.040453 | 0.048303 | 0.057604 | 0.06867
Scenario 1: Reference | SCE | Com | WaterHeat | Com - Restaurant | Electric Energy (GWh/year) | Fuel Substitution | -13.3112 | -13.0871 | -12.9763 | -13.039 | -13.1423 | 15.8267 | 19.612 | 22.9708 | 25.3955 | 26.873 | 27.612 | 27.8444 | 27.75
Scenario 1: Reference | SCE | Com | WaterHeat | Com - Restaurant | Gas Energy (MMTherm/year) | Fuel Substitution | 1.4955 | 1.4701 | 1.4575 | 1.4642 | 1.4755 | 0 | 0 | 0 | 0 | 0 | 0 | 0 | 0
Scenario 1: Reference | SCE | Com | WaterHeat | Com - Retail | Electric Demand (MW) | Energy Efficiency | 0.0002363 | 0.00032476 | 0.00038357 | 0.00045283 | 0.00053476 | 0.00063069 | 0.0007433 | 0.00087744 | 0.00099817 | 0.0011887 | 0.0014153 | 0.0016827 | 0.0019997
Scenario 1: Reference | SCE | Com | WaterHeat | Com - Retail | Electric Demand (MW) | Fuel Substitution | 0 | 0 | 0 | 0 | 0 | 0.085548 | 0.10551 | 0.12336 | 0.13625 | 0.14406 | 0.14786 | 0.1489 | 0.14817
Scenario 1: Reference | SCE | Com | WaterHeat | Com - Retail | Electric Energy (GWh/year) | Energy Efficiency | 0.0015763 | 0.0020244 | 0.0024096 | 0.002867 | 0.0034121 | 0.0040538 | 0.0048102 | 0.0057134 | 0.0066615 | 0.0079339 | 0.0094468 | 0.011233 | 0.01335
Scenario 1: Reference | SCE | Com | WaterHeat | Com - Retail | Electric Energy (GWh/year) | Fuel Substitution | -0.57645 | -0.5661 | -0.55607 | -0.54675 | -0.53459 | 0.59065 | 0.7286 | 0.85189 | 0.94099 | 0.99487 | 1.0211 | 1.0283 | 1.0233
Scenario 1: Reference | SCE | Com | WaterHeat | Com - Retail | Gas Energy (MMTherm/year) | Fuel Substitution | 0.060949 | 0.059852 | 0.058788 | 0.057801 | 0.056514 | 0 | 0 | 0 | 0 | 0 | 0 | 0 | 0
Scenario 1: Reference | SCE | Com | WaterHeat | Com - School | Electric Demand (MW) | Energy Efficiency | 0.00011739 | 0.00014224 | 0.00017173 | 0.00020654 | 0.00024752 | 0.00029639 | 0.00035388 | 0.00042246 | 0.00050404 | 0.00060104 | 0.00071578 | 0.0008529 | 0.0010146
Scenario 1: Reference | SCE | Com | WaterHeat | Com - School | Electric Demand (MW) | Fuel Substitution | 0 | 0 | 0 | 0 | 0 | 0.18586 | 0.22997 | 0.26837 | 0.29533 | 0.31102 | 0.31802 | 0.31918 | 0.31658
Scenario 1: Reference | SCE | Com | WaterHeat | Com - School | Electric Energy (GWh/year) | Energy Efficiency | 0.0017392 | 0.0021074 | 0.0025444 | 0.00306 | 0.0036672 | 0.0043912 | 0.005243 | 0.006259 | 0.0074678 | 0.0089048 | 0.010605 | 0.012636 | 0.015032
Scenario 1: Reference | SCE | Com | WaterHeat | Com - School | Electric Energy (GWh/year) | Fuel Substitution | -2.561 | -2.5201 | -2.5182 | -2.5267 | -2.5364 | 2.8211 | 3.4914 | 4.0748 | 4.4842 | 4.7222 | 4.8285 | 4.8459 | 4.8064
Scenario 1: Reference | SCE | Com | WaterHeat | Com - School | Gas Energy (MMTherm/year) | Fuel Substitution | 0.2844 | 0.27982 | 0.27954 | 0.2804 | 0.28141 | 0 | 0 | 0 | 0 | 0 | 0 | 0 | 0
Scenario 1: Reference | SCE | Com | WaterHeat | Com - Warehouse | Electric Demand (MW) | Energy Efficiency | 1.1265e-05 | 1.3541e-05 | 1.6224e-05 | 1.9446e-05 | 2.3334e-05 | 2.7912e-05 | 3.3325e-05 | 0.00010202 | 4.7417e-05 | 5.6471e-05 | 6.7235e-05 | 7.9933e-05 | 9.5061e-05
Scenario 1: Reference | SCE | Com | WaterHeat | Com - Warehouse | Electric Demand (MW) | Fuel Substitution | 0 | 0 | 0 | 0 | 0 | 0.0015985 | 0.001969 | 0.0023008 | 0.0025406 | 0.0026854 | 0.0027555 | 0.0027744 | 0.002761
Scenario 1: Reference | SCE | Com | WaterHeat | Com - Warehouse | Electric Energy (GWh/year) | Energy Efficiency | 0.00031891 | 0.00038336 | 0.00045933 | 0.00055057 | 0.0006607 | 0.00079039 | 0.00094371 | 0.001323 | 0.001343 | 0.0015995 | 0.0019045 | 0.0022644 | 0.0026932
Scenario 1: Reference | SCE | Com | WaterHeat | Com - Warehouse | Electric Energy (GWh/year) | Fuel Substitution | -0.058191 | -0.057134 | -0.056126 | -0.05522 | -0.054424 | 0.046691 | 0.05752 | 0.067219 | 0.074228 | 0.078458 | 0.080505 | 0.081058 | 0.080669
Scenario 1: Reference | SCE | Com | WaterHeat | Com - Warehouse | Gas Energy (MMTherm/year) | Fuel Substitution | 0.0063792 | 0.0062603 | 0.0061472 | 0.0060461 | 0.0059576 | 0 | 0 | 0 | 0 | 0 | 0 | 0 | 0
Scenario 1: Reference | SCE | Com | WholeBlg | Com - College | Electric Demand (MW) | Energy Efficiency | 0.10183 | 0.1041 | 0.10659 | 0.10961 | 0.11305 | 0.1166 | 0.12069 | 0.12445 | 0.12826 | 0.1323 | 0.13594 | 0.13913 | 0.14208
Scenario 1: Reference | SCE | Com | WholeBlg | Com - College | Electric Energy (GWh/year) | Energy Efficiency | 0.92799 | 0.94869 | 0.97139 | 0.99889 | 1.0302 | 1.0626 | 1.0999 | 1.1342 | 1.1689 | 1.2057 | 1.2389 | 1.2679 | 1.2948
Scenario 1: Reference | SCE | Com | WholeBlg | Com - College | Gas Energy (MMTherm/year) | Energy Efficiency | 0 | 0 | 0 | 0 | 0 | 0 | 0 | 0 | 0 | 0 | 0 | 0 | 0
Scenario 1: Reference | SCE | Com | WholeBlg | Com - Grocery | Electric Demand (MW) | Energy Efficiency | 0.34915 | 0.35725 | 0.36652 | 0.37713 | 0.38947 | 0.40199 | 0.41474 | 0.42711 | 0.43993 | 0.45255 | 0.465 | 0.47564 | 0.47285
Scenario 1: Reference | SCE | Com | WholeBlg | Com - Grocery | Electric Energy (GWh/year) | Energy Efficiency | 3.1819 | 3.2557 | 3.3402 | 3.4369 | 3.5494 | 3.6634 | 3.7796 | 3.8923 | 4.0092 | 4.1242 | 4.2377 | 4.3346 | 4.3093
Scenario 1: Reference | SCE | Com | WholeBlg | Com - Health | Electric Demand (MW) | Energy Efficiency | 0.33291 | 0.34191 | 0.35164 | 0.36287 | 0.37568 | 0.38857 | 0.40298 | 0.41632 | 0.42993 | 0.44387 | 0.45713 | 0.46851 | 0.47886
Scenario 1: Reference | SCE | Com | WholeBlg | Com - Health | Electric Energy (GWh/year) | Energy Efficiency | 3.0339 | 3.1159 | 3.2045 | 3.3069 | 3.4236 | 3.5411 | 3.6725 | 3.7941 | 3.918 | 4.0451 | 4.1659 | 4.2696 | 4.3639
Scenario 1: Reference | SCE | Com | WholeBlg | Com - Lodging | Electric Demand (MW) | Energy Efficiency | 0.15748 | 0.16124 | 0.16515 | 0.17001 | 0.17557 | 0.18118 | 0.18752 | 0.1934 | 0.19936 | 0.20556 | 0.21138 | 0.21627 | 0.21974
Scenario 1: Reference | SCE | Com | WholeBlg | Com - Lodging | Electric Energy (GWh/year) | Energy Efficiency | 1.4351 | 1.4694 | 1.505 | 1.5493 | 1.6 | 1.6512 | 1.7089 | 1.7625 | 1.8168 | 1.8733 | 1.9264 | 1.9709 | 2.0026
Scenario 1: Reference | SCE | Com | WholeBlg | Com - Office (Large) | Electric Demand (MW) | Energy Efficiency | 0.66256 | 0.67284 | 0.68416 | 0.69778 | 0.71404 | 0.73023 | 0.74929 | 0.76586 | 0.78237 | 0.79927 | 0.8143 | 0.82589 | 0.84627
Scenario 1: Reference | SCE | Com | WholeBlg | Com - Office (Large) | Electric Energy (GWh/year) | Energy Efficiency | 6.0381 | 6.1318 | 6.2349 | 6.359 | 6.5072 | 6.6548 | 6.8284 | 6.9795 | 7.1299 | 7.2839 | 7.421 | 7.5265 | 7.7123
Scenario 1: Reference | SCE | Com | WholeBlg | Com - Office (Large) | Gas Energy (MMTherm/year) | Energy Efficiency | 0 | 0 | 0 | 0 | 0 | 0 | 0 | 0 | 0 | 0 | 0 | 0 | 0
Scenario 1: Reference | SCE | Com | WholeBlg | Com - Office (Small) | Electric Demand (MW) | Energy Efficiency | 0.11632 | 0.11844 | 0.12083 | 0.12367 | 0.127 | 0.13033 | 0.13402 | 0.13737 | 0.14077 | 0.14432 | 0.14749 | 0.15006 | 0.15227
Scenario 1: Reference | SCE | Com | WholeBlg | Com - Office (Small) | Electric Energy (GWh/year) | Energy Efficiency | 1.06 | 1.0793 | 1.1011 | 1.127 | 1.1574 | 1.1877 | 1.2214 | 1.2519 | 1.2829 | 1.3152 | 1.3441 | 1.3675 | 1.3877
Scenario 1: Reference | SCE | Com | WholeBlg | Com - Other | Electric Demand (MW) | Energy Efficiency | 0.50609 | 0.51598 | 0.52652 | 0.53981 | 0.5552 | 0.57066 | 0.5888 | 0.60516 | 0.62165 | 0.63866 | 0.65442 | 0.66735 | 0.68619
Scenario 1: Reference | SCE | Com | WholeBlg | Com - Other | Electric Energy (GWh/year) | Energy Efficiency | 4.6121 | 4.7023 | 4.7983 | 4.9194 | 5.0596 | 5.2006 | 5.3659 | 5.515 | 5.6653 | 5.8203 | 5.9639 | 6.0817 | 6.2534
Scenario 1: Reference | SCE | Com | WholeBlg | Com - Other | Gas Energy (MMTherm/year) | Energy Efficiency | 0 | 0 | 0 | 0 | 0 | 0 | 0 | 0 | 0 | 0 | 0 | 0 | 0
Scenario 1: Reference | SCE | Com | WholeBlg | Com - Refrig. Warehouse | Electric Demand (MW) | Energy Efficiency | 0.038941 | 0.040379 | 0.041924 | 0.043757 | 0.04578 | 0.047748 | 0.049702 | 0.051671 | 0.053729 | 0.055734 | 0.057804 | 0.059645 | 0.059059
Scenario 1: Reference | SCE | Com | WholeBlg | Com - Refrig. Warehouse | Electric Energy (GWh/year) | Energy Efficiency | 0.35487 | 0.36798 | 0.38206 | 0.39877 | 0.4172 | 0.43514 | 0.45294 | 0.47089 | 0.48965 | 0.50791 | 0.52678 | 0.54356 | 0.53822
Scenario 1: Reference | SCE | Com | WholeBlg | Com - Restaurant | Electric Demand (MW) | Energy Efficiency | 0.2939 | 0.30287 | 0.31266 | 0.32437 | 0.33771 | 0.35118 | 0.36526 | 0.37927 | 0.3938 | 0.40832 | 0.4229 | 0.43598 | 0.43903
Scenario 1: Reference | SCE | Com | WholeBlg | Com - Restaurant | Electric Energy (GWh/year) | Energy Efficiency | 2.7838 | 2.883 | 2.9919 | 3.1207 | 3.2673 | 3.4147 | 3.5686 | 3.7254 | 3.8888 | 4.0536 | 4.2221 | 4.3788 | 4.4475
Scenario 1: Reference | SCE | Com | WholeBlg | Com - Restaurant | Gas Energy (MMTherm/year) | Energy Efficiency | -0.0011657 | -0.0013579 | -0.0015756 | -0.0018201 | -0.0020968 | -0.0023695 | -0.0026524 | -0.002973 | -0.003316 | -0.003675 | -0.0040685 | -0.004483 | -0.0049353
Scenario 1: Reference | SCE | Com | WholeBlg | Com - Retail | Electric Demand (MW) | Energy Efficiency | 0.39802 | 0.40402 | 0.41089 | 0.41901 | 0.42864 | 0.43826 | 0.44984 | 0.45982 | 0.46962 | 0.47953 | 0.48802 | 0.4943 | 0.50347
Scenario 1: Reference | SCE | Com | WholeBlg | Com - Retail | Electric Energy (GWh/year) | Energy Efficiency | 4.2142 | 4.3651 | 4.529 | 4.721 | 4.9465 | 5.1807 | 5.4411 | 5.7108 | 5.9884 | 6.2783 | 6.5773 | 6.8685 | 7.2078
Scenario 1: Reference | SCE | Com | WholeBlg | Com - Retail | Gas Energy (MMTherm/year) | Energy Efficiency | 0.0040287 | 0.0046885 | 0.0053838 | 0.0061932 | 0.0071386 | 0.0081448 | 0.0092076 | 0.010435 | 0.011726 | 0.013096 | 0.014617 | 0.016223 | 0.017978
Scenario 1: Reference | SCE | Com | WholeBlg | Com - School | Electric Demand (MW) | Energy Efficiency | 0.12234 | 0.12453 | 0.12687 | 0.12986 | 0.13332 | 0.13678 | 0.14085 | 0.14448 | 0.14808 | 0.1518 | 0.15509 | 0.15769 | 0.1612
Scenario 1: Reference | SCE | Com | WholeBlg | Com - School | Electric Energy (GWh/year) | Energy Efficiency | 1.1149 | 1.1349 | 1.1562 | 1.1834 | 1.215 | 1.2465 | 1.2836 | 1.3167 | 1.3495 | 1.3834 | 1.4134 | 1.4371 | 1.4691
Scenario 1: Reference | SCE | Com | WholeBlg | Com - Warehouse | Electric Demand (MW) | Energy Efficiency | 0.20517 | 0.20977 | 0.21468 | 0.22086 | 0.22802 | 0.23524 | 0.24326 | 0.25074 | 0.25836 | 0.26635 | 0.27386 | 0.28025 | 0.28759
Scenario 1: Reference | SCE | Com | WholeBlg | Com - Warehouse | Electric Energy (GWh/year) | Energy Efficiency | 1.981 | 2.0438 | 2.1113 | 2.1956 | 2.2957 | 2.3971 | 2.5073 | 2.6182 | 2.7314 | 2.8515 | 2.972 | 3.0842 | 3.2124
Scenario 1: Reference | SCE | Com | WholeBlg | Com - Warehouse | Gas Energy (MMTherm/year) | Energy Efficiency | -0.0012158 | -0.0014447 | -0.0016922 | -0.0019987 | -0.0023797 | -0.0027685 | -0.0031744 | -0.0036406 | -0.0041188 | -0.0046366 | -0.005205 | -0.0057951 | -0.0064646
Scenario 1: Reference | SCE | Ind | WholeBlg | Ind - All Other Industrial | Electric Demand (MW) | Energy Efficiency | 0.13253 | 0.13236 | 0.13252 | 0.13289 | 0.13315 | 0.13334 | 0.13349 | 0.13362 | 0.13373 | 0.13379 | 0.13377 | 0.13377 | 0.13375
Scenario 1: Reference | SCE | Ind | WholeBlg | Ind - All Other Industrial | Electric Energy (GWh/year) | Energy Efficiency | 0.97146 | 0.97015 | 0.97131 | 0.97402 | 0.97591 | 0.97725 | 0.97836 | 0.97927 | 0.98005 | 0.98053 | 0.98035 | 0.98035 | 0.98011
Scenario 1: Reference | SCE | Ind | WholeBlg | Ind - Chemicals | Electric Demand (MW) | Energy Efficiency | 0.40129 | 0.40416 | 0.40798 | 0.41227 | 0.4161 | 0.41934 | 0.42211 | 0.42442 | 0.42677 | 0.42894 | 0.43071 | 0.43235 | 0.43375
Scenario 1: Reference | SCE | Ind | WholeBlg | Ind - Chemicals | Electric Energy (GWh/year) | Energy Efficiency | 2.9415 | 2.9624 | 2.9904 | 3.0217 | 3.0497 | 3.0735 | 3.0937 | 3.1106 | 3.1277 | 3.1435 | 3.1564 | 3.1684 | 3.1786
Scenario 1: Reference | SCE | Ind | WholeBlg | Ind - Electronics | Electric Demand (MW) | Energy Efficiency | 0.19729 | 0.19744 | 0.1982 | 0.19932 | 0.20027 | 0.20117 | 0.20204 | 0.20288 | 0.20368 | 0.20439 | 0.20491 | 0.20543 | 0.20587
Scenario 1: Reference | SCE | Ind | WholeBlg | Ind - Electronics | Electric Energy (GWh/year) | Energy Efficiency | 1.4461 | 1.4472 | 1.4528 | 1.4609 | 1.4679 | 1.4744 | 1.4808 | 1.4869 | 1.4928 | 1.4979 | 1.5017 | 1.5055 | 1.5086
Scenario 1: Reference | SCE | Ind | WholeBlg | Ind - Fabricated Metals | Electric Demand (MW) | Energy Efficiency | 0.27261 | 0.27442 | 0.27719 | 0.27962 | 0.28145 | 0.28278 | 0.28384 | 0.28472 | 0.28551 | 0.28619 | 0.28655 | 0.28679 | 0.28682
Scenario 1: Reference | SCE | Ind | WholeBlg | Ind - Fabricated Metals | Electric Energy (GWh/year) | Energy Efficiency | 1.9982 | 2.0114 | 2.0318 | 2.0495 | 2.0629 | 2.0725 | 2.0803 | 2.0867 | 2.0925 | 2.0974 | 2.1 | 2.1017 | 2.1019
Scenario 1: Reference | SCE | Ind | WholeBlg | Ind - Food | Electric Demand (MW) | Energy Efficiency | 0.56746 | 0.56515 | 0.5645 | 0.56485 | 0.56475 | 0.56449 | 0.56425 | 0.56382 | 0.56332 | 0.56259 | 0.56142 | 0.56021 | 0.55882
Scenario 1: Reference | SCE | Ind | WholeBlg | Ind - Food | Electric Energy (GWh/year) | Energy Efficiency | 4.1595 | 4.1425 | 4.1376 | 4.1401 | 4.1393 | 4.1373 | 4.1355 | 4.1322 | 4.1284 | 4.1231 | 4.1143 | 4.1054 | 4.0951
Scenario 1: Reference | SCE | Ind | WholeBlg | Ind - Industrial Machinery | Electric Demand (MW) | Energy Efficiency | 0.085271 | 0.085894 | 0.086859 | 0.087633 | 0.088137 | 0.088485 | 0.088836 | 0.089141 | 0.089438 | 0.089706 | 0.089862 | 0.089974 | 0.090013
Scenario 1: Reference | SCE | Ind | WholeBlg | Ind - Industrial Machinery | Electric Energy (GWh/year) | Energy Efficiency | 0.62504 | 0.6296 | 0.63665 | 0.64231 | 0.64599 | 0.64853 | 0.65109 | 0.65331 | 0.65548 | 0.65742 | 0.65856 | 0.65936 | 0.65963
Scenario 1: Reference | SCE | Ind | WholeBlg | Ind - Lumber & Furniture | Electric Demand (MW) | Energy Efficiency | 0.046975 | 0.046888 | 0.046947 | 0.047084 | 0.047191 | 0.047247 | 0.04726 | 0.047263 | 0.047259 | 0.047238 | 0.047184 | 0.047128 | 0.047053
Scenario 1: Reference | SCE | Ind | WholeBlg | Ind - Lumber & Furniture | Electric Energy (GWh/year) | Energy Efficiency | 0.34433 | 0.34368 | 0.34411 | 0.34511 | 0.34589 | 0.34629 | 0.34637 | 0.34639 | 0.34635 | 0.34619 | 0.34579 | 0.34537 | 0.34481
Scenario 1: Reference | SCE | Ind | WholeBlg | Ind - Paper | Electric Demand (MW) | Energy Efficiency | 0.18393 | 0.18039 | 0.17783 | 0.1761 | 0.17444 | 0.1727 | 0.17124 | 0.16999 | 0.16901 | 0.16825 | 0.16755 | 0.16698 | 0.16645
Scenario 1: Reference | SCE | Ind | WholeBlg | Ind - Paper | Electric Energy (GWh/year) | Energy Efficiency | 1.3483 | 1.3222 | 1.3034 | 1.2907 | 1.2786 | 1.2658 | 1.255 | 1.2458 | 1.2386 | 1.233 | 1.2279 | 1.2237 | 1.2198
Scenario 1: Reference | SCE | Ind | WholeBlg | Ind - Petroleum | Electric Demand (MW) | Energy Efficiency | 0.70429 | 0.70123 | 0.70041 | 0.701 | 0.70107 | 0.70096 | 0.70072 | 0.70035 | 0.69987 | 0.69907 | 0.69766 | 0.69626 | 0.69466
Scenario 1: Reference | SCE | Ind | WholeBlg | Ind - Petroleum | Electric Energy (GWh/year) | Energy Efficiency | 5.1625 | 5.1399 | 5.1338 | 5.138 | 5.1384 | 5.1375 | 5.1357 | 5.1328 | 5.1292 | 5.1232 | 5.1128 | 5.1024 | 5.0906
Scenario 1: Reference | SCE | Ind | WholeBlg | Ind - Plastics | Electric Demand (MW) | Energy Efficiency | 0.32338 | 0.32301 | 0.32359 | 0.32472 | 0.32557 | 0.32625 | 0.32673 | 0.32701 | 0.32726 | 0.32736 | 0.32716 | 0.32695 | 0.32662
Scenario 1: Reference | SCE | Ind | WholeBlg | Ind - Plastics | Electric Energy (GWh/year) | Energy Efficiency | 2.3704 | 2.3676 | 2.3718 | 2.3801 | 2.3863 | 2.3912 | 2.3946 | 2.3967 | 2.3984 | 2.3991 | 2.3976 | 2.396 | 2.3935
Scenario 1: Reference | SCE | Ind | WholeBlg | Ind - Primary Metals | Electric Demand (MW) | Energy Efficiency | 0.15345 | 0.15515 | 0.15758 | 0.16005 | 0.16215 | 0.16403 | 0.16597 | 0.16785 | 0.16971 | 0.17148 | 0.17303 | 0.17448 | 0.17582
Scenario 1: Reference | SCE | Ind | WholeBlg | Ind - Primary Metals | Electric Energy (GWh/year) | Energy Efficiency | 1.1248 | 1.1372 | 1.155 | 1.1731 | 1.1884 | 1.2022 | 1.2164 | 1.2302 | 1.2438 | 1.2567 | 1.268 | 1.2787 | 1.2884
Scenario 1: Reference | SCE | Ind | WholeBlg | Ind - Printing & Publishing | Electric Demand (MW) | Energy Efficiency | 0.054327 | 0.054108 | 0.054065 | 0.054125 | 0.054131 | 0.05409 | 0.05405 | 0.054003 | 0.053969 | 0.053924 | 0.053832 | 0.053733 | 0.053612
Scenario 1: Reference | SCE | Ind | WholeBlg | Ind - Printing & Publishing | Electric Energy (GWh/year) | Energy Efficiency | 0.39822 | 0.3966 | 0.39628 | 0.39672 | 0.39675 | 0.39644 | 0.39614 | 0.39579 | 0.39553 | 0.39519 | 0.39451 | 0.39378 | 0.39288
Scenario 1: Reference | SCE | Ind | WholeBlg | Ind - Stone-Glass-Clay | Electric Demand (MW) | Energy Efficiency | 0.2751 | 0.27837 | 0.2819 | 0.2855 | 0.28866 | 0.29141 | 0.2938 | 0.29609 | 0.29824 | 0.30027 | 0.30209 | 0.30394 | 0.30562
Scenario 1: Reference | SCE | Ind | WholeBlg | Ind - Stone-Glass-Clay | Electric Energy (GWh/year) | Energy Efficiency | 2.0165 | 2.0405 | 2.0663 | 2.0926 | 2.1157 | 2.1358 | 2.1533 | 2.17 | 2.1857 | 2.2006 | 2.2139 | 2.2274 | 2.2396
Scenario 1: Reference | SCE | Ind | WholeBlg | Ind - Textiles | Electric Demand (MW) | Energy Efficiency | 0.038505 | 0.038413 | 0.038428 | 0.038449 | 0.03842 | 0.038352 | 0.038287 | 0.038195 | 0.038106 | 0.038015 | 0.037896 | 0.037783 | 0.037662
Scenario 1: Reference | SCE | Ind | WholeBlg | Ind - Textiles | Electric Energy (GWh/year) | Energy Efficiency | 0.28224 | 0.28157 | 0.28166 | 0.28181 | 0.28159 | 0.28109 | 0.28061 | 0.27993 | 0.27927 | 0.2786 | 0.27772 | 0.27689 | 0.276
Scenario 1: Reference | SCE | Ind | WholeBlg | Ind - Transportation Equipment | Electric Demand (MW) | Energy Efficiency | 0.32431 | 0.32519 | 0.32902 | 0.33166 | 0.33309 | 0.33384 | 0.33521 | 0.33654 | 0.33817 | 0.33984 | 0.34099 | 0.34175 | 0.34204
Scenario 1: Reference | SCE | Ind | WholeBlg | Ind - Transportation Equipment | Electric Energy (GWh/year) | Energy Efficiency | 2.3772 | 2.3836 | 2.4116 | 2.4309 | 2.4413 | 2.4468 | 2.4568 | 2.4665 | 2.4784 | 2.4906 | 2.4989 | 2.5045 | 2.5065
Scenario 1: Reference | SCE | Res | AppPlug | Res - Multi Family | Electric Demand (MW) | Energy Efficiency | 0 | 0 | 0 | 0 | 0 | 0 | 0 | 0 | 0 | 0 | 0 | 0 | 0
Scenario 1: Reference | SCE | Res | AppPlug | Res - Multi Family | Electric Energy (GWh/year) | Energy Efficiency | 0 | 0 | 0 | 0 | 0 | 0 | 0 | 0 | 0 | 0 | 0 | 0 | 0
Scenario 1: Reference | SCE | Res | AppPlug | Res - Multi Family | Electric Energy (GWh/year) | Fuel Substitution | -0.011414 | -0.012315 | -0.013222 | -0.014136 | -0.015057 | 0 | 0 | 0 | 0 | 0 | 0 | 0 | 0
Scenario 1: Reference | SCE | Res | AppPlug | Res - Multi Family | Gas Energy (MMTherm/year) | Energy Efficiency | 0 | 0 | 0 | 0 | 0 | 0 | 0 | 0 | 0 | 0 | 0 | 0 | 0
Scenario 1: Reference | SCE | Res | AppPlug | Res - Multi Family | Gas Energy (MMTherm/year) | Fuel Substitution | 0.0023247 | 0.0025082 | 0.0026929 | 0.0028791 | 0.0030667 | 0 | 0 | 0 | 0 | 0 | 0 | 0 | 0
Scenario 1: Reference | SCE | Res | AppPlug | Res - Single Family | Electric Demand (MW) | Energy Efficiency | 0 | 0 | 0 | 0 | 0 | 0 | 0 | 0 | 0 | 0 | 0 | 0 | 0
Scenario 1: Reference | SCE | Res | AppPlug | Res - Single Family | Electric Energy (GWh/year) | Energy Efficiency | 0 | 0 | 0 | 0 | 0 | 0 | 0 | 0 | 0 | 0 | 0 | 0 | 0
Scenario 1: Reference | SCE | Res | AppPlug | Res - Single Family | Electric Energy (GWh/year) | Fuel Substitution | -0.080139 | -0.08649 | -0.092832 | -0.099204 | -0.10562 | 0 | 0 | 0 | 0 | 0 | 0 | 0 | 0
Scenario 1: Reference | SCE | Res | AppPlug | Res - Single Family | Gas Energy (MMTherm/year) | Energy Efficiency | 0 | 0 | 0 | 0 | 0 | 0 | 0 | 0 | 0 | 0 | 0 | 0 | 0
Scenario 1: Reference | SCE | Res | AppPlug | Res - Single Family | Gas Energy (MMTherm/year) | Fuel Substitution | 0.016267 | 0.017556 | 0.018843 | 0.020137 | 0.021439 | 0 | 0 | 0 | 0 | 0 | 0 | 0 | 0
Scenario 1: Reference | SCE | Res | BROs | Income Qualified - Multi Family IQ | Electric Demand (MW) | Energy Efficiency | 2.6492 | 2.7675 | 2.8929 | 3.0048 | 3.0809 | 3.1625 | 3.2358 | 3.3198 | 3.4 | 3.4841 | 3.5569 | 3.6463 | 3.7381
Scenario 1: Reference | SCE | Res | BROs | Income Qualified - Multi Family IQ | Electric Energy (GWh/year) | Energy Efficiency | 11.846 | 12.4085 | 13.0114 | 13.5709 | 13.9959 | 14.4595 | 14.8998 | 15.4065 | 15.9147 | 16.4624 | 16.9806 | 17.605 | 18.2718
Scenario 1: Reference | SCE | Res | BROs | Income Qualified - Single Family IQ | Electric Demand (MW) | Energy Efficiency | 9.0294 | 9.3687 | 9.7261 | 10.067 | 10.2865 | 10.5247 | 10.7392 | 10.9854 | 11.2183 | 11.4547 | 11.6538 | 11.9071 | 12.1677
Scenario 1: Reference | SCE | Res | BROs | Income Qualified - Single Family IQ | Electric Energy (GWh/year) | Energy Efficiency | 40.3774 | 42.0082 | 43.7462 | 45.4696 | 46.7327 | 48.1237 | 49.4539 | 50.9844 | 52.5144 | 54.1291 | 55.6414 | 57.4964 | 59.4833
Scenario 1: Reference | SCE | Res | BROs | Res - Multi Family | Electric Demand (MW) | Energy Efficiency | 19.6664 | 20.4106 | 21.195 | 21.9413 | 22.4232 | 22.9459 | 23.4166 | 23.9569 | 24.4684 | 24.9885 | 25.4271 | 25.9842 | 26.5574
Scenario 1: Reference | SCE | Res | BROs | Res - Multi Family | Electric Energy (GWh/year) | Energy Efficiency | 87.9402 | 91.5157 | 95.3273 | 99.0972 | 101.8653 | 104.9126 | 107.8264 | 111.1788 | 114.5307 | 118.0714 | 121.3894 | 125.4558 | 129.8108
Scenario 1: Reference | SCE | Res | BROs | Res - Single Family | Electric Demand (MW) | Energy Efficiency | 4.7019 | 4.913 | 5.1369 | 5.336 | 5.4716 | 5.6171 | 5.7476 | 5.8972 | 6.0401 | 6.19 | 6.3198 | 6.4792 | 6.6427
Scenario 1: Reference | SCE | Res | BROs | Res - Single Family | Electric Energy (GWh/year) | Energy Efficiency | 21.0259 | 22.0293 | 23.1049 | 24.101 | 24.8581 | 25.6837 | 26.4676 | 27.3698 | 28.2747 | 29.2506 | 30.174 | 31.2862 | 32.4738
Scenario 1: Reference | SCE | Res | BldgEnv | Res - Single Family | Electric Demand (MW) | Energy Efficiency | 0.022623 | 0.025907 | 0.027346 | 0.027344 | 0.027765 | 0.027405 | 0.026701 | 0.025886 | 0.016647 | 0 | 0 | 0 | 0
Scenario 1: Reference | SCE | Res | BldgEnv | Res - Single Family | Electric Energy (GWh/year) | Energy Efficiency | 0.010421 | 0.012143 | 0.013404 | 0.014284 | 0.015218 | 0.015917 | 0.016505 | 0.017048 | -0.0060448 | 0 | 0 | 0 | 0
Scenario 1: Reference | SCE | Res | BldgEnv | Res - Single Family | Gas Energy (MMTherm/year) | Energy Efficiency | 0.0064075 | 0.0071407 | 0.0074846 | 0.007521 | 0.0076429 | 0.0075944 | 0.0074703 | 0.0073215 | 0.0036368 | 0 | 0 | 0 | 0
Scenario 1: Reference | SCE | Res | HVAC | Res - Multi Family | Electric Demand (MW) | Energy Efficiency | 1.6551 | 1.3542 | 1.0797 | 0.84156 | 0.64306 | 0.48181 | 0.35449 | 0.2554 | 0.17932 | 0.12148 | 0.077869 | 0.045175 | 0.020769
Scenario 1: Reference | SCE | Res | HVAC | Res - Multi Family | Electric Demand (MW) | Fuel Substitution | 0 | 0 | 0 | 0 | 0 | 2.5171e-07 | 2.6896e-07 | 2.818e-07 | 2.5255e-07 | 2.564e-07 | 2.5797e-07 | 2.5807e-07 | 2.5726e-07
Scenario 1: Reference | SCE | Res | HVAC | Res - Multi Family | Electric Energy (GWh/year) | Energy Efficiency | 1.8481 | 1.5445 | 1.2526 | 0.99469 | 0.7799 | 0.60155 | 0.46381 | 0.35665 | 0.27438 | 0.21184 | 0.16467 | 0.12929 | 0.10275
Scenario 1: Reference | SCE | Res | HVAC | Res - Multi Family | Electric Energy (GWh/year) | Fuel Substitution | 6.7632e-06 | 6.9142e-06 | 6.9734e-06 | 6.4104e-06 | 1.1234e-05 | 2.431e-06 | 2.598e-06 | 2.7223e-06 | 2.4197e-06 | 2.4568e-06 | 2.472e-06 | 2.4731e-06 | 2.4655e-06
Scenario 1: Reference | SCE | Res | HVAC | Res - Multi Family | Gas Energy (MMTherm/year) | Fuel Substitution | 1.0014e-05 | 1.0212e-05 | 1.0281e-05 | 1.0693e-05 | 1.2655e-05 | 0 | 0 | 0 | 0 | 0 | 0 | 0 | 0
Scenario 1: Reference | SCE | Res | HVAC | Res - Single Family | Electric Demand (MW) | Energy Efficiency | 20.4012 | 17.0725 | 14.0224 | 11.3552 | 9.124 | 7.2997 | 5.8432 | 4.7014 | 2.7462 | 1.8635 | 1.3409 | 0.94639 | 0.64992
Scenario 1: Reference | SCE | Res | HVAC | Res - Single Family | Electric Demand (MW) | Fuel Substitution | 0 | 0 | 0 | 0 | 0 | 1.041e-05 | 1.1041e-05 | 1.132e-05 | 3.9155e-06 | 3.9852e-06 | 4.0172e-06 | 4.0244e-06 | 4.0161e-06
Scenario 1: Reference | SCE | Res | HVAC | Res - Single Family | Electric Energy (GWh/year) | Energy Efficiency | 30.0747 | 25.9773 | 21.9593 | 18.2285 | 14.9299 | 12.1011 | 9.7425 | 7.8188 | 5.2818 | 3.8695 | 2.9046 | 2.1548 | 1.5757
Scenario 1: Reference | SCE | Res | HVAC | Res - Single Family | Electric Energy (GWh/year) | Fuel Substitution | -0.00080564 | -0.00083375 | -0.00084616 | -0.00087408 | -0.00087797 | 6.9675e-05 | 7.3679e-05 | 7.5151e-05 | 2.6615e-05 | 2.7096e-05 | 2.732e-05 | 2.7374e-05 | 2.7322e-05
Scenario 1: Reference | SCE | Res | HVAC | Res - Single Family | Gas Energy (MMTherm/year) | Energy Efficiency | -0.050393 | -0.044729 | -0.038805 | -0.033029 | -0.027734 | -0.023042 | -0.019023 | -0.01567 | -0.010213 | -0.0074845 | -0.0057062 | -0.0043064 | -0.0032122
Scenario 1: Reference | SCE | Res | HVAC | Res - Single Family | Gas Energy (MMTherm/year) | Fuel Substitution | 0.00024869 | 0.00025723 | 0.00026074 | 0.00027835 | 0.00027948 | 0 | 0 | 0 | 0 | 0 | 0 | 0 | 0
Scenario 1: Reference | SCE | Res | WaterHeat | Res - Multi Family | Electric Demand (MW) | Energy Efficiency | 0.027264 | 0.029011 | 0.031178 | 0.033097 | 0.035026 | 0.036569 | 0.038249 | 0.039867 | 0.041439 | 0.042979 | 0.044517 | 0.046789 | 0.049522
Scenario 1: Reference | SCE | Res | WaterHeat | Res - Multi Family | Electric Demand (MW) | Fuel Substitution | 0 | 0 | 0 | 0 | 0 | 0.19696 | 0.23653 | 0.27723 | 0.30693 | 0.32564 | 0.33583 | 0.34021 | 0.34091
Scenario 1: Reference | SCE | Res | WaterHeat | Res - Multi Family | Electric Energy (GWh/year) | Energy Efficiency | 0.14363 | 0.15279 | 0.1642 | 0.17428 | 0.18443 | 0.19253 | 0.20135 | 0.20986 | 0.21811 | 0.2262 | 0.23429 | 0.24628 | 0.26074
Scenario 1: Reference | SCE | Res | WaterHeat | Res - Multi Family | Electric Energy (GWh/year) | Fuel Substitution | -46.3221 | -45.356 | -44.422 | -43.5979 | -42.881 | 1.0681 | 1.2835 | 1.5044 | 1.6654 | 1.7669 | 1.8221 | 1.8457 | 1.8494
Scenario 1: Reference | SCE | Res | WaterHeat | Res - Multi Family | Gas Energy (MMTherm/year) | Fuel Substitution | 3.297 | 3.2271 | 3.1591 | 3.0995 | 3.0482 | 0 | 0 | 0 | 0 | 0 | 0 | 0 | 0
Scenario 1: Reference | SCE | Res | WaterHeat | Res - Single Family | Electric Demand (MW) | Energy Efficiency | 0.024684 | 0.028175 | 0.030892 | 0.032962 | 0.035262 | 0.037225 | 0.038999 | 0.040666 | 0.042296 | 0.043909 | 0.045625 | 0.04757 | 0.049534
Scenario 1: Reference | SCE | Res | WaterHeat | Res - Single Family | Electric Demand (MW) | Fuel Substitution | 0 | 0 | 0 | 0 | 0 | 1.4233 | 1.6954 | 1.9814 | 2.1886 | 2.3184 | 2.3888 | 2.419 | 2.4238
Scenario 1: Reference | SCE | Res | WaterHeat | Res - Single Family | Electric Energy (GWh/year) | Energy Efficiency | 0.12642 | 0.14424 | 0.1582 | 0.16891 | 0.18073 | 0.19082 | 0.19992 | 0.20848 | 0.21685 | 0.22512 | 0.23393 | 0.24394 | 0.25401
Scenario 1: Reference | SCE | Res | WaterHeat | Res - Single Family | Electric Energy (GWh/year) | Fuel Substitution | -7.4655 | -7.2138 | -6.9283 | -6.709 | -6.5643 | 7.6307 | 9.0902 | 10.6243 | 11.7347 | 12.4303 | 12.8072 | 12.9682 | 12.9933
Scenario 1: Reference | SCE | Res | WaterHeat | Res - Single Family | Gas Energy (MMTherm/year) | Fuel Substitution | 1.037 | 1.0018 | 0.96195 | 0.93134 | 0.91116 | 0 | 0 | 0 | 0 | 0 | 0 | 0 | 0
Scenario 1: Reference | SCE | Res | WholeBlg | Res - Multi Family | Electric Demand (MW) | Energy Efficiency | 0 | 0 | 0 | 0 | 0.012356 | 0.011434 | 0.010602 | 0.0097651 | 0.0089481 | 0.0081604 | 0.0074966 | 0.0069653 | 0.0064653
Scenario 1: Reference | SCE | Res | WholeBlg | Res - Multi Family | Electric Energy (GWh/year) | Energy Efficiency | 0 | 0 | 0 | 0 | 0.11936 | 0.11046 | 0.10241 | 0.094332 | 0.086439 | 0.07883 | 0.072417 | 0.067285 | 0.062456
Scenario 1: Reference | SCE | Res | WholeBlg | Res - Multi Family | Gas Energy (MMTherm/year) | Energy Efficiency | 0 | 0 | 0 | 0 | 0.0008868 | 0.00082062 | 0.00076088 | 0.00070083 | 0.00064219 | 0.00058566 | 0.00053802 | 0.00049989 | 0.00046401
Scenario 1: Reference | SCE | Res | WholeBlg | Res - Single Family | Electric Demand (MW) | Energy Efficiency | 0 | 0 | 0.091141 | 0.091406 | 0.088619 | 0.082851 | 0.076004 | 0.068977 | 0.06255 | 0.056604 | 0.051415 | 0.047124 | 0.043171
Scenario 1: Reference | SCE | Res | WholeBlg | Res - Single Family | Electric Energy (GWh/year) | Energy Efficiency | 0 | 0 | 0.40802 | 0.40921 | 0.39673 | 0.37091 | 0.34026 | 0.3088 | 0.28002 | 0.25341 | 0.23018 | 0.21097 | 0.19327
Scenario 1: Reference | SCE | Res | WholeBlg | Res - Single Family | Gas Energy (MMTherm/year) | Energy Efficiency | 0 | 0 | 0.0023526 | 0.0023595 | 0.0022875 | 0.0021387 | 0.0019619 | 0.0017805 | 0.0016146 | 0.0014611 | 0.0013272 | 0.0012164 | 0.0011144
Scenario 1: Reference | SCG | Ag | WholeBlg | Ag - Dairies, fishing, hunting | Gas Energy (MMTherm/year) | Energy Efficiency | 0.010787 | 0.010787 | 0.010787 | 0.010787 | 0.010787 | 0.010787 | 0.010787 | 0.010787 | 0.010787 | 0.010787 | 0.010787 | 0.010787 | 0.010787
Scenario 1: Reference | SCG | Ag | WholeBlg | Ag - Irrigated Agriculture, vineyards, forestry and greenhouses | Gas Energy (MMTherm/year) | Energy Efficiency | 0.046276 | 0.046276 | 0.046276 | 0.046276 | 0.046276 | 0.046276 | 0.046276 | 0.046276 | 0.046276 | 0.046276 | 0.046276 | 0.046276 | 0.046276
Scenario 1: Reference | SCG | Ag | WholeBlg | Ag - Water pumping | Gas Energy (MMTherm/year) | Energy Efficiency | 0.015198 | 0.015198 | 0.015198 | 0.015198 | 0.015198 | 0.015198 | 0.015198 | 0.015198 | 0.015198 | 0.015198 | 0.015198 | 0.015198 | 0.015198
Scenario 1: Reference | SCG | Com | AppPlug | Com - College | Gas Energy (MMTherm/year) | Energy Efficiency | 0 | 0 | 0 | 0 | 0 | 0 | 0 | 0 | 0 | 0 | 0 | 0 | 0.0032292
Scenario 1: Reference | SCG | Com | AppPlug | Com - Health | Gas Energy (MMTherm/year) | Energy Efficiency | 0.8812 | 0.97682 | 1.0673 | 1.1297 | 1.1888 | 1.2347 | 1.2715 | 1.2873 | 1.2852 | 1.2611 | 1.2188 | 1.1711 | 1.1122
Scenario 1: Reference | SCG | Com | AppPlug | Com - Lodging | Gas Energy (MMTherm/year) | Energy Efficiency | 0.62564 | 0.68793 | 0.74758 | 0.78084 | 0.81169 | 0.83737 | 0.856 | 0.8661 | 0.86576 | 0.85524 | 0.83576 | 0.80703 | 0.77062
Scenario 1: Reference | SCG | Com | AppPlug | Com - Other | Gas Energy (MMTherm/year) | Energy Efficiency | 0.030337 | 0.031392 | 0.031563 | 0.0308 | 0.025493 | 0.030829 | 0.024067 | 0.021077 | 0.018085 | 0.01533 | 0.012912 | 0.01086 | 0.0092063
Scenario 1: Reference | SCG | Com | BldgEnv | Com - College | Electric Demand (MW) | Energy Efficiency | 0.0042218 | 0.0042063 | 0.0041031 | 0.0038121 | 0.0034058 | 0.0029419 | 0.0024523 | 0.0019669 | 0.0015198 | 0.0011241 | 0.00079235 | 0.0005385 | 0.00050454
Scenario 1: Reference | SCG | Com | BldgEnv | Com - College | Electric Energy (GWh/year) | Energy Efficiency | 0.0014365 | 0.0014312 | 0.0013917 | 0.0012931 | 0.0011554 | 0.00099817 | 0.00083224 | 0.00066774 | 0.0005162 | 0.00038209 | 0.00026965 | 0.00018366 | 0.00017219
Scenario 1: Reference | SCG | Com | BldgEnv | Com - College | Gas Energy (MMTherm/year) | Energy Efficiency | 0.0038306 | 0.0038046 | 0.0036478 | 0.0033559 | 0.0029611 | 0.0025056 | 0.0020267 | 0.0015573 | 0.0011254 | 0.00074562 | 0.0004258 | 0.00016984 | 0.00013495
Scenario 1: Reference | SCG | Com | BldgEnv | Com - Grocery | Electric Demand (MW) | Energy Efficiency | 0.0042402 | 0.00294 | 0.00168 | 0.00086289 | 0.00088135 | 0.00081136 | 0.00084764 | 0.00088711 | 0.00091973 | 0.00094645 | 0.00097416 | 0.00099679 | 0.0010187
Scenario 1: Reference | SCG | Com | BldgEnv | Com - Grocery | Electric Energy (GWh/year) | Energy Efficiency | 0.0014432 | 0.0010009 | 0.00057131 | 0.00029447 | 0.00030076 | 0.00027683 | 0.0002892 | 0.00030267 | 0.0003138 | 0.00032292 | 0.00033237 | 0.00034009 | 0.00034757
Scenario 1: Reference | SCG | Com | BldgEnv | Com - Grocery | Gas Energy (MMTherm/year) | Energy Efficiency | 0.0029026 | 0.0018462 | 0.00081873 | 0.00015934 | 0.00016625 | 0.00016612 | 0.00017358 | 0.0001817 | 0.00018841 | 0.00019391 | 0.00019961 | 0.00020426 | 0.00020876
Scenario 1: Reference | SCG | Com | BldgEnv | Com - Health | Electric Demand (MW) | Energy Efficiency | 0.0060866 | 0.0054974 | 0.0047352 | 0.0038534 | 0.0029787 | 0.0021516 | 0.0014428 | 0.0010524 | 0.00099671 | 0.00091515 | 0.00090958 | 0.00094889 | 0.00099405
Scenario 1: Reference | SCG | Com | BldgEnv | Com - Health | Electric Energy (GWh/year) | Energy Efficiency | 0.0029019 | 0.0026214 | 0.0022586 | 0.0018387 | 0.0014222 | 0.0010284 | 0.00069088 | 0.00050496 | 0.0004782 | 0.00043902 | 0.00043635 | 0.0004552 | 0.00047687
Scenario 1: Reference | SCG | Com | BldgEnv | Com - Health | Gas Energy (MMTherm/year) | Energy Efficiency | 0.0037239 | 0.0033065 | 0.0027697 | 0.0021644 | 0.001557 | 0.00098681 | 0.00048912 | 0.00021947 | 0.00021377 | 0.00020275 | 0.0002015 | 0.00021021 | 0.00022022
Scenario 1: Reference | SCG | Com | BldgEnv | Com - Lodging | Electric Demand (MW) | Energy Efficiency | 0.00016434 | 0.00019883 | 0.00024007 | 0.00050558 | 0.00060797 | 0.00072896 | 0.0008711 | 0.0010368 | 0.0012282 | 0.0014466 | 0.0016926 | 0.0019644 | 0.002258
Scenario 1: Reference | SCG | Com | BldgEnv | Com - Lodging | Electric Energy (GWh/year) | Energy Efficiency | 0.00010566 | 0.00012782 | 0.00015433 | 0.0003273 | 0.00039358 | 0.0004719 | 0.00056391 | 0.00067117 | 0.00079504 | 0.00093647 | 0.0010956 | 0.0012716 | 0.0014617
Scenario 1: Reference | SCG | Com | BldgEnv | Com - Lodging | Gas Energy (MMTherm/year) | Energy Efficiency | 6.1967e-05 | 7.5073e-05 | 9.0751e-05 | 0.00018992 | 0.00022851 | 0.00027413 | 0.00032772 | 0.00039022 | 0.00046242 | 0.00054487 | 0.00063767 | 0.00074024 | 0.00085103
Scenario 1: Reference | SCG | Com | BldgEnv | Com - Office (Large) | Electric Demand (MW) | Energy Efficiency | 0.0044593 | 0.0046327 | 0.0047628 | 0.004887 | 0.0050237 | 0.0051514 | 0.0052353 | 0.0053068 | 0.0053214 | 0.0053115 | 0.0053129 | 0.0052862 | 0.0052622
Scenario 1: Reference | SCG | Com | BldgEnv | Com - Office (Large) | Electric Energy (GWh/year) | Energy Efficiency | 0.0015214 | 0.0015806 | 0.001625 | 0.0016674 | 0.001714 | 0.0017576 | 0.0017862 | 0.0018106 | 0.0018156 | 0.0018122 | 0.0018127 | 0.0018036 | 0.0017954
Scenario 1: Reference | SCG | Com | BldgEnv | Com - Office (Large) | Gas Energy (MMTherm/year) | Energy Efficiency | 0.00057006 | 0.00059231 | 0.00060899 | 0.00062492 | 0.00064247 | 0.00065886 | 0.00066966 | 0.00067887 | 0.0006808 | 0.00067957 | 0.0006798 | 0.00067641 | 0.00067335
Scenario 1: Reference | SCG | Com | BldgEnv | Com - Office (Small) | Electric Demand (MW) | Energy Efficiency | 0.0025873 | 0.0018891 | 0.0012294 | 0.00074915 | 9.6686e-05 | 0.0075342 | 0.00077527 | 0.00079866 | 0.00081887 | 0.00083567 | 0.00085151 | 0.00086456 | 0.00087675
Scenario 1: Reference | SCG | Com | BldgEnv | Com - Office (Small) | Electric Energy (GWh/year) | Energy Efficiency | 0.00087884 | 0.00064224 | 0.0004179 | 0.0002556 | 3.3031e-05 | 0.0025706 | 0.00026451 | 0.00027249 | 0.00027939 | 0.00028512 | 0.00029053 | 0.00029498 | 0.00029914
Scenario 1: Reference | SCG | Com | BldgEnv | Com - Office (Small) | Gas Energy (MMTherm/year) | Energy Efficiency | 0.00073407 | 0.00048026 | 0.00023913 | 9.5615e-05 | 8.0186e-06 | 0.00096212 | 9.8972e-05 | 0.00010197 | 0.00010456 | 0.00010671 | 0.00010874 | 0.00011042 | 0.00011197
Scenario 1: Reference | SCG | Com | BldgEnv | Com - Other | Electric Demand (MW) | Energy Efficiency | 0.011844 | 0.010666 | 0.0092333 | 0.026304 | 0.017586 | 0.01356 | 0.0058479 | 0.0017639 | 0.0018239 | 0.0018885 | 0.0019519 | 0.0020073 | 0.0020645
Scenario 1: Reference | SCG | Com | BldgEnv | Com - Other | Electric Energy (GWh/year) | Energy Efficiency | 0.0040326 | 0.0036315 | 0.003135 | 0.0089751 | 0.0060006 | 0.0046278 | 0.0019964 | 0.00060221 | 0.00062271 | 0.00064475 | 0.0006664 | 0.00068531 | 0.00070484
Scenario 1: Reference | SCG | Com | BldgEnv | Com - Other | Gas Energy (MMTherm/year) | Energy Efficiency | 0.0087138 | 0.0077337 | 0.0064817 | 0.0090123 | 0.0059843 | 0.0044015 | 0.0017659 | 0.00052947 | 0.0005475 | 0.00056687 | 0.00058591 | 0.00060254 | 0.00061972
Scenario 1: Reference | SCG | Com | BldgEnv | Com - Refrig. Warehouse | Electric Demand (MW) | Energy Efficiency | 0.001028 | 9.4359e-05 | 0.00019534 | 0.001301 | 0.00057111 | 0.00064523 | 0.00072201 | 0.00079697 | 0.00086803 | 0.00092948 | 0.00097624 | 0.0010056 | 0.0010125
Scenario 1: Reference | SCG | Com | BldgEnv | Com - Refrig. Warehouse | Electric Energy (GWh/year) | Energy Efficiency | 0.00035302 | 3.2297e-05 | 6.8093e-05 | 0.00044664 | 0.00019704 | 0.00022264 | 0.00024916 | 0.00027505 | 0.00029959 | 0.00032081 | 0.00033696 | 0.00034707 | 0.00034943
Scenario 1: Reference | SCG | Com | BldgEnv | Com - Refrig. Warehouse | Gas Energy (MMTherm/year) | Energy Efficiency | 0.00022943 | 1.8082e-05 | 7.1884e-05 | 0.00031907 | 0.00019075 | 0.00021709 | 0.0002443 | 0.00027099 | 0.0002961 | 0.00031777 | 0.00033417 | 0.00034404 | 0.0003458
Scenario 1: Reference | SCG | Com | BldgEnv | Com - Restaurant | Electric Demand (MW) | Energy Efficiency | 0.00066666 | 0.0007195 | 0.0007714 | 0.00082331 | 0.00087673 | 0.00092016 | 0.00095754 | 0.00099614 | 0.0010314 | 0.0010618 | 0.0010916 | 0.0011171 | 0.0011423
Scenario 1: Reference | SCG | Com | BldgEnv | Com - Restaurant | Electric Energy (GWh/year) | Energy Efficiency | 0.0002275 | 0.00024553 | 0.00026324 | 0.00028095 | 0.00029918 | 0.000314 | 0.00032676 | 0.00033993 | 0.00035196 | 0.00036232 | 0.0003725 | 0.00038121 | 0.0003898
Scenario 1: Reference | SCG | Com | BldgEnv | Com - Restaurant | Gas Energy (MMTherm/year) | Energy Efficiency | 0.00017695 | 0.00019097 | 0.00020475 | 0.00021853 | 0.00023271 | 0.00024424 | 0.00025416 | 0.0002644 | 0.00027377 | 0.00028182 | 0.00028974 | 0.00029651 | 0.0003032
Scenario 1: Reference | SCG | Com | BldgEnv | Com - Retail | Electric Demand (MW) | Energy Efficiency | 0.021345 | 0.018424 | 0.015106 | 0.0031779 | 0.0065215 | 0.0095405 | 0.0035937 | 0.0036949 | 0.0034955 | 0.0035992 | 0.0037035 | 0.00379 | 0.003875
Scenario 1: Reference | SCG | Com | BldgEnv | Com - Retail | Electric Energy (GWh/year) | Energy Efficiency | 0.0072638 | 0.0062705 | 0.0051274 | 0.0010846 | 0.0022115 | 0.0032495 | 0.0012265 | 0.001261 | 0.0011928 | 0.0012282 | 0.0012638 | 0.0012933 | 0.0013223
Scenario 1: Reference | SCG | Com | BldgEnv | Com - Retail | Gas Energy (MMTherm/year) | Energy Efficiency | 0.028829 | 0.024246 | 0.018876 | 0.0010643 | 0.0090879 | 0.006329 | 0.0012222 | 0.0012675 | 0.0012613 | 0.0012986 | 0.0013362 | 0.0013673 | 0.001398
Scenario 1: Reference | SCG | Com | BldgEnv | Com - School | Electric Demand (MW) | Energy Efficiency | 0.0009696 | 0.0010161 | 0.0010621 | 0.0011019 | 0.0011226 | 0.0011536 | 0.0011708 | 0.0011856 | 0.0012015 | 0.0012189 | 0.0012298 | 0.001246 | 0.0012533
Scenario 1: Reference | SCG | Com | BldgEnv | Com - School | Electric Energy (GWh/year) | Energy Efficiency | 0.00033081 | 0.00034667 | 0.00036238 | 0.00037597 | 0.00038303 | 0.00039358 | 0.00039947 | 0.00040449 | 0.00040994 | 0.00041588 | 0.0004196 | 0.0004251 | 0.00042761
Scenario 1: Reference | SCG | Com | BldgEnv | Com - School | Gas Energy (MMTherm/year) | Energy Efficiency | 0.00012394 | 0.0001299 | 0.0001358 | 0.00014091 | 0.00014356 | 0.00014753 | 0.00014976 | 0.00015165 | 0.00015371 | 0.00015595 | 0.00015736 | 0.00015943 | 0.00016037
Scenario 1: Reference | SCG | Com | BldgEnv | Com - Warehouse | Electric Demand (MW) | Energy Efficiency | 0.0072048 | 0.008202 | 0.0091671 | 0.016669 | 0.017986 | 0.018962 | 0.019494 | 0.019532 | 0.019035 | 0.018045 | 0.016647 | 0.014944 | 0.01309
Scenario 1: Reference | SCG | Com | BldgEnv | Com - Warehouse | Electric Energy (GWh/year) | Energy Efficiency | 0.0046014 | 0.0052374 | 0.0058528 | 0.010741 | 0.01159 | 0.012219 | 0.012563 | 0.012588 | 0.012269 | 0.011633 | 0.010733 | 0.009638 | 0.0084451
Scenario 1: Reference | SCG | Com | BldgEnv | Com - Warehouse | Gas Energy (MMTherm/year) | Energy Efficiency | 0.0039323 | 0.0044978 | 0.0050491 | 0.0095354 | 0.010287 | 0.010836 | 0.011124 | 0.011113 | 0.010787 | 0.010166 | 0.0092989 | 0.0082544 | 0.0071165
Scenario 1: Reference | SCG | Com | FoodServ | Com - College | Electric Demand (MW) | Energy Efficiency | 0.0024571 | 0.0026536 | 0.0028892 | 0.003139 | 0.0033271 | 0.0035806 | 0.0038329 | 0.0040325 | 0.0042253 | 0.0043866 | 0.0045615 | 0.0048658 | 0.005035
Scenario 1: Reference | SCG | Com | FoodServ | Com - College | Electric Energy (GWh/year) | Energy Efficiency | 0.012071 | 0.013028 | 0.014177 | 0.015397 | 0.016314 | 0.017552 | 0.018783 | 0.019756 | 0.020696 | 0.021481 | 0.022333 | 0.023818 | 0.024641
Scenario 1: Reference | SCG | Com | FoodServ | Com - College | Gas Energy (MMTherm/year) | Energy Efficiency | 0.013445 | 0.014075 | 0.014707 | 0.015301 | 0.015739 | 0.016221 | 0.017253 | 0.01775 | 0.018028 | 0.018223 | 0.018407 | 0.01875 | 0.018859
Scenario 1: Reference | SCG | Com | FoodServ | Com - Grocery | Electric Demand (MW) | Energy Efficiency | 0.014704 | 0.016007 | 0.017172 | 0.018363 | 0.019574 | 0.020783 | 0.021904 | 0.023097 | 0.024195 | 0.025211 | 0.026263 | 0.027243 | 0.028225
Scenario 1: Reference | SCG | Com | FoodServ | Com - Grocery | Electric Energy (GWh/year) | Energy Efficiency | 0.072308 | 0.078644 | 0.084305 | 0.090105 | 0.095998 | 0.10189 | 0.10734 | 0.11315 | 0.11849 | 0.12343 | 0.12854 | 0.13329 | 0.13806
Scenario 1: Reference | SCG | Com | FoodServ | Com - Grocery | Gas Energy (MMTherm/year) | Energy Efficiency | 0.10191 | 0.10748 | 0.11232 | 0.11691 | 0.12124 | 0.12515 | 0.14277 | 0.15277 | 0.15688 | 0.16047 | 0.16395 | 0.167 | 0.16956
Scenario 1: Reference | SCG | Com | FoodServ | Com - Health | Electric Demand (MW) | Energy Efficiency | 0.0064313 | 0.0070856 | 0.0078017 | 0.008295 | 0.0089286 | 0.0094825 | 0.010213 | 0.010749 | 0.011262 | 0.011576 | 0.011813 | 0.012521 | 0.013313
Scenario 1: Reference | SCG | Com | FoodServ | Com - Health | Electric Energy (GWh/year) | Energy Efficiency | 0.031423 | 0.034606 | 0.038092 | 0.040493 | 0.043579 | 0.046277 | 0.049842 | 0.05245 | 0.054949 | 0.056475 | 0.057625 | 0.061076 | 0.064937
Scenario 1: Reference | SCG | Com | FoodServ | Com - Health | Gas Energy (MMTherm/year) | Energy Efficiency | 0.035667 | 0.037699 | 0.03968 | 0.041118 | 0.042644 | 0.043868 | 0.048325 | 0.050571 | 0.051667 | 0.05233 | 0.052798 | 0.053906 | 0.054885
Scenario 1: Reference | SCG | Com | FoodServ | Com - Lodging | Electric Demand (MW) | Energy Efficiency | 0.0079131 | 0.0085383 | 0.0091563 | 0.0097125 | 0.010307 | 0.010907 | 0.011497 | 0.012065 | 0.012571 | 0.013036 | 0.013508 | 0.013957 | 0.014394
Scenario 1: Reference | SCG | Com | FoodServ | Com - Lodging | Electric Energy (GWh/year) | Energy Efficiency | 0.038819 | 0.041861 | 0.044872 | 0.047583 | 0.05048 | 0.053401 | 0.05627 | 0.059036 | 0.061496 | 0.063753 | 0.066048 | 0.068228 | 0.070343
Scenario 1: Reference | SCG | Com | FoodServ | Com - Lodging | Gas Energy (MMTherm/year) | Energy Efficiency | 0.030724 | 0.032426 | 0.034036 | 0.035454 | 0.036824 | 0.038096 | 0.042838 | 0.045716 | 0.046955 | 0.048045 | 0.049088 | 0.049988 | 0.050714
Scenario 1: Reference | SCG | Com | FoodServ | Com - Other | Electric Demand (MW) | Energy Efficiency | 0.043758 | 0.047381 | 0.050762 | 0.053876 | 0.033848 | 0.082951 | 0.062262 | 0.064782 | 0.067026 | 0.069335 | 0.071637 | 0.073826 | 0.076073
Scenario 1: Reference | SCG | Com | FoodServ | Com - Other | Electric Energy (GWh/year) | Energy Efficiency | 0.21399 | 0.23145 | 0.24775 | 0.26277 | 0.16528 | 0.40392 | 0.30321 | 0.31535 | 0.32614 | 0.33724 | 0.34829 | 0.35879 | 0.36956
Scenario 1: Reference | SCG | Com | FoodServ | Com - Other | Gas Energy (MMTherm/year) | Energy Efficiency | 0.1558 | 0.16567 | 0.17493 | 0.18346 | 0.13965 | 0.25046 | 0.20988 | 0.21828 | 0.22415 | 0.22989 | 0.23536 | 0.24015 | 0.24469
Scenario 1: Reference | SCG | Com | FoodServ | Com - Restaurant | Electric Demand (MW) | Energy Efficiency | 0.12619 | 0.13581 | 0.14479 | 0.15372 | 0.16278 | 0.17081 | 0.17821 | 0.18575 | 0.19295 | 0.19954 | 0.2061 | 0.21228 | 0.2185
Scenario 1: Reference | SCG | Com | FoodServ | Com - Restaurant | Electric Energy (GWh/year) | Energy Efficiency | 0.62656 | 0.67373 | 0.71779 | 0.76155 | 0.80592 | 0.84516 | 0.88127 | 0.91801 | 0.95307 | 0.9851 | 1.017 | 1.0469 | 1.0771
Scenario 1: Reference | SCG | Com | FoodServ | Com - Restaurant | Gas Energy (MMTherm/year) | Energy Efficiency | 0.48005 | 0.50947 | 0.53713 | 0.56359 | 0.58912 | 0.61136 | 0.68674 | 0.73423 | 0.75766 | 0.77886 | 0.79921 | 0.81747 | 0.83406
Scenario 1: Reference | SCG | Com | FoodServ | Com - Retail | Electric Demand (MW) | Energy Efficiency | 0.0018986 | 0.0021056 | 0.0023011 | 0.0025159 | 0 | 0.0063065 | 0.0032086 | 0.003458 | 0.0036901 | 0.0039163 | 0.0041509 | 0.0043722 | 0.004597
Scenario 1: Reference | SCG | Com | FoodServ | Com - Retail | Electric Energy (GWh/year) | Energy Efficiency | 0.0093001 | 0.010314 | 0.011271 | 0.012324 | 0 | 0.030891 | 0.015717 | 0.016938 | 0.018075 | 0.019183 | 0.020333 | 0.021416 | 0.022517
Scenario 1: Reference | SCG | Com | FoodServ | Com - Retail | Gas Energy (MMTherm/year) | Energy Efficiency | 0.00020595 | 0.00022841 | 0.00024961 | 0.00027291 | 0 | 0.0006841 | 0.00034805 | 0.00037511 | 0.00040029 | 0.00042482 | 0.00045027 | 0.00047427 | 0.00049865
Scenario 1: Reference | SCG | Com | FoodServ | Com - School | Electric Demand (MW) | Energy Efficiency | 0.014718 | 0.01562 | 0.016525 | 0.017376 | 0.018039 | 0.01881 | 0.019445 | 0.020053 | 0.020675 | 0.021314 | 0.021881 | 0.022507 | 0.023029
Scenario 1: Reference | SCG | Com | FoodServ | Com - School | Electric Energy (GWh/year) | Energy Efficiency | 0.070572 | 0.074903 | 0.079248 | 0.083334 | 0.086517 | 0.090223 | 0.093268 | 0.096188 | 0.099177 | 0.10225 | 0.10497 | 0.10798 | 0.11049
Scenario 1: Reference | SCG | Com | FoodServ | Com - School | Gas Energy (MMTherm/year) | Energy Efficiency | 0.03632 | 0.037883 | 0.039336 | 0.040605 | 0.041501 | 0.04241 | 0.044296 | 0.045518 | 0.046126 | 0.046706 | 0.04715 | 0.047625 | 0.047852
Scenario 1: Reference | SCG | Com | HVAC | Com - College | Electric Demand (MW) | Energy Efficiency | 0.045837 | 0.045917 | 0.04713 | 0.048677 | 0.048886 | 0.049416 | 0.050905 | 0.051395 | 0.051791 | 0.051707 | 0.051899 | 0.054044 | 0.054155
Scenario 1: Reference | SCG | Com | HVAC | Com - College | Electric Energy (GWh/year) | Energy Efficiency | 0.058376 | 0.058359 | 0.059702 | 0.061449 | 0.061594 | 0.058177 | 0.05993 | 0.060506 | 0.060973 | 0.060874 | 0.0611 | 0.063625 | 0.063755
Scenario 1: Reference | SCG | Com | HVAC | Com - College | Gas Energy (MMTherm/year) | Energy Efficiency | 0.0064063 | 0.0063248 | 0.0063384 | 0.0063828 | 0.0082458 | 0.0052272 | 0.0057359 | 0.0057923 | 0.0058383 | 0.0054742 | 0.0058535 | 0.0060973 | 0.0061121
Scenario 1: Reference | SCG | Com | HVAC | Com - Grocery | Gas Energy (MMTherm/year) | Energy Efficiency | 0.0046115 | 0.0047235 | 0.0047777 | 0.0048528 | 0.0049401 | 0.0050281 | 0.0050842 | 0.0051665 | 0.0052172 | 0.0052442 | 0.0052867 | 0.0053113 | 0.0053418
Scenario 1: Reference | SCG | Com | HVAC | Com - Health | Electric Demand (MW) | Energy Efficiency | 0.0012734 | 0.0012515 | 0.0012332 | 0.0012012 | 0.0011796 | 0 | 0 | 0 | 0 | 0 | 0 | 0 | 0
Scenario 1: Reference | SCG | Com | HVAC | Com - Health | Electric Energy (GWh/year) | Energy Efficiency | 0.0063598 | 0.0062505 | 0.0061592 | 0.0059989 | 0.0058913 | 0 | 0 | 0 | 0 | 0 | 0 | 0 | 0
Scenario 1: Reference | SCG | Com | HVAC | Com - Health | Gas Energy (MMTherm/year) | Energy Efficiency | 0.13192 | 0.13532 | 0.13617 | 0.13353 | 0.12856 | 0.1175 | 0.10849 | 0.097805 | 0.086493 | 0.074844 | 0.063609 | 0.054069 | 0.045705
Scenario 1: Reference | SCG | Com | HVAC | Com - Lodging | Electric Demand (MW) | Energy Efficiency | 0.00052636 | 0.00051591 | 0.00050623 | 0.00049563 | 0.00048717 | 0 | 0 | 0 | 0 | 0 | 0 | 0 | 0
Scenario 1: Reference | SCG | Com | HVAC | Com - Lodging | Electric Energy (GWh/year) | Energy Efficiency | 0.0026288 | 0.0025766 | 0.0025282 | 0.0024752 | 0.002433 | 0 | 0 | 0 | 0 | 0 | 0 | 0 | 0
Scenario 1: Reference | SCG | Com | HVAC | Com - Lodging | Gas Energy (MMTherm/year) | Energy Efficiency | 0.067688 | 0.06864 | 0.068115 | 0.066 | 0.062523 | 0.056422 | 0.050915 | 0.044901 | 0.0084788 | 0.0084635 | 0.0084674 | 0.0084608 | 0.016536
Scenario 1: Reference | SCG | Com | HVAC | Com - Office (Large) | Electric Demand (MW) | Energy Efficiency | 0.0095609 | 0.0092422 | 0.0089129 | 0.0086178 | 0.0083731 | 0 | 0 | 0 | 0 | 0 | 0 | 0 | 0
Scenario 1: Reference | SCG | Com | HVAC | Com - Office (Large) | Electric Energy (GWh/year) | Energy Efficiency | 0.047749 | 0.046157 | 0.044513 | 0.043038 | 0.041816 | 0 | 0 | 0 | 0 | 0 | 0 | 0 | 0
Scenario 1: Reference | SCG | Com | HVAC | Com - Office (Large) | Gas Energy (MMTherm/year) | Energy Efficiency | 0.028856 | 0.027895 | 0.026902 | 0.026012 | 0.025274 | 6.4374e-05 | 6.3423e-05 | 6.2556e-05 | 6.1237e-05 | 5.9845e-05 | 5.8766e-05 | 5.7534e-05 | 5.6477e-05
Scenario 1: Reference | SCG | Com | HVAC | Com - Office (Small) | Electric Demand (MW) | Energy Efficiency | 0.050668 | 0.050681 | 0.0506 | 0.050598 | 0.0018926 | 0.44173 | 0.043596 | 0.043672 | 0.043692 | 0.043638 | 0.043634 | 0.043574 | 0.043552
Scenario 1: Reference | SCG | Com | HVAC | Com - Office (Small) | Electric Energy (GWh/year) | Energy Efficiency | 0.086303 | 0.086 | 0.085551 | 0.085231 | 0.0094519 | 0.6302 | 0.062197 | 0.062306 | 0.062335 | 0.062258 | 0.062251 | 0.062167 | 0.062135
Scenario 1: Reference | SCG | Com | HVAC | Com - Office (Small) | Gas Energy (MMTherm/year) | Energy Efficiency | 0.014521 | 0.014256 | 0.013975 | 0.013712 | 0.0056982 | 0.025445 | 0.0025113 | 0.0025157 | 0.0025168 | 0.0025137 | 0.0025135 | 0.0025101 | 0.0025088
Scenario 1: Reference | SCG | Com | HVAC | Com - Other | Electric Demand (MW) | Energy Efficiency | 1.0882 | 1.1116 | 1.1363 | 1.1588 | 0.049949 | 2.3303 | 1.2283 | 1.2483 | 1.2597 | 1.2766 | 1.2948 | 1.3096 | 1.3275
Scenario 1: Reference | SCG | Com | HVAC | Com - Other | Electric Energy (GWh/year) | Energy Efficiency | 1.5218 | 1.5545 | 1.5891 | 1.6205 | 0.069852 | 3.2589 | 1.7177 | 1.7457 | 1.7616 | 1.7852 | 1.8107 | 1.8314 | 1.8564
Scenario 1: Reference | SCG | Com | HVAC | Com - Other | Gas Energy (MMTherm/year) | Energy Efficiency | 0.082476 | 0.084269 | 0.086137 | 0.087816 | 0.0040921 | 0.17618 | 0.092953 | 0.094424 | 0.095245 | 0.096485 | 0.09783 | 0.098927 | 0.10026
Scenario 1: Reference | SCG | Com | HVAC | Com - Restaurant | Electric Demand (MW) | Energy Efficiency | 0.081016 | 0.082553 | 0.084157 | 0.085935 | 0.088016 | 0.089239 | 0.090072 | 0.091221 | 0.092241 | 0.092994 | 0.093868 | 0.094526 | 0.095306
Scenario 1: Reference | SCG | Com | HVAC | Com - Restaurant | Electric Energy (GWh/year) | Energy Efficiency | 0.051883 | 0.052867 | 0.053895 | 0.055033 | 0.056366 | 0.057149 | 0.057683 | 0.058419 | 0.059073 | 0.059555 | 0.060115 | 0.060537 | 0.061036
Scenario 1: Reference | SCG | Com | HVAC | Com - Restaurant | Gas Energy (MMTherm/year) | Energy Efficiency | 0.28828 | 0.28744 | 0.28382 | 0.27889 | 0.27374 | 0.26776 | 0.26173 | 0.25653 | 0.25175 | 0.24727 | 0.24346 | 0.23994 | 0.23702
Scenario 1: Reference | SCG | Com | HVAC | Com - Retail | Electric Demand (MW) | Energy Efficiency | 0.19346 | 0.19643 | 0.19772 | 0.20019 | 0.00095105 | 0.43339 | 0.20731 | 0.21054 | 0.21252 | 0.21409 | 0.2161 | 0.21745 | 0.21907
Scenario 1: Reference | SCG | Com | HVAC | Com - Retail | Electric Energy (GWh/year) | Energy Efficiency | 0.17119 | 0.17358 | 0.17452 | 0.17649 | 0.0047496 | 0.36799 | 0.17602 | 0.17877 | 0.18045 | 0.18178 | 0.18349 | 0.18463 | 0.18601
Scenario 1: Reference | SCG | Com | HVAC | Com - Retail | Gas Energy (MMTherm/year) | Energy Efficiency | 0.009617 | 0.009595 | 0.0095173 | 0.0094813 | 0.0028633 | 0.010374 | 0.0049624 | 0.00504 | 0.0050873 | 0.0051249 | 0.0051732 | 0.0052056 | 0.0052445
Scenario 1: Reference | SCG | Com | HVAC | Com - School | Electric Demand (MW) | Energy Efficiency | 0.17724 | 0.17493 | 0.1735 | 0.17188 | 0.16813 | 0.16363 | 0.16095 | 0.15854 | 0.15683 | 0.15575 | 0.15421 | 0.15368 | 0.15236
Scenario 1: Reference | SCG | Com | HVAC | Com - School | Electric Energy (GWh/year) | Energy Efficiency | 0.15132 | 0.14912 | 0.14761 | 0.14598 | 0.14263 | 0.12593 | 0.12387 | 0.12201 | 0.1207 | 0.11986 | 0.11868 | 0.11828 | 0.11726
Scenario 1: Reference | SCG | Com | HVAC | Com - School | Gas Energy (MMTherm/year) | Energy Efficiency | 0.038858 | 0.038203 | 0.03773 | 0.03722 | 0.036316 | 0.026662 | 0.026235 | 0.025849 | 0.025577 | 0.025408 | 0.025166 | 0.025088 | 0.024882
Scenario 1: Reference | SCG | Com | HVAC | Com - Warehouse | Gas Energy (MMTherm/year) | Energy Efficiency | 2.0083e-06 | 2.1237e-06 | 2.1983e-06 | 2.2994e-06 | 2.4316e-06 | 2.5434e-06 | 2.6312e-06 | 2.7259e-06 | 2.794e-06 | 2.8592e-06 | 2.9273e-06 | 2.9771e-06 | 3.0415e-06
Scenario 1: Reference | SCG | Com | WaterHeat | Com - College | Electric Demand (MW) | Energy Efficiency | -0.00038481 | -0.00037935 | -0.0003765 | -0.00037484 | -0.00037042 | 0 | 0 | 0 | 0 | 0 | 0 | 0 | 0
Scenario 1: Reference | SCG | Com | WaterHeat | Com - College | Electric Energy (GWh/year) | Energy Efficiency | -0.0015168 | -0.0014953 | -0.001484 | -0.0014775 | -0.0014601 | 0 | 0 | 0 | 0 | 0 | 0 | 0 | 0
Scenario 1: Reference | SCG | Com | WaterHeat | Com - College | Gas Energy (MMTherm/year) | Energy Efficiency | 0.028087 | 0.026352 | 0.026017 | 0.025996 | 0.025431 | 0.00042004 | 0.0002816 | 0.00019959 | 0.00011117 | 0.00011181 | 0.00011254 | 0.00011386 | 0.0001146
Scenario 1: Reference | SCG | Com | WaterHeat | Com - Grocery | Electric Demand (MW) | Energy Efficiency | 9.6615e-06 | 9.5943e-06 | 9.4971e-06 | 9.4347e-06 | 9.3977e-06 | 0 | 0 | 0 | 0 | 0 | 0 | 0 | 0
Scenario 1: Reference | SCG | Com | WaterHeat | Com - Grocery | Electric Energy (GWh/year) | Energy Efficiency | 5.2535e-05 | 5.2169e-05 | 5.1641e-05 | 5.1301e-05 | 5.11e-05 | 0 | 0 | 0 | 0 | 0 | 0 | 0 | 0
Scenario 1: Reference | SCG | Com | WaterHeat | Com - Grocery | Gas Energy (MMTherm/year) | Energy Efficiency | 0.043302 | 0.018898 | 0.00532 | 0.0049211 | 0.0049364 | 0.002678 | 0.0027005 | 0.0027264 | 0.0027502 | 0.0027719 | 0.0027952 | 0.0028169 | 0.0028393
Scenario 1: Reference | SCG | Com | WaterHeat | Com - Health | Electric Demand (MW) | Energy Efficiency | -0.00043663 | -0.00043443 | -0.00043394 | -0.00042933 | -0.00042827 | 0 | 0 | 0 | 0 | 0 | 0 | 0 | 0
Scenario 1: Reference | SCG | Com | WaterHeat | Com - Health | Electric Energy (GWh/year) | Energy Efficiency | -0.0038187 | -0.0037994 | -0.003795 | -0.0037546 | -0.0037452 | 0 | 0 | 0 | 0 | 0 | 0 | 0 | 0
Scenario 1: Reference | SCG | Com | WaterHeat | Com - Health | Gas Energy (MMTherm/year) | Energy Efficiency | 0.78648 | 0.59061 | 0.41964 | 0.29077 | 0.20446 | 0.081553 | 0.042798 | 0.016833 | 0.00039956 | 0.00040164 | 0.00040327 | 0.00040812 | 0.00041353
Scenario 1: Reference | SCG | Com | WaterHeat | Com - Lodging | Electric Demand (MW) | Energy Efficiency | -3.0118e-05 | -3.1766e-05 | -3.3112e-05 | -2.8133e-05 | -2.3826e-05 | 0 | 0 | 0 | 0 | 0 | 0 | 0 | 0
Scenario 1: Reference | SCG | Com | WaterHeat | Com - Lodging | Electric Energy (GWh/year) | Energy Efficiency | -0.0002498 | -0.00026335 | -0.00027443 | -0.00023342 | -0.00019798 | 0 | 0 | 0 | 0 | 0 | 0 | 0 | 0
Scenario 1: Reference | SCG | Com | WaterHeat | Com - Lodging | Gas Energy (MMTherm/year) | Energy Efficiency | 0.39778 | 0.3557 | 0.31762 | 0.2877 | 0.26737 | 0.0072815 | 0.00033353 | 0.00033708 | 0.00034024 | 0.00034319 | 0.00034628 | 0.00034929 | 0.00035228
Scenario 1: Reference | SCG | Com | WaterHeat | Com - Office (Large) | Electric Demand (MW) | Energy Efficiency | -5.3676e-05 | -5.1973e-05 | -5.0089e-05 | -4.8546e-05 | -4.7337e-05 | 0 | 0 | 0 | 0 | 0 | 0 | 0 | 0
Scenario 1: Reference | SCG | Com | WaterHeat | Com - Office (Large) | Electric Energy (GWh/year) | Energy Efficiency | -0.0010974 | -0.0010626 | -0.0010241 | -0.00099252 | -0.00096778 | 0 | 0 | 0 | 0 | 0 | 0 | 0 | 0
Scenario 1: Reference | SCG | Com | WaterHeat | Com - Office (Large) | Gas Energy (MMTherm/year) | Energy Efficiency | 0.056219 | 0.054809 | 0.053321 | 0.052067 | 0.051122 | 0 | 0 | 0 | 0 | 0 | 0 | 0 | 0
Scenario 1: Reference | SCG | Com | WaterHeat | Com - Office (Small) | Electric Demand (MW) | Energy Efficiency | -2.8599e-06 | -2.8299e-06 | -2.8003e-06 | -2.7752e-06 | -1.5413e-06 | 0 | 0 | 0 | 0 | 0 | 0 | 0 | 0
Scenario 1: Reference | SCG | Com | WaterHeat | Com - Office (Small) | Electric Energy (GWh/year) | Energy Efficiency | -0.00034815 | -0.00034451 | -0.0003409 | -0.00033784 | -0.00018764 | 0 | 0 | 0 | 0 | 0 | 0 | 0 | 0
Scenario 1: Reference | SCG | Com | WaterHeat | Com - Office (Small) | Gas Energy (MMTherm/year) | Energy Efficiency | 0.0033968 | 0.0033612 | 0.003326 | 0.0032961 | 0.0018307 | 0 | 0 | 0 | 0 | 0 | 0 | 0 | 0
Scenario 1: Reference | SCG | Com | WaterHeat | Com - Other | Electric Demand (MW) | Energy Efficiency | -0.0034083 | -0.0033928 | -0.0033817 | -0.0033726 | -0.0022546 | 0 | 0 | 0 | 0 | 0 | 0 | 0 | 0
Scenario 1: Reference | SCG | Com | WaterHeat | Com - Other | Electric Energy (GWh/year) | Energy Efficiency | -0.022643 | -0.02254 | -0.022466 | -0.022406 | -0.014979 | 0 | 0 | 0 | 0 | 0 | 0 | 0 | 0
Scenario 1: Reference | SCG | Com | WaterHeat | Com - Other | Gas Energy (MMTherm/year) | Energy Efficiency | 0.26077 | 0.24777 | 0.24443 | 0.24201 | 0.15912 | 0.009915 | 0.0085195 | 0.0085496 | 0.0086356 | 0.0087291 | 0.0088253 | 0.0089184 | 0.0090164
Scenario 1: Reference | SCG | Com | WaterHeat | Com - Refrig. Warehouse | Electric Demand (MW) | Energy Efficiency | -6.6865e-06 | -1.9637e-06 | -1.2528e-06 | -6.0202e-06 | -1.7879e-06 | 0 | 0 | 0 | 0 | 0 | 0 | 0 | 0
Scenario 1: Reference | SCG | Com | WaterHeat | Com - Refrig. Warehouse | Electric Energy (GWh/year) | Energy Efficiency | -8.1595e-05 | -2.397e-05 | -1.5295e-05 | -7.3465e-05 | -2.1824e-05 | 0 | 0 | 0 | 0 | 0 | 0 | 0 | 0
Scenario 1: Reference | SCG | Com | WaterHeat | Com - Refrig. Warehouse | Gas Energy (MMTherm/year) | Energy Efficiency | 0.0049368 | 0.00034828 | 0.00038661 | 0.001213 | 0.00031765 | 0 | 0 | 0 | 0 | 0 | 0 | 0 | 0
Scenario 1: Reference | SCG | Com | WaterHeat | Com - Restaurant | Electric Demand (MW) | Energy Efficiency | -0.0038915 | -0.0038813 | -0.0038327 | -0.0037922 | -0.0037639 | 0 | 0 | 0 | 0 | 0 | 0 | 0 | 0
Scenario 1: Reference | SCG | Com | WaterHeat | Com - Restaurant | Electric Energy (GWh/year) | Energy Efficiency | -0.020534 | -0.020481 | -0.020224 | -0.020011 | -0.019861 | 0 | 0 | 0 | 0 | 0 | 0 | 0 | 0
Scenario 1: Reference | SCG | Com | WaterHeat | Com - Restaurant | Gas Energy (MMTherm/year) | Energy Efficiency | 0.21685 | 0.2165 | 0.21423 | 0.21239 | 0.21118 | 0.014277 | 0.01443 | 0.014593 | 0.014754 | 0.014909 | 0.015069 | 0.015223 | 0.015384
Scenario 1: Reference | SCG | Com | WaterHeat | Com - Retail | Electric Demand (MW) | Energy Efficiency | -0.0001217 | -0.00012096 | -0.00011998 | -0.00011937 | -7.6174e-05 | 0 | 0 | 0 | 0 | 0 | 0 | 0 | 0
Scenario 1: Reference | SCG | Com | WaterHeat | Com - Retail | Electric Energy (GWh/year) | Energy Efficiency | -0.00079423 | -0.00078942 | -0.00078301 | -0.00077906 | -0.00049714 | 0 | 0 | 0 | 0 | 0 | 0 | 0 | 0
Scenario 1: Reference | SCG | Com | WaterHeat | Com - Retail | Gas Energy (MMTherm/year) | Energy Efficiency | 0.035688 | 0.012366 | 0.010722 | 0.0074866 | 0.0061877 | 0.00065561 | 5.9876e-05 | 0 | 0 | 0 | 0 | 0 | 0
Scenario 1: Reference | SCG | Com | WaterHeat | Com - School | Electric Demand (MW) | Energy Efficiency | -0.00025934 | -0.00025261 | -0.00024612 | -0.00024046 | -0.00023416 | 0 | 0 | 0 | 0 | 0 | 0 | 0 | 0
Scenario 1: Reference | SCG | Com | WaterHeat | Com - School | Electric Energy (GWh/year) | Energy Efficiency | -0.0040286 | -0.0039242 | -0.0038233 | -0.0037354 | -0.0036376 | 0 | 0 | 0 | 0 | 0 | 0 | 0 | 0
Scenario 1: Reference | SCG | Com | WaterHeat | Com - School | Gas Energy (MMTherm/year) | Energy Efficiency | 0.06229 | 0.060888 | 0.059582 | 0.058414 | 0.057028 | 0.001774 | 0.0017764 | 0.0017794 | 0.0017841 | 0.0017906 | 0.0017961 | 0.0018043 | 0.0018108
Scenario 1: Reference | SCG | Com | WaterHeat | Com - Warehouse | Electric Demand (MW) | Energy Efficiency | -7.4514e-07 | -7.356e-07 | -7.2629e-07 | -7.2005e-07 | -7.1731e-07 | 0 | 0 | 0 | 0 | 0 | 0 | 0 | 0
Scenario 1: Reference | SCG | Com | WaterHeat | Com - Warehouse | Electric Energy (GWh/year) | Energy Efficiency | -2.2695e-05 | -2.2404e-05 | -2.2119e-05 | -2.1928e-05 | -2.1843e-05 | 0 | 0 | 0 | 0 | 0 | 0 | 0 | 0
Scenario 1: Reference | SCG | Com | WaterHeat | Com - Warehouse | Gas Energy (MMTherm/year) | Energy Efficiency | 0.05993 | 0.015038 | 0.0071609 | 0.0052928 | 0.003986 | 0.0010603 | 0.00040785 | 0 | 0 | 0 | 0 | 0 | 0
Scenario 1: Reference | SCG | Com | WholeBlg | Com - College | Electric Demand (MW) | Energy Efficiency | 0 | 0 | 0 | 0 | 0 | 0 | 0 | 0 | 0 | 0 | 0 | 0 | 0
Scenario 1: Reference | SCG | Com | WholeBlg | Com - College | Electric Energy (GWh/year) | Energy Efficiency | 0 | 0 | 0 | 0 | 0 | 0 | 0 | 0 | 0 | 0 | 0 | 0 | 0
Scenario 1: Reference | SCG | Com | WholeBlg | Com - College | Gas Energy (MMTherm/year) | Energy Efficiency | 0.01122 | 0.011217 | 0.011183 | 0.011177 | 0.011176 | 0.011192 | 0.011218 | 0.01122 | 0.011221 | 0.011235 | 0.011211 | 0.01116 | 0.011152
Scenario 1: Reference | SCG | Com | WholeBlg | Com - Grocery | Gas Energy (MMTherm/year) | Energy Efficiency | 0.00422 | 0.0042741 | 0.0043182 | 0.0043735 | 0.0044324 | 0.0044741 | 0.0045169 | 0.0045577 | 0.0045995 | 0.0046286 | 0.004656 | 0.0046705 | 0.004682
Scenario 1: Reference | SCG | Com | WholeBlg | Com - Health | Gas Energy (MMTherm/year) | Energy Efficiency | 0.015493 | 0.015743 | 0.015958 | 0.016211 | 0.016479 | 0.016699 | 0.016929 | 0.01714 | 0.017353 | 0.017521 | 0.017681 | 0.017788 | 0.017815
Scenario 1: Reference | SCG | Com | WholeBlg | Com - Lodging | Electric Demand (MW) | Energy Efficiency | 0 | 0 | 0 | 0 | 0 | 0 | 0 | 0 | 0 | 0 | 0 | 0 | 0
Scenario 1: Reference | SCG | Com | WholeBlg | Com - Lodging | Electric Energy (GWh/year) | Energy Efficiency | 0 | 0 | 0 | 0 | 0 | 0 | 0 | 0 | 0 | 0 | 0 | 0 | 0
Scenario 1: Reference | SCG | Com | WholeBlg | Com - Lodging | Gas Energy (MMTherm/year) | Energy Efficiency | 0.0075833 | 0.0076916 | 0.0077817 | 0.0078913 | 0.0080077 | 0.0081004 | 0.0081961 | 0.0082861 | 0.0083787 | 0.0084563 | 0.008525 | 0.0085705 | 0.0085866
Scenario 1: Reference | SCG | Com | WholeBlg | Com - Office (Large) | Electric Demand (MW) | Energy Efficiency | 0 | 0 | 0 | 0 | 0 | 0 | 0 | 0 | 0 | 0 | 0 | 0 | 0
Scenario 1: Reference | SCG | Com | WholeBlg | Com - Office (Large) | Electric Energy (GWh/year) | Energy Efficiency | 0 | 0 | 0 | 0 | 0 | 0 | 0 | 0 | 0 | 0 | 0 | 0 | 0
Scenario 1: Reference | SCG | Com | WholeBlg | Com - Office (Large) | Gas Energy (MMTherm/year) | Energy Efficiency | 0.02428 | 0.024401 | 0.024449 | 0.02455 | 0.024667 | 0.024776 | 0.024923 | 0.025022 | 0.025114 | 0.025306 | 0.025332 | 0.025287 | 0.025255
Scenario 1: Reference | SCG | Com | WholeBlg | Com - Office (Small) | Electric Demand (MW) | Energy Efficiency | 0 | 0 | 0 | 0 | 0 | 0 | 0 | 0 | 0 | 0 | 0 | 0 | 0
Scenario 1: Reference | SCG | Com | WholeBlg | Com - Office (Small) | Electric Energy (GWh/year) | Energy Efficiency | 0 | 0 | 0 | 0 | 0 | 0 | 0 | 0 | 0 | 0 | 0 | 0 | 0
Scenario 1: Reference | SCG | Com | WholeBlg | Com - Office (Small) | Gas Energy (MMTherm/year) | Energy Efficiency | 0.0028911 | 0.002922 | 0.0029464 | 0.0029785 | 0.0030128 | 0.0030342 | 0.0030556 | 0.0030758 | 0.0030969 | 0.0031162 | 0.0031276 | 0.0031309 | 0.003138
Scenario 1: Reference | SCG | Com | WholeBlg | Com - Other | Electric Demand (MW) | Energy Efficiency | 0 | 0 | 0 | 0 | 0 | 0 | 0 | 0 | 0 | 0 | 0 | 0 | 0
Scenario 1: Reference | SCG | Com | WholeBlg | Com - Other | Electric Energy (GWh/year) | Energy Efficiency | 0 | 0 | 0 | 0 | 0 | 0 | 0 | 0 | 0 | 0 | 0 | 0 | 0
Scenario 1: Reference | SCG | Com | WholeBlg | Com - Other | Gas Energy (MMTherm/year) | Energy Efficiency | 0.050505 | 0.051223 | 0.051835 | 0.052588 | 0.053388 | 0.054002 | 0.05465 | 0.05526 | 0.055887 | 0.056388 | 0.056853 | 0.057162 | 0.057273
Scenario 1: Reference | SCG | Com | WholeBlg | Com - Refrig. Warehouse | Gas Energy (MMTherm/year) | Energy Efficiency | 0.0009793 | 0.0009973 | 0.0010134 | 0.0010323 | 0.001052 | 0.0010664 | 0.0010807 | 0.0010949 | 0.0011095 | 0.0011199 | 0.0011308 | 0.0011386 | 0.0011421
Scenario 1: Reference | SCG | Com | WholeBlg | Com - Restaurant | Electric Demand (MW) | Energy Efficiency | 0 | 0 | 0 | 0 | 0 | 0 | 0 | 0 | 0 | 0 | 0 | 0 | 0
Scenario 1: Reference | SCG | Com | WholeBlg | Com - Restaurant | Electric Energy (GWh/year) | Energy Efficiency | 0 | 0 | 0 | 0 | 0 | 0 | 0 | 0 | 0 | 0 | 0 | 0 | 0
Scenario 1: Reference | SCG | Com | WholeBlg | Com - Restaurant | Gas Energy (MMTherm/year) | Energy Efficiency | 0.02148 | 0.021881 | 0.022238 | 0.022656 | 0.023096 | 0.023427 | 0.023759 | 0.024086 | 0.024423 | 0.024678 | 0.024936 | 0.025125 | 0.025197
Scenario 1: Reference | SCG | Com | WholeBlg | Com - Retail | Electric Demand (MW) | Energy Efficiency | 0 | 0 | 0 | 0 | 0 | 0 | 0 | 0 | 0 | 0 | 0 | 0 | -0.0054537
Scenario 1: Reference | SCG | Com | WholeBlg | Com - Retail | Electric Energy (GWh/year) | Energy Efficiency | 0 | 0 | 0 | 0 | 0 | 0 | 0 | 0 | 0 | 0 | 0 | 0 | 0.87409
Scenario 1: Reference | SCG | Com | WholeBlg | Com - Retail | Gas Energy (MMTherm/year) | Energy Efficiency | 0.00582 | 0.0059048 | 0.0059766 | 0.0060645 | 0.0061578 | 0.0062252 | 0.0062934 | 0.0063598 | 0.0064282 | 0.0064811 | 0.0065292 | 0.0065595 | 0.012916
Scenario 1: Reference | SCG | Com | WholeBlg | Com - School | Electric Demand (MW) | Energy Efficiency | 0 | 0 | 0 | 0 | 0 | 0 | 0 | 0 | 0 | 0 | 0 | 0 | 0
Scenario 1: Reference | SCG | Com | WholeBlg | Com - School | Electric Energy (GWh/year) | Energy Efficiency | 0 | 0 | 0 | 0 | 0 | 0 | 0 | 0 | 0 | 0 | 0 | 0 | 0
Scenario 1: Reference | SCG | Com | WholeBlg | Com - School | Gas Energy (MMTherm/year) | Energy Efficiency | 0.0093335 | 0.00937 | 0.0093839 | 0.009421 | 0.0094621 | 0.0094897 | 0.0095163 | 0.0095317 | 0.009547 | 0.0095614 | 0.0095511 | 0.009515 | 0.0095296
Scenario 1: Reference | SCG | Com | WholeBlg | Com - Warehouse | Electric Demand (MW) | Energy Efficiency | 0 | 0 | 0 | 0 | 0 | 0 | 0 | 0 | 0 | 0 | 0 | 0 | 0
Scenario 1: Reference | SCG | Com | WholeBlg | Com - Warehouse | Electric Energy (GWh/year) | Energy Efficiency | 0 | 0 | 0 | 0 | 0 | 0 | 0 | 0 | 0 | 0 | 0 | 0 | 0
Scenario 1: Reference | SCG | Com | WholeBlg | Com - Warehouse | Gas Energy (MMTherm/year) | Energy Efficiency | 0.019112 | 0.019394 | 0.019636 | 0.019934 | 0.020251 | 0.02047 | 0.02069 | 0.020908 | 0.021134 | 0.021292 | 0.021451 | 0.021551 | 0.021616
Scenario 1: Reference | SCG | Ind | WholeBlg | Ind - All Other Industrial | Gas Energy (MMTherm/year) | Energy Efficiency | 0.079331 | 0.079702 | 0.079948 | 0.080148 | 0.080321 | 0.080411 | 0.080469 | 0.080537 | 0.080619 | 0.080738 | 0.080884 | 0.081054 | 0.081241
Scenario 1: Reference | SCG | Ind | WholeBlg | Ind - Chemicals | Gas Energy (MMTherm/year) | Energy Efficiency | 0.95915 | 0.9644 | 0.96911 | 0.97324 | 0.97695 | 0.97972 | 0.98168 | 0.98301 | 0.98445 | 0.98588 | 0.98709 | 0.98797 | 0.9887
Scenario 1: Reference | SCG | Ind | WholeBlg | Ind - Electronics | Gas Energy (MMTherm/year) | Energy Efficiency | 0.04582 | 0.046081 | 0.046336 | 0.046575 | 0.046802 | 0.047014 | 0.047224 | 0.047437 | 0.047646 | 0.047855 | 0.048055 | 0.048247 | 0.048435
Scenario 1: Reference | SCG | Ind | WholeBlg | Ind - Fabricated Metals | Gas Energy (MMTherm/year) | Energy Efficiency | 0.27502 | 0.27795 | 0.28097 | 0.28295 | 0.28441 | 0.2853 | 0.28581 | 0.28621 | 0.28657 | 0.28695 | 0.2872 | 0.28728 | 0.28722
Scenario 1: Reference | SCG | Ind | WholeBlg | Ind - Food | Gas Energy (MMTherm/year) | Energy Efficiency | 1.3185 | 1.3154 | 1.3121 | 1.3087 | 1.305 | 1.301 | 1.2971 | 1.2929 | 1.2888 | 1.2848 | 1.2807 | 1.2763 | 1.2719
Scenario 1: Reference | SCG | Ind | WholeBlg | Ind - Industrial Machinery | Gas Energy (MMTherm/year) | Energy Efficiency | 0.028598 | 0.02905 | 0.029538 | 0.029848 | 0.030046 | 0.030173 | 0.030293 | 0.030409 | 0.030526 | 0.030648 | 0.030751 | 0.030827 | 0.030882
Scenario 1: Reference | SCG | Ind | WholeBlg | Ind - Lumber & Furniture | Gas Energy (MMTherm/year) | Energy Efficiency | 0.012864 | 0.012936 | 0.013003 | 0.013063 | 0.013123 | 0.013146 | 0.013136 | 0.01313 | 0.013126 | 0.013128 | 0.013134 | 0.013137 | 0.013136
Scenario 1: Reference | SCG | Ind | WholeBlg | Ind - Paper | Gas Energy (MMTherm/year) | Energy Efficiency | 0.20099 | 0.20093 | 0.20091 | 0.20122 | 0.2016 | 0.20181 | 0.20211 | 0.2026 | 0.2033 | 0.20419 | 0.20516 | 0.20614 | 0.20713
Scenario 1: Reference | SCG | Ind | WholeBlg | Ind - Petroleum | Gas Energy (MMTherm/year) | Energy Efficiency | 3.9121 | 3.9159 | 3.9196 | 3.9227 | 3.9233 | 3.9194 | 3.9136 | 3.9062 | 3.9 | 3.894 | 3.8862 | 3.8768 | 3.8672
Scenario 1: Reference | SCG | Ind | WholeBlg | Ind - Plastics | Gas Energy (MMTherm/year) | Energy Efficiency | 0.04497 | 0.047073 | 0.049093 | 0.050978 | 0.052814 | 0.054419 | 0.055684 | 0.056644 | 0.057678 | 0.058743 | 0.059793 | 0.060776 | 0.061704
Scenario 1: Reference | SCG | Ind | WholeBlg | Ind - Primary Metals | Gas Energy (MMTherm/year) | Energy Efficiency | 0.29429 | 0.29519 | 0.29622 | 0.29704 | 0.29766 | 0.29812 | 0.29859 | 0.29903 | 0.29945 | 0.29984 | 0.30014 | 0.30035 | 0.30052
Scenario 1: Reference | SCG | Ind | WholeBlg | Ind - Printing & Publishing | Gas Energy (MMTherm/year) | Energy Efficiency | 0.016289 | 0.016326 | 0.016362 | 0.016394 | 0.016402 | 0.016368 | 0.016332 | 0.016306 | 0.016302 | 0.016312 | 0.016319 | 0.016314 | 0.016303
Scenario 1: Reference | SCG | Ind | WholeBlg | Ind - Stone-Glass-Clay | Gas Energy (MMTherm/year) | Energy Efficiency | 0.31118 | 0.31301 | 0.31439 | 0.31546 | 0.31635 | 0.31693 | 0.31724 | 0.3175 | 0.3177 | 0.31793 | 0.31813 | 0.31831 | 0.31847
Scenario 1: Reference | SCG | Ind | WholeBlg | Ind - Textiles | Gas Energy (MMTherm/year) | Energy Efficiency | 0.14869 | 0.14863 | 0.14856 | 0.1484 | 0.14817 | 0.14788 | 0.14757 | 0.14724 | 0.1469 | 0.14657 | 0.14622 | 0.14584 | 0.14547
Scenario 1: Reference | SCG | Ind | WholeBlg | Ind - Transportation Equipment | Gas Energy (MMTherm/year) | Energy Efficiency | 0.11064 | 0.11039 | 0.11016 | 0.1099 | 0.10963 | 0.10936 | 0.10908 | 0.10881 | 0.10852 | 0.10824 | 0.10794 | 0.10763 | 0.10732
Scenario 1: Reference | SCG | Res | AppPlug | Res - Multi Family | Electric Demand (MW) | Energy Efficiency | 0 | 0 | 0 | 0 | 0 | 0 | 0 | 0 | 0 | 0 | 0 | 0 | 0
Scenario 1: Reference | SCG | Res | AppPlug | Res - Multi Family | Electric Energy (GWh/year) | Energy Efficiency | 0 | 0 | 0 | 0 | 0 | 0 | 0 | 0 | 0 | 0 | 0 | 0 | 0
Scenario 1: Reference | SCG | Res | AppPlug | Res - Multi Family | Gas Energy (MMTherm/year) | Energy Efficiency | 0 | 0 | 0 | 0 | 0 | 0 | 0 | 0 | 0 | 0 | 0 | 0 | 0
Scenario 1: Reference | SCG | Res | AppPlug | Res - Single Family | Electric Demand (MW) | Energy Efficiency | 0 | 0 | 0 | 0 | 0 | 0 | 0 | 0 | 0 | 0 | 0 | 0 | 0
Scenario 1: Reference | SCG | Res | AppPlug | Res - Single Family | Electric Energy (GWh/year) | Energy Efficiency | 0 | 0 | 0 | 0 | 0 | 0 | 0 | 0 | 0 | 0 | 0 | 0 | 0
Scenario 1: Reference | SCG | Res | AppPlug | Res - Single Family | Gas Energy (MMTherm/year) | Energy Efficiency | 0 | 0 | 0 | 0 | 0 | 0 | 0 | 0 | 0 | 0 | 0 | 0 | 0
Scenario 1: Reference | SCG | Res | BROs | Income Qualified - Multi Family IQ | Gas Energy (MMTherm/year) | Energy Efficiency | 0.23348 | 0.2365 | 0.24016 | 0.24449 | 0.24945 | 0.25506 | 0.26114 | 0.26853 | 0.27677 | 0.2863 | 0.29665 | 0.30796 | 0.32045
Scenario 1: Reference | SCG | Res | BROs | Income Qualified - Single Family IQ | Gas Energy (MMTherm/year) | Energy Efficiency | 0.72066 | 0.72917 | 0.73953 | 0.75176 | 0.76591 | 0.78207 | 0.80011 | 0.82174 | 0.84593 | 0.87291 | 0.90228 | 0.93442 | 0.96995
Scenario 1: Reference | SCG | Res | BROs | Res - Multi Family | Gas Energy (MMTherm/year) | Energy Efficiency | 2.4695 | 2.4988 | 2.5345 | 2.5767 | 2.6254 | 2.681 | 2.743 | 2.8174 | 2.9005 | 2.9935 | 3.0946 | 3.2053 | 3.3277
Scenario 1: Reference | SCG | Res | BROs | Res - Single Family | Gas Energy (MMTherm/year) | Energy Efficiency | 0.70639 | 0.71555 | 0.7267 | 0.73985 | 0.75495 | 0.77198 | 0.79043 | 0.81285 | 0.83786 | 0.86681 | 0.89829 | 0.93269 | 0.97065
Scenario 1: Reference | SCG | Res | BldgEnv | Res - Multi Family | Electric Demand (MW) | Energy Efficiency | 0 | 0 | 0 | 0 | 0 | 0 | 0 | 0 | 5.9701e-05 | 6.0618e-05 | 6.147e-05 | 6.2258e-05 | 6.298e-05
Scenario 1: Reference | SCG | Res | BldgEnv | Res - Multi Family | Electric Energy (GWh/year) | Energy Efficiency | 0 | 0 | 0 | 0 | 0 | 0 | 0 | 0 | 9.1657e-05 | 9.3065e-05 | 9.4374e-05 | 9.5583e-05 | 9.6692e-05
Scenario 1: Reference | SCG | Res | BldgEnv | Res - Multi Family | Gas Energy (MMTherm/year) | Energy Efficiency | 0 | 0 | 0 | 0 | 0 | 0 | 0 | 0 | 2.8705e-05 | 2.9146e-05 | 2.9555e-05 | 2.9934e-05 | 3.0281e-05
Scenario 1: Reference | SCG | Res | BldgEnv | Res - Single Family | Electric Demand (MW) | Energy Efficiency | 0.01741 | 0.020185 | 0.02135 | 0.021484 | 0.021491 | 0.020916 | 0.020414 | 0.019404 | 0.018024 | 0 | 0 | 0 | 0
Scenario 1: Reference | SCG | Res | BldgEnv | Res - Single Family | Electric Energy (GWh/year) | Energy Efficiency | -0.014794 | -0.014164 | -0.013576 | -0.013073 | -0.01259 | -0.01215 | -0.011282 | -0.010877 | -0.010951 | 0 | 0 | 0 | 0
Scenario 1: Reference | SCG | Res | BldgEnv | Res - Single Family | Gas Energy (MMTherm/year) | Energy Efficiency | 0.0037316 | 0.0043573 | 0.0046248 | 0.0046619 | 0.0046701 | 0.0045476 | 0.0044641 | 0.0042438 | 0.0039164 | 0 | 0 | 0 | 0
Scenario 1: Reference | SCG | Res | HVAC | Res - Multi Family | Electric Demand (MW) | Energy Efficiency | -4.4923e-05 | -4.5649e-05 | -4.5293e-05 | -4.4449e-05 | -4.3516e-05 | 0 | 0 | 0 | 0 | 0 | 0 | 0 | 0
Scenario 1: Reference | SCG | Res | HVAC | Res - Multi Family | Electric Energy (GWh/year) | Energy Efficiency | -4.2381e-09 | -4.3067e-09 | -4.2731e-09 | -4.1934e-09 | -4.1054e-09 | 0 | 0 | 0 | 0 | 0 | 0 | 0 | 0.00053283
Scenario 1: Reference | SCG | Res | HVAC | Res - Multi Family | Gas Energy (MMTherm/year) | Energy Efficiency | 1.0606e-05 | 1.0777e-05 | 1.0693e-05 | 1.0494e-05 | 1.0273e-05 | 0 | 0 | 0 | 0 | 0 | 0 | 0 | 3.428e-05
Scenario 1: Reference | SCG | Res | HVAC | Res - Single Family | Electric Demand (MW) | Energy Efficiency | 1.001 | 0.072564 | 0.077975 | 0.080287 | 0.048805 | 0 | 0 | 0 | 0 | 0 | 0 | 0 | 0
Scenario 1: Reference | SCG | Res | HVAC | Res - Single Family | Electric Energy (GWh/year) | Energy Efficiency | 1.1621 | 0.20295 | 0.21496 | 0.21956 | 0.18028 | 0 | 0 | 0 | 0 | 0 | 0 | 0 | 0.011024
Scenario 1: Reference | SCG | Res | HVAC | Res - Single Family | Gas Energy (MMTherm/year) | Energy Efficiency | 0.028322 | 0.015526 | 0.016277 | 0.016528 | 0.016005 | 0 | 0 | 0 | 0 | 0 | 0 | 0 | 0.00060383
Scenario 1: Reference | SCG | Res | WaterHeat | Res - Multi Family | Electric Demand (MW) | Energy Efficiency | -0.003285 | -0.0033087 | -0.003365 | -0.0033734 | -0.0033578 | 0 | 0 | 0 | 0 | 0 | 0 | 0 | 0
Scenario 1: Reference | SCG | Res | WaterHeat | Res - Multi Family | Electric Energy (GWh/year) | Energy Efficiency | -0.016928 | -0.01705 | -0.01734 | -0.017383 | -0.017303 | 0 | 0 | 0 | 0 | 0 | 0 | 0 | 0
Scenario 1: Reference | SCG | Res | WaterHeat | Res - Multi Family | Gas Energy (MMTherm/year) | Energy Efficiency | 0.30969 | 0.27093 | 0.2492 | 0.23221 | 0.21944 | 0.048314 | 0.04536 | 0.04306 | 0.040703 | 0.038378 | 0.036262 | 0.0345 | 0.032817
Scenario 1: Reference | SCG | Res | WaterHeat | Res - Single Family | Electric Demand (MW) | Energy Efficiency | -0.02015 | -0.021329 | -0.021997 | -0.022187 | -0.022236 | 0 | 0 | 0 | 0 | 0 | 0 | 0 | 0
Scenario 1: Reference | SCG | Res | WaterHeat | Res - Single Family | Electric Energy (GWh/year) | Energy Efficiency | -0.11455 | -0.12132 | -0.12511 | -0.12619 | -0.12647 | 0 | 0 | 0 | 0 | 0 | 0 | 0 | 0
Scenario 1: Reference | SCG | Res | WaterHeat | Res - Single Family | Gas Energy (MMTherm/year) | Energy Efficiency | 1.815 | 1.7381 | 1.6812 | 1.6242 | 1.5835 | 0.21131 | 0.18353 | 0.16123 | 0.14807 | 0.13813 | 0.1293 | 0.12148 | 0.11421
Scenario 1: Reference | SCG | Res | WholeBlg | Res - Multi Family | Electric Demand (MW) | Energy Efficiency | 0 | 0 | 0 | 0 | 0 | 0 | 0 | 0 | 0 | 0 | 0 | 0 | 0
Scenario 1: Reference | SCG | Res | WholeBlg | Res - Multi Family | Electric Energy (GWh/year) | Energy Efficiency | 0 | 0 | 0 | 0 | 0 | 0 | 0 | 0 | 0 | 0 | 0 | 0 | 0
Scenario 1: Reference | SCG | Res | WholeBlg | Res - Multi Family | Gas Energy (MMTherm/year) | Energy Efficiency | 0 | 0 | 0 | 0 | 0 | 0 | 0 | 0 | 0 | 0 | 0 | 0 | 0
Scenario 1: Reference | SCG | Res | WholeBlg | Res - Single Family | Electric Demand (MW) | Energy Efficiency | 0 | 0 | 0 | 0 | 0 | 0 | 0 | 0 | 0 | 0 | 0 | 0 | 0
Scenario 1: Reference | SCG | Res | WholeBlg | Res - Single Family | Electric Energy (GWh/year) | Energy Efficiency | 0 | 0 | 0 | 0 | 0 | 0 | 0 | 0 | 0 | 0 | 0 | 0 | 0
Scenario 1: Reference | SCG | Res | WholeBlg | Res - Single Family | Gas Energy (MMTherm/year) | Energy Efficiency | 0 | 0 | 0 | 0 | 0 | 0 | 0 | 0 | 0 | 0 | 0 | 0 | 0
Scenario 1: Reference | SDG&E | Ag | WholeBlg | Ag - Dairies, fishing, hunting | Electric Demand (MW) | Energy Efficiency | 0.0032232 | 0.003246 | 0.0032673 | 0.0032878 | 0.0033067 | 0.0033237 | 0.0033397 | 0.0033556 | 0.0033714 | 0.0033871 | 0.0034024 | 0.0034174 | 0.0034321
Scenario 1: Reference | SDG&E | Ag | WholeBlg | Ag - Dairies, fishing, hunting | Electric Energy (GWh/year) | Energy Efficiency | 0.013731 | 0.013828 | 0.013919 | 0.014006 | 0.014086 | 0.014159 | 0.014227 | 0.014295 | 0.014362 | 0.014429 | 0.014494 | 0.014558 | 0.014621
Scenario 1: Reference | SDG&E | Ag | WholeBlg | Ag - Dairies, fishing, hunting | Gas Energy (MMTherm/year) | Energy Efficiency | 3.6951e-05 | 3.6951e-05 | 3.6951e-05 | 3.6951e-05 | 3.6951e-05 | 3.6951e-05 | 3.6951e-05 | 3.6951e-05 | 3.6951e-05 | 3.6951e-05 | 3.6951e-05 | 3.6951e-05 | 3.6951e-05
Scenario 1: Reference | SDG&E | Ag | WholeBlg | Ag - Irrigated Agriculture, vineyards, forestry and greenhouses | Electric Demand (MW) | Energy Efficiency | 0.022666 | 0.023465 | 0.024219 | 0.024954 | 0.025644 | 0.026273 | 0.026874 | 0.027476 | 0.028087 | 0.028698 | 0.029299 | 0.029895 | 0.030478
Scenario 1: Reference | SDG&E | Ag | WholeBlg | Ag - Irrigated Agriculture, vineyards, forestry and greenhouses | Electric Energy (GWh/year) | Energy Efficiency | 0.096557 | 0.09996 | 0.10317 | 0.1063 | 0.10924 | 0.11192 | 0.11448 | 0.11705 | 0.11965 | 0.12225 | 0.12481 | 0.12735 | 0.12984
Scenario 1: Reference | SDG&E | Ag | WholeBlg | Ag - Irrigated Agriculture, vineyards, forestry and greenhouses | Gas Energy (MMTherm/year) | Energy Efficiency | 0.002672 | 0.002672 | 0.002672 | 0.002672 | 0.002672 | 0.002672 | 0.002672 | 0.002672 | 0.002672 | 0.002672 | 0.002672 | 0.002672 | 0.002672
Scenario 1: Reference | SDG&E | Ag | WholeBlg | Ag - Water pumping | Electric Demand (MW) | Energy Efficiency | 0.070902 | 0.070764 | 0.070629 | 0.070489 | 0.070347 | 0.070213 | 0.070077 | 0.069936 | 0.069784 | 0.069629 | 0.069471 | 0.069312 | 0.069154
Scenario 1: Reference | SDG&E | Ag | WholeBlg | Ag - Water pumping | Electric Energy (GWh/year) | Energy Efficiency | 0.30204 | 0.30145 | 0.30088 | 0.30028 | 0.29968 | 0.2991 | 0.29853 | 0.29793 | 0.29728 | 0.29662 | 0.29595 | 0.29527 | 0.29459
Scenario 1: Reference | SDG&E | Ag | WholeBlg | Ag - Water pumping | Gas Energy (MMTherm/year) | Energy Efficiency | 0.00076531 | 0.00076531 | 0.00076531 | 0.00076531 | 0.00076531 | 0.00076531 | 0.00076531 | 0.00076531 | 0.00076531 | 0.00076531 | 0.00076531 | 0.00076531 | 0.00076531
Scenario 1: Reference | SDG&E | Com | AppPlug | Com - Health | Gas Energy (MMTherm/year) | Energy Efficiency | 0.046686 | 0.052198 | 0.11921 | 0.13266 | 0.1452 | 0.15747 | 0.16469 | 0.1776 | 0.19246 | 0.20834 | 0.22313 | 0.22335 | 0.22586
Scenario 1: Reference | SDG&E | Com | AppPlug | Com - Lodging | Gas Energy (MMTherm/year) | Energy Efficiency | 0.023976 | 0.02613 | 0.097691 | 0.1068 | 0.11462 | 0.12379 | 0.13249 | 0.14115 | 0.1502 | 0.15872 | 0.16516 | 0.16847 | 0.17175
Scenario 1: Reference | SDG&E | Com | AppPlug | Com - Other | Gas Energy (MMTherm/year) | Energy Efficiency | 0.00021041 | 0.00024489 | 0.00028271 | 0.00032409 | 0.00036439 | 0.00041183 | 0.00046191 | 0.00051318 | 0.00056545 | 0.00062032 | 0.00067469 | 0.00073066 | 0.00078876
Scenario 1: Reference | SDG&E | Com | BROs | Com - Lodging | Electric Energy (GWh/year) | Energy Efficiency | 0.0087675 | 0.017942 | 0.027556 | 0.037827 | 0.048759 | 0.060287 | 0.07269 | 0.08562 | 0.099235 | 0.11359 | 0.12828 | 0.14288 | 0.1577
Scenario 1: Reference | SDG&E | Com | BROs | Com - Other | Electric Energy (GWh/year) | Energy Efficiency | 0.0079453 | 0.016295 | 0.025078 | 0.034484 | 0.044544 | 0.055196 | 0.066813 | 0.078968 | 0.091831 | 0.10546 | 0.11952 | 0.13362 | 0.14899
Scenario 1: Reference | SDG&E | Com | BROs | Com - Retail | Electric Demand (MW) | Energy Efficiency | 0.0016338 | 0.0033258 | 0.0050803 | 0.0069276 | 0.008875 | 0.010905 | 0.013094 | 0.015353 | 0.017704 | 0.020162 | 0.022645 | 0.025101 | 0.027999
Scenario 1: Reference | SDG&E | Com | BROs | Com - Retail | Electric Energy (GWh/year) | Energy Efficiency | 0.017664 | 0.035957 | 0.054926 | 0.074897 | 0.095951 | 0.1179 | 0.14157 | 0.16598 | 0.19141 | 0.21798 | 0.24482 | 0.27138 | 0.30271
Scenario 1: Reference | SDG&E | Com | BldgEnv | Com - College | Electric Demand (MW) | Energy Efficiency | 1.5285e-06 | 1.5244e-06 | 1.5203e-06 | 1.5205e-06 | 1.5152e-06 | 1.5156e-06 | 1.5166e-06 | 1.516e-06 | 1.5161e-06 | 1.5176e-06 | 1.5174e-06 | 1.5338e-06 | 1.5363e-06
Scenario 1: Reference | SDG&E | Com | BldgEnv | Com - College | Electric Energy (GWh/year) | Energy Efficiency | 5.2225e-07 | 5.2085e-07 | 5.1943e-07 | 5.1951e-07 | 5.1769e-07 | 5.1782e-07 | 5.1817e-07 | 5.1796e-07 | 5.1799e-07 | 5.1851e-07 | 5.1844e-07 | 5.2405e-07 | 5.249e-07
Scenario 1: Reference | SDG&E | Com | BldgEnv | Com - College | Gas Energy (MMTherm/year) | Energy Efficiency | 1.118e-06 | 1.1113e-06 | 1.1043e-06 | 1.0986e-06 | 1.0912e-06 | 1.0855e-06 | 1.08e-06 | 1.074e-06 | 1.0683e-06 | 1.0631e-06 | 1.0573e-06 | 1.0567e-06 | 1.0519e-06
Scenario 1: Reference | SDG&E | Com | BldgEnv | Com - Grocery | Electric Demand (MW) | Energy Efficiency | 4.9843e-06 | 4.8247e-06 | 4.672e-06 | 4.5436e-06 | 4.4146e-06 | 4.3165e-06 | 4.2326e-06 | 4.1558e-06 | 4.078e-06 | 4.0156e-06 | 3.9525e-06 | 3.8953e-06 | 3.8461e-06
Scenario 1: Reference | SDG&E | Com | BldgEnv | Com - Grocery | Electric Energy (GWh/year) | Energy Efficiency | 1.703e-06 | 1.6484e-06 | 1.5963e-06 | 1.5524e-06 | 1.5083e-06 | 1.4748e-06 | 1.4461e-06 | 1.4199e-06 | 1.3933e-06 | 1.372e-06 | 1.3504e-06 | 1.3309e-06 | 1.3141e-06
Scenario 1: Reference | SDG&E | Com | BldgEnv | Com - Grocery | Gas Energy (MMTherm/year) | Energy Efficiency | 1.2854e-06 | 1.2439e-06 | 1.2047e-06 | 1.1716e-06 | 1.1381e-06 | 1.1125e-06 | 1.0903e-06 | 1.0696e-06 | 1.0485e-06 | 1.0315e-06 | 1.0146e-06 | 9.9955e-07 | 9.8699e-07
Scenario 1: Reference | SDG&E | Com | BldgEnv | Com - Health | Electric Demand (MW) | Energy Efficiency | 8.1815e-06 | 7.5745e-06 | 6.9147e-06 | 6.2403e-06 | 5.4497e-06 | 4.5729e-06 | 3.8301e-06 | 3.7167e-06 | 3.6608e-06 | 3.693e-06 | 3.7879e-06 | 3.5471e-06 | 3.3838e-06
Scenario 1: Reference | SDG&E | Com | BldgEnv | Com - Health | Electric Energy (GWh/year) | Energy Efficiency | 3.9301e-06 | 3.6385e-06 | 3.3216e-06 | 2.9976e-06 | 2.6179e-06 | 2.1966e-06 | 1.8399e-06 | 1.7854e-06 | 1.7585e-06 | 1.774e-06 | 1.8196e-06 | 1.7039e-06 | 1.6255e-06
Scenario 1: Reference | SDG&E | Com | BldgEnv | Com - Health | Gas Energy (MMTherm/year) | Energy Efficiency | 3.3966e-06 | 3.1327e-06 | 2.847e-06 | 2.5559e-06 | 2.2199e-06 | 1.854e-06 | 1.5501e-06 | 1.5041e-06 | 1.4815e-06 | 1.4951e-06 | 1.5343e-06 | 1.4362e-06 | 1.3699e-06
Scenario 1: Reference | SDG&E | Com | BldgEnv | Com - Lodging | Electric Demand (MW) | Energy Efficiency | 1.4917e-06 | 1.4775e-06 | 1.4634e-06 | 1.4586e-06 | 1.4404e-06 | 1.4323e-06 | 1.4199e-06 | 1.4077e-06 | 3.9659e-07 | 1.3882e-06 | 2.147e-06 | 2.1228e-06 | 2.1023e-06
Scenario 1: Reference | SDG&E | Com | BldgEnv | Com - Lodging | Electric Energy (GWh/year) | Energy Efficiency | 9.7476e-07 | 9.6544e-07 | 9.5627e-07 | 9.531e-07 | 9.4122e-07 | 9.3591e-07 | 9.2781e-07 | 9.1985e-07 | 2.5915e-07 | 9.0709e-07 | 1.403e-06 | 1.3871e-06 | 1.3738e-06
Scenario 1: Reference | SDG&E | Com | BldgEnv | Com - Lodging | Gas Energy (MMTherm/year) | Energy Efficiency | 4.9072e-07 | 4.8488e-07 | 4.791e-07 | 4.7511e-07 | 4.6861e-07 | 4.6408e-07 | 4.5877e-07 | 4.5355e-07 | 7.6145e-08 | 4.4384e-07 | 7.258e-07 | 7.1646e-07 | 7.0789e-07
Scenario 1: Reference | SDG&E | Com | BldgEnv | Com - Office (Large) | Electric Demand (MW) | Energy Efficiency | 1.3948e-05 | 1.3577e-05 | 1.3216e-05 | 1.288e-05 | 1.2521e-05 | 1.2265e-05 | 1.2054e-05 | 1.1811e-05 | 1.1489e-05 | 1.1222e-05 | 1.0953e-05 | 1.0711e-05 | 1.0492e-05
Scenario 1: Reference | SDG&E | Com | BldgEnv | Com - Office (Large) | Electric Energy (GWh/year) | Energy Efficiency | 4.7656e-06 | 4.6387e-06 | 4.5155e-06 | 4.4008e-06 | 4.278e-06 | 4.1905e-06 | 4.1184e-06 | 4.0356e-06 | 3.9253e-06 | 3.834e-06 | 3.7422e-06 | 3.6595e-06 | 3.5847e-06
Scenario 1: Reference | SDG&E | Com | BldgEnv | Com - Office (Large) | Gas Energy (MMTherm/year) | Energy Efficiency | 1.7582e-06 | 1.7129e-06 | 1.6686e-06 | 1.6273e-06 | 1.583e-06 | 1.5519e-06 | 1.5267e-06 | 1.4973e-06 | 1.4568e-06 | 1.424e-06 | 1.3905e-06 | 1.3604e-06 | 1.3333e-06
Scenario 1: Reference | SDG&E | Com | BldgEnv | Com - Office (Small) | Electric Demand (MW) | Energy Efficiency | 5.6524e-06 | 5.4627e-06 | 5.2847e-06 | 5.1173e-06 | 4.9596e-06 | 4.8144e-06 | 4.6781e-06 | 4.5476e-06 | 4.4236e-06 | 4.3076e-06 | 4.1987e-06 | 4.098e-06 | 4.0052e-06
Scenario 1: Reference | SDG&E | Com | BldgEnv | Com - Office (Small) | Electric Energy (GWh/year) | Energy Efficiency | 1.9312e-06 | 1.8664e-06 | 1.8056e-06 | 1.7484e-06 | 1.6945e-06 | 1.6449e-06 | 1.5984e-06 | 1.5538e-06 | 1.5114e-06 | 1.4718e-06 | 1.4346e-06 | 1.4001e-06 | 1.3685e-06
Scenario 1: Reference | SDG&E | Com | BldgEnv | Com - Office (Small) | Gas Energy (MMTherm/year) | Energy Efficiency | 7.0599e-07 | 6.827e-07 | 6.6085e-07 | 6.4035e-07 | 6.2152e-07 | 6.0422e-07 | 5.8791e-07 | 5.7219e-07 | 5.5684e-07 | 5.4277e-07 | 5.2931e-07 | 5.1685e-07 | 5.0544e-07
Scenario 1: Reference | SDG&E | Com | BldgEnv | Com - Other | Electric Demand (MW) | Energy Efficiency | 9.155e-06 | 8.9658e-06 | 8.7632e-06 | 8.5469e-06 | 8.3009e-06 | 8.0571e-06 | 7.7994e-06 | 7.525e-06 | 6.9515e-06 | 6.9335e-06 | 6.7986e-06 | 6.4461e-06 | 6.082e-06
Scenario 1: Reference | SDG&E | Com | BldgEnv | Com - Other | Electric Energy (GWh/year) | Energy Efficiency | 3.1295e-06 | 3.0648e-06 | 2.9955e-06 | 2.9216e-06 | 2.8375e-06 | 2.7542e-06 | 2.6661e-06 | 2.5723e-06 | 2.3762e-06 | 2.3701e-06 | 2.324e-06 | 2.2035e-06 | 2.079e-06
Scenario 1: Reference | SDG&E | Com | BldgEnv | Com - Other | Gas Energy (MMTherm/year) | Energy Efficiency | 1.2783e-06 | 1.2538e-06 | 1.2266e-06 | 1.1968e-06 | 1.1625e-06 | 1.1277e-06 | 1.0904e-06 | 1.0501e-06 | 9.0519e-07 | 9.6151e-07 | 9.7909e-07 | 9.2046e-07 | 8.5962e-07
Scenario 1: Reference | SDG&E | Com | BldgEnv | Com - Refrig. Warehouse | Electric Demand (MW) | Energy Efficiency | 1.5741e-07 | 1.5489e-07 | 1.524e-07 | 1.4924e-07 | 1.4646e-07 | 1.4381e-07 | 1.4142e-07 | 1.5974e-07 | 1.3702e-07 | 1.5628e-07 | 1.7241e-07 | 1.7131e-07 | 1.7018e-07
Scenario 1: Reference | SDG&E | Com | BldgEnv | Com - Refrig. Warehouse | Electric Energy (GWh/year) | Energy Efficiency | 5.3783e-08 | 5.292e-08 | 5.2069e-08 | 5.0991e-08 | 5.0042e-08 | 4.9135e-08 | 4.832e-08 | 5.4577e-08 | 4.6816e-08 | 5.3397e-08 | 5.8908e-08 | 5.8531e-08 | 5.8144e-08
Scenario 1: Reference | SDG&E | Com | BldgEnv | Com - Refrig. Warehouse | Gas Energy (MMTherm/year) | Energy Efficiency | 2.0331e-08 | 1.9993e-08 | 1.9658e-08 | 1.9239e-08 | 1.8871e-08 | 1.8519e-08 | 1.8204e-08 | 2.5327e-08 | 1.7634e-08 | 2.5061e-08 | 3.1288e-08 | 3.1282e-08 | 3.1262e-08
Scenario 1: Reference | SDG&E | Com | BldgEnv | Com - Restaurant | Electric Demand (MW) | Energy Efficiency | 1.7432e-06 | 1.6457e-06 | 1.5564e-06 | 1.4652e-06 | 1.7398e-06 | 1.7008e-06 | 1.6679e-06 | 1.6382e-06 | 1.6077e-06 | 1.5811e-06 | 1.5577e-06 | 1.5372e-06 | 1.5189e-06
Scenario 1: Reference | SDG&E | Com | BldgEnv | Com - Restaurant | Electric Energy (GWh/year) | Energy Efficiency | 5.9558e-07 | 5.623e-07 | 5.3176e-07 | 5.0062e-07 | 5.9444e-07 | 5.8112e-07 | 5.6987e-07 | 5.5971e-07 | 5.4931e-07 | 5.4019e-07 | 5.3221e-07 | 5.252e-07 | 5.1896e-07
Scenario 1: Reference | SDG&E | Com | BldgEnv | Com - Restaurant | Gas Energy (MMTherm/year) | Energy Efficiency | 2.0809e-07 | 1.9688e-07 | 1.8647e-07 | 1.761e-07 | 2.1777e-07 | 2.1308e-07 | 2.0916e-07 | 2.0576e-07 | 2.0213e-07 | 1.9905e-07 | 1.9627e-07 | 1.9382e-07 | 1.9165e-07
Scenario 1: Reference | SDG&E | Com | BldgEnv | Com - Retail | Electric Demand (MW) | Energy Efficiency | 1.7926e-05 | 1.5656e-05 | 1.3296e-05 | 1.0623e-05 | 7.6609e-06 | 5.637e-06 | 5.2015e-06 | 4.794e-06 | 4.428e-06 | 4.1121e-06 | 3.8273e-06 | 3.5878e-06 | 3.3785e-06
Scenario 1: Reference | SDG&E | Com | BldgEnv | Com - Retail | Electric Energy (GWh/year) | Energy Efficiency | 6.1247e-06 | 5.3491e-06 | 4.5427e-06 | 3.6295e-06 | 2.6175e-06 | 1.926e-06 | 1.7772e-06 | 1.638e-06 | 1.5129e-06 | 1.405e-06 | 1.3076e-06 | 1.2258e-06 | 1.1543e-06
Scenario 1: Reference | SDG&E | Com | BldgEnv | Com - Retail | Gas Energy (MMTherm/year) | Energy Efficiency | 4.4413e-06 | 3.8348e-06 | 3.1944e-06 | 2.4939e-06 | 1.7428e-06 | 1.2483e-06 | 1.165e-06 | 1.0868e-06 | 1.0153e-06 | 9.5179e-07 | 8.9349e-07 | 8.423e-07 | 7.9615e-07
Scenario 1: Reference | SDG&E | Com | BldgEnv | Com - School | Electric Demand (MW) | Energy Efficiency | 2.4161e-06 | 2.4092e-06 | 2.4046e-06 | 2.4026e-06 | 2.4083e-06 | 2.4092e-06 | 2.411e-06 | 2.417e-06 | 2.4284e-06 | 2.4407e-06 | 2.4565e-06 | 2.474e-06 | 2.4918e-06
Scenario 1: Reference | SDG&E | Com | BldgEnv | Com - School | Electric Energy (GWh/year) | Energy Efficiency | 8.2551e-07 | 8.2314e-07 | 8.2159e-07 | 8.209e-07 | 8.2284e-07 | 8.2313e-07 | 8.2376e-07 | 8.2582e-07 | 8.297e-07 | 8.339e-07 | 8.393e-07 | 8.453e-07 | 8.5137e-07
Scenario 1: Reference | SDG&E | Com | BldgEnv | Com - School | Gas Energy (MMTherm/year) | Energy Efficiency | 3.067e-07 | 3.0613e-07 | 3.0584e-07 | 3.0598e-07 | 3.0711e-07 | 3.0757e-07 | 3.0813e-07 | 3.092e-07 | 3.1086e-07 | 3.1271e-07 | 3.1494e-07 | 3.1739e-07 | 3.1986e-07
Scenario 1: Reference | SDG&E | Com | BldgEnv | Com - Warehouse | Electric Demand (MW) | Energy Efficiency | 9.8745e-06 | 9.7662e-06 | 9.6553e-06 | 9.5512e-06 | 9.4224e-06 | 9.3034e-06 | 9.1712e-06 | 9.0363e-06 | 8.3534e-06 | 8.7589e-06 | 9.0629e-06 | 8.9219e-06 | 8.7874e-06
Scenario 1: Reference | SDG&E | Com | BldgEnv | Com - Warehouse | Electric Energy (GWh/year) | Energy Efficiency | 6.4525e-06 | 6.3817e-06 | 6.3093e-06 | 6.2412e-06 | 6.157e-06 | 6.0793e-06 | 5.9929e-06 | 5.9047e-06 | 5.4585e-06 | 5.7235e-06 | 5.9221e-06 | 5.83e-06 | 5.7421e-06
Scenario 1: Reference | SDG&E | Com | BldgEnv | Com - Warehouse | Gas Energy (MMTherm/year) | Energy Efficiency | 2.3157e-06 | 2.2992e-06 | 2.2814e-06 | 2.2646e-06 | 2.2421e-06 | 2.2213e-06 | 2.1973e-06 | 2.1722e-06 | 1.8173e-06 | 2.1176e-06 | 2.3593e-06 | 2.3319e-06 | 2.3048e-06
Scenario 1: Reference | SDG&E | Com | ComRefrig | Com - College | Electric Demand (MW) | Energy Efficiency | 8.3703e-05 | 5.6641e-05 | 3.371e-05 | 1.7279e-05 | 6.7551e-06 | 2.7982e-06 | 8.5115e-07 | 0 | 0 | 0 | 0 | 0 | 0
Scenario 1: Reference | SDG&E | Com | ComRefrig | Com - College | Electric Energy (GWh/year) | Energy Efficiency | 0.00061412 | 0.0004226 | 0.00025682 | 0.00013553 | 5.6363e-05 | 2.4001e-05 | 7.3006e-06 | 0 | 0 | 0 | 0 | 0 | 0
Scenario 1: Reference | SDG&E | Com | ComRefrig | Com - College | Gas Energy (MMTherm/year) | Energy Efficiency | 0 | 0 | 0 | 0 | 0 | 0 | 0 | 0 | 0 | 0 | 0 | 0 | 0
Scenario 1: Reference | SDG&E | Com | ComRefrig | Com - Grocery | Electric Demand (MW) | Energy Efficiency | 0.076956 | 0.039982 | 0.014777 | 0.0059645 | 0.0013996 | 0 | 0 | 0 | 0 | 0 | 0 | 0 | 0
Scenario 1: Reference | SDG&E | Com | ComRefrig | Com - Grocery | Electric Energy (GWh/year) | Energy Efficiency | 0.57843 | 0.31061 | 0.12355 | 0.051159 | 0.012004 | 0 | 0 | 0 | 0 | 0 | 0 | 0 | 0
Scenario 1: Reference | SDG&E | Com | ComRefrig | Com - Grocery | Gas Energy (MMTherm/year) | Energy Efficiency | 0 | 0 | 0 | 0 | 0 | 0 | 0 | 0 | 0 | 0 | 0 | 0 | 0
Scenario 1: Reference | SDG&E | Com | ComRefrig | Com - Refrig. Warehouse | Electric Demand (MW) | Energy Efficiency | 2.5652e-05 | 1.6589e-05 | 9.3319e-06 | 4.3727e-06 | 1.4953e-06 | 6.0582e-07 | 7.0775e-08 | 0 | 0 | 0 | 0 | 0 | 0
Scenario 1: Reference | SDG&E | Com | ComRefrig | Com - Refrig. Warehouse | Electric Energy (GWh/year) | Energy Efficiency | 0.00018885 | 0.00012429 | 7.1505e-05 | 3.4701e-05 | 1.2825e-05 | 5.1963e-06 | 6.0706e-07 | 0 | 0 | 0 | 0 | 0 | 0
Scenario 1: Reference | SDG&E | Com | ComRefrig | Com - Refrig. Warehouse | Gas Energy (MMTherm/year) | Energy Efficiency | 0 | 0 | 0 | 0 | 0 | 0 | 0 | 0 | 0 | 0 | 0 | 0 | 0
Scenario 1: Reference | SDG&E | Com | ComRefrig | Com - Restaurant | Electric Demand (MW) | Energy Efficiency | 0.0029604 | 0.0015702 | 0.0006134 | 0.0002494 | 7.1402e-05 | 0 | 0 | 0 | 0 | 0 | 0 | 0 | 0
Scenario 1: Reference | SDG&E | Com | ComRefrig | Com - Restaurant | Electric Energy (GWh/year) | Energy Efficiency | 0.022241 | 0.012183 | 0.0050893 | 0.0021392 | 0.00061244 | 0 | 0 | 0 | 0 | 0 | 0 | 0 | 0
Scenario 1: Reference | SDG&E | Com | ComRefrig | Com - Restaurant | Gas Energy (MMTherm/year) | Energy Efficiency | 0 | 0 | 0 | 0 | 0 | 0 | 0 | 0 | 0 | 0 | 0 | 0 | 0
Scenario 1: Reference | SDG&E | Com | ComRefrig | Com - Retail | Electric Demand (MW) | Energy Efficiency | 0.033315 | 0.017771 | 0.0070916 | 0.002681 | 0.00075895 | 0 | 0 | 0 | 0 | 0 | 0 | 0 | 0
Scenario 1: Reference | SDG&E | Com | ComRefrig | Com - Retail | Electric Energy (GWh/year) | Energy Efficiency | 0.24981 | 0.13734 | 0.05817 | 0.022996 | 0.0065097 | 0 | 0 | 0 | 0 | 0 | 0 | 0 | 0
Scenario 1: Reference | SDG&E | Com | ComRefrig | Com - Retail | Gas Energy (MMTherm/year) | Energy Efficiency | 0 | 0 | 0 | 0 | 0 | 0 | 0 | 0 | 0 | 0 | 0 | 0 | 0
Scenario 1: Reference | SDG&E | Com | ComRefrig | Com - School | Electric Demand (MW) | Energy Efficiency | 3.3773e-06 | 0 | 0 | 0 | 0 | 0 | 0 | 0 | 0 | 0 | 0 | 0 | 0
Scenario 1: Reference | SDG&E | Com | ComRefrig | Com - School | Electric Energy (GWh/year) | Energy Efficiency | 2.8968e-05 | 0 | 0 | 0 | 0 | 0 | 0 | 0 | 0 | 0 | 0 | 0 | 0
Scenario 1: Reference | SDG&E | Com | ComRefrig | Com - School | Gas Energy (MMTherm/year) | Energy Efficiency | 0 | 0 | 0 | 0 | 0 | 0 | 0 | 0 | 0 | 0 | 0 | 0 | 0
Scenario 1: Reference | SDG&E | Com | FoodServ | Com - College | Electric Demand (MW) | Energy Efficiency | 0.0017152 | 0.0018287 | 0.00192 | 0.0020337 | 0.0021125 | 0.0022192 | 0.0023252 | 0.0024183 | 0.0025114 | 0.0026082 | 0.0026926 | 0.0028553 | 0.0029465
Scenario 1: Reference | SDG&E | Com | FoodServ | Com - College | Electric Demand (MW) | Fuel Substitution | -0.00016225 | -0.00018867 | -0.00021493 | -0.0002412 | -0.00026746 | -0.00029371 | -0.00031999 | -0.00034625 | -0.00037242 | -0.0003985 | -0.00042433 | -0.00044989 | -0.0004751
Scenario 1: Reference | SDG&E | Com | FoodServ | Com - College | Electric Energy (GWh/year) | Energy Efficiency | 0.0082653 | 0.0088054 | 0.0092468 | 0.0097966 | 0.010179 | 0.010696 | 0.01121 | 0.011663 | 0.012117 | 0.012589 | 0.013001 | 0.013793 | 0.014239
Scenario 1: Reference | SDG&E | Com | FoodServ | Com - College | Electric Energy (GWh/year) | Fuel Substitution | -0.0017536 | -0.0020408 | -0.0023286 | -0.0026195 | -0.002914 | -0.0032125 | -0.0035164 | -0.0038255 | -0.0041398 | -0.0044593 | -0.0047828 | -0.0051488 | -0.0055281
Scenario 1: Reference | SDG&E | Com | FoodServ | Com - College | Gas Energy (MMTherm/year) | Energy Efficiency | 0.003542 | 0.003683 | 0.0038138 | 0.0039675 | 0.0040688 | 0.0042007 | 0.0043259 | 0.0044301 | 0.0045296 | 0.0046294 | 0.0047106 | 0.0048724 | 0.0049475
Scenario 1: Reference | SDG&E | Com | FoodServ | Com - College | Gas Energy (MMTherm/year) | Fuel Substitution | 0.00018136 | 0.00021116 | 0.000241 | 0.00027113 | 0.00030161 | 0.00033248 | 0.00036386 | 0.00039575 | 0.00042813 | 0.00046101 | 0.00049426 | 0.00053173 | 0.00057051
Scenario 1: Reference | SDG&E | Com | FoodServ | Com - Grocery | Electric Demand (MW) | Energy Efficiency | 0.010752 | 0.011585 | 0.012221 | 0.012874 | 0.013435 | 0.014066 | 0.014685 | 0.015271 | 0.015791 | 0.016338 | 0.016847 | 0.017355 | 0.017879
Scenario 1: Reference | SDG&E | Com | FoodServ | Com - Grocery | Electric Demand (MW) | Fuel Substitution | -0.00095741 | -0.0011091 | -0.0012592 | -0.0014088 | -0.0015578 | -0.0017063 | -0.0018547 | -0.0020027 | -0.0021499 | -0.0022963 | -0.002441 | -0.0025837 | -0.0027239
Scenario 1: Reference | SDG&E | Com | FoodServ | Com - Grocery | Electric Energy (GWh/year) | Energy Efficiency | 0.051692 | 0.055639 | 0.058702 | 0.061854 | 0.064563 | 0.067615 | 0.07061 | 0.073455 | 0.075985 | 0.078644 | 0.08113 | 0.083611 | 0.086169
Scenario 1: Reference | SDG&E | Com | FoodServ | Com - Grocery | Electric Energy (GWh/year) | Fuel Substitution | -0.018655 | -0.021335 | -0.023991 | -0.026651 | -0.029318 | -0.031995 | -0.034692 | -0.037405 | -0.040131 | -0.042869 | -0.045604 | -0.048376 | -0.051245
Scenario 1: Reference | SDG&E | Com | FoodServ | Com - Grocery | Gas Energy (MMTherm/year) | Energy Efficiency | 0.022261 | 0.023359 | 0.024355 | 0.025351 | 0.026176 | 0.027086 | 0.027955 | 0.028754 | 0.029435 | 0.030135 | 0.030763 | 0.03136 | 0.031941
Scenario 1: Reference | SDG&E | Com | FoodServ | Com - Grocery | Gas Energy (MMTherm/year) | Fuel Substitution | 0.0019361 | 0.0022143 | 0.0024898 | 0.0027657 | 0.0030421 | 0.0033194 | 0.0035986 | 0.0038793 | 0.0041611 | 0.004444 | 0.0047264 | 0.0050123 | 0.0053076
Scenario 1: Reference | SDG&E | Com | FoodServ | Com - Health | Electric Demand (MW) | Energy Efficiency | 0.0041091 | 0.0043449 | 0.0045378 | 0.004807 | 0.0049624 | 0.0050718 | 0.0048868 | 0.0050261 | 0.0052632 | 0.005665 | 0.0061844 | 0.0059995 | 0.0059551
Scenario 1: Reference | SDG&E | Com | FoodServ | Com - Health | Electric Demand (MW) | Fuel Substitution | -0.00042082 | -0.00049207 | -0.00056338 | -0.00063521 | -0.00070742 | -0.00077993 | -0.00085267 | -0.00092538 | -0.00099789 | -0.0010702 | -0.0011422 | -0.0012133 | -0.0012833
Scenario 1: Reference | SDG&E | Com | FoodServ | Com - Health | Electric Energy (GWh/year) | Energy Efficiency | 0.020195 | 0.021336 | 0.022287 | 0.023611 | 0.024379 | 0.024925 | 0.024031 | 0.024724 | 0.025895 | 0.027874 | 0.030428 | 0.029538 | 0.029336
Scenario 1: Reference | SDG&E | Com | FoodServ | Com - Health | Electric Energy (GWh/year) | Fuel Substitution | -0.0055766 | -0.0064481 | -0.0073259 | -0.0082172 | -0.0091236 | -0.010046 | -0.010988 | -0.011943 | -0.012909 | -0.013885 | -0.014868 | -0.015873 | -0.016931
Scenario 1: Reference | SDG&E | Com | FoodServ | Com - Health | Gas Energy (MMTherm/year) | Energy Efficiency | 0.010013 | 0.010388 | 0.01074 | 0.011187 | 0.011452 | 0.011639 | 0.011407 | 0.011617 | 0.011946 | 0.012478 | 0.013145 | 0.012891 | 0.012805
Scenario 1: Reference | SDG&E | Com | FoodServ | Com - Health | Gas Energy (MMTherm/year) | Fuel Substitution | 0.00059143 | 0.00068435 | 0.00077786 | 0.00087272 | 0.00096909 | 0.001067 | 0.001167 | 0.0012682 | 0.0013703 | 0.0014735 | 0.0015771 | 0.001683 | 0.001794
Scenario 1: Reference | SDG&E | Com | FoodServ | Com - Lodging | Electric Demand (MW) | Energy Efficiency | 0.006325 | 0.0065801 | 0.0068106 | 0.007115 | 0.0072844 | 0.0075319 | 0.0077295 | 0.0079176 | 0.0081287 | 0.0083163 | 0.0084599 | 0.008599 | 0.0087595
Scenario 1: Reference | SDG&E | Com | FoodServ | Com - Lodging | Electric Demand (MW) | Fuel Substitution | -0.00058689 | -0.00067862 | -0.00076955 | -0.00086027 | -0.00095059 | -0.0010405 | -0.0011301 | -0.0012192 | -0.0013075 | -0.0013949 | -0.001481 | -0.0015653 | -0.0016478
Scenario 1: Reference | SDG&E | Com | FoodServ | Com - Lodging | Electric Energy (GWh/year) | Energy Efficiency | 0.037843 | 0.03929 | 0.040614 | 0.042347 | 0.043319 | 0.044722 | 0.045841 | 0.046903 | 0.048089 | 0.049141 | 0.049946 | 0.050723 | 0.051616
Scenario 1: Reference | SDG&E | Com | FoodServ | Com - Lodging | Electric Energy (GWh/year) | Fuel Substitution | -0.0074593 | -0.0085529 | -0.0096402 | -0.01073 | -0.011822 | -0.012916 | -0.014015 | -0.015117 | -0.016218 | -0.017319 | -0.018412 | -0.019494 | -0.020572
Scenario 1: Reference | SDG&E | Com | FoodServ | Com - Lodging | Gas Energy (MMTherm/year) | Energy Efficiency | 0.0089365 | 0.0091974 | 0.0094395 | 0.009752 | 0.009909 | 0.010141 | 0.010312 | 0.010466 | 0.010635 | 0.010773 | 0.01086 | 0.010936 | 0.011025
Scenario 1: Reference | SDG&E | Com | FoodServ | Com - Lodging | Gas Energy (MMTherm/year) | Fuel Substitution | 0.00077115 | 0.00088443 | 0.000997 | 0.0011097 | 0.0012227 | 0.0013358 | 0.0014494 | 0.0015632 | 0.0016768 | 0.0017903 | 0.0019029 | 0.0020144 | 0.0021253
Scenario 1: Reference | SDG&E | Com | FoodServ | Com - Office (Large) | Electric Demand (MW) | Energy Efficiency | 0.00029645 | 0.00030414 | 0.00031071 | 0.00031668 | 0.00032092 | 0.00032667 | 0.00033255 | 0.00033681 | 0.00033846 | 0.00034056 | 0.00034198 | 0.00034336 | 0.00034466
Scenario 1: Reference | SDG&E | Com | FoodServ | Com - Office (Large) | Electric Energy (GWh/year) | Energy Efficiency | 0.0026002 | 0.0026677 | 0.0027253 | 0.0027777 | 0.0028149 | 0.0028653 | 0.0029168 | 0.0029542 | 0.0029687 | 0.0029871 | 0.0029995 | 0.0030117 | 0.0030231
Scenario 1: Reference | SDG&E | Com | FoodServ | Com - Office (Small) | Electric Demand (MW) | Energy Efficiency | 0.00010533 | 0.00010921 | 0.00011271 | 0.00011587 | 0.00011867 | 0.00012125 | 0.00012358 | 0.00012561 | 0.00012742 | 0.000129 | 0.00013042 | 0.00013168 | 0.00013282
Scenario 1: Reference | SDG&E | Com | FoodServ | Com - Office (Small) | Electric Energy (GWh/year) | Energy Efficiency | 0.00092383 | 0.00095788 | 0.0009886 | 0.0010163 | 0.0010408 | 0.0010635 | 0.0010839 | 0.0011018 | 0.0011177 | 0.0011315 | 0.0011439 | 0.001155 | 0.001165
Scenario 1: Reference | SDG&E | Com | FoodServ | Com - Other | Electric Demand (MW) | Energy Efficiency | 0.015911 | 0.017174 | 0.018296 | 0.019399 | 0.020393 | 0.02145 | 0.022484 | 0.023478 | 0.024439 | 0.025401 | 0.026326 | 0.027251 | 0.028192
Scenario 1: Reference | SDG&E | Com | FoodServ | Com - Other | Electric Demand (MW) | Fuel Substitution | -0.0029968 | -0.0034698 | -0.0039416 | -0.0044158 | -0.0048919 | -0.0053703 | -0.0058521 | -0.0063363 | -0.006822 | -0.0073087 | -0.0077939 | -0.0082764 | -0.0087547
Scenario 1: Reference | SDG&E | Com | FoodServ | Com - Other | Electric Energy (GWh/year) | Energy Efficiency | 0.077118 | 0.083265 | 0.08879 | 0.094242 | 0.099181 | 0.10444 | 0.1096 | 0.11458 | 0.11942 | 0.12426 | 0.12894 | 0.13364 | 0.13841
Scenario 1: Reference | SDG&E | Com | FoodServ | Com - Other | Electric Energy (GWh/year) | Fuel Substitution | -0.017542 | -0.020311 | -0.023078 | -0.025865 | -0.028673 | -0.031507 | -0.034374 | -0.037271 | -0.040193 | -0.04314 | -0.046142 | -0.049226 | -0.052334
Scenario 1: Reference | SDG&E | Com | FoodServ | Com - Other | Gas Energy (MMTherm/year) | Energy Efficiency | 0.024651 | 0.026048 | 0.027385 | 0.028673 | 0.029792 | 0.030976 | 0.032106 | 0.033163 | 0.034157 | 0.035131 | 0.036028 | 0.036893 | 0.037758
Scenario 1: Reference | SDG&E | Com | FoodServ | Com - Other | Gas Energy (MMTherm/year) | Fuel Substitution | 0.0016811 | 0.0019469 | 0.0022125 | 0.00248 | 0.0027495 | 0.0030214 | 0.0032964 | 0.0035743 | 0.0038546 | 0.0041373 | 0.0044254 | 0.0047217 | 0.0050204
Scenario 1: Reference | SDG&E | Com | FoodServ | Com - Restaurant | Electric Demand (MW) | Energy Efficiency | 0.027023 | 0.027824 | 0.028561 | 0.029028 | 0.038381 | 0.040134 | 0.041921 | 0.043648 | 0.045232 | 0.046791 | 0.048341 | 0.049866 | 0.051347
Scenario 1: Reference | SDG&E | Com | FoodServ | Com - Restaurant | Electric Demand (MW) | Fuel Substitution | -0.0060274 | -0.0069413 | -0.0078363 | -0.0087178 | -0.0095978 | -0.010474 | -0.01135 | -0.012223 | -0.013091 | -0.013953 | -0.014807 | -0.015648 | -0.016475
Scenario 1: Reference | SDG&E | Com | FoodServ | Com - Restaurant | Electric Energy (GWh/year) | Energy Efficiency | 0.14184 | 0.14597 | 0.14985 | 0.15236 | 0.19989 | 0.20895 | 0.21819 | 0.22712 | 0.23534 | 0.24343 | 0.25149 | 0.25941 | 0.26712
Scenario 1: Reference | SDG&E | Com | FoodServ | Com - Restaurant | Electric Energy (GWh/year) | Fuel Substitution | -0.06049 | -0.069143 | -0.077639 | -0.086046 | -0.094277 | -0.10252 | -0.11079 | -0.11906 | -0.12731 | -0.13556 | -0.14374 | -0.15184 | -0.15999
Scenario 1: Reference | SDG&E | Com | FoodServ | Com - Restaurant | Gas Energy (MMTherm/year) | Energy Efficiency | 0.053758 | 0.055053 | 0.056328 | 0.057183 | 0.069507 | 0.071923 | 0.074325 | 0.07659 | 0.078615 | 0.080553 | 0.082421 | 0.084199 | 0.085837
Scenario 1: Reference | SDG&E | Com | FoodServ | Com - Restaurant | Gas Energy (MMTherm/year) | Fuel Substitution | 0.0060763 | 0.0069446 | 0.0077971 | 0.0086405 | 0.0094651 | 0.010291 | 0.011118 | 0.011946 | 0.012772 | 0.013597 | 0.014414 | 0.015224 | 0.016038
Scenario 1: Reference | SDG&E | Com | FoodServ | Com - Retail | Electric Demand (MW) | Energy Efficiency | 0.00035049 | 0.00034892 | 0.00034723 | 0.00034092 | 0.00032564 | 0.00031936 | 0.00030857 | 0.00029748 | 0.00028823 | 0.00028302 | 0.00027803 | 0.00027761 | 0.00027961
Scenario 1: Reference | SDG&E | Com | FoodServ | Com - Retail | Electric Energy (GWh/year) | Energy Efficiency | 0.002424 | 0.0024301 | 0.0024336 | 0.00241 | 0.0023359 | 0.002309 | 0.0022563 | 0.0022007 | 0.0021538 | 0.0021275 | 0.0021014 | 0.0020989 | 0.0021085
Scenario 1: Reference | SDG&E | Com | FoodServ | Com - Retail | Gas Energy (MMTherm/year) | Energy Efficiency | 1.4513e-05 | 1.4068e-05 | 1.3659e-05 | 1.2952e-05 | 1.1615e-05 | 1.0985e-05 | 1.0049e-05 | 9.1188e-06 | 8.3552e-06 | 7.9215e-06 | 7.5268e-06 | 7.5015e-06 | 7.6793e-06
Scenario 1: Reference | SDG&E | Com | FoodServ | Com - School | Electric Demand (MW) | Energy Efficiency | 0.0078561 | 0.0083337 | 0.0087638 | 0.0091791 | 0.0095957 | 0.0099822 | 0.010357 | 0.01073 | 0.011106 | 0.011471 | 0.011833 | 0.012187 | 0.012526
Scenario 1: Reference | SDG&E | Com | FoodServ | Com - School | Electric Demand (MW) | Fuel Substitution | -0.00020633 | -0.00023791 | -0.00026902 | -0.00029991 | -0.00033059 | -0.00036108 | -0.00039145 | -0.00042165 | -0.00045161 | -0.00048132 | -0.00051062 | -0.00053943 | -0.00056766
Scenario 1: Reference | SDG&E | Com | FoodServ | Com - School | Electric Energy (GWh/year) | Energy Efficiency | 0.039259 | 0.041621 | 0.043767 | 0.045842 | 0.047927 | 0.049865 | 0.051746 | 0.053621 | 0.055515 | 0.057351 | 0.059179 | 0.060968 | 0.062686
Scenario 1: Reference | SDG&E | Com | FoodServ | Com - School | Electric Energy (GWh/year) | Fuel Substitution | -0.0025844 | -0.0029831 | -0.0033801 | -0.0037805 | -0.0041853 | -0.0045962 | -0.0050154 | -0.0054431 | -0.0058823 | -0.0063664 | -0.0068775 | -0.0074085 | -0.0079588
Scenario 1: Reference | SDG&E | Com | FoodServ | Com - School | Gas Energy (MMTherm/year) | Energy Efficiency | 0.0085617 | 0.0088952 | 0.0092004 | 0.0094804 | 0.0097531 | 0.0099884 | 0.010205 | 0.010414 | 0.010618 | 0.010799 | 0.010971 | 0.011132 | 0.011278
Scenario 1: Reference | SDG&E | Com | FoodServ | Com - School | Gas Energy (MMTherm/year) | Fuel Substitution | 0.00027009 | 0.00031183 | 0.00035335 | 0.00039517 | 0.0004374 | 0.0004802 | 0.0005238 | 0.0005682 | 0.00061372 | 0.00066369 | 0.00071632 | 0.00077089 | 0.00082733
Scenario 1: Reference | SDG&E | Com | HVAC | Com - College | Electric Demand (MW) | Energy Efficiency | 0.0074254 | 0.0080536 | 0.0086585 | 0.0093495 | 0.0098719 | 0.010416 | 0.01103 | 0.011552 | 0.0063087 | 0.0066738 | 0.0069811 | 0.0076962 | 0.0080419
Scenario 1: Reference | SDG&E | Com | HVAC | Com - College | Electric Energy (GWh/year) | Energy Efficiency | 0.019094 | 0.021069 | 0.022844 | 0.024496 | 0.025962 | 0.026699 | 0.027973 | 0.029047 | 0.011128 | 0.0055853 | 0.0058225 | 0.006323 | 0.013673
Scenario 1: Reference | SDG&E | Com | HVAC | Com - College | Electric Energy (GWh/year) | Fuel Substitution | 2.2472e-07 | 2.472e-07 | 2.7038e-07 | 4.6993e-07 | 5.0982e-07 | 0 | 0 | 0 | 0 | 0 | 0 | 0 | 0
Scenario 1: Reference | SDG&E | Com | HVAC | Com - College | Gas Energy (MMTherm/year) | Energy Efficiency | 0.00032301 | 0.00054436 | 0.00067286 | 0.00073514 | 0.00077988 | 0.00045559 | 0.00049063 | 0.00052074 | 0.00097113 | 0.00060295 | 0.00063137 | 0.00069912 | 0.0012213
Scenario 1: Reference | SDG&E | Com | HVAC | Com - College | Gas Energy (MMTherm/year) | Fuel Substitution | 5.4411e-08 | 5.9856e-08 | 6.5466e-08 | 8.4647e-08 | 9.1769e-08 | 0 | 0 | 0 | 0 | 0 | 0 | 0 | 0
Scenario 1: Reference | SDG&E | Com | HVAC | Com - Grocery | Electric Demand (MW) | Energy Efficiency | 0.0045476 | 0.0050779 | 0.0056266 | 0.00621 | 0.0067986 | 0.0074391 | 0.0081095 | 0.0088041 | 0.0034156 | 0.0018542 | 0.0019857 | 0.0021194 | 0.00064954
Scenario 1: Reference | SDG&E | Com | HVAC | Com - Grocery | Electric Energy (GWh/year) | Energy Efficiency | 0.024125 | 0.026882 | 0.029727 | 0.032765 | 0.035804 | 0.039144 | 0.042641 | 0.046256 | 0.019133 | 0.011357 | 0.012122 | 0.012907 | 0.0063541
Scenario 1: Reference | SDG&E | Com | HVAC | Com - Grocery | Electric Energy (GWh/year) | Fuel Substitution | -8.1862e-05 | -8.9423e-05 | -9.7129e-05 | -0.00010514 | -0.00011348 | 0 | 0 | 0 | 0 | 0 | 0 | 0 | 0
Scenario 1: Reference | SDG&E | Com | HVAC | Com - Grocery | Gas Energy (MMTherm/year) | Energy Efficiency | 0.00027849 | 0.00029864 | 0.00031765 | 0.00034022 | 0.00035748 | 0.00038248 | 0.0004084 | 0.0004335 | 0.00054053 | 0.00059806 | 0.00063029 | 0.00066412 | 0.00070609
Scenario 1: Reference | SDG&E | Com | HVAC | Com - Grocery | Gas Energy (MMTherm/year) | Fuel Substitution | 1.2485e-05 | 1.3641e-05 | 1.482e-05 | 1.604e-05 | 1.7304e-05 | 0 | 0 | 0 | 0 | 0 | 0 | 0 | 0
Scenario 1: Reference | SDG&E | Com | HVAC | Com - Health | Electric Demand (MW) | Energy Efficiency | 0.0071464 | 0.0078699 | 0.0086187 | 0.0095103 | 0.010332 | 0.010936 | 0.011536 | 0.012276 | 0.012526 | 0.013168 | 0.01399 | 0.014446 | 0.014927
Scenario 1: Reference | SDG&E | Com | HVAC | Com - Health | Electric Energy (GWh/year) | Energy Efficiency | 0.066788 | 0.072389 | 0.078161 | 0.085237 | 0.091402 | 0.095836 | 0.099225 | 0.1048 | 0.094479 | 0.11228 | 0.11981 | 0.12459 | 0.12771
Scenario 1: Reference | SDG&E | Com | HVAC | Com - Health | Electric Energy (GWh/year) | Fuel Substitution | 3.4993e-06 | 3.8513e-06 | 4.2168e-06 | 4.5933e-06 | 4.9804e-06 | 0 | 0 | 0 | 0 | 0 | 0 | 0 | 0
Scenario 1: Reference | SDG&E | Com | HVAC | Com - Health | Gas Energy (MMTherm/year) | Energy Efficiency | 0.0042392 | 0.0044328 | 0.00463 | 0.0052477 | 0.0056395 | 0.0052149 | 0.0050985 | 0.0052779 | 0.0025505 | 0.0054851 | 0.0059911 | 0.0063496 | 0.0063733
Scenario 1: Reference | SDG&E | Com | HVAC | Com - Health | Gas Energy (MMTherm/year) | Fuel Substitution | 6.94e-07 | 7.6479e-07 | 8.3795e-07 | 9.1373e-07 | 9.923e-07 | 0 | 0 | 0 | 0 | 0 | 0 | 0 | 0
Scenario 1: Reference | SDG&E | Com | HVAC | Com - Lodging | Electric Demand (MW) | Energy Efficiency | 0.00563 | 0.0062112 | 0.0068049 | 0.0074453 | 0.0080234 | 0.0085709 | 0.0091607 | 0.0097435 | 0.0043888 | 0.0036355 | 0.005459 | 0.0040652 | 0.004293
Scenario 1: Reference | SDG&E | Com | HVAC | Com - Lodging | Electric Energy (GWh/year) | Energy Efficiency | 0.045251 | 0.048854 | 0.052494 | 0.056476 | 0.059889 | 0.06309 | 0.066534 | 0.069883 | 0.027165 | 0.024045 | 0.037358 | 0.026384 | 0.027683
Scenario 1: Reference | SDG&E | Com | HVAC | Com - Lodging | Electric Energy (GWh/year) | Fuel Substitution | -1.1465e-05 | -1.2548e-05 | -1.3667e-05 | -1.4833e-05 | -1.605e-05 | 0 | 0 | 0 | 0 | 0 | 0 | 0 | 0
Scenario 1: Reference | SDG&E | Com | HVAC | Com - Lodging | Gas Energy (MMTherm/year) | Energy Efficiency | 0.0021467 | 0.0022546 | 0.0023652 | 0.0025003 | 0.0026021 | 0.0024434 | 0.0025443 | 0.0026458 | 0.00086472 | 0.00085722 | 0.0008435 | 0.00090017 | 0.00093033
Scenario 1: Reference | SDG&E | Com | HVAC | Com - Lodging | Gas Energy (MMTherm/year) | Fuel Substitution | 2.8399e-06 | 3.1082e-06 | 3.3845e-06 | 3.6703e-06 | 3.9659e-06 | 0 | 0 | 0 | 0 | 0 | 0 | 0 | 0
Scenario 1: Reference | SDG&E | Com | HVAC | Com - Office (Large) | Electric Demand (MW) | Energy Efficiency | 0.0084201 | 0.0064834 | 0.0043988 | 0.0022866 | 0.00072668 | 0.00021732 | 0.00022709 | 0.00023566 | 0.0002422 | 0.00024886 | 0.00025477 | 0.00026038 | 0.00026564
Scenario 1: Reference | SDG&E | Com | HVAC | Com - Office (Large) | Electric Energy (GWh/year) | Energy Efficiency | 0.07492 | 0.057135 | 0.038004 | 0.018623 | 0.0042863 | 0.00055604 | 0.00058104 | 0.00060298 | 0.00061971 | 0.00063675 | 0.00065187 | 0.00066623 | 0.00067969
Scenario 1: Reference | SDG&E | Com | HVAC | Com - Office (Large) | Gas Energy (MMTherm/year) | Energy Efficiency | 0.0015236 | 0.0016469 | 0.0017693 | 0.0018932 | 0.00201 | 0 | 0 | 0 | 0 | 0 | 0 | 0 | 0
Scenario 1: Reference | SDG&E | Com | HVAC | Com - Office (Small) | Electric Demand (MW) | Energy Efficiency | 0.0038523 | 0.004153 | 0.0044548 | 0.0047588 | 0.0050542 | 0.0053599 | 0.0056651 | 0.005955 | 0.0062379 | 0.0065065 | 0.0067676 | 0.0070215 | 0.0072675
Scenario 1: Reference | SDG&E | Com | HVAC | Com - Office (Small) | Electric Energy (GWh/year) | Energy Efficiency | 0.0029274 | 0.0031535 | 0.0033788 | 0.0036037 | 0.0038212 | 0.0040433 | 0.004263 | 0.004471 | 0.0046726 | 0.004863 | 0.0050469 | 0.0052241 | 0.0053946
Scenario 1: Reference | SDG&E | Com | HVAC | Com - Office (Small) | Gas Energy (MMTherm/year) | Energy Efficiency | 0.00022801 | 0.00024591 | 0.00026395 | 0.0002822 | 0.00029997 | 0.00031849 | 0.00033705 | 0.00035471 | 0.000372 | 0.00038845 | 0.00040449 | 0.00042014 | 0.00043537
Scenario 1: Reference | SDG&E | Com | HVAC | Com - Other | Electric Demand (MW) | Energy Efficiency | 0.049267 | 0.054405 | 0.059661 | 0.065072 | 0.069847 | 0.075521 | 0.08125 | 0.086819 | 0.088463 | 0.092527 | 0.10116 | 0.10758 | 0.11312
Scenario 1: Reference | SDG&E | Com | HVAC | Com - Other | Electric Energy (GWh/year) | Energy Efficiency | 0.050083 | 0.055701 | 0.0613 | 0.066936 | 0.072022 | 0.07798 | 0.084034 | 0.089985 | 0.083493 | 0.084621 | 0.10186 | 0.11137 | 0.11745
Scenario 1: Reference | SDG&E | Com | HVAC | Com - Other | Electric Energy (GWh/year) | Fuel Substitution | -4.6272e-05 | -5.0808e-05 | -5.5469e-05 | -5.9194e-05 | -6.41e-05 | 0 | 0 | 0 | 0 | 0 | 0 | 0 | 0
Scenario 1: Reference | SDG&E | Com | HVAC | Com - Other | Gas Energy (MMTherm/year) | Energy Efficiency | 0.0067236 | 0.0073953 | 0.0080917 | 0.0088165 | 0.009452 | 0.010211 | 0.010978 | 0.011721 | 0.012187 | 0.012828 | 0.013772 | 0.014564 | 0.015308
Scenario 1: Reference | SDG&E | Com | HVAC | Com - Other | Gas Energy (MMTherm/year) | Fuel Substitution | 7.6891e-06 | 8.4418e-06 | 9.2154e-06 | 1.0175e-05 | 1.1016e-05 | 0 | 0 | 0 | 0 | 0 | 0 | 0 | 0
Scenario 1: Reference | SDG&E | Com | HVAC | Com - Restaurant | Electric Demand (MW) | Energy Efficiency | 0.0011356 | 0.0010542 | 0.0009884 | 0.00087887 | 0.0035354 | 0.0038023 | 0.0041004 | 0.0044031 | 0.0046849 | 0.0049732 | 0.0052695 | 0.0055662 | 0.0058564
Scenario 1: Reference | SDG&E | Com | HVAC | Com - Restaurant | Electric Energy (GWh/year) | Energy Efficiency | -0.00017584 | -0.0001345 | -9.9614e-05 | -5.4443e-05 | 5.9372e-05 | 7.7573e-05 | 9.8974e-05 | 0.00012407 | 0.00015336 | 0.00018644 | 0.00022363 | 0.00026557 | 0.00031257
Scenario 1: Reference | SDG&E | Com | HVAC | Com - Restaurant | Electric Energy (GWh/year) | Fuel Substitution | 3.98e-08 | 4.3627e-08 | 3.4574e-07 | 3.7549e-07 | 4.059e-07 | 0 | 0 | 0 | 0 | 0 | 0 | 0 | 0
Scenario 1: Reference | SDG&E | Com | HVAC | Com - Restaurant | Gas Energy (MMTherm/year) | Energy Efficiency | 0.0031923 | 0.0034953 | 0.0038215 | 0.0041501 | 0.0052409 | 0.0057703 | 0.0063456 | 0.0069594 | 0.0076033 | 0.0082896 | 0.0090206 | 0.0097942 | 0.010608
Scenario 1: Reference | SDG&E | Com | HVAC | Com - Restaurant | Gas Energy (MMTherm/year) | Fuel Substitution | 9.1533e-09 | 1.0033e-08 | 5.0646e-08 | 5.4996e-08 | 5.9443e-08 | 0 | 0 | 0 | 0 | 0 | 0 | 0 | 0
Scenario 1: Reference | SDG&E | Com | HVAC | Com - Retail | Electric Demand (MW) | Energy Efficiency | 0.011917 | 0.012568 | 0.013231 | 0.013746 | 0.013984 | 0.014407 | 0.014751 | 0.015086 | 0.0011148 | 0.00058961 | 0.00030296 | 0.00015029 | 6.4762e-05
Scenario 1: Reference | SDG&E | Com | HVAC | Com - Retail | Electric Energy (GWh/year) | Energy Efficiency | 0.032317 | 0.035226 | 0.038167 | 0.040945 | 0.043397 | 0.045491 | 0.047981 | 0.050422 | 0.0013827 | 0.00041163 | 0.00028351 | 0.00021603 | 0.00017872
Scenario 1: Reference | SDG&E | Com | HVAC | Com - Retail | Electric Energy (GWh/year) | Fuel Substitution | 3.7168e-06 | 4.0753e-06 | 4.4426e-06 | 4.8188e-06 | 5.2044e-06 | 0 | 0 | 0 | 0 | 0 | 0 | 0 | 0
Scenario 1: Reference | SDG&E | Com | HVAC | Com - Retail | Gas Energy (MMTherm/year) | Energy Efficiency | 0.00049452 | 0.0005277 | 0.00056117 | 0.00059086 | 0.00061302 | 0.00029929 | 0.00030871 | 0.00031813 | 1.9937e-05 | 9.7231e-06 | 4.6e-06 | 1.8674e-06 | 3.3363e-07
Scenario 1: Reference | SDG&E | Com | HVAC | Com - Retail | Gas Energy (MMTherm/year) | Fuel Substitution | 2.7634e-07 | 3.0295e-07 | 3.3022e-07 | 3.5817e-07 | 3.8683e-07 | 0 | 0 | 0 | 0 | 0 | 0 | 0 | 0
Scenario 1: Reference | SDG&E | Com | HVAC | Com - School | Electric Demand (MW) | Energy Efficiency | 0.014361 | 0.014641 | 0.014804 | 0.014875 | 0.014929 | 0.014895 | 0.014848 | 0.01484 | 0.01541 | 0.016088 | 0.016764 | 0.017418 | 0.018035
Scenario 1: Reference | SDG&E | Com | HVAC | Com - School | Electric Energy (GWh/year) | Energy Efficiency | 0.04549 | 0.043972 | 0.041764 | 0.039021 | 0.036011 | 0.032739 | 0.029471 | 0.026415 | 0.026664 | 0.027666 | 0.028681 | 0.029674 | 0.03062
Scenario 1: Reference | SDG&E | Com | HVAC | Com - School | Electric Energy (GWh/year) | Fuel Substitution | 2.5643e-08 | 2.7695e-08 | 2.9729e-08 | 3.175e-08 | 3.3757e-08 | 0 | 0 | 0 | 0 | 0 | 0 | 0 | 0
Scenario 1: Reference | SDG&E | Com | HVAC | Com - School | Gas Energy (MMTherm/year) | Energy Efficiency | 0.0027858 | 0.0029375 | 0.0030889 | 0.0032401 | 0.0034043 | 0.0035529 | 0.0036986 | 0.0038484 | 0.0040021 | 0.00415 | 0.0043002 | 0.0044476 | 0.0045882
Scenario 1: Reference | SDG&E | Com | HVAC | Com - School | Gas Energy (MMTherm/year) | Fuel Substitution | 9.7947e-08 | 1.0577e-07 | 1.1353e-07 | 1.2124e-07 | 1.289e-07 | 0 | 0 | 0 | 0 | 0 | 0 | 0 | 0
Scenario 1: Reference | SDG&E | Com | HVAC | Com - Warehouse | Electric Demand (MW) | Energy Efficiency | 1.3077e-05 | 1.4163e-05 | 1.5235e-05 | 1.634e-05 | 1.7342e-05 | 1.8378e-05 | 1.9349e-05 | 2.029e-05 | 2.1198e-05 | 2.2081e-05 | 2.2895e-05 | 2.3676e-05 | 6.1577e-06
Scenario 1: Reference | SDG&E | Com | HVAC | Com - Warehouse | Electric Energy (GWh/year) | Energy Efficiency | 4.004e-05 | 4.3367e-05 | 4.6648e-05 | 5.0031e-05 | 5.3098e-05 | 5.6273e-05 | 5.9244e-05 | 6.2127e-05 | 6.4906e-05 | 6.761e-05 | 7.0104e-05 | 7.2493e-05 | 1.8854e-05
Scenario 1: Reference | SDG&E | Com | HVAC | Com - Warehouse | Electric Energy (GWh/year) | Fuel Substitution | -7.9613e-06 | -8.7473e-06 | -9.5159e-06 | -1.0361e-05 | -1.0935e-05 | 0 | 0 | 0 | 0 | 0 | 0 | 0 | 0
Scenario 1: Reference | SDG&E | Com | HVAC | Com - Warehouse | Gas Energy (MMTherm/year) | Energy Efficiency | 0 | 0 | 0 | 0 | 0 | 0 | 0 | 0 | 0 | 0 | 0 | 0 | 0
Scenario 1: Reference | SDG&E | Com | HVAC | Com - Warehouse | Gas Energy (MMTherm/year) | Fuel Substitution | 1.3363e-06 | 1.469e-06 | 1.6239e-06 | 1.7684e-06 | 2.0216e-06 | 0 | 0 | 0 | 0 | 0 | 0 | 0 | 0
Scenario 1: Reference | SDG&E | Com | Lighting | Com - College | Electric Demand (MW) | Energy Efficiency | 0 | 0.0050287 | 0.0073437 | 0.0074618 | 0.0074892 | 0.0075821 | 0.007671 | 0.0077319 | 0.0023867 | 0 | 0 | 0 | 0
Scenario 1: Reference | SDG&E | Com | Lighting | Com - College | Electric Energy (GWh/year) | Energy Efficiency | 0 | 0.019603 | 0.028627 | 0.029088 | 0.029194 | 0.029557 | 0.029903 | 0.03014 | 0.0093039 | 0 | 0 | 0 | 0
Scenario 1: Reference | SDG&E | Com | Lighting | Com - College | Gas Energy (MMTherm/year) | Energy Efficiency | 0 | -8.8034e-05 | -0.00012856 | -0.00013063 | -0.00013111 | -0.00013274 | -0.00013429 | -0.00013536 | -4.1783e-05 | 0 | 0 | 0 | 0
Scenario 1: Reference | SDG&E | Com | Lighting | Com - Grocery | Electric Demand (MW) | Energy Efficiency | 0.008634 | 0.0085813 | 0.0085311 | 0.0085145 | 0.0084693 | 0.0084797 | 0.0084991 | 0.0085169 | 0.0085173 | 0.0061268 | 0.0049939 | 0.0050447 | 0.0050983
Scenario 1: Reference | SDG&E | Com | Lighting | Com - Grocery | Electric Energy (GWh/year) | Energy Efficiency | 0.049473 | 0.049173 | 0.048887 | 0.048794 | 0.048536 | 0.048597 | 0.048709 | 0.048812 | 0.048816 | 0.035157 | 0.028684 | 0.028977 | 0.029284
Scenario 1: Reference | SDG&E | Com | Lighting | Com - Grocery | Gas Energy (MMTherm/year) | Energy Efficiency | -0.00059215 | -0.00058852 | -0.00058507 | -0.00058393 | -0.00058082 | -0.00058153 | -0.00058285 | -0.00058407 | -0.00058409 | -0.00041994 | -0.00034214 | -0.00034563 | -0.0003493
Scenario 1: Reference | SDG&E | Com | Lighting | Com - Health | Electric Demand (MW) | Energy Efficiency | 0.020348 | 0.020046 | 0.019797 | 0.019797 | 0.019545 | 0.019231 | 0.018298 | 0.018156 | 0.018249 | 0.018688 | 0.019351 | 0.018678 | 0.018311
Scenario 1: Reference | SDG&E | Com | Lighting | Com - Health | Electric Energy (GWh/year) | Energy Efficiency | 0.12468 | 0.12283 | 0.12131 | 0.12131 | 0.11976 | 0.11784 | 0.11213 | 0.11126 | 0.11183 | 0.11452 | 0.11858 | 0.11446 | 0.11221
Scenario 1: Reference | SDG&E | Com | Lighting | Com - Health | Gas Energy (MMTherm/year) | Energy Efficiency | -0.00068864 | -0.00067842 | -0.00067001 | -0.00067001 | -0.00066148 | -0.00065084 | -0.0006193 | -0.0006145 | -0.00061764 | -0.0006325 | -0.00065495 | -0.00063217 | -0.00061975
Scenario 1: Reference | SDG&E | Com | Lighting | Com - Office (Large) | Electric Demand (MW) | Energy Efficiency | 0.017217 | 0.017065 | 0.01691 | 0.01678 | 0.016596 | 0.016557 | 0.016566 | 0.016513 | 0.01634 | 0.016227 | 0.016104 | 0.016006 | 0.015926
Scenario 1: Reference | SDG&E | Com | Lighting | Com - Office (Large) | Electric Energy (GWh/year) | Energy Efficiency | 0.12666 | 0.12555 | 0.12441 | 0.12345 | 0.1221 | 0.12181 | 0.12188 | 0.12149 | 0.12021 | 0.11938 | 0.11848 | 0.11776 | 0.11717
Scenario 1: Reference | SDG&E | Com | Lighting | Com - Office (Large) | Gas Energy (MMTherm/year) | Energy Efficiency | -0.00012559 | -0.00012448 | -0.00012335 | -0.0001224 | -0.00012106 | -0.00012078 | -0.00012084 | -0.00012045 | -0.00011919 | -0.00011837 | -0.00011747 | -0.00011675 | -0.00011617
Scenario 1: Reference | SDG&E | Com | Lighting | Com - Refrig. Warehouse | Electric Demand (MW) | Energy Efficiency | 2.0286e-05 | 2.0184e-05 | 2.0117e-05 | 1.9864e-05 | 1.9762e-05 | 1.9716e-05 | 1.9762e-05 | 1.982e-05 | 1.9956e-05 | 2.0058e-05 | 2.0236e-05 | 2.0447e-05 | 2.0653e-05
Scenario 1: Reference | SDG&E | Com | Lighting | Com - Refrig. Warehouse | Electric Energy (GWh/year) | Energy Efficiency | 0.0001805 | 0.00017959 | 0.00017898 | 0.00017673 | 0.00017581 | 0.0001754 | 0.0001758 | 0.00017631 | 0.00017752 | 0.00017843 | 0.00018 | 0.00018188 | 0.00018371
Scenario 1: Reference | SDG&E | Com | Lighting | Com - Restaurant | Electric Demand (MW) | Energy Efficiency | 0.0051987 | 0.0050051 | 0.0048471 | 0.0046828 | 0.0055303 | 0.0055177 | 0.0055195 | 0.0055241 | 0.0055227 | 0.0055266 | 0.0055366 | 0.0055501 | 0.0055653
Scenario 1: Reference | SDG&E | Com | Lighting | Com - Restaurant | Electric Energy (GWh/year) | Energy Efficiency | 0.032527 | 0.031316 | 0.030327 | 0.029299 | 0.0346 | 0.034522 | 0.034532 | 0.034561 | 0.034552 | 0.034577 | 0.034639 | 0.034723 | 0.034818
Scenario 1: Reference | SDG&E | Com | Lighting | Com - Restaurant | Gas Energy (MMTherm/year) | Energy Efficiency | -9.9471e-05 | -9.5767e-05 | -9.2745e-05 | -8.9601e-05 | -0.00010582 | -0.00010558 | -0.00010561 | -0.0001057 | -0.00010568 | -0.00010575 | -0.00010594 | -0.0001062 | -0.00010649
Scenario 1: Reference | SDG&E | Com | Lighting | Com - Retail | Electric Demand (MW) | Energy Efficiency | 0.034921 | 0.033734 | 0.032687 | 0.031631 | 0.030451 | 0.029605 | 0.028731 | 0.027925 | 0.027224 | 0.026662 | 0.026148 | 0.025761 | 0.025448
Scenario 1: Reference | SDG&E | Com | Lighting | Com - Retail | Electric Energy (GWh/year) | Energy Efficiency | 0.21756 | 0.21017 | 0.20364 | 0.19706 | 0.18971 | 0.18444 | 0.179 | 0.17397 | 0.16961 | 0.16611 | 0.1629 | 0.16049 | 0.15854
Scenario 1: Reference | SDG&E | Com | Lighting | Com - Retail | Gas Energy (MMTherm/year) | Energy Efficiency | -0.00032651 | -0.00031541 | -0.00030562 | -0.00029575 | -0.00028472 | -0.00027681 | -0.00026864 | -0.0002611 | -0.00025455 | -0.00024929 | -0.00024448 | -0.00024086 | -0.00023794
Scenario 1: Reference | SDG&E | Com | Lighting | Com - Warehouse | Electric Demand (MW) | Energy Efficiency | 0.00043838 | 0.00044227 | 0.0004464 | 0.00045248 | 0.000456 | 0.00046155 | 0.00046602 | 0.00047064 | 0.00013579 | 0 | 0 | 0 | 0
Scenario 1: Reference | SDG&E | Com | Lighting | Com - Warehouse | Electric Energy (GWh/year) | Energy Efficiency | 0.0036381 | 0.0036704 | 0.0037047 | 0.0037551 | 0.0037843 | 0.0038303 | 0.0038675 | 0.0039058 | 0.0011269 | 0 | 0 | 0 | 0
Scenario 1: Reference | SDG&E | Com | Lighting | Com - Warehouse | Gas Energy (MMTherm/year) | Energy Efficiency | -1.2153e-05 | -1.2261e-05 | -1.2375e-05 | -1.2544e-05 | -1.2641e-05 | -1.2795e-05 | -1.2919e-05 | -1.3047e-05 | -3.7645e-06 | 0 | 0 | 0 | 0
Scenario 1: Reference | SDG&E | Com | WaterHeat | Com - College | Electric Demand (MW) | Energy Efficiency | 0.0060279 | 0.0064848 | 0.0069431 | 0.0074411 | 0.0078879 | 0.0084044 | 0.0089073 | 0.0093934 | 0.0098841 | 0.010386 | 0.01087 | 0.011507 | 0.012017
Scenario 1: Reference | SDG&E | Com | WaterHeat | Com - College | Electric Demand (MW) | Fuel Substitution | 0 | 0 | 0 | 0 | 0 | 0.35511 | 0.40738 | 0.4556 | 0.49577 | 0.55431 | 0.62023 | 0.6677 | 0.7002
Scenario 1: Reference | SDG&E | Com | WaterHeat | Com - College | Electric Energy (GWh/year) | Energy Efficiency | 0.022862 | 0.024595 | 0.026333 | 0.028221 | 0.029916 | 0.031876 | 0.033783 | 0.035627 | 0.037487 | 0.03939 | 0.041226 | 0.043641 | 0.045576
Scenario 1: Reference | SDG&E | Com | WaterHeat | Com - College | Electric Energy (GWh/year) | Fuel Substitution | -0.61773 | -0.67999 | -0.74181 | -0.8037 | -0.86553 | 1.402 | 1.6083 | 1.7985 | 1.9568 | 2.1877 | 2.4478 | 2.6349 | 2.7629
Scenario 1: Reference | SDG&E | Com | WaterHeat | Com - College | Gas Energy (MMTherm/year) | Energy Efficiency | 0.0059143 | 0.0060117 | 0.0061045 | 0.0062182 | 0.0062957 | 0.0034995 | 0.0034949 | 0.0034885 | 2.5786e-05 | 2.6084e-05 | 0.0034685 | 0.0034606 | 0.0034507
Scenario 1: Reference | SDG&E | Com | WaterHeat | Com - College | Gas Energy (MMTherm/year) | Fuel Substitution | 0.070026 | 0.077022 | 0.083966 | 0.090921 | 0.097869 | 0 | 0 | 0 | 0 | 0 | 0 | 0 | 0
Scenario 1: Reference | SDG&E | Com | WaterHeat | Com - Grocery | Electric Demand (MW) | Energy Efficiency | 0.015577 | 0.016798 | 0.018009 | 0.019255 | 0.020446 | 0.021716 | 0.023 | 0.024276 | 0.025511 | 0.026788 | 0.028046 | 0.02932 | 0.030625
Scenario 1: Reference | SDG&E | Com | WaterHeat | Com - Grocery | Electric Energy (GWh/year) | Energy Efficiency | 0.081805 | 0.088219 | 0.094575 | 0.10112 | 0.10737 | 0.11404 | 0.12079 | 0.12749 | 0.13397 | 0.14068 | 0.14729 | 0.15398 | 0.16083
Scenario 1: Reference | SDG&E | Com | WaterHeat | Com - Grocery | Electric Energy (GWh/year) | Fuel Substitution | -0.022338 | -0.024014 | -0.025656 | -0.027317 | -0.028996 | 0 | 0 | 0 | 0 | 0 | 0 | 0 | 0
Scenario 1: Reference | SDG&E | Com | WaterHeat | Com - Grocery | Gas Energy (MMTherm/year) | Energy Efficiency | 0.0034749 | 0.0034796 | 0.0034797 | 0.0034794 | 0.0034735 | 0.0030849 | 0.0030707 | 0.0030554 | 0.00059636 | 0.00060273 | 0.0029833 | 0.002985 | 0.0029663
Scenario 1: Reference | SDG&E | Com | WaterHeat | Com - Grocery | Gas Energy (MMTherm/year) | Fuel Substitution | 0.0030264 | 0.0032535 | 0.0034759 | 0.003701 | 0.0039284 | 0 | 0 | 0 | 0 | 0 | 0 | 0 | 0
Scenario 1: Reference | SDG&E | Com | WaterHeat | Com - Health | Electric Demand (MW) | Energy Efficiency | 0.019631 | 0.021112 | 0.022601 | 0.024271 | 0.025711 | 0.027076 | 0.027728 | 0.029117 | 0.030748 | 0.032803 | 0.035193 | 0.035838 | 0.036808
Scenario 1: Reference | SDG&E | Com | WaterHeat | Com - Health | Electric Demand (MW) | Fuel Substitution | 0 | 0 | 0 | 0 | 0 | 0.44725 | 0.51612 | 0.58008 | 0.63383 | 0.70872 | 0.79879 | 0.86367 | 0.90832
Scenario 1: Reference | SDG&E | Com | WaterHeat | Com - Health | Electric Energy (GWh/year) | Energy Efficiency | 0.16308 | 0.17538 | 0.18775 | 0.20163 | 0.21359 | 0.22494 | 0.23036 | 0.2419 | 0.25545 | 0.27252 | 0.29238 | 0.29773 | 0.30579
Scenario 1: Reference | SDG&E | Com | WaterHeat | Com - Health | Electric Energy (GWh/year) | Fuel Substitution | -1.6763 | -1.8497 | -2.0231 | -2.198 | -2.3737 | 3.8615 | 4.4557 | 5.0073 | 5.4708 | 6.1167 | 6.8937 | 7.453 | 7.8377
Scenario 1: Reference | SDG&E | Com | WaterHeat | Com - Health | Gas Energy (MMTherm/year) | Energy Efficiency | 0.012389 | 0.012642 | 0.01289 | 0.013237 | 0.013437 | 0.0046523 | 0.0046619 | 0.0046717 | 0.00010017 | 0.00010253 | 0.0046686 | 0.0046944 | 0.0046934
Scenario 1: Reference | SDG&E | Com | WaterHeat | Com - Health | Gas Energy (MMTherm/year) | Fuel Substitution | 0.19242 | 0.21215 | 0.23186 | 0.25176 | 0.27174 | 0 | 0 | 0 | 0 | 0 | 0 | 0 | 0
Scenario 1: Reference | SDG&E | Com | WaterHeat | Com - Lodging | Electric Demand (MW) | Energy Efficiency | 0.0045579 | 0.004849 | 0.0051375 | 0.0054583 | 0.0057224 | 0.0059414 | 0.0062198 | 0.0064937 | 0.0067698 | 0.0070435 | 0.0072954 | 0.0075436 | 0.0078008
Scenario 1: Reference | SDG&E | Com | WaterHeat | Com - Lodging | Electric Demand (MW) | Fuel Substitution | 0 | 0 | 0 | 0 | 0 | 0.57153 | 0.65561 | 0.73291 | 0.79679 | 0.883 | 0.98641 | 1.0589 | 1.1071
Scenario 1: Reference | SDG&E | Com | WaterHeat | Com - Lodging | Electric Energy (GWh/year) | Energy Efficiency | 0.036936 | 0.039296 | 0.041635 | 0.044236 | 0.046377 | 0.04816 | 0.050417 | 0.052638 | 0.054881 | 0.0571 | 0.059142 | 0.061154 | 0.063239
Scenario 1: Reference | SDG&E | Com | WaterHeat | Com - Lodging | Electric Energy (GWh/year) | Fuel Substitution | -2.2903 | -2.5113 | -2.7292 | -2.9461 | -3.1609 | 4.8123 | 5.5197 | 6.17 | 6.707 | 7.4322 | 8.3021 | 8.9118 | 9.3166
Scenario 1: Reference | SDG&E | Com | WaterHeat | Com - Lodging | Gas Energy (MMTherm/year) | Energy Efficiency | 0.05536 | 0.055569 | 0.055826 | 0.056683 | 0.056653 | 0.0082244 | 0.0081668 | 0.008106 | 9.4717e-05 | 9.495e-05 | 0.00461 | 0.0045705 | 0.0049492
Scenario 1: Reference | SDG&E | Com | WaterHeat | Com - Lodging | Gas Energy (MMTherm/year) | Fuel Substitution | 0.25823 | 0.28285 | 0.30712 | 0.33127 | 0.3552 | 0 | 0 | 0 | 0 | 0 | 0 | 0 | 0
Scenario 1: Reference | SDG&E | Com | WaterHeat | Com - Office (Large) | Electric Demand (MW) | Energy Efficiency | 0.004098 | 0.0043864 | 0.0046688 | 0.0049503 | 0.0052146 | 0.0055048 | 0.0058053 | 0.0060878 | 0.0063324 | 0.0065871 | 0.0068325 | 0.0070793 | 0.0073262
Scenario 1: Reference | SDG&E | Com | WaterHeat | Com - Office (Large) | Electric Demand (MW) | Fuel Substitution | 0 | 0 | 0 | 0 | 0 | 0.047588 | 0.053979 | 0.059795 | 0.064522 | 0.073527 | 0.081894 | 0.087639 | 0.091293
Scenario 1: Reference | SDG&E | Com | WaterHeat | Com - Office (Large) | Electric Energy (GWh/year) | Energy Efficiency | 0.073967 | 0.079172 | 0.084269 | 0.089349 | 0.09412 | 0.099355 | 0.10478 | 0.10988 | 0.11429 | 0.11889 | 0.12332 | 0.12777 | 0.13223
Scenario 1: Reference | SDG&E | Com | WaterHeat | Com - Office (Large) | Electric Energy (GWh/year) | Fuel Substitution | -0.36073 | -0.39437 | -0.42748 | -0.46026 | -0.4927 | 0.8943 | 1.0143 | 1.1235 | 1.2122 | 1.3813 | 1.5384 | 1.6462 | 1.7146
Scenario 1: Reference | SDG&E | Com | WaterHeat | Com - Office (Large) | Gas Energy (MMTherm/year) | Energy Efficiency | 0.012587 | 0.01234 | 0.012085 | 0.011836 | 0.011565 | 0.0055605 | 0.0052511 | 0.0049488 | 0 | 0 | 0.0040837 | 0.003809 | 0.003541
Scenario 1: Reference | SDG&E | Com | WaterHeat | Com - Office (Large) | Gas Energy (MMTherm/year) | Fuel Substitution | 0.040232 | 0.043971 | 0.04765 | 0.051293 | 0.0549 | 0 | 0 | 0 | 0 | 0 | 0 | 0 | 0
Scenario 1: Reference | SDG&E | Com | WaterHeat | Com - Office (Small) | Electric Demand (MW) | Energy Efficiency | 0.00024252 | 0.00026006 | 0.00027747 | 0.00029474 | 0.00031177 | 0.00032907 | 0.00034601 | 0.00036267 | 0.00037917 | 0.00039542 | 0.00041154 | 0.00042753 | 0.0004434
Scenario 1: Reference | SDG&E | Com | WaterHeat | Com - Office (Small) | Electric Demand (MW) | Fuel Substitution | 0 | 0 | 0 | 0 | 0 | 0.0033852 | 0.0038588 | 0.0042902 | 0.0046425 | 0.0051607 | 0.0057357 | 0.006133 | 0.0063911
Scenario 1: Reference | SDG&E | Com | WaterHeat | Com - Office (Small) | Electric Energy (GWh/year) | Energy Efficiency | 0.025892 | 0.027764 | 0.029622 | 0.031467 | 0.033284 | 0.035135 | 0.036944 | 0.038723 | 0.040485 | 0.042219 | 0.04394 | 0.045647 | 0.047342
Scenario 1: Reference | SDG&E | Com | WaterHeat | Com - Office (Small) | Electric Energy (GWh/year) | Fuel Substitution | -0.15882 | -0.17416 | -0.18928 | -0.20423 | -0.21903 | 0.37589 | 0.42845 | 0.47631 | 0.51538 | 0.57287 | 0.63666 | 0.68071 | 0.70929
Scenario 1: Reference | SDG&E | Com | WaterHeat | Com - Office (Small) | Gas Energy (MMTherm/year) | Energy Efficiency | 0.0061579 | 0.0061341 | 0.0061038 | 0.0060686 | 0.0060291 | 0.0056915 | 0.0056319 | 0.0055692 | 0 | 0 | 0.0053229 | 0.0052896 | 0.0052126
Scenario 1: Reference | SDG&E | Com | WaterHeat | Com - Office (Small) | Gas Energy (MMTherm/year) | Fuel Substitution | 0.017555 | 0.019244 | 0.020907 | 0.022552 | 0.02418 | 0 | 0 | 0 | 0 | 0 | 0 | 0 | 0
Scenario 1: Reference | SDG&E | Com | WaterHeat | Com - Other | Electric Demand (MW) | Energy Efficiency | 0.11824 | 0.128 | 0.1379 | 0.14795 | 0.15767 | 0.16808 | 0.17843 | 0.18875 | 0.19906 | 0.20954 | 0.21995 | 0.23051 | 0.24129
Scenario 1: Reference | SDG&E | Com | WaterHeat | Com - Other | Electric Demand (MW) | Fuel Substitution | 0 | 0 | 0 | 0 | 0 | 1.8693 | 2.1428 | 2.3965 | 2.6089 | 2.9373 | 3.2921 | 3.5467 | 3.7204
Scenario 1: Reference | SDG&E | Com | WaterHeat | Com - Other | Electric Energy (GWh/year) | Energy Efficiency | 0.76306 | 0.82607 | 0.88995 | 0.95478 | 1.0175 | 1.0847 | 1.1515 | 1.2181 | 1.2847 | 1.3523 | 1.4195 | 1.4876 | 1.5572
Scenario 1: Reference | SDG&E | Com | WaterHeat | Com - Other | Electric Energy (GWh/year) | Fuel Substitution | -5.8436 | -6.4254 | -7.0053 | -7.5867 | -8.1696 | 12.5617 | 14.3981 | 16.1014 | 17.527 | 19.7322 | 22.1145 | 23.8222 | 24.9874
Scenario 1: Reference | SDG&E | Com | WaterHeat | Com - Other | Gas Energy (MMTherm/year) | Energy Efficiency | 0.023683 | 0.024338 | 0.024983 | 0.025624 | 0.026205 | 0.013368 | 0.01334 | 0.013305 | 0.0014421 | 0.0014607 | 0.012761 | 0.013105 | 0.013042
Scenario 1: Reference | SDG&E | Com | WaterHeat | Com - Other | Gas Energy (MMTherm/year) | Fuel Substitution | 0.64841 | 0.71241 | 0.77619 | 0.84016 | 0.90431 | 0 | 0 | 0 | 0 | 0 | 0 | 0 | 0
Scenario 1: Reference | SDG&E | Com | WaterHeat | Com - Refrig. Warehouse | Electric Demand (MW) | Energy Efficiency | 7.7163e-05 | 8.3026e-05 | 8.8906e-05 | 9.4164e-05 | 9.975e-05 | 0.00010546 | 0.00011142 | 0.00011741 | 0.00012369 | 0.00012984 | 0.00013632 | 0.00014298 | 0.00014966
Scenario 1: Reference | SDG&E | Com | WaterHeat | Com - Refrig. Warehouse | Electric Demand (MW) | Fuel Substitution | 0 | 0 | 0 | 0 | 0 | 0.00030951 | 0.00035458 | 0.0003961 | 0.00043044 | 0.00047217 | 0.00052713 | 0.00056592 | 0.00059191
Scenario 1: Reference | SDG&E | Com | WaterHeat | Com - Refrig. Warehouse | Electric Energy (GWh/year) | Energy Efficiency | 0.00088713 | 0.00095454 | 0.0010221 | 0.0010826 | 0.0011468 | 0.0012124 | 0.001281 | 0.0013498 | 0.001422 | 0.0014927 | 0.0015672 | 0.0016439 | 0.0017206
Scenario 1: Reference | SDG&E | Com | WaterHeat | Com - Refrig. Warehouse | Electric Energy (GWh/year) | Fuel Substitution | -0.0017532 | -0.001913 | -0.00207 | -0.0022251 | -0.0023788 | 0.0037002 | 0.0042386 | 0.0047346 | 0.0051445 | 0.0056429 | 0.0062993 | 0.0067623 | 0.0070724
Scenario 1: Reference | SDG&E | Com | WaterHeat | Com - Refrig. Warehouse | Gas Energy (MMTherm/year) | Energy Efficiency | 4.3726e-06 | 4.6045e-06 | 4.8324e-06 | 4.9929e-06 | 5.1858e-06 | 0 | 0 | 0.00011191 | 0 | 0 | 0.00010895 | 0.0001109 | 0.00011053
Scenario 1: Reference | SDG&E | Com | WaterHeat | Com - Refrig. Warehouse | Gas Energy (MMTherm/year) | Fuel Substitution | 0.00020465 | 0.00022302 | 0.00024108 | 0.00025892 | 0.0002766 | 0 | 0 | 0 | 0 | 0 | 0 | 0 | 0
Scenario 1: Reference | SDG&E | Com | WaterHeat | Com - Restaurant | Electric Demand (MW) | Energy Efficiency | 0.034187 | 0.035938 | 0.037658 | 0.039167 | 0.047984 | 0.050892 | 0.05374 | 0.056593 | 0.059385 | 0.062195 | 0.065034 | 0.067885 | 0.070733
Scenario 1: Reference | SDG&E | Com | WaterHeat | Com - Restaurant | Electric Demand (MW) | Fuel Substitution | 0 | 0 | 0 | 0 | 0 | 1.7765 | 2.0248 | 2.2515 | 2.4378 | 2.7087 | 3.0187 | 3.237 | 3.3824
Scenario 1: Reference | SDG&E | Com | WaterHeat | Com - Restaurant | Electric Energy (GWh/year) | Energy Efficiency | 0.17541 | 0.1844 | 0.19322 | 0.20097 | 0.24624 | 0.26117 | 0.27578 | 0.29042 | 0.30475 | 0.31917 | 0.33374 | 0.34837 | 0.36298
Scenario 1: Reference | SDG&E | Com | WaterHeat | Com - Restaurant | Electric Energy (GWh/year) | Fuel Substitution | -3.7041 | -4.0481 | -4.382 | -4.7071 | -5.0438 | 9.4783 | 10.8024 | 12.0107 | 13.0033 | 14.4478 | 16.1002 | 17.263 | 18.0374
Scenario 1: Reference | SDG&E | Com | WaterHeat | Com - Restaurant | Gas Energy (MMTherm/year) | Energy Efficiency | 0.0068855 | 0.0070431 | 0.0072016 | 0.0073201 | 0.0091914 | 0.001886 | 0.0019062 | 0.0036942 | 0.0019428 | 0.0019601 | 0.0036812 | 0.0036967 | 0.003695
Scenario 1: Reference | SDG&E | Com | WaterHeat | Com - Restaurant | Gas Energy (MMTherm/year) | Fuel Substitution | 0.42832 | 0.46791 | 0.50634 | 0.54375 | 0.58255 | 0 | 0 | 0 | 0 | 0 | 0 | 0 | 0
Scenario 1: Reference | SDG&E | Com | WaterHeat | Com - Retail | Electric Demand (MW) | Energy Efficiency | 0.0076251 | 0.0080232 | 0.008404 | 0.0087455 | 0.0090288 | 0.0093374 | 0.0096009 | 0.0098454 | 0.009975 | 0.010218 | 0.010449 | 0.010689 | 0.010927
Scenario 1: Reference | SDG&E | Com | WaterHeat | Com - Retail | Electric Demand (MW) | Fuel Substitution | 0 | 0 | 0 | 0 | 0 | 0.066924 | 0.076175 | 0.084488 | 0.091127 | 0.098046 | 0.10806 | 0.11467 | 0.11873
Scenario 1: Reference | SDG&E | Com | WaterHeat | Com - Retail | Electric Energy (GWh/year) | Energy Efficiency | 0.047288 | 0.049778 | 0.052161 | 0.054299 | 0.056074 | 0.058009 | 0.059663 | 0.061198 | 0.062348 | 0.06387 | 0.065311 | 0.06681 | 0.068298
Scenario 1: Reference | SDG&E | Com | WaterHeat | Com - Retail | Electric Energy (GWh/year) | Fuel Substitution | -0.18337 | -0.20058 | -0.21732 | -0.23364 | -0.24953 | 0.43505 | 0.49515 | 0.54914 | 0.59223 | 0.63713 | 0.70217 | 0.74508 | 0.77138
Scenario 1: Reference | SDG&E | Com | WaterHeat | Com - Retail | Gas Energy (MMTherm/year) | Energy Efficiency | 0.011107 | 0.011084 | 0.011049 | 0.011004 | 0.010951 | 0.010636 | 0.010568 | 0.010495 | 0 | 0 | 0.010241 | 0.010162 | 0.010067
Scenario 1: Reference | SDG&E | Com | WaterHeat | Com - Retail | Gas Energy (MMTherm/year) | Fuel Substitution | 0.01993 | 0.021798 | 0.023614 | 0.025385 | 0.027109 | 0 | 0 | 0 | 0 | 0 | 0 | 0 | 0
Scenario 1: Reference | SDG&E | Com | WaterHeat | Com - School | Electric Demand (MW) | Energy Efficiency | 0.0048455 | 0.0052228 | 0.0056005 | 0.0059781 | 0.0063637 | 0.0067537 | 0.0071302 | 0.0075101 | 0.0078957 | 0.0082797 | 0.0086673 | 0.0090555 | 0.0094417
Scenario 1: Reference | SDG&E | Com | WaterHeat | Com - School | Electric Demand (MW) | Fuel Substitution | 0 | 0 | 0 | 0 | 0 | 0.17947 | 0.20401 | 0.22634 | 0.24462 | 0.2793 | 0.31157 | 0.33421 | 0.34914
Scenario 1: Reference | SDG&E | Com | WaterHeat | Com - School | Electric Energy (GWh/year) | Energy Efficiency | 0.06578 | 0.070902 | 0.07603 | 0.081156 | 0.08639 | 0.091704 | 0.096816 | 0.10197 | 0.10721 | 0.11242 | 0.11769 | 0.12296 | 0.1282
Scenario 1: Reference | SDG&E | Com | WaterHeat | Com - School | Electric Energy (GWh/year) | Fuel Substitution | -1.0123 | -1.1103 | -1.2074 | -1.304 | -1.4003 | 2.5364 | 2.883 | 3.1983 | 3.4562 | 3.9461 | 4.4017 | 4.7212 | 4.9317
Scenario 1: Reference | SDG&E | Com | WaterHeat | Com - School | Gas Energy (MMTherm/year) | Energy Efficiency | 0.0083226 | 0.0083855 | 0.0084429 | 0.0084968 | 0.0085583 | 0.0035606 | 0.0034416 | 0.0033237 | 0.00038889 | 0.00039207 | 0.0029766 | 0.002863 | 0.0027505
Scenario 1: Reference | SDG&E | Com | WaterHeat | Com - School | Gas Energy (MMTherm/year) | Fuel Substitution | 0.11564 | 0.1268 | 0.13785 | 0.14885 | 0.15982 | 0 | 0 | 0 | 0 | 0 | 0 | 0 | 0
Scenario 1: Reference | SDG&E | Com | WaterHeat | Com - Warehouse | Electric Demand (MW) | Energy Efficiency | 0.00041962 | 0.00044332 | 0.0004671 | 0.00049182 | 0.00051527 | 0.00053977 | 0.00056372 | 0.00058775 | 0.00048632 | 0.000511 | 0.00053522 | 0.00055965 | 0.00058491
Scenario 1: Reference | SDG&E | Com | WaterHeat | Com - Warehouse | Electric Demand (MW) | Fuel Substitution | 0 | 0 | 0 | 0 | 0 | 0.00096056 | 0.0011015 | 0.0012321 | 0.0013411 | 0.001494 | 0.0016703 | 0.0017958 | 0.0018809
Scenario 1: Reference | SDG&E | Com | WaterHeat | Com - Warehouse | Electric Energy (GWh/year) | Energy Efficiency | 0.0082138 | 0.0088267 | 0.0094446 | 0.01009 | 0.010705 | 0.011351 | 0.011985 | 0.012624 | 0.01287 | 0.013524 | 0.014165 | 0.014811 | 0.01548
Scenario 1: Reference | SDG&E | Com | WaterHeat | Com - Warehouse | Electric Energy (GWh/year) | Fuel Substitution | -0.013803 | -0.015128 | -0.016442 | -0.017758 | -0.019074 | 0.026465 | 0.030346 | 0.033941 | 0.036941 | 0.04115 | 0.046003 | 0.049454 | 0.051794
Scenario 1: Reference | SDG&E | Com | WaterHeat | Com - Warehouse | Gas Energy (MMTherm/year) | Energy Efficiency | 0.0087567 | 0.0088013 | 0.0088382 | 0.0088703 | 0.0088964 | 0.0087446 | 0.0087582 | 0.0087685 | 0 | 0 | 0.0085954 | 0.008776 | 0.0087693
Scenario 1: Reference | SDG&E | Com | WaterHeat | Com - Warehouse | Gas Energy (MMTherm/year) | Fuel Substitution | 0.0015643 | 0.0017127 | 0.0018598 | 0.0020072 | 0.0021546 | 0 | 0 | 0 | 0 | 0 | 0 | 0 | 0
Scenario 1: Reference | SDG&E | Com | WholeBlg | Com - College | Electric Demand (MW) | Energy Efficiency | 0.040077 | 0.041354 | 0.04271 | 0.044333 | 0.04614 | 0.048002 | 0.050131 | 0.052221 | 0.054383 | 0.05664 | 0.058824 | 0.060783 | 0.061825
Scenario 1: Reference | SDG&E | Com | WholeBlg | Com - College | Electric Energy (GWh/year) | Energy Efficiency | 0.36523 | 0.37687 | 0.38922 | 0.40402 | 0.42048 | 0.43746 | 0.45686 | 0.47591 | 0.4956 | 0.51618 | 0.53608 | 0.55393 | 0.56342
Scenario 1: Reference | SDG&E | Com | WholeBlg | Com - College | Gas Energy (MMTherm/year) | Energy Efficiency | 0.0026244 | 0.0026178 | 0.0026052 | 0.0025961 | 0.0025835 | 0.0025614 | 0.0025411 | 0.0025151 | 0.0024892 | 0.0024679 | 0.0024422 | 0.002414 | 0.0024156
Scenario 1: Reference | SDG&E | Com | WholeBlg | Com - Grocery | Electric Demand (MW) | Energy Efficiency | 0.096551 | 0.099426 | 0.10252 | 0.10621 | 0.11031 | 0.11453 | 0.11896 | 0.12345 | 0.12814 | 0.1328 | 0.13744 | 0.14155 | 0.14155
Scenario 1: Reference | SDG&E | Com | WholeBlg | Com - Grocery | Electric Energy (GWh/year) | Energy Efficiency | 0.87989 | 0.90609 | 0.93433 | 0.96794 | 1.0053 | 1.0437 | 1.0842 | 1.125 | 1.1678 | 1.2102 | 1.2525 | 1.29 | 1.29
Scenario 1: Reference | SDG&E | Com | WholeBlg | Com - Grocery | Gas Energy (MMTherm/year) | Energy Efficiency | 0.00090904 | 0.00091984 | 0.00092919 | 0.00094034 | 0.00095043 | 0.00095635 | 0.00096203 | 0.00096675 | 0.00097208 | 0.00097649 | 0.00098137 | 0.00098565 | 0.00098694
Scenario 1: Reference | SDG&E | Com | WholeBlg | Com - Health | Electric Demand (MW) | Energy Efficiency | 0.11162 | 0.11488 | 0.11828 | 0.12228 | 0.12664 | 0.13098 | 0.13579 | 0.14034 | 0.14505 | 0.15005 | 0.15494 | 0.15905 | 0.16269
Scenario 1: Reference | SDG&E | Com | WholeBlg | Com - Health | Electric Energy (GWh/year) | Energy Efficiency | 1.0172 | 1.0469 | 1.0779 | 1.1143 | 1.1541 | 1.1937 | 1.2374 | 1.279 | 1.3219 | 1.3675 | 1.412 | 1.4494 | 1.4827
Scenario 1: Reference | SDG&E | Com | WholeBlg | Com - Health | Gas Energy (MMTherm/year) | Energy Efficiency | 0.0044007 | 0.0044939 | 0.0045783 | 0.0046687 | 0.0047518 | 0.0048064 | 0.004847 | 0.0048828 | 0.0049237 | 0.0049548 | 0.0050027 | 0.0050419 | 0.0050522
Scenario 1: Reference | SDG&E | Com | WholeBlg | Com - Lodging | Electric Demand (MW) | Energy Efficiency | 0.056059 | 0.057376 | 0.058765 | 0.06052 | 0.062427 | 0.064341 | 0.066515 | 0.068573 | 0.070668 | 0.07282 | 0.074788 | 0.076379 | 0.07784
Scenario 1: Reference | SDG&E | Com | WholeBlg | Com - Lodging | Electric Energy (GWh/year) | Energy Efficiency | 0.51088 | 0.52288 | 0.53554 | 0.55153 | 0.56891 | 0.58636 | 0.60617 | 0.62492 | 0.64402 | 0.66363 | 0.68157 | 0.69606 | 0.70938
Scenario 1: Reference | SDG&E | Com | WholeBlg | Com - Lodging | Gas Energy (MMTherm/year) | Energy Efficiency | 0.0032279 | 0.0032507 | 0.0032675 | 0.0032901 | 0.0033069 | 0.0033106 | 0.0033143 | 0.0033119 | 0.0033107 | 0.0033118 | 0.0033096 | 0.0033047 | 0.0033074
Scenario 1: Reference | SDG&E | Com | WholeBlg | Com - Office (Large) | Electric Demand (MW) | Energy Efficiency | 0.19212 | 0.19655 | 0.20112 | 0.20662 | 0.21267 | 0.21874 | 0.22591 | 0.23261 | 0.23937 | 0.2463 | 0.25257 | 0.25773 | 0.26496
Scenario 1: Reference | SDG&E | Com | WholeBlg | Com - Office (Large) | Electric Energy (GWh/year) | Energy Efficiency | 1.7509 | 1.7912 | 1.8328 | 1.883 | 1.9381 | 1.9934 | 2.0588 | 2.1198 | 2.1815 | 2.2446 | 2.3017 | 2.3487 | 2.4146
Scenario 1: Reference | SDG&E | Com | WholeBlg | Com - Office (Large) | Gas Energy (MMTherm/year) | Energy Efficiency | 0.0055626 | 0.0055883 | 0.0056006 | 0.0056201 | 0.005631 | 0.0056245 | 0.0056258 | 0.0056147 | 0.0056049 | 0.0056117 | 0.0056038 | 0.0055925 | 0.0055908
Scenario 1: Reference | SDG&E | Com | WholeBlg | Com - Office (Small) | Electric Demand (MW) | Energy Efficiency | 0.057577 | 0.058671 | 0.059856 | 0.061371 | 0.063094 | 0.064834 | 0.066826 | 0.068742 | 0.070713 | 0.072932 | 0.074807 | 0.076372 | 0.077636
Scenario 1: Reference | SDG&E | Com | WholeBlg | Com - Office (Small) | Electric Energy (GWh/year) | Energy Efficiency | 0.52471 | 0.53468 | 0.54548 | 0.55928 | 0.57499 | 0.59084 | 0.609 | 0.62646 | 0.64442 | 0.66465 | 0.68173 | 0.696 | 0.70752
Scenario 1: Reference | SDG&E | Com | WholeBlg | Com - Office (Small) | Gas Energy (MMTherm/year) | Energy Efficiency | 0.00048878 | 0.00049512 | 0.0005007 | 0.00050728 | 0.00051335 | 0.00051675 | 0.00051933 | 0.00052172 | 0.00052448 | 0.00052625 | 0.00052854 | 0.00053048 | 0.00053133
Scenario 1: Reference | SDG&E | Com | WholeBlg | Com - Other | Electric Demand (MW) | Energy Efficiency | 0.1016 | 0.10422 | 0.10696 | 0.11034 | 0.11406 | 0.11782 | 0.12227 | 0.12649 | 0.13079 | 0.13523 | 0.13936 | 0.14286 | 0.14708
Scenario 1: Reference | SDG&E | Com | WholeBlg | Com - Other | Electric Energy (GWh/year) | Energy Efficiency | 0.92594 | 0.94978 | 0.97477 | 1.0056 | 1.0395 | 1.0737 | 1.1143 | 1.1528 | 1.1919 | 1.2324 | 1.27 | 1.3019 | 1.3404
Scenario 1: Reference | SDG&E | Com | WholeBlg | Com - Other | Gas Energy (MMTherm/year) | Energy Efficiency | 0.0072321 | 0.0073261 | 0.0074085 | 0.0075055 | 0.0075944 | 0.0076507 | 0.0077083 | 0.0077562 | 0.0078083 | 0.0078583 | 0.0079077 | 0.0079525 | 0.0079616
Scenario 1: Reference | SDG&E | Com | WholeBlg | Com - Refrig. Warehouse | Electric Demand (MW) | Energy Efficiency | 0.0021094 | 0.0022145 | 0.0023287 | 0.002463 | 0.0026017 | 0.0027258 | 0.0028534 | 0.0029871 | 0.0031296 | 0.0032744 | 0.0034247 | 0.0035655 | 0.0035824
Scenario 1: Reference | SDG&E | Com | WholeBlg | Com - Refrig. Warehouse | Electric Energy (GWh/year) | Energy Efficiency | 0.019223 | 0.020181 | 0.021222 | 0.022446 | 0.02371 | 0.024841 | 0.026004 | 0.027222 | 0.028521 | 0.029841 | 0.03121 | 0.032493 | 0.032648
Scenario 1: Reference | SDG&E | Com | WholeBlg | Com - Refrig. Warehouse | Gas Energy (MMTherm/year) | Energy Efficiency | 3.0758e-05 | 3.106e-05 | 3.1325e-05 | 3.1661e-05 | 3.1975e-05 | 3.211e-05 | 3.2187e-05 | 3.2265e-05 | 3.2373e-05 | 3.2387e-05 | 3.2473e-05 | 3.2548e-05 | 3.263e-05
Scenario 1: Reference | SDG&E | Com | WholeBlg | Com - Restaurant | Electric Demand (MW) | Energy Efficiency | 0.085148 | 0.091566 | 0.098641 | 0.062862 | 0.065162 | 0.067522 | 0.070062 | 0.072615 | 0.075277 | 0.077963 | 0.080588 | 0.082877 | 0.083093
Scenario 1: Reference | SDG&E | Com | WholeBlg | Com - Restaurant | Electric Energy (GWh/year) | Energy Efficiency | 1.1384 | 1.261 | 1.3968 | 0.57287 | 0.59384 | 0.61535 | 0.63849 | 0.66176 | 0.68602 | 0.7105 | 0.73442 | 0.75528 | 0.75725
Scenario 1: Reference | SDG&E | Com | WholeBlg | Com - Restaurant | Gas Energy (MMTherm/year) | Energy Efficiency | -0.0010315 | -0.0017047 | -0.0024618 | 0.0030787 | 0.0031133 | 0.0031312 | 0.0031441 | 0.0031564 | 0.0031714 | 0.0031745 | 0.0031871 | 0.0031978 | 0.003205
Scenario 1: Reference | SDG&E | Com | WholeBlg | Com - Retail | Electric Demand (MW) | Energy Efficiency | 0.076453 | 0.07544 | 0.074334 | 0.073642 | 0.073711 | 0.073585 | 0.074333 | 0.075232 | 0.076478 | 0.077996 | 0.079449 | 0.080468 | 0.083089
Scenario 1: Reference | SDG&E | Com | WholeBlg | Com - Retail | Electric Energy (GWh/year) | Energy Efficiency | 2.9299 | 3.3672 | 3.833 | 4.3061 | 4.701 | 5.1215 | 5.5015 | 5.8135 | 6.0669 | 6.2866 | 6.4543 | 6.6055 | 6.7699
Scenario 1: Reference | SDG&E | Com | WholeBlg | Com - Retail | Gas Energy (MMTherm/year) | Energy Efficiency | 0.016045 | 0.019114 | 0.022384 | 0.025678 | 0.028387 | 0.031282 | 0.033841 | 0.035925 | 0.037585 | 0.038998 | 0.040057 | 0.041029 | 0.041995
Scenario 1: Reference | SDG&E | Com | WholeBlg | Com - School | Electric Demand (MW) | Energy Efficiency | 0.034981 | 0.035792 | 0.036652 | 0.037737 | 0.038954 | 0.040179 | 0.041672 | 0.043088 | 0.044525 | 0.046018 | 0.047394 | 0.048565 | 0.049782
Scenario 1: Reference | SDG&E | Com | WholeBlg | Com - School | Electric Energy (GWh/year) | Energy Efficiency | 0.31879 | 0.32618 | 0.33401 | 0.34391 | 0.355 | 0.36616 | 0.37977 | 0.39267 | 0.40577 | 0.41937 | 0.43191 | 0.44259 | 0.45368
Scenario 1: Reference | SDG&E | Com | WholeBlg | Com - School | Gas Energy (MMTherm/year) | Energy Efficiency | 0.0012693 | 0.0012787 | 0.001286 | 0.0012961 | 0.0013052 | 0.001309 | 0.0013124 | 0.0013145 | 0.0013175 | 0.001321 | 0.0013242 | 0.0013267 | 0.0013286
Scenario 1: Reference | SDG&E | Com | WholeBlg | Com - Warehouse | Electric Demand (MW) | Energy Efficiency | 0.032639 | 0.033561 | 0.034544 | 0.035742 | 0.037054 | 0.038369 | 0.039864 | 0.041299 | 0.042778 | 0.044308 | 0.045756 | 0.047006 | 0.048422
Scenario 1: Reference | SDG&E | Com | WholeBlg | Com - Warehouse | Electric Energy (GWh/year) | Energy Efficiency | 0.29744 | 0.30585 | 0.3148 | 0.32573 | 0.33769 | 0.34967 | 0.36329 | 0.37637 | 0.38985 | 0.40379 | 0.41699 | 0.42838 | 0.44128
Scenario 1: Reference | SDG&E | Com | WholeBlg | Com - Warehouse | Gas Energy (MMTherm/year) | Energy Efficiency | 0.0018257 | 0.0018532 | 0.0018783 | 0.0019075 | 0.0019347 | 0.0019514 | 0.0019644 | 0.0019772 | 0.0019918 | 0.0020005 | 0.0020131 | 0.0020244 | 0.0020293
Scenario 1: Reference | SDG&E | Ind | WholeBlg | Ind - All Other Industrial | Electric Demand (MW) | Energy Efficiency | 0.035261 | 0.035243 | 0.035241 | 0.03536 | 0.035413 | 0.035463 | 0.035553 | 0.035598 | 0.03563 | 0.035663 | 0.035645 | 0.035638 | 0.035619
Scenario 1: Reference | SDG&E | Ind | WholeBlg | Ind - All Other Industrial | Electric Energy (GWh/year) | Energy Efficiency | 0.25846 | 0.25833 | 0.25831 | 0.25918 | 0.25956 | 0.25992 | 0.26057 | 0.2609 | 0.26113 | 0.26136 | 0.26123 | 0.26117 | 0.26102
Scenario 1: Reference | SDG&E | Ind | WholeBlg | Ind - All Other Industrial | Gas Energy (MMTherm/year) | Energy Efficiency | 0.012219 | 0.012255 | 0.012273 | 0.012287 | 0.012295 | 0.012284 | 0.012265 | 0.012253 | 0.012246 | 0.012245 | 0.012249 | 0.012258 | 0.012268
Scenario 1: Reference | SDG&E | Ind | WholeBlg | Ind - Chemicals | Electric Demand (MW) | Energy Efficiency | 0.038865 | 0.039178 | 0.039487 | 0.039903 | 0.040228 | 0.040515 | 0.040802 | 0.040998 | 0.041186 | 0.04137 | 0.04148 | 0.04158 | 0.041649
Scenario 1: Reference | SDG&E | Ind | WholeBlg | Ind - Chemicals | Electric Energy (GWh/year) | Energy Efficiency | 0.28488 | 0.28717 | 0.28943 | 0.29247 | 0.29485 | 0.29694 | 0.29904 | 0.30047 | 0.30185 | 0.30319 | 0.30398 | 0.30471 | 0.30521
Scenario 1: Reference | SDG&E | Ind | WholeBlg | Ind - Chemicals | Gas Energy (MMTherm/year) | Energy Efficiency | 0.015043 | 0.015113 | 0.01517 | 0.015216 | 0.015254 | 0.015276 | 0.015281 | 0.01528 | 0.01528 | 0.01528 | 0.015276 | 0.015267 | 0.015253
Scenario 1: Reference | SDG&E | Ind | WholeBlg | Ind - Electronics | Electric Demand (MW) | Energy Efficiency | 0.12251 | 0.12399 | 0.12552 | 0.12743 | 0.12908 | 0.13072 | 0.13252 | 0.13416 | 0.13573 | 0.13729 | 0.1386 | 0.13991 | 0.14112
Scenario 1: Reference | SDG&E | Ind | WholeBlg | Ind - Electronics | Electric Energy (GWh/year) | Energy Efficiency | 0.89804 | 0.9088 | 0.92004 | 0.93403 | 0.94608 | 0.95807 | 0.97123 | 0.98323 | 0.99475 | 1.0061 | 1.0157 | 1.0253 | 1.0341
Scenario 1: Reference | SDG&E | Ind | WholeBlg | Ind - Electronics | Gas Energy (MMTherm/year) | Energy Efficiency | 0.016572 | 0.016811 | 0.017045 | 0.017271 | 0.017492 | 0.017704 | 0.017914 | 0.018133 | 0.018355 | 0.01858 | 0.018805 | 0.019028 | 0.019246
Scenario 1: Reference | SDG&E | Ind | WholeBlg | Ind - Fabricated Metals | Electric Demand (MW) | Energy Efficiency | 0.020212 | 0.020349 | 0.020501 | 0.02066 | 0.020752 | 0.020812 | 0.020874 | 0.020902 | 0.020918 | 0.020934 | 0.02091 | 0.02088 | 0.020831
Scenario 1: Reference | SDG&E | Ind | WholeBlg | Ind - Fabricated Metals | Electric Energy (GWh/year) | Energy Efficiency | 0.14816 | 0.14916 | 0.15026 | 0.15143 | 0.1521 | 0.15254 | 0.15299 | 0.15319 | 0.15331 | 0.15341 | 0.15324 | 0.15301 | 0.15266
Scenario 1: Reference | SDG&E | Ind | WholeBlg | Ind - Fabricated Metals | Gas Energy (MMTherm/year) | Energy Efficiency | 0.0044971 | 0.0045362 | 0.0045735 | 0.0045928 | 0.0046029 | 0.0046017 | 0.0045931 | 0.0045834 | 0.0045733 | 0.0045637 | 0.0045524 | 0.0045383 | 0.0045214
Scenario 1: Reference | SDG&E | Ind | WholeBlg | Ind - Food | Electric Demand (MW) | Energy Efficiency | 0.055068 | 0.054891 | 0.054744 | 0.054791 | 0.054734 | 0.05469 | 0.054713 | 0.054657 | 0.054578 | 0.054499 | 0.05433 | 0.054166 | 0.053976
Scenario 1: Reference | SDG&E | Ind | WholeBlg | Ind - Food | Electric Energy (GWh/year) | Energy Efficiency | 0.40365 | 0.40234 | 0.40126 | 0.40159 | 0.40117 | 0.40084 | 0.401 | 0.40058 | 0.39999 | 0.3994 | 0.39816 | 0.39695 | 0.39555
Scenario 1: Reference | SDG&E | Ind | WholeBlg | Ind - Food | Gas Energy (MMTherm/year) | Energy Efficiency | 0.024321 | 0.024169 | 0.024 | 0.02383 | 0.023653 | 0.023461 | 0.023262 | 0.023068 | 0.022882 | 0.022707 | 0.022532 | 0.022358 | 0.022182
Scenario 1: Reference | SDG&E | Ind | WholeBlg | Ind - Industrial Machinery | Electric Demand (MW) | Energy Efficiency | 0.037666 | 0.037963 | 0.038302 | 0.038618 | 0.038769 | 0.038864 | 0.038997 | 0.039071 | 0.039131 | 0.039193 | 0.039176 | 0.039145 | 0.039078
Scenario 1: Reference | SDG&E | Ind | WholeBlg | Ind - Industrial Machinery | Electric Energy (GWh/year) | Energy Efficiency | 0.27609 | 0.27827 | 0.28074 | 0.28305 | 0.28415 | 0.28484 | 0.28581 | 0.28635 | 0.28678 | 0.28723 | 0.2871 | 0.28687 | 0.28637
Scenario 1: Reference | SDG&E | Ind | WholeBlg | Ind - Industrial Machinery | Gas Energy (MMTherm/year) | Energy Efficiency | 0.030988 | 0.031402 | 0.031818 | 0.032034 | 0.032121 | 0.032113 | 0.032083 | 0.032052 | 0.032024 | 0.032006 | 0.031968 | 0.031901 | 0.031809
Scenario 1: Reference | SDG&E | Ind | WholeBlg | Ind - Lumber & Furniture | Electric Demand (MW) | Energy Efficiency | 0.0026862 | 0.0026841 | 0.002684 | 0.0026929 | 0.0026973 | 0.0027005 | 0.002705 | 0.0027058 | 0.0027055 | 0.002705 | 0.0027002 | 0.0026957 | 0.0026898
Scenario 1: Reference | SDG&E | Ind | WholeBlg | Ind - Lumber & Furniture | Electric Energy (GWh/year) | Energy Efficiency | 0.01969 | 0.019674 | 0.019673 | 0.019738 | 0.01977 | 0.019793 | 0.019825 | 0.019831 | 0.019828 | 0.019824 | 0.019789 | 0.019755 | 0.019711
Scenario 1: Reference | SDG&E | Ind | WholeBlg | Ind - Lumber & Furniture | Gas Energy (MMTherm/year) | Energy Efficiency | 0.00015599 | 0.0001568 | 0.0001574 | 0.00015786 | 0.0001583 | 0.00015813 | 0.00015742 | 0.00015676 | 0.00015615 | 0.0001556 | 0.0001551 | 0.00015454 | 0.0001539
Scenario 1: Reference | SDG&E | Ind | WholeBlg | Ind - Paper | Electric Demand (MW) | Energy Efficiency | 0.0034704 | 0.0034456 | 0.0034224 | 0.0034182 | 0.0034084 | 0.003395 | 0.0033861 | 0.0033755 | 0.0033669 | 0.0033611 | 0.0033513 | 0.0033412 | 0.0033293
Scenario 1: Reference | SDG&E | Ind | WholeBlg | Ind - Paper | Electric Energy (GWh/year) | Energy Efficiency | 0.025438 | 0.025255 | 0.025085 | 0.025054 | 0.024982 | 0.024883 | 0.024817 | 0.024739 | 0.024676 | 0.024633 | 0.02456 | 0.024485 | 0.024398
Scenario 1: Reference | SDG&E | Ind | WholeBlg | Ind - Paper | Gas Energy (MMTherm/year) | Energy Efficiency | 8.7731e-06 | 8.7067e-06 | 8.6349e-06 | 8.5812e-06 | 8.5279e-06 | 8.4597e-06 | 8.3907e-06 | 8.3314e-06 | 8.282e-06 | 8.2416e-06 | 8.2044e-06 | 8.1646e-06 | 8.1234e-06
Scenario 1: Reference | SDG&E | Ind | WholeBlg | Ind - Petroleum | Electric Demand (MW) | Energy Efficiency | 0.0020329 | 0.0020278 | 0.0020247 | 0.002029 | 0.0020297 | 0.0020313 | 0.0020353 | 0.0020365 | 0.0020367 | 0.0020366 | 0.002033 | 0.0020296 | 0.0020254
Scenario 1: Reference | SDG&E | Ind | WholeBlg | Ind - Petroleum | Electric Energy (GWh/year) | Energy Efficiency | 0.014901 | 0.014863 | 0.014841 | 0.014871 | 0.014877 | 0.014888 | 0.014917 | 0.014925 | 0.014927 | 0.014925 | 0.014899 | 0.014874 | 0.014842
Scenario 1: Reference | SDG&E | Ind | WholeBlg | Ind - Petroleum | Gas Energy (MMTherm/year) | Energy Efficiency | 1.1219e-05 | 1.1224e-05 | 1.1227e-05 | 1.1227e-05 | 1.122e-05 | 1.1199e-05 | 1.1171e-05 | 1.1139e-05 | 1.1111e-05 | 1.1084e-05 | 1.1051e-05 | 1.1014e-05 | 1.0975e-05
Scenario 1: Reference | SDG&E | Ind | WholeBlg | Ind - Plastics | Electric Demand (MW) | Energy Efficiency | 0.013994 | 0.013998 | 0.01401 | 0.014068 | 0.014101 | 0.014135 | 0.014179 | 0.014198 | 0.014211 | 0.014222 | 0.014208 | 0.014196 | 0.014176
Scenario 1: Reference | SDG&E | Ind | WholeBlg | Ind - Plastics | Electric Energy (GWh/year) | Energy Efficiency | 0.10258 | 0.1026 | 0.10269 | 0.10311 | 0.10335 | 0.1036 | 0.10392 | 0.10406 | 0.10415 | 0.10422 | 0.10413 | 0.10403 | 0.10388
Scenario 1: Reference | SDG&E | Ind | WholeBlg | Ind - Plastics | Gas Energy (MMTherm/year) | Energy Efficiency | 0.0031663 | 0.0032974 | 0.0034151 | 0.0035198 | 0.0036192 | 0.0036981 | 0.00375 | 0.0037801 | 0.003815 | 0.0038516 | 0.0038865 | 0.0039158 | 0.00394
Scenario 1: Reference | SDG&E | Ind | WholeBlg | Ind - Primary Metals | Electric Demand (MW) | Energy Efficiency | 0.0046907 | 0.0047334 | 0.0047831 | 0.0048424 | 0.0048849 | 0.0049219 | 0.0049649 | 0.0050008 | 0.0050349 | 0.0050685 | 0.0050915 | 0.0051124 | 0.0051289
Scenario 1: Reference | SDG&E | Ind | WholeBlg | Ind - Primary Metals | Electric Energy (GWh/year) | Energy Efficiency | 0.034383 | 0.034695 | 0.035059 | 0.035492 | 0.035804 | 0.036074 | 0.036388 | 0.036651 | 0.0369 | 0.037146 | 0.037313 | 0.037466 | 0.037586
Scenario 1: Reference | SDG&E | Ind | WholeBlg | Ind - Primary Metals | Gas Energy (MMTherm/year) | Energy Efficiency | 0.016125 | 0.01615 | 0.016176 | 0.01619 | 0.016193 | 0.016185 | 0.016174 | 0.016164 | 0.016153 | 0.016142 | 0.016126 | 0.016106 | 0.016081
Scenario 1: Reference | SDG&E | Ind | WholeBlg | Ind - Printing & Publishing | Electric Demand (MW) | Energy Efficiency | 0.017813 | 0.017783 | 0.017769 | 0.017818 | 0.017833 | 0.017848 | 0.017885 | 0.017897 | 0.017903 | 0.017907 | 0.017881 | 0.017855 | 0.01782
Scenario 1: Reference | SDG&E | Ind | WholeBlg | Ind - Printing & Publishing | Electric Energy (GWh/year) | Energy Efficiency | 0.13057 | 0.13035 | 0.13024 | 0.1306 | 0.1307 | 0.13081 | 0.13108 | 0.13117 | 0.13121 | 0.13124 | 0.13104 | 0.13085 | 0.13059
Scenario 1: Reference | SDG&E | Ind | WholeBlg | Ind - Printing & Publishing | Gas Energy (MMTherm/year) | Energy Efficiency | 0.001058 | 0.0010704 | 0.0010816 | 0.0010925 | 0.0011014 | 0.0011074 | 0.0011123 | 0.0011175 | 0.0011233 | 0.001129 | 0.0011341 | 0.0011384 | 0.0011421
Scenario 1: Reference | SDG&E | Ind | WholeBlg | Ind - Stone-Glass-Clay | Electric Demand (MW) | Energy Efficiency | 0.0048645 | 0.0049024 | 0.0049324 | 0.0049739 | 0.0050035 | 0.0050279 | 0.0050523 | 0.0050684 | 0.0050816 | 0.0050943 | 0.0050991 | 0.0051045 | 0.0051063
Scenario 1: Reference | SDG&E | Ind | WholeBlg | Ind - Stone-Glass-Clay | Electric Energy (GWh/year) | Energy Efficiency | 0.035657 | 0.035934 | 0.036154 | 0.036457 | 0.036673 | 0.036851 | 0.037029 | 0.037146 | 0.037242 | 0.037334 | 0.037369 | 0.037408 | 0.03742
Scenario 1: Reference | SDG&E | Ind | WholeBlg | Ind - Stone-Glass-Clay | Gas Energy (MMTherm/year) | Energy Efficiency | 0.01316 | 0.013375 | 0.013532 | 0.013659 | 0.013768 | 0.013841 | 0.013881 | 0.013915 | 0.013946 | 0.013978 | 0.014009 | 0.014038 | 0.014059
Scenario 1: Reference | SDG&E | Ind | WholeBlg | Ind - Textiles | Electric Demand (MW) | Energy Efficiency | 0.002083 | 0.0020767 | 0.0020713 | 0.0020695 | 0.0020613 | 0.0020514 | 0.0020428 | 0.0020312 | 0.0020191 | 0.0020079 | 0.0019936 | 0.0019799 | 0.0019658
Scenario 1: Reference | SDG&E | Ind | WholeBlg | Ind - Textiles | Electric Energy (GWh/year) | Energy Efficiency | 0.015268 | 0.015222 | 0.015182 | 0.015168 | 0.015108 | 0.015035 | 0.014972 | 0.014886 | 0.014798 | 0.014715 | 0.01461 | 0.01451 | 0.014406
Scenario 1: Reference | SDG&E | Ind | WholeBlg | Ind - Textiles | Gas Energy (MMTherm/year) | Energy Efficiency | 0.00017054 | 0.0001707 | 0.00017083 | 0.00017073 | 0.00017044 | 0.00016999 | 0.00016945 | 0.0001689 | 0.00016833 | 0.00016778 | 0.00016719 | 0.00016657 | 0.00016592
Scenario 1: Reference | SDG&E | Ind | WholeBlg | Ind - Transportation Equipment | Electric Demand (MW) | Energy Efficiency | 0.076761 | 0.077103 | 0.077934 | 0.078612 | 0.078882 | 0.079015 | 0.079353 | 0.079621 | 0.079936 | 0.080287 | 0.080447 | 0.080523 | 0.080476
Scenario 1: Reference | SDG&E | Ind | WholeBlg | Ind - Transportation Equipment | Electric Energy (GWh/year) | Energy Efficiency | 0.56266 | 0.56516 | 0.57123 | 0.5762 | 0.57816 | 0.57912 | 0.58159 | 0.58354 | 0.58583 | 0.5884 | 0.58956 | 0.5901 | 0.58975
Scenario 1: Reference | SDG&E | Ind | WholeBlg | Ind - Transportation Equipment | Gas Energy (MMTherm/year) | Energy Efficiency | 0.0099145 | 0.0098888 | 0.009864 | 0.0098371 | 0.0098094 | 0.0097806 | 0.0097506 | 0.009722 | 0.0096929 | 0.0096636 | 0.009633 | 0.0096015 | 0.0095689
Scenario 1: Reference | SDG&E | Res | AppPlug | Res - Multi Family | Electric Demand (MW) | Energy Efficiency | 5.0177e-06 | 5.1184e-06 | 5.1974e-06 | 3.5582e-05 | 0.00010979 | 0.00011167 | 0.0001137 | 0.00011543 | 0.00011721 | 0.00011946 | 0.00012245 | 0.00012658 | 0.00013138
Scenario 1: Reference | SDG&E | Res | AppPlug | Res - Multi Family | Electric Energy (GWh/year) | Energy Efficiency | 3.5631e-05 | 3.6346e-05 | 3.6907e-05 | 0.00025267 | 0.00077964 | 0.00079298 | 0.00080737 | 0.00081966 | 0.00083232 | 0.0008483 | 0.00086953 | 0.00089882 | 0.0009329
Scenario 1: Reference | SDG&E | Res | AppPlug | Res - Multi Family | Electric Energy (GWh/year) | Fuel Substitution | -3.1589e-06 | -3.4182e-06 | -3.677e-06 | -3.9365e-06 | -4.1933e-06 | 0 | 0 | 0 | 0 | 0 | 0 | 0 | 0
Scenario 1: Reference | SDG&E | Res | AppPlug | Res - Multi Family | Gas Energy (MMTherm/year) | Energy Efficiency | 3.4234e-06 | 3.4921e-06 | 3.546e-06 | 2.4276e-05 | 7.4908e-05 | 7.6189e-05 | 7.7572e-05 | 7.8752e-05 | 7.9969e-05 | 8.1505e-05 | 8.3544e-05 | 8.6359e-05 | 8.9633e-05
Scenario 1: Reference | SDG&E | Res | AppPlug | Res - Multi Family | Gas Energy (MMTherm/year) | Fuel Substitution | 6.6954e-07 | 7.2448e-07 | 7.7934e-07 | 8.3434e-07 | 8.8877e-07 | 0 | 0 | 0 | 0 | 0 | 0 | 0 | 0
Scenario 1: Reference | SDG&E | Res | AppPlug | Res - Single Family | Electric Demand (MW) | Energy Efficiency | 0 | 0 | 0 | 0 | 0 | 7.6597e-07 | 1.8351e-06 | 1.8636e-06 | 1.9023e-06 | 1.9538e-06 | 2.0194e-06 | 2.1032e-06 | 2.1996e-06
Scenario 1: Reference | SDG&E | Res | AppPlug | Res - Single Family | Electric Energy (GWh/year) | Energy Efficiency | 0 | 0 | 0 | 0 | 0 | 4.877e-06 | 1.1684e-05 | 1.1866e-05 | 1.2112e-05 | 1.244e-05 | 1.2858e-05 | 1.3391e-05 | 1.4005e-05
Scenario 1: Reference | SDG&E | Res | AppPlug | Res - Single Family | Electric Energy (GWh/year) | Fuel Substitution | -2.9882e-06 | -3.2125e-06 | -3.436e-06 | -3.6588e-06 | -3.8806e-06 | 0 | 0 | 0 | 0 | 0 | 0 | 0 | 0
Scenario 1: Reference | SDG&E | Res | AppPlug | Res - Single Family | Gas Energy (MMTherm/year) | Energy Efficiency | 2.5553e-09 | 2.9544e-09 | 3.3007e-09 | 3.5857e-09 | 3.7612e-09 | 9.1879e-07 | 2.2012e-06 | 2.2355e-06 | 2.2818e-06 | 2.3436e-06 | 2.4223e-06 | 2.5228e-06 | 2.6384e-06
Scenario 1: Reference | SDG&E | Res | AppPlug | Res - Single Family | Gas Energy (MMTherm/year) | Fuel Substitution | 6.3395e-07 | 6.8153e-07 | 7.2895e-07 | 7.7622e-07 | 8.2328e-07 | 0 | 0 | 0 | 0 | 0 | 0 | 0 | 0
Scenario 1: Reference | SDG&E | Res | BROs | Income Qualified - Multi Family IQ | Electric Demand (MW) | Energy Efficiency | 0.75079 | 0.77168 | 0.79386 | 0.81959 | 0.84639 | 0.87536 | 0.90326 | 0.933 | 0.96101 | 0.98825 | 1.0114 | 0.96908 | 0.99268
Scenario 1: Reference | SDG&E | Res | BROs | Income Qualified - Multi Family IQ | Electric Energy (GWh/year) | Energy Efficiency | 3.3676 | 3.4808 | 3.6031 | 3.7455 | 3.8972 | 4.0641 | 4.232 | 4.4151 | 4.5975 | 4.7843 | 4.9603 | 4.8829 | 5.0881
Scenario 1: Reference | SDG&E | Res | BROs | Income Qualified - Multi Family IQ | Gas Energy (MMTherm/year) | Energy Efficiency | 0.061453 | 0.062715 | 0.064211 | 0.06593 | 0.067803 | 0.06974 | 0.071817 | 0.074003 | 0.07638 | 0.078911 | 0.081736 | 0.084893 | 0.088418
Scenario 1: Reference | SDG&E | Res | BROs | Income Qualified - Single Family IQ | Electric Demand (MW) | Energy Efficiency | 1.4012 | 1.4302 | 1.4612 | 1.5036 | 1.5477 | 1.5954 | 1.6408 | 1.6894 | 1.7347 | 1.7782 | 1.8142 | 1.744 | 1.7817
Scenario 1: Reference | SDG&E | Res | BROs | Income Qualified - Single Family IQ | Electric Energy (GWh/year) | Energy Efficiency | 6.2891 | 6.4562 | 6.6377 | 6.8781 | 7.1344 | 7.4168 | 7.6991 | 8.0082 | 8.3148 | 8.6278 | 8.9201 | 8.8036 | 9.1517
Scenario 1: Reference | SDG&E | Res | BROs | Income Qualified - Single Family IQ | Gas Energy (MMTherm/year) | Energy Efficiency | 0.20572 | 0.20904 | 0.21307 | 0.21779 | 0.22296 | 0.22831 | 0.23399 | 0.23999 | 0.24653 | 0.25359 | 0.26152 | 0.27042 | 0.28043
Scenario 1: Reference | SDG&E | Res | BROs | Res - Multi Family | Electric Demand (MW) | Energy Efficiency | 4.9533 | 5.0618 | 5.1776 | 5.3325 | 5.494 | 5.6688 | 5.8359 | 6.0149 | 6.1825 | 6.3446 | 6.4804 | 6.6558 | 6.8371
Scenario 1: Reference | SDG&E | Res | BROs | Res - Multi Family | Electric Energy (GWh/year) | Energy Efficiency | 22.2177 | 22.8324 | 23.5 | 24.3693 | 25.297 | 26.319 | 27.3427 | 28.4633 | 29.577 | 30.7156 | 31.7824 | 33.106 | 34.5312
Scenario 1: Reference | SDG&E | Res | BROs | Res - Multi Family | Gas Energy (MMTherm/year) | Energy Efficiency | 0.69719 | 0.70875 | 0.72277 | 0.73911 | 0.75704 | 0.77558 | 0.79528 | 0.81607 | 0.83874 | 0.86316 | 0.89058 | 0.92135 | 0.95587
Scenario 1: Reference | SDG&E | Res | BROs | Res - Single Family | Electric Demand (MW) | Energy Efficiency | 2.0795 | 2.1375 | 2.1989 | 2.2694 | 2.3426 | 2.4218 | 2.4977 | 2.5785 | 2.6544 | 2.7278 | 2.7898 | 2.8686 | 2.9496
Scenario 1: Reference | SDG&E | Res | BROs | Res - Single Family | Electric Energy (GWh/year) | Energy Efficiency | 9.3337 | 9.649 | 9.9894 | 10.3814 | 10.7991 | 11.2584 | 11.7198 | 12.2226 | 12.723 | 13.2352 | 13.7166 | 14.3092 | 14.9459
Scenario 1: Reference | SDG&E | Res | BROs | Res - Single Family | Gas Energy (MMTherm/year) | Energy Efficiency | 0.19225 | 0.19619 | 0.20086 | 0.20622 | 0.21207 | 0.21811 | 0.22459 | 0.23141 | 0.23883 | 0.24673 | 0.25555 | 0.2654 | 0.27641
Scenario 1: Reference | SDG&E | Res | BldgEnv | Res - Multi Family | Electric Demand (MW) | Energy Efficiency | 0 | 0 | 0 | 1.0817e-05 | 1.105e-05 | 9.1174e-05 | 9.294e-05 | 9.4648e-05 | 9.6299e-05 | 9.7893e-05 | 9.9431e-05 | 0.00010091 | 0.00010234
Scenario 1: Reference | SDG&E | Res | BldgEnv | Res - Multi Family | Electric Energy (GWh/year) | Energy Efficiency | 0 | 0 | 0 | 5.0746e-05 | 5.1842e-05 | 0.0001775 | 0.00018094 | 0.00018426 | 0.00018748 | 0.00019058 | 0.00019358 | 0.00019646 | 0.00019923
Scenario 1: Reference | SDG&E | Res | BldgEnv | Res - Multi Family | Gas Energy (MMTherm/year) | Energy Efficiency | 0 | 0 | 0 | 1.8274e-05 | 1.8669e-05 | 9.6104e-05 | 9.7965e-05 | 9.9765e-05 | 0.00010151 | 0.00010319 | 0.00010481 | 0.00010637 | 0.00010787
Scenario 1: Reference | SDG&E | Res | BldgEnv | Res - Single Family | Electric Demand (MW) | Energy Efficiency | 0.0027907 | 0.002975 | 0.0030884 | 0.0031225 | 0.0030433 | 0.0030029 | 0.0029507 | 0.0028915 | 0.0014365 | 7.6374e-05 | 7.7417e-05 | 7.845e-05 | 7.9473e-05
Scenario 1: Reference | SDG&E | Res | BldgEnv | Res - Single Family | Electric Energy (GWh/year) | Energy Efficiency | 0.00078148 | 0.00080419 | 0.00088406 | 0.00099826 | 0.0011584 | 0.0012746 | 0.0013854 | 0.0014926 | -0.00080908 | 0.00058711 | 0.00059513 | 0.00060308 | 0.00061094
Scenario 1: Reference | SDG&E | Res | BldgEnv | Res - Single Family | Gas Energy (MMTherm/year) | Energy Efficiency | 0.00092831 | 0.00098684 | 0.0010299 | 0.0010528 | 0.0010463 | 0.0010476 | 0.001045 | 0.00104 | 0.00036657 | 0.00011284 | 0.00011439 | 0.00011591 | 0.00011742
Scenario 1: Reference | SDG&E | Res | HVAC | Res - Multi Family | Electric Demand (MW) | Energy Efficiency | 0 | 0 | 0 | 0 | 0 | 0 | 0 | 0 | 0 | 0 | 0 | 0 | 0
Scenario 1: Reference | SDG&E | Res | HVAC | Res - Multi Family | Electric Energy (GWh/year) | Energy Efficiency | 0 | 0 | 0 | 0 | 0 | 0.0043647 | 0.0041908 | 0.0039718 | 0.0037303 | 0.0034929 | 0.0032771 | 0.003107 | 0.002955
Scenario 1: Reference | SDG&E | Res | HVAC | Res - Multi Family | Electric Energy (GWh/year) | Fuel Substitution | -0.00085401 | -0.00087317 | -0.00097866 | -0.00098413 | -0.00099055 | 0 | 0 | 0 | 0 | 0 | 0 | 0 | 0
Scenario 1: Reference | SDG&E | Res | HVAC | Res - Multi Family | Gas Energy (MMTherm/year) | Energy Efficiency | 0 | 0 | 0 | 0 | 0 | 0.0005666 | 0.00054402 | 0.00051559 | 0.00048424 | 0.00045342 | 0.00042541 | 0.00040333 | 0.00038359
Scenario 1: Reference | SDG&E | Res | HVAC | Res - Multi Family | Gas Energy (MMTherm/year) | Fuel Substitution | 0.00052313 | 0.00053504 | 0.0006072 | 0.00061082 | 0.00061497 | 0 | 0 | 0 | 0 | 0 | 0 | 0 | 0
Scenario 1: Reference | SDG&E | Res | HVAC | Res - Single Family | Electric Demand (MW) | Energy Efficiency | 0.38805 | 0.40407 | 0.42562 | 0.43329 | 0.42292 | 0.20782 | 0.20526 | 0.20209 | 0.025633 | 0 | 0 | 0 | 0
Scenario 1: Reference | SDG&E | Res | HVAC | Res - Single Family | Electric Demand (MW) | Fuel Substitution | 0 | 0 | 0 | 0 | 0 | 6.3153e-05 | 7.0648e-05 | 7.4271e-05 | 0 | 0 | 0 | 0 | 0
Scenario 1: Reference | SDG&E | Res | HVAC | Res - Single Family | Electric Energy (GWh/year) | Energy Efficiency | 0.33916 | 0.36497 | 0.38484 | 0.39152 | 0.37894 | 0.14779 | 0.14549 | 0.14277 | 0.024204 | 0.006536 | 0.0060729 | 0.0056968 | 0.0053598
Scenario 1: Reference | SDG&E | Res | HVAC | Res - Single Family | Electric Energy (GWh/year) | Fuel Substitution | -0.076783 | -0.078813 | -0.080012 | -0.080667 | -0.080995 | 0.00015105 | 0.00016966 | 0.00017879 | 0 | 0 | 0 | 0 | 0
Scenario 1: Reference | SDG&E | Res | HVAC | Res - Single Family | Gas Energy (MMTherm/year) | Energy Efficiency | 0.005518 | 0.0061481 | 0.0065064 | 0.0066019 | 0.0061245 | 0.00036152 | 0.00029584 | 0.00023028 | 0.00081729 | 0.00084593 | 0.00078599 | 0.00073731 | 0.00069369
Scenario 1: Reference | SDG&E | Res | HVAC | Res - Single Family | Gas Energy (MMTherm/year) | Fuel Substitution | 0.018308 | 0.01877 | 0.019043 | 0.019224 | 0.019281 | 0 | 0 | 0 | 0 | 0 | 0 | 0 | 0
Scenario 1: Reference | SDG&E | Res | WaterHeat | Res - Multi Family | Electric Demand (MW) | Energy Efficiency | 0.54121 | 0.51438 | 0.48548 | 0.45963 | 0.42848 | 0.40351 | 0.37957 | 0.35674 | 0.33539 | 0.31596 | 0.29868 | 0.28393 | 0.27087
Scenario 1: Reference | SDG&E | Res | WaterHeat | Res - Multi Family | Electric Demand (MW) | Fuel Substitution | 0 | 0 | 0 | 0 | 0 | 0.0005175 | 0.00060337 | 0.00068564 | 0.00074559 | 0.00078354 | 0.00080416 | 0.00081266 | 0.00081329
Scenario 1: Reference | SDG&E | Res | WaterHeat | Res - Multi Family | Electric Energy (GWh/year) | Energy Efficiency | 2.6593 | 2.5282 | 2.386 | 2.2586 | 2.1051 | 1.9821 | 1.8641 | 1.7516 | 1.6464 | 1.5507 | 1.4655 | 1.3929 | 1.3286
Scenario 1: Reference | SDG&E | Res | WaterHeat | Res - Multi Family | Electric Energy (GWh/year) | Fuel Substitution | -0.14843 | -0.14915 | -0.14843 | -0.14714 | -0.14542 | 0.002618 | 0.0030517 | 0.0034678 | 0.0037708 | 0.0039625 | 0.0040665 | 0.0041093 | 0.0041123
Scenario 1: Reference | SDG&E | Res | WaterHeat | Res - Multi Family | Gas Energy (MMTherm/year) | Energy Efficiency | 0.11659 | 0.10973 | 0.10219 | 0.095293 | 0.08672 | 0.043977 | 0.038041 | 0.032698 | 0.028132 | 0.024109 | 0.020661 | 0.017835 | 0.015464
Scenario 1: Reference | SDG&E | Res | WaterHeat | Res - Multi Family | Gas Energy (MMTherm/year) | Fuel Substitution | 0.010798 | 0.010852 | 0.010803 | 0.010713 | 0.010591 | 0 | 0 | 0 | 0 | 0 | 0 | 0 | 0
Scenario 1: Reference | SDG&E | Res | WaterHeat | Res - Single Family | Electric Demand (MW) | Energy Efficiency | 0.30503 | 0.29495 | 0.28062 | 0.26339 | 0.24262 | 0.22876 | 0.21277 | 0.19808 | 0.18483 | 0.173 | 0.16251 | 0.15339 | 0.14529
Scenario 1: Reference | SDG&E | Res | WaterHeat | Res - Single Family | Electric Demand (MW) | Fuel Substitution | 0 | 0 | 0 | 0 | 0 | 0.0025745 | 0.0028896 | 0.0032255 | 0.003493 | 0.003659 | 0.0037468 | 0.0037815 | 0.0037817
Scenario 1: Reference | SDG&E | Res | WaterHeat | Res - Single Family | Electric Energy (GWh/year) | Energy Efficiency | 1.5657 | 1.5136 | 1.4395 | 1.3505 | 1.2433 | 1.173 | 1.0904 | 1.0146 | 0.94622 | 0.88524 | 0.83119 | 0.7842 | 0.74254
Scenario 1: Reference | SDG&E | Res | WaterHeat | Res - Single Family | Electric Energy (GWh/year) | Fuel Substitution | -0.010802 | -0.010973 | -0.011072 | -0.011162 | -0.011256 | 0.013639 | 0.015307 | 0.017086 | 0.018502 | 0.01938 | 0.019844 | 0.020026 | 0.020026
Scenario 1: Reference | SDG&E | Res | WaterHeat | Res - Single Family | Gas Energy (MMTherm/year) | Energy Efficiency | 0.41647 | 0.41339 | 0.39986 | 0.37767 | 0.34563 | 0.13273 | 0.11273 | 0.094933 | 0.079532 | 0.066485 | 0.055603 | 0.046748 | 0.03948
Scenario 1: Reference | SDG&E | Res | WaterHeat | Res - Single Family | Gas Energy (MMTherm/year) | Fuel Substitution | 0.001553 | 0.0015775 | 0.0015917 | 0.0016046 | 0.001618 | 0 | 0 | 0 | 0 | 0 | 0 | 0 | 0
Scenario 2: High TRC | PG&E | Ag | WholeBlg | Ag - Dairies, fishing, hunting | Electric Demand (MW) | Energy Efficiency | 0.1733 | 0.17516 | 0.17742 | 0.17962 | 0.1821 | 0.1841 | 0.18608 | 0.18789 | 0.18994 | 0.19175 | 0.19359 | 0.19527 | 0.19698
Scenario 2: High TRC | PG&E | Ag | WholeBlg | Ag - Dairies, fishing, hunting | Electric Energy (GWh/year) | Energy Efficiency | 0.73826 | 0.74616 | 0.75581 | 0.76517 | 0.77575 | 0.78427 | 0.79271 | 0.8004 | 0.80916 | 0.81683 | 0.82469 | 0.83185 | 0.83912
Scenario 2: High TRC | PG&E | Ag | WholeBlg | Ag - Dairies, fishing, hunting | Gas Energy (MMTherm/year) | Energy Efficiency | 0.0037985 | 0.0037985 | 0.0037985 | 0.0037985 | 0.0037985 | 0.0037985 | 0.0037985 | 0.0037985 | 0.0037985 | 0.0037985 | 0.0037985 | 0.0037985 | 0.0037985
Scenario 2: High TRC | PG&E | Ag | WholeBlg | Ag - Irrigated Agriculture, vineyards, forestry and greenhouses | Electric Demand (MW) | Energy Efficiency | 1.4155 | 1.4563 | 1.4976 | 1.5379 | 1.5774 | 1.6131 | 1.6489 | 1.684 | 1.7204 | 1.7547 | 1.7884 | 1.821 | 1.8532
Scenario 2: High TRC | PG&E | Ag | WholeBlg | Ag - Irrigated Agriculture, vineyards, forestry and greenhouses | Electric Energy (GWh/year) | Energy Efficiency | 6.0301 | 6.2038 | 6.3796 | 6.5512 | 6.7199 | 6.872 | 7.0242 | 7.1738 | 7.329 | 7.4748 | 7.6184 | 7.7575 | 7.8946
Scenario 2: High TRC | PG&E | Ag | WholeBlg | Ag - Irrigated Agriculture, vineyards, forestry and greenhouses | Gas Energy (MMTherm/year) | Energy Efficiency | 0.031117 | 0.031117 | 0.031117 | 0.031117 | 0.031117 | 0.031117 | 0.031117 | 0.031117 | 0.031117 | 0.031117 | 0.031117 | 0.031117 | 0.031117
Scenario 2: High TRC | PG&E | Ag | WholeBlg | Ag - Water pumping | Electric Demand (MW) | Energy Efficiency | 0.93665 | 0.92544 | 0.91367 | 0.90171 | 0.88936 | 0.87852 | 0.8685 | 0.85845 | 0.84713 | 0.83484 | 0.82181 | 0.80858 | 0.79503
Scenario 2: High TRC | PG&E | Ag | WholeBlg | Ag - Water pumping | Electric Energy (GWh/year) | Energy Efficiency | 3.9901 | 3.9423 | 3.8922 | 3.8412 | 3.7886 | 3.7425 | 3.6998 | 3.657 | 3.6087 | 3.5564 | 3.5009 | 3.4445 | 3.3868
Scenario 2: High TRC | PG&E | Ag | WholeBlg | Ag - Water pumping | Gas Energy (MMTherm/year) | Energy Efficiency | 0.0015981 | 0.0015981 | 0.0015981 | 0.0015981 | 0.0015981 | 0.0015981 | 0.0015981 | 0.0015981 | 0.0015981 | 0.0015981 | 0.0015981 | 0.0015981 | 0.0015981
Scenario 2: High TRC | PG&E | Com | AppPlug | Com - Health | Gas Energy (MMTherm/year) | Energy Efficiency | 0.71921 | 0.76422 | 0.80057 | 0.82049 | 0.65838 | 0.6463 | 1.3539 | 0.86549 | 0.86813 | 0.86281 | 0.84939 | 0.84122 | 0.82817
Scenario 2: High TRC | PG&E | Com | AppPlug | Com - Lodging | Gas Energy (MMTherm/year) | Energy Efficiency | 0.49365 | 0.58971 | 0.60716 | 0.61912 | 0.63232 | 0.64041 | 0.64606 | 0.64853 | 0.64788 | 0.64499 | 0.2317 | 0.36201 | 1.7081
Scenario 2: High TRC | PG&E | Com | AppPlug | Com - Other | Gas Energy (MMTherm/year) | Energy Efficiency | 0.0016137 | 0.0018072 | 0.0020172 | 0.0022198 | 0.0023994 | 0.0026184 | 0.002843 | 0.0030419 | 0.0031953 | 0.0033603 | 0.0035209 | 0.0036712 | 0.0038175
Scenario 2: High TRC | PG&E | Com | BROs | Com - Lodging | Electric Energy (GWh/year) | Energy Efficiency | 0.0092629 | 0.019041 | 0.029292 | 0.040146 | 0.051741 | 0.064078 | 0.077422 | 0.091167 | 0.10608 | 0.124 | 0.14051 | 0.15693 | 0.17287
Scenario 2: High TRC | PG&E | Com | BROs | Com - Other | Electric Energy (GWh/year) | Energy Efficiency | 0.035729 | 0.077239 | 0.124 | 0.17525 | 0.23403 | 0.30343 | 0.37844 | 0.4442 | 0.52407 | 0.61999 | 0.71147 | 0.80422 | 0.89092
Scenario 2: High TRC | PG&E | Com | BROs | Com - Retail | Electric Demand (MW) | Energy Efficiency | 0.0042778 | 0.008702 | 0.013249 | 0.017971 | 0.022913 | 0.028088 | 0.033645 | 0.040046 | 0.046109 | 0.053325 | 0.059776 | 0.066054 | 0.073417
Scenario 2: High TRC | PG&E | Com | BROs | Com - Retail | Electric Energy (GWh/year) | Energy Efficiency | 0.046249 | 0.094081 | 0.14325 | 0.19429 | 0.24772 | 0.30367 | 0.36375 | 0.43296 | 0.4985 | 0.57652 | 0.64626 | 0.71414 | 0.79374
Scenario 2: High TRC | PG&E | Com | BldgEnv | Com - College | Electric Demand (MW) | Energy Efficiency | 0.00064233 | 0.00066379 | 0.00070879 | 0.00074364 | 0.00076897 | 0.0007873 | 0.0008175 | 0.00083417 | 0.00089438 | 0.00092068 | 0.0009375 | 0.00092274 | 0.00093064
Scenario 2: High TRC | PG&E | Com | BldgEnv | Com - College | Electric Energy (GWh/year) | Energy Efficiency | 0.00018474 | 0.00019153 | 0.00020393 | 0.00021393 | 0.00022119 | 0.00022642 | 0.0002351 | 0.00023989 | 0.00025642 | 0.00026404 | 0.00026896 | 0.00026467 | 0.0002671
Scenario 2: High TRC | PG&E | Com | BldgEnv | Com - College | Gas Energy (MMTherm/year) | Energy Efficiency | 4.2831e-05 | 4.2894e-05 | 4.7259e-05 | 4.9724e-05 | 5.1563e-05 | 5.2942e-05 | 5.5058e-05 | 5.6254e-05 | 6.2171e-05 | 6.385e-05 | 6.4784e-05 | 6.349e-05 | 6.3621e-05
Scenario 2: High TRC | PG&E | Com | BldgEnv | Com - Grocery | Electric Demand (MW) | Energy Efficiency | 0.0011843 | 0.0012203 | 0.0010936 | 0.0010546 | 0.0011112 | 0.0011814 | 0.0012455 | 0.0013073 | 0.0013535 | 0.0013998 | 0.0014457 | 0.0014873 | 0.0015303
Scenario 2: High TRC | PG&E | Com | BldgEnv | Com - Grocery | Electric Energy (GWh/year) | Energy Efficiency | 0.00033975 | 0.00035037 | 0.000299 | 0.00030441 | 0.00032079 | 0.00034105 | 0.00035956 | 0.00037741 | 0.00039076 | 0.00040414 | 0.0004174 | 0.0004294 | 0.00044182
Scenario 2: High TRC | PG&E | Com | BldgEnv | Com - Grocery | Gas Energy (MMTherm/year) | Energy Efficiency | 7.781e-05 | 7.9461e-05 | 7.1543e-05 | 6.8147e-05 | 7.1809e-05 | 7.6343e-05 | 8.0484e-05 | 8.4477e-05 | 8.7463e-05 | 9.0456e-05 | 9.3422e-05 | 9.6107e-05 | 9.8885e-05
Scenario 2: High TRC | PG&E | Com | BldgEnv | Com - Health | Electric Demand (MW) | Energy Efficiency | 0.039548 | 0.040991 | 0.058799 | 0.056399 | 0.05188 | 0.057782 | 0.04878 | 0.039202 | 0.02975 | 0.020954 | 0.01315 | 0.006592 | 0.0019127
Scenario 2: High TRC | PG&E | Com | BldgEnv | Com - Health | Electric Energy (GWh/year) | Energy Efficiency | 0.015333 | 0.015876 | 0.025772 | 0.024677 | 0.022651 | 0.022068 | 0.018557 | 0.014842 | 0.011194 | 0.0078165 | 0.0048339 | 0.0023399 | 0.00068745
Scenario 2: High TRC | PG&E | Com | BldgEnv | Com - Health | Gas Energy (MMTherm/year) | Energy Efficiency | 0.006632 | 0.0068756 | 0.0095367 | 0.009152 | 0.0084111 | 0.0097169 | 0.0082111 | 0.0066067 | 0.0050213 | 0.0035441 | 0.002232 | 0.0011281 | 0.00032669
Scenario 2: High TRC | PG&E | Com | BldgEnv | Com - Lodging | Electric Demand (MW) | Energy Efficiency | 0.054914 | 0.051982 | 0.046921 | 0.04022 | 0.032579 | 0.024653 | 0.017063 | 0.010227 | 0.0043711 | 0.0016054 | 0.0016422 | 0.0016789 | 0.0017116
Scenario 2: High TRC | PG&E | Com | BldgEnv | Com - Lodging | Electric Energy (GWh/year) | Energy Efficiency | 0.027662 | 0.026138 | 0.023538 | 0.020116 | 0.016233 | 0.012222 | 0.0083978 | 0.0049672 | 0.0020405 | 0.00081845 | 0.00083723 | 0.00085592 | 0.00087256
Scenario 2: High TRC | PG&E | Com | BldgEnv | Com - Lodging | Gas Energy (MMTherm/year) | Energy Efficiency | 0.016048 | 0.015197 | 0.013725 | 0.011773 | 0.0095451 | 0.0072315 | 0.0050137 | 0.0030142 | 0.0012996 | 0.00046775 | 0.00047849 | 0.00048925 | 0.00049876
Scenario 2: High TRC | PG&E | Com | BldgEnv | Com - Office (Large) | Electric Demand (MW) | Energy Efficiency | 0.0082507 | 0.0086071 | 0.0090154 | 0.0093078 | 0.0096265 | 0.0098675 | 0.010132 | 0.010262 | 0.010271 | 0.01035 | 0.010377 | 0.010393 | 0.010405
Scenario 2: High TRC | PG&E | Com | BldgEnv | Com - Office (Large) | Electric Energy (GWh/year) | Energy Efficiency | 0.0023819 | 0.0024848 | 0.0026028 | 0.0026872 | 0.0027793 | 0.0028489 | 0.0029253 | 0.0029627 | 0.0029655 | 0.0029882 | 0.0029961 | 0.0030008 | 0.0030042
Scenario 2: High TRC | PG&E | Com | BldgEnv | Com - Office (Large) | Gas Energy (MMTherm/year) | Energy Efficiency | 0.00053315 | 0.00055618 | 0.00058256 | 0.00060145 | 0.00062204 | 0.00063762 | 0.00065471 | 0.00066307 | 0.00066369 | 0.00066877 | 0.00067054 | 0.00067157 | 0.00067234
Scenario 2: High TRC | PG&E | Com | BldgEnv | Com - Office (Small) | Electric Demand (MW) | Energy Efficiency | 0.0014189 | 0.0015145 | 0.0016134 | 3.285e-05 | 0.019022 | 0.0016946 | 0.0017662 | 0.0018307 | 0.0018837 | 0.0019349 | 0.0019829 | 0.0020275 | 0.0020698
Scenario 2: High TRC | PG&E | Com | BldgEnv | Com - Office (Small) | Electric Energy (GWh/year) | Energy Efficiency | 0.00040951 | 0.00043711 | 0.00046569 | 9.2972e-06 | 0.0054929 | 0.00048917 | 0.00050983 | 0.00052848 | 0.00054378 | 0.00055858 | 0.00057246 | 0.00058533 | 0.00059755
Scenario 2: High TRC | PG&E | Com | BldgEnv | Com - Office (Small) | Gas Energy (MMTherm/year) | Energy Efficiency | 9.1703e-05 | 9.7875e-05 | 0.00010427 | 2.1327e-06 | 0.001229 | 0.00010952 | 0.00011414 | 0.00011831 | 0.00012173 | 0.00012504 | 0.00012815 | 0.00013102 | 0.00013376
Scenario 2: High TRC | PG&E | Com | BldgEnv | Com - Other | Electric Demand (MW) | Energy Efficiency | 0.0012004 | 0.001287 | 0.0013803 | 0.0014623 | 0.0015275 | 0.0016147 | 0.0017047 | 0.0017775 | 0.0018173 | 0.0018699 | 0.0019215 | 0.0019666 | 0.0020136
Scenario 2: High TRC | PG&E | Com | BldgEnv | Com - Other | Electric Energy (GWh/year) | Energy Efficiency | 0.00034833 | 0.0003735 | 0.0004006 | 0.00042442 | 0.00044338 | 0.00046873 | 0.00049488 | 0.00051604 | 0.00052759 | 0.00054288 | 0.00055788 | 0.00057098 | 0.00058465
Scenario 2: High TRC | PG&E | Com | BldgEnv | Com - Other | Gas Energy (MMTherm/year) | Energy Efficiency | 7.758e-05 | 8.3177e-05 | 8.9202e-05 | 9.4499e-05 | 9.8713e-05 | 0.00010435 | 0.00011017 | 0.00011487 | 0.00011744 | 0.00012084 | 0.00012417 | 0.00012708 | 0.00013012
Scenario 2: High TRC | PG&E | Com | BldgEnv | Com - Refrig. Warehouse | Electric Demand (MW) | Energy Efficiency | 0.0004177 | 0.00043886 | 0.00045908 | 0.00047854 | 0.00049711 | 0.00051537 | 0.00052893 | 0.00054147 | 0.00054878 | 0.00055623 | 0.0005616 | 0.00056704 | 0.00057254
Scenario 2: High TRC | PG&E | Com | BldgEnv | Com - Refrig. Warehouse | Electric Energy (GWh/year) | Energy Efficiency | 0.00012428 | 0.00013064 | 0.0001366 | 0.0001422 | 0.00014741 | 0.00015238 | 0.0001559 | 0.00015904 | 0.00016065 | 0.0001623 | 0.00016339 | 0.00016454 | 0.00016576
Scenario 2: High TRC | PG&E | Com | BldgEnv | Com - Refrig. Warehouse | Gas Energy (MMTherm/year) | Energy Efficiency | 3.774e-05 | 3.9744e-05 | 4.1349e-05 | 4.2517e-05 | 4.3225e-05 | 4.3546e-05 | 4.3269e-05 | 4.2735e-05 | 4.1781e-05 | 4.0857e-05 | 3.9895e-05 | 3.9083e-05 | 3.8444e-05
Scenario 2: High TRC | PG&E | Com | BldgEnv | Com - Restaurant | Electric Demand (MW) | Energy Efficiency | 0.00057839 | 0.00041995 | 0.00044644 | 0.00047084 | 0.0004932 | 0.00051304 | 0.00053529 | 0.00055427 | 0.00057039 | 0.00058697 | 0.00060164 | 7.8234e-06 | 0.006809
Scenario 2: High TRC | PG&E | Com | BldgEnv | Com - Restaurant | Electric Energy (GWh/year) | Energy Efficiency | 0.00016572 | 0.00012115 | 0.0001288 | 0.00013584 | 0.00014229 | 0.00014801 | 0.00015443 | 0.0001599 | 0.00016455 | 0.00016933 | 0.00017356 | 2.2194e-06 | 0.0019662
Scenario 2: High TRC | PG&E | Com | BldgEnv | Com - Restaurant | Gas Energy (MMTherm/year) | Energy Efficiency | 3.7407e-05 | 2.7104e-05 | 2.8814e-05 | 3.0389e-05 | 3.1832e-05 | 3.3112e-05 | 3.4548e-05 | 3.5773e-05 | 3.6814e-05 | 3.7884e-05 | 3.8831e-05 | 5.076e-07 | 0.0004399
Scenario 2: High TRC | PG&E | Com | BldgEnv | Com - Retail | Electric Demand (MW) | Energy Efficiency | 0.0027643 | 0.0029409 | 0.0025682 | 0.00055487 | 0.027293 | 0.0031119 | 0.0035593 | 0.033266 | 0.0038326 | 0.0039153 | 0.0040004 | 0.0040708 | 0.0040111
Scenario 2: High TRC | PG&E | Com | BldgEnv | Com - Retail | Electric Energy (GWh/year) | Energy Efficiency | 0.00079138 | 0.00084246 | 0.0007412 | 0.00015457 | 0.0078759 | 0.0008887 | 0.0010233 | 0.01316 | 0.001102 | 0.0011268 | 0.0011521 | 0.0011724 | 0.0011398
Scenario 2: High TRC | PG&E | Com | BldgEnv | Com - Retail | Gas Energy (MMTherm/year) | Energy Efficiency | 0.00018967 | 0.00020116 | 0.00016574 | 4.5734e-05 | 0.0017723 | 0.00020909 | 0.00023637 | 0.0019642 | 0.00025425 | 0.00025723 | 0.00026064 | 0.00026347 | 0.00025979
Scenario 2: High TRC | PG&E | Com | BldgEnv | Com - School | Electric Demand (MW) | Energy Efficiency | 0.0022727 | 0.0023969 | 0.0025116 | 0.0026072 | 0.0026698 | 0.0027402 | 0.0027928 | 0.0028471 | 0.0028915 | 0.0029345 | 0.0029729 | 0.0030199 | 0.0030504
Scenario 2: High TRC | PG&E | Com | BldgEnv | Com - School | Electric Energy (GWh/year) | Energy Efficiency | 0.00065607 | 0.00069195 | 0.00072506 | 0.00075268 | 0.00077077 | 0.00079111 | 0.00080629 | 0.00082198 | 0.00083483 | 0.00084725 | 0.00085833 | 0.00087192 | 0.00088073
Scenario 2: High TRC | PG&E | Com | BldgEnv | Com - School | Gas Energy (MMTherm/year) | Energy Efficiency | 0.00014687 | 0.00015489 | 0.0001623 | 0.00016848 | 0.00017252 | 0.00017708 | 0.00018047 | 0.00018398 | 0.00018685 | 0.00018963 | 0.00019211 | 0.00019515 | 0.00019712
Scenario 2: High TRC | PG&E | Com | BldgEnv | Com - Warehouse | Electric Demand (MW) | Energy Efficiency | 0.14451 | 0.14192 | 0.13343 | 0.11981 | 0.10239 | 0.082846 | 0.062799 | 0.04369 | 0.026389 | 0.011524 | 0.0051254 | 0.0052145 | 0.0053049
Scenario 2: High TRC | PG&E | Com | BldgEnv | Com - Warehouse | Electric Energy (GWh/year) | Energy Efficiency | 0.072861 | 0.071466 | 0.067074 | 0.060092 | 0.051208 | 0.041287 | 0.03115 | 0.021525 | 0.012842 | 0.0054132 | 0.0026129 | 0.0026583 | 0.0027044
Scenario 2: High TRC | PG&E | Com | BldgEnv | Com - Warehouse | Gas Energy (MMTherm/year) | Energy Efficiency | 0.042225 | 0.041482 | 0.039016 | 0.035052 | 0.029974 | 0.024274 | 0.018421 | 0.012836 | 0.0077753 | 0.0034227 | 0.0014935 | 0.0015194 | 0.0015458
Scenario 2: High TRC | PG&E | Com | ComRefrig | Com - College | Electric Demand (MW) | Energy Efficiency | 0.00017784 | 0.00010853 | 5.7896e-05 | 2.456e-05 | 9.4431e-06 | 3.1977e-06 | 0 | 0 | 0 | 0 | 0 | 0 | 0
Scenario 2: High TRC | PG&E | Com | ComRefrig | Com - College | Electric Energy (GWh/year) | Energy Efficiency | 0.0012791 | 0.00078987 | 0.00042836 | 0.00018781 | 7.471e-05 | 2.5299e-05 | 0 | 0 | 0 | 0 | 0 | 0 | 0
Scenario 2: High TRC | PG&E | Com | ComRefrig | Com - College | Gas Energy (MMTherm/year) | Energy Efficiency | 0 | 0 | 0 | 0 | 0 | 0 | 0 | 0 | 0 | 0 | 0 | 0 | 0
Scenario 2: High TRC | PG&E | Com | ComRefrig | Com - Grocery | Electric Demand (MW) | Energy Efficiency | 0.1254 | 0.054203 | 0.019443 | 0.0062412 | 0 | 0 | 0 | 0 | 0 | 0 | 0 | 0 | 0
Scenario 2: High TRC | PG&E | Com | ComRefrig | Com - Grocery | Electric Energy (GWh/year) | Energy Efficiency | 0.91929 | 0.41072 | 0.15383 | 0.049378 | 0 | 0 | 0 | 0 | 0 | 0 | 0 | 0 | 0
Scenario 2: High TRC | PG&E | Com | ComRefrig | Com - Grocery | Gas Energy (MMTherm/year) | Energy Efficiency | 0 | 0 | 0 | 0 | 0 | 0 | 0 | 0 | 0 | 0 | 0 | 0 | 0
Scenario 2: High TRC | PG&E | Com | ComRefrig | Com - Health | Electric Demand (MW) | Energy Efficiency | 0 | 0 | 0 | 0 | 0 | 0 | 0 | 0 | 0 | 0 | 0 | 0 | 0
Scenario 2: High TRC | PG&E | Com | ComRefrig | Com - Health | Electric Energy (GWh/year) | Energy Efficiency | 0 | 0 | 0 | 0 | 0 | 0 | 0 | 0 | 0 | 0 | 0 | 0 | 0
Scenario 2: High TRC | PG&E | Com | ComRefrig | Com - Health | Gas Energy (MMTherm/year) | Energy Efficiency | 0 | 0 | 0 | 0 | 0 | 0 | 0 | 0 | 0 | 0 | 0 | 0 | 0
Scenario 2: High TRC | PG&E | Com | ComRefrig | Com - Refrig. Warehouse | Electric Demand (MW) | Energy Efficiency | 0.00037962 | 0.00021984 | 0.00010819 | 3.7449e-05 | 1.5254e-05 | 2.6123e-06 | 0 | 0 | 0 | 0 | 0 | 0 | 0
Scenario 2: High TRC | PG&E | Com | ComRefrig | Com - Refrig. Warehouse | Electric Energy (GWh/year) | Energy Efficiency | 0.0027369 | 0.0016053 | 0.00080576 | 0.00029405 | 0.00012068 | 2.0668e-05 | 0 | 0 | 0 | 0 | 0 | 0 | 0
Scenario 2: High TRC | PG&E | Com | ComRefrig | Com - Refrig. Warehouse | Gas Energy (MMTherm/year) | Energy Efficiency | 0 | 0 | 0 | 0 | 0 | 0 | 0 | 0 | 0 | 0 | 0 | 0 | 0
Scenario 2: High TRC | PG&E | Com | ComRefrig | Com - Restaurant | Electric Demand (MW) | Energy Efficiency | 0.0044421 | 0.0019946 | 0.00072409 | 0.0002606 | 0 | 0 | 0 | 0 | 0 | 0 | 0 | 0 | 0
Scenario 2: High TRC | PG&E | Com | ComRefrig | Com - Restaurant | Electric Energy (GWh/year) | Energy Efficiency | 0.032544 | 0.015071 | 0.0057287 | 0.0020617 | 0 | 0 | 0 | 0 | 0 | 0 | 0 | 0 | 0
Scenario 2: High TRC | PG&E | Com | ComRefrig | Com - Restaurant | Gas Energy (MMTherm/year) | Energy Efficiency | 0 | 0 | 0 | 0 | 0 | 0 | 0 | 0 | 0 | 0 | 0 | 0 | 0
Scenario 2: High TRC | PG&E | Com | ComRefrig | Com - Retail | Electric Demand (MW) | Energy Efficiency | 0.0582 | 0.026281 | 0 | 0.0062501 | 0.0016777 | 0 | 0 | 0 | 0 | 0 | 0 | 0 | 0
Scenario 2: High TRC | PG&E | Com | ComRefrig | Com - Retail | Electric Energy (GWh/year) | Energy Efficiency | 0.42578 | 0.19783 | 0 | 0.049448 | 0.013273 | 0 | 0 | 0 | 0 | 0 | 0 | 0 | 0
Scenario 2: High TRC | PG&E | Com | ComRefrig | Com - Retail | Gas Energy (MMTherm/year) | Energy Efficiency | 0 | 0 | 0 | 0 | 0 | 0 | 0 | 0 | 0 | 0 | 0 | 0 | 0
Scenario 2: High TRC | PG&E | Com | ComRefrig | Com - School | Electric Demand (MW) | Energy Efficiency | 5.4163e-07 | 0 | 0 | 0 | 0 | 0 | 0 | 0 | 0 | 0 | 0 | 0 | 0
Scenario 2: High TRC | PG&E | Com | ComRefrig | Com - School | Electric Energy (GWh/year) | Energy Efficiency | 4.2852e-06 | 0 | 0 | 0 | 0 | 0 | 0 | 0 | 0 | 0 | 0 | 0 | 0
Scenario 2: High TRC | PG&E | Com | ComRefrig | Com - School | Gas Energy (MMTherm/year) | Energy Efficiency | 0 | 0 | 0 | 0 | 0 | 0 | 0 | 0 | 0 | 0 | 0 | 0 | 0
Scenario 2: High TRC | PG&E | Com | FoodServ | Com - College | Electric Demand (MW) | Energy Efficiency | 0.0077069 | 0.0079857 | 0.0081816 | 0.0084071 | 0.0085734 | 0.0086965 | 0.0088898 | 0.0090051 | 0.0092289 | 0.0094069 | 0.009537 | 0.0095303 | 0.0096198
Scenario 2: High TRC | PG&E | Com | FoodServ | Com - College | Electric Demand (MW) | Fuel Substitution | -0.00013133 | -0.00014721 | -0.00016609 | -0.00018272 | -0.0001994 | -0.00021615 | -0.00023291 | -0.00024975 | -0.00026659 | -0.00028348 | -0.00030045 | -0.0003176 | -0.000335
Scenario 2: High TRC | PG&E | Com | FoodServ | Com - College | Electric Energy (GWh/year) | Energy Efficiency | 0.03671 | 0.038117 | 0.039138 | 0.040312 | 0.041208 | 0.041901 | 0.042937 | 0.043595 | 0.044777 | 0.045733 | 0.046451 | 0.046496 | 0.046998
Scenario 2: High TRC | PG&E | Com | FoodServ | Com - College | Electric Energy (GWh/year) | Fuel Substitution | -0.0012227 | -0.0013542 | -0.0014974 | -0.0016289 | -0.0017581 | -0.0018857 | -0.0020139 | -0.0022053 | -0.0024135 | -0.0026625 | -0.00295 | -0.0032707 | -0.0036307
Scenario 2: High TRC | PG&E | Com | FoodServ | Com - College | Gas Energy (MMTherm/year) | Energy Efficiency | 0.014466 | 0.014514 | 0.014157 | 0.01602 | 0.014366 | 0.014258 | 0.014241 | 0.014132 | 0.014159 | 0.014151 | 0.014114 | 0.013962 | 0.013933
Scenario 2: High TRC | PG&E | Com | FoodServ | Com - College | Gas Energy (MMTherm/year) | Fuel Substitution | 0.00012627 | 0.00013971 | 0.00015396 | 0.00016731 | 0.00018041 | 0.00019334 | 0.00020631 | 0.00022563 | 0.00024662 | 0.00027171 | 0.00030067 | 0.00033297 | 0.00036924
Scenario 2: High TRC | PG&E | Com | FoodServ | Com - Grocery | Electric Demand (MW) | Energy Efficiency | 0.0384 | 0.039575 | 0.040807 | 0.041977 | 0.042928 | 0.044088 | 0.045169 | 0.046226 | 0.047061 | 0.047897 | 0.048718 | 0.04946 | 0.0502
Scenario 2: High TRC | PG&E | Com | FoodServ | Com - Grocery | Electric Demand (MW) | Fuel Substitution | -0.00067268 | -0.00075196 | -0.00084729 | -0.00092944 | -0.0010113 | -0.0010927 | -0.0011736 | -0.001254 | -0.0013335 | -0.0014125 | -0.0014908 | -0.0015689 | -0.001647
Scenario 2: High TRC | PG&E | Com | FoodServ | Com - Grocery | Electric Energy (GWh/year) | Energy Efficiency | 0.18186 | 0.18785 | 0.19419 | 0.2003 | 0.2054 | 0.21156 | 0.21735 | 0.22305 | 0.22767 | 0.23226 | 0.23676 | 0.24082 | 0.24482
Scenario 2: High TRC | PG&E | Com | FoodServ | Com - Grocery | Electric Energy (GWh/year) | Fuel Substitution | -0.011797 | -0.013077 | -0.014417 | -0.015684 | -0.016919 | -0.018125 | -0.019318 | -0.0207 | -0.02213 | -0.023674 | -0.025335 | -0.027109 | -0.029022
Scenario 2: High TRC | PG&E | Com | FoodServ | Com - Grocery | Gas Energy (MMTherm/year) | Energy Efficiency | 0.082491 | 0.082972 | 0.08343 | 0.083689 | 0.083518 | 0.083649 | 0.083645 | 0.083564 | 0.083215 | 0.082945 | 0.082762 | 0.082608 | 0.082595
Scenario 2: High TRC | PG&E | Com | FoodServ | Com - Grocery | Gas Energy (MMTherm/year) | Fuel Substitution | 0.0012233 | 0.0013553 | 0.0014915 | 0.0016218 | 0.0017488 | 0.0018728 | 0.0019952 | 0.0021365 | 0.0022825 | 0.0024399 | 0.0026091 | 0.0027896 | 0.0029843
Scenario 2: High TRC | PG&E | Com | FoodServ | Com - Health | Electric Demand (MW) | Energy Efficiency | 0.014782 | 0.015398 | 0.016502 | 0.016908 | 0.017563 | 0.018198 | 0.018765 | 0.01927 | 0.019612 | 0.01972 | 0.019602 | 0.019978 | 0.020344
Scenario 2: High TRC | PG&E | Com | FoodServ | Com - Health | Electric Demand (MW) | Fuel Substitution | -0.00029729 | -0.00033496 | -0.00037852 | -0.00041744 | -0.00045632 | -0.00049525 | -0.00053418 | -0.00057329 | -0.00061244 | -0.00065191 | -0.00069174 | -0.00073218 | -0.00077341
Scenario 2: High TRC | PG&E | Com | FoodServ | Com - Health | Electric Energy (GWh/year) | Energy Efficiency | 0.071798 | 0.074941 | 0.080493 | 0.082661 | 0.086067 | 0.089388 | 0.092379 | 0.095077 | 0.096972 | 0.097709 | 0.097322 | 0.099338 | 0.10128
Scenario 2: High TRC | PG&E | Com | FoodServ | Com - Health | Electric Energy (GWh/year) | Fuel Substitution | -0.0033457 | -0.0037583 | -0.004192 | -0.0046087 | -0.0050759 | -0.0055564 | -0.0060698 | -0.0066229 | -0.0072107 | -0.0078434 | -0.0085266 | -0.0092737 | -0.010097
Scenario 2: High TRC | PG&E | Com | FoodServ | Com - Health | Gas Energy (MMTherm/year) | Energy Efficiency | 0.036415 | 0.036604 | 0.037442 | 0.037266 | 0.037392 | 0.036817 | 0.039165 | 0.037517 | 0.037354 | 0.036971 | 0.036387 | 0.036445 | 0.036547
Scenario 2: High TRC | PG&E | Com | FoodServ | Com - Health | Gas Energy (MMTherm/year) | Fuel Substitution | 0.00035423 | 0.00039743 | 0.000442 | 0.0004854 | 0.00053379 | 0.00058347 | 0.00063641 | 0.00069333 | 0.00075372 | 0.00081866 | 0.00088873 | 0.00096531 | 0.0010496
Scenario 2: High TRC | PG&E | Com | FoodServ | Com - Lodging | Electric Demand (MW) | Energy Efficiency | 0.020731 | 0.021733 | 0.022775 | 0.023745 | 0.024924 | 0.025928 | 0.026937 | 0.027908 | 0.028792 | 0.029706 | 0.030531 | 0.031311 | 0.032006
Scenario 2: High TRC | PG&E | Com | FoodServ | Com - Lodging | Electric Demand (MW) | Fuel Substitution | -0.00031846 | -0.00035802 | -0.00039969 | -0.00044022 | -0.00048064 | -0.00052096 | -0.00056105 | -0.00060102 | -0.00064068 | -0.00068022 | -0.00071965 | -0.00075925 | -0.00080064
Scenario 2: High TRC | PG&E | Com | FoodServ | Com - Lodging | Electric Energy (GWh/year) | Energy Efficiency | 0.11957 | 0.12505 | 0.1308 | 0.1362 | 0.14276 | 0.14841 | 0.15412 | 0.15964 | 0.16469 | 0.16991 | 0.17464 | 0.17912 | 0.18311
Scenario 2: High TRC | PG&E | Com | FoodServ | Com - Lodging | Electric Energy (GWh/year) | Fuel Substitution | -0.0035683 | -0.0039772 | -0.0043905 | -0.004795 | -0.0052325 | -0.0056746 | -0.0061446 | -0.0066294 | -0.0071294 | -0.0076518 | -0.0082021 | -0.0087908 | -0.0094311
Scenario 2: High TRC | PG&E | Com | FoodServ | Com - Lodging | Gas Energy (MMTherm/year) | Energy Efficiency | 0.030872 | 0.031215 | 0.03151 | 0.031637 | 0.031911 | 0.031957 | 0.031992 | 0.032002 | 0.031956 | 0.031991 | 0.032001 | 0.031766 | 0.033284
Scenario 2: High TRC | PG&E | Com | FoodServ | Com - Lodging | Gas Energy (MMTherm/year) | Fuel Substitution | 0.00036677 | 0.00040842 | 0.00045026 | 0.0004913 | 0.00053559 | 0.00058027 | 0.00062769 | 0.00067657 | 0.00072693 | 0.00077953 | 0.00083493 | 0.00089421 | 0.00095901
Scenario 2: High TRC | PG&E | Com | FoodServ | Com - Office (Large) | Electric Demand (MW) | Energy Efficiency | 0.001166 | 0.0011613 | 0.0011624 | 0.0011591 | 0.0011597 | 0.0011584 | 0.0011604 | 0.0011577 | 0.0011511 | 0.0011494 | 0.0011469 | 0.0011452 | 0.0011445
Scenario 2: High TRC | PG&E | Com | FoodServ | Com - Office (Large) | Electric Energy (GWh/year) | Energy Efficiency | 0.010227 | 0.010186 | 0.010195 | 0.010167 | 0.010172 | 0.010161 | 0.010178 | 0.010154 | 0.010096 | 0.010082 | 0.010059 | 0.010044 | 0.010038
Scenario 2: High TRC | PG&E | Com | FoodServ | Com - Office (Small) | Electric Demand (MW) | Energy Efficiency | 0.00026582 | 0.00026763 | 0.00026982 | 0.00015156 | 0.0011679 | 0.0002662 | 0.00026824 | 0.00027019 | 0.00027186 | 0.00027368 | 0.00027559 | 0.00027756 | 0.00027962
Scenario 2: High TRC | PG&E | Com | FoodServ | Com - Office (Small) | Electric Energy (GWh/year) | Energy Efficiency | 0.0023316 | 0.0023475 | 0.0023666 | 0.0013294 | 0.010244 | 0.0023349 | 0.0023527 | 0.0023699 | 0.0023845 | 0.0024005 | 0.0024173 | 0.0024345 | 0.0024526
Scenario 2: High TRC | PG&E | Com | FoodServ | Com - Other | Electric Demand (MW) | Energy Efficiency | 0.063458 | 0.06583 | 0.068324 | 0.070723 | 0.072972 | 0.075602 | 0.078336 | 0.080876 | 0.082972 | 0.085201 | 0.087337 | 0.089263 | 0.091064
Scenario 2: High TRC | PG&E | Com | FoodServ | Com - Other | Electric Demand (MW) | Fuel Substitution | -0.0027061 | -0.0030433 | -0.0034318 | -0.0037855 | -0.004141 | -0.0044982 | -0.0048558 | -0.0052144 | -0.0055724 | -0.0059307 | -0.006289 | -0.0066494 | -0.0070126
Scenario 2: High TRC | PG&E | Com | FoodServ | Com - Other | Electric Energy (GWh/year) | Energy Efficiency | 0.30405 | 0.317 | 0.33073 | 0.34418 | 0.35706 | 0.37188 | 0.38727 | 0.40176 | 0.41405 | 0.4269 | 0.43916 | 0.45022 | 0.46045
Scenario 2: High TRC | PG&E | Com | FoodServ | Com - Other | Electric Energy (GWh/year) | Fuel Substitution | -0.014993 | -0.01679 | -0.018806 | -0.020664 | -0.022521 | -0.024376 | -0.026224 | -0.028191 | -0.030289 | -0.032475 | -0.034815 | -0.037269 | -0.03986
Scenario 2: High TRC | PG&E | Com | FoodServ | Com - Other | Gas Energy (MMTherm/year) | Energy Efficiency | 0.10994 | 0.11081 | 0.11154 | 0.11185 | 0.1117 | 0.11192 | 0.11217 | 0.11209 | 0.11145 | 0.11112 | 0.11086 | 0.11062 | 0.11055
Scenario 2: High TRC | PG&E | Com | FoodServ | Com - Other | Gas Energy (MMTherm/year) | Fuel Substitution | 0.0014312 | 0.0016016 | 0.001788 | 0.0019634 | 0.0021384 | 0.0023132 | 0.0024871 | 0.002673 | 0.002872 | 0.0030799 | 0.0033032 | 0.0035379 | 0.0037864
Scenario 2: High TRC | PG&E | Com | FoodServ | Com - Restaurant | Electric Demand (MW) | Energy Efficiency | 0.098944 | 0.10158 | 0.10471 | 0.10774 | 0.1107 | 0.11356 | 0.11669 | 0.11962 | 0.12234 | 0.12505 | 0.12753 | 0.074595 | 0.59811
Scenario 2: High TRC | PG&E | Com | FoodServ | Com - Restaurant | Electric Demand (MW) | Fuel Substitution | -0.0040078 | -0.0044946 | -0.0050343 | -0.0055376 | -0.0060406 | -0.006543 | -0.0070432 | -0.0075418 | -0.0080363 | -0.0085281 | -0.009017 | -0.0084423 | -0.0088026
Scenario 2: High TRC | PG&E | Com | FoodServ | Com - Restaurant | Electric Energy (GWh/year) | Energy Efficiency | 0.5081 | 0.52272 | 0.54002 | 0.557 | 0.57382 | 0.59024 | 0.60813 | 0.625 | 0.64076 | 0.65643 | 0.67077 | 0.4014 | 3.0606
Scenario 2: High TRC | PG&E | Com | FoodServ | Com - Restaurant | Electric Energy (GWh/year) | Fuel Substitution | -0.036947 | -0.041178 | -0.045632 | -0.049903 | -0.054122 | -0.058296 | -0.062414 | -0.066746 | -0.071205 | -0.075811 | -0.080609 | -0.07606 | -0.07885
Scenario 2: High TRC | PG&E | Com | FoodServ | Com - Restaurant | Gas Energy (MMTherm/year) | Energy Efficiency | 0.21983 | 0.22003 | 0.2203 | 0.21987 | 0.21889 | 0.21749 | 0.21636 | 0.21486 | 0.21315 | 0.21169 | 0.21025 | 0.13133 | 0.81286
Scenario 2: High TRC | PG&E | Com | FoodServ | Com - Restaurant | Gas Energy (MMTherm/year) | Fuel Substitution | 0.0036947 | 0.0041151 | 0.0045518 | 0.0049749 | 0.0053923 | 0.005805 | 0.0062119 | 0.0066401 | 0.007081 | 0.0075367 | 0.0080118 | 0.0075569 | 0.0078089
Scenario 2: High TRC | PG&E | Com | FoodServ | Com - Retail | Electric Demand (MW) | Energy Efficiency | 0.0018825 | 0.0020079 | 0.0021484 | 0.00046656 | 0.017859 | 0.0023213 | 0.0025515 | 0.0026783 | 0.0027749 | 0.0028679 | 0.0029581 | 0.0030381 | 0.0031181
Scenario 2: High TRC | PG&E | Com | FoodServ | Com - Retail | Electric Energy (GWh/year) | Energy Efficiency | 0.011789 | 0.012419 | 0.013129 | 0.0040923 | 0.095446 | 0.013954 | 0.015135 | 0.015777 | 0.016265 | 0.016737 | 0.017198 | 0.017609 | 0.018022
Scenario 2: High TRC | PG&E | Com | FoodServ | Com - Retail | Gas Energy (MMTherm/year) | Energy Efficiency | 0.0002873 | 0.00031583 | 0.00034765 | 0 | 0.0037226 | 0.00038967 | 0.00044073 | 0.0004693 | 0.00049115 | 0.00051203 | 0.00053214 | 0.00054986 | 0.00056744
Scenario 2: High TRC | PG&E | Com | FoodServ | Com - School | Electric Demand (MW) | Energy Efficiency | 0.038956 | 0.040187 | 0.041363 | 0.042411 | 0.043225 | 0.044154 | 0.044972 | 0.04583 | 0.046618 | 0.047391 | 0.048106 | 0.048863 | 0.049439
Scenario 2: High TRC | PG&E | Com | FoodServ | Com - School | Electric Demand (MW) | Fuel Substitution | -0.0001556 | -0.00017202 | -0.00019698 | -0.0002135 | -0.00022945 | -0.00024483 | -0.0002596 | -0.00027382 | -0.00028743 | -0.00030052 | -0.00031314 | -0.00032684 | -0.00034844
Scenario 2: High TRC | PG&E | Com | FoodServ | Com - School | Electric Energy (GWh/year) | Energy Efficiency | 0.19087 | 0.19738 | 0.20372 | 0.20951 | 0.21421 | 0.21952 | 0.2243 | 0.22928 | 0.23391 | 0.23842 | 0.2426 | 0.24692 | 0.25027
Scenario 2: High TRC | PG&E | Com | FoodServ | Com - School | Electric Energy (GWh/year) | Fuel Substitution | -0.0015417 | -0.0016608 | -0.0018245 | -0.0020136 | -0.0022467 | -0.0025052 | -0.0027842 | -0.0030989 | -0.0034512 | -0.0038421 | -0.0042753 | -0.0047666 | -0.005523
Scenario 2: High TRC | PG&E | Com | FoodServ | Com - School | Gas Energy (MMTherm/year) | Energy Efficiency | 0.039561 | 0.039587 | 0.039564 | 0.039399 | 0.039045 | 0.038836 | 0.038574 | 0.038406 | 0.038242 | 0.03813 | 0.038049 | 0.03807 | 0.037984
Scenario 2: High TRC | PG&E | Com | FoodServ | Com - School | Gas Energy (MMTherm/year) | Fuel Substitution | 0.00016189 | 0.00017423 | 0.0001899 | 0.00020904 | 0.00023253 | 0.00025851 | 0.00028649 | 0.00031803 | 0.00035328 | 0.00039239 | 0.00043571 | 0.00048514 | 0.00056379
Scenario 2: High TRC | PG&E | Com | HVAC | Com - College | Electric Demand (MW) | Energy Efficiency | 0.1307 | 0.12461 | 0.096774 | 0.096106 | 0.083099 | 0.085348 | 0.08371 | 0.082453 | 0.082101 | 0.082788 | 0.082908 | 0.080523 | 0.080461
Scenario 2: High TRC | PG&E | Com | HVAC | Com - College | Electric Energy (GWh/year) | Energy Efficiency | 0.34511 | 0.31123 | 0.18932 | 0.18015 | 0.1232 | 0.13774 | 0.12822 | 0.12407 | 0.11807 | 0.1186 | 0.11847 | 0.11526 | 0.11493
Scenario 2: High TRC | PG&E | Com | HVAC | Com - College | Electric Energy (GWh/year) | Fuel Substitution | -0.064108 | -0.067169 | -0.070126 | -0.072317 | -0.071847 | 0 | 0 | 0 | 0 | 0 | 0 | 0 | 0
Scenario 2: High TRC | PG&E | Com | HVAC | Com - College | Gas Energy (MMTherm/year) | Energy Efficiency | 0.01032 | 0.010736 | 0.010148 | 0.017281 | 0.011477 | 0.007903 | 0.0080216 | 0.0079863 | 0.0081794 | 0.0082775 | 0.008311 | 0.0080586 | 0.0080691
Scenario 2: High TRC | PG&E | Com | HVAC | Com - College | Gas Energy (MMTherm/year) | Fuel Substitution | 0.011043 | 0.01227 | 0.012853 | 0.013305 | 0.014077 | 0 | 0 | 0 | 0 | 0 | 0 | 0 | 0
Scenario 2: High TRC | PG&E | Com | HVAC | Com - Grocery | Electric Demand (MW) | Energy Efficiency | 0.16475 | 0.17723 | 0.18865 | 0.19862 | 0.20673 | 0.21396 | 0.22008 | 0.22605 | 0.23033 | 0.2335 | 0.23576 | 0.23713 | 0.23807
Scenario 2: High TRC | PG&E | Com | HVAC | Com - Grocery | Electric Demand (MW) | Fuel Substitution | 0 | 0 | 0 | 0 | 0 | 0.0035624 | 0.0036731 | 0.0037073 | 0.0036969 | 0.003659 | 0.0036035 | 0.0035371 | 0.0034642
Scenario 2: High TRC | PG&E | Com | HVAC | Com - Grocery | Electric Energy (GWh/year) | Energy Efficiency | 0.62991 | 0.67806 | 0.72218 | 0.76078 | 0.79209 | 0.82022 | 0.84431 | 0.86778 | 0.88467 | 0.89725 | 0.90623 | 0.9117 | 0.91542
Scenario 2: High TRC | PG&E | Com | HVAC | Com - Grocery | Electric Energy (GWh/year) | Fuel Substitution | -0.53529 | -0.56555 | -0.59044 | -0.60926 | -0.62142 | 0.032247 | 0.033223 | 0.033512 | 0.033405 | 0.033056 | 0.032552 | 0.031952 | 0.031294
Scenario 2: High TRC | PG&E | Com | HVAC | Com - Grocery | Gas Energy (MMTherm/year) | Energy Efficiency | 0.011813 | 0.012719 | 0.013567 | 0.014315 | 0.014914 | 0.015483 | 0.015979 | 0.01646 | 0.016805 | 0.017076 | 0.017283 | 0.017422 | 0.017533
Scenario 2: High TRC | PG&E | Com | HVAC | Com - Grocery | Gas Energy (MMTherm/year) | Fuel Substitution | 0.080919 | 0.085628 | 0.089549 | 0.09259 | 0.094675 | 1.9282e-08 | 1.989e-08 | 2.0086e-08 | 2.0041e-08 | 1.9849e-08 | 1.9565e-08 | 1.9226e-08 | 1.885e-08
Scenario 2: High TRC | PG&E | Com | HVAC | Com - Health | Electric Demand (MW) | Energy Efficiency | 0.22885 | 0.23801 | 0.24487 | 0.24559 | 0.24542 | 0.24288 | 0.24151 | 0.24093 | 0.24037 | 0.23905 | 0.23694 | 0.23783 | 0.23915
Scenario 2: High TRC | PG&E | Com | HVAC | Com - Health | Electric Demand (MW) | Fuel Substitution | 0 | 0 | 0 | 0 | 0 | 3.5956e-06 | 3.7251e-06 | 3.7782e-06 | 0 | 3.7677e-06 | 3.7308e-06 | 3.6822e-06 | 3.6262e-06
Scenario 2: High TRC | PG&E | Com | HVAC | Com - Health | Electric Energy (GWh/year) | Energy Efficiency | 1.3123 | 1.3511 | 1.3754 | 1.3646 | 1.3488 | 1.3245 | 1.3049 | 1.2902 | 1.2771 | 1.261 | 1.2414 | 1.2391 | 1.2393
Scenario 2: High TRC | PG&E | Com | HVAC | Com - Health | Electric Energy (GWh/year) | Fuel Substitution | -0.12349 | -0.13077 | -0.13657 | -0.14076 | -0.14327 | 4.2318e-05 | 4.3842e-05 | 4.4467e-05 | 0 | 4.4343e-05 | 4.3909e-05 | 4.3337e-05 | 4.2678e-05
Scenario 2: High TRC | PG&E | Com | HVAC | Com - Health | Gas Energy (MMTherm/year) | Energy Efficiency | 0.052024 | 0.055796 | 0.059731 | 0.062323 | 0.064907 | 0.063298 | 0.06503 | 0.066306 | 0.06697 | 0.066895 | 0.066126 | 0.065586 | 0.064679
Scenario 2: High TRC | PG&E | Com | HVAC | Com - Health | Gas Energy (MMTherm/year) | Fuel Substitution | 0.028322 | 0.030133 | 0.031651 | 0.03285 | 0.033721 | 0 | 0 | 0 | 0 | 0 | 0 | 0 | 0
Scenario 2: High TRC | PG&E | Com | HVAC | Com - Lodging | Electric Demand (MW) | Energy Efficiency | 0.11645 | 0.12435 | 0.1315 | 0.13633 | 0.14302 | 0.14778 | 0.15237 | 0.15639 | 0.14865 | 0.14724 | 0.14924 | 0.15083 | 0.15199
Scenario 2: High TRC | PG&E | Com | HVAC | Com - Lodging | Electric Demand (MW) | Fuel Substitution | 0 | 0 | 0 | 0 | 0 | 0.001208 | 0.001247 | 0.0012601 | 1.9128e-06 | 1.894e-06 | 1.867e-06 | 1.6565e-06 | 1.6246e-06
Scenario 2: High TRC | PG&E | Com | HVAC | Com - Lodging | Electric Energy (GWh/year) | Energy Efficiency | 0.6724 | 0.7019 | 0.7277 | 0.73728 | 0.76512 | 0.78445 | 0.80266 | 0.81766 | 0.59027 | 0.58281 | 0.5904 | 0.59673 | 0.60112
Scenario 2: High TRC | PG&E | Com | HVAC | Com - Lodging | Electric Energy (GWh/year) | Fuel Substitution | -0.15069 | -0.15922 | -0.16609 | -0.17115 | -0.17432 | 0.0067645 | 0.0069828 | 0.0070559 | 1.9677e-05 | 1.9483e-05 | 1.9205e-05 | 1.704e-05 | 1.6712e-05
Scenario 2: High TRC | PG&E | Com | HVAC | Com - Lodging | Gas Energy (MMTherm/year) | Energy Efficiency | 0.031014 | 0.033082 | 0.03495 | 0.036617 | 0.037964 | 0.037427 | 0.038083 | 0.038453 | 0.018446 | 0.018785 | 0.019041 | 0.019284 | 0.019457
Scenario 2: High TRC | PG&E | Com | HVAC | Com - Lodging | Gas Energy (MMTherm/year) | Fuel Substitution | 0.026229 | 0.027766 | 0.02903 | 0.029996 | 0.030654 | 0 | 0 | 0 | 0 | 0 | 0 | 0 | 0
Scenario 2: High TRC | PG&E | Com | HVAC | Com - Office (Large) | Electric Demand (MW) | Energy Efficiency | 0.015729 | 0.03817 | 0.050344 | 0.051701 | 0.052826 | 0.044749 | 0.04548 | 0.045854 | 0.018846 | 0.0061222 | 0.0060247 | 0.0059269 | 0.0058159
Scenario 2: High TRC | PG&E | Com | HVAC | Com - Office (Large) | Electric Energy (GWh/year) | Energy Efficiency | 0.046362 | 0.138 | 0.18778 | 0.19353 | 0.19831 | 0.30928 | 0.31344 | 0.31444 | 0.30711 | 0.014619 | 0.014392 | 0.014163 | 0.1441
Scenario 2: High TRC | PG&E | Com | HVAC | Com - Office (Large) | Electric Energy (GWh/year) | Fuel Substitution | -4.8158e-06 | -0.00017266 | -0.00017537 | -0.00017586 | -0.0001743 | 0 | 0 | 0 | 0 | 0 | 0 | 0 | 0
Scenario 2: High TRC | PG&E | Com | HVAC | Com - Office (Large) | Gas Energy (MMTherm/year) | Energy Efficiency | 0.024632 | 0.025607 | 0.026153 | 0.026124 | 0.025985 | 0.0068279 | 0.0068928 | 0.0068754 | 0.01003 | 3.1467e-05 | 3.1292e-05 | 3.1109e-05 | 0.0054954
Scenario 2: High TRC | PG&E | Com | HVAC | Com - Office (Large) | Gas Energy (MMTherm/year) | Fuel Substitution | 4.1467e-06 | 2.2096e-05 | 2.2493e-05 | 2.2617e-05 | 2.2484e-05 | 0 | 0 | 0 | 0 | 0 | 0 | 0 | 0
Scenario 2: High TRC | PG&E | Com | HVAC | Com - Office (Small) | Electric Demand (MW) | Energy Efficiency | 0.051451 | 0.052885 | 0.054206 | 0.007421 | 0.54364 | 0.05134 | 0.051908 | 0.052333 | 0.052511 | 0.05274 | 0.052996 | 0.053215 | 0.053389
Scenario 2: High TRC | PG&E | Com | HVAC | Com - Office (Small) | Electric Energy (GWh/year) | Energy Efficiency | 0.072121 | 0.073942 | 0.0756 | 0.016699 | 0.73532 | 0.071385 | 0.072092 | 0.072593 | 0.072712 | 0.072939 | 0.073294 | 0.073546 | 0.073682
Scenario 2: High TRC | PG&E | Com | HVAC | Com - Office (Small) | Electric Energy (GWh/year) | Fuel Substitution | -0.00081062 | -0.00086143 | 0.00097993 | 0.00082507 | -0.022844 | 0 | 0 | 0 | 0 | 0 | 0 | 0 | 0
Scenario 2: High TRC | PG&E | Com | HVAC | Com - Office (Small) | Gas Energy (MMTherm/year) | Energy Efficiency | 0.0047281 | 0.0048991 | 0.005057 | 0.0039853 | 0.087031 | 0.0048302 | 0.0049019 | 0.0049579 | 0.0049865 | 0.0050203 | 0.0050572 | 0.0050913 | 0.0051262
Scenario 2: High TRC | PG&E | Com | HVAC | Com - Office (Small) | Gas Energy (MMTherm/year) | Fuel Substitution | 0.00061276 | 0.00065277 | 0.00098474 | 0.00083247 | 0.0043775 | 0 | 0 | 0 | 0 | 0 | 0 | 0 | 0
Scenario 2: High TRC | PG&E | Com | HVAC | Com - Other | Electric Demand (MW) | Energy Efficiency | 1.7067 | 1.1858 | 0.90311 | 0.92993 | 0.94973 | 0.98549 | 1.0164 | 1.0368 | 1.0237 | 1.0309 | 1.0428 | 1.052 | 1.0624
Scenario 2: High TRC | PG&E | Com | HVAC | Com - Other | Electric Energy (GWh/year) | Energy Efficiency | 2.3496 | 1.7214 | 1.3945 | 1.43 | 1.4632 | 1.6469 | 1.6978 | 1.7293 | 1.5758 | 1.5827 | 1.6018 | 1.6165 | 1.6321
Scenario 2: High TRC | PG&E | Com | HVAC | Com - Other | Electric Energy (GWh/year) | Fuel Substitution | -0.90641 | -0.95865 | -1.0007 | -1.0318 | -1.0515 | 0 | 0 | 0 | 0 | 0 | 0 | 0 | 0
Scenario 2: High TRC | PG&E | Com | HVAC | Com - Other | Gas Energy (MMTherm/year) | Energy Efficiency | 0.22234 | 0.15062 | 0.11287 | 0.1166 | 0.11891 | 0.13777 | 0.14142 | 0.14371 | 0.12913 | 0.1305 | 0.13197 | 0.13312 | 0.13447
Scenario 2: High TRC | PG&E | Com | HVAC | Com - Other | Gas Energy (MMTherm/year) | Fuel Substitution | 0.16145 | 0.1711 | 0.17905 | 0.18515 | 0.18937 | 0 | 0 | 0 | 0 | 0 | 0 | 0 | 0
Scenario 2: High TRC | PG&E | Com | HVAC | Com - Restaurant | Electric Demand (MW) | Energy Efficiency | 0.032046 | 0.032659 | 0.03355 | 0.034213 | 0.034705 | 0.035034 | 0.035548 | 0.035884 | 0.036087 | 0.036373 | 0.036594 | 0.0013045 | 0.39151
Scenario 2: High TRC | PG&E | Com | HVAC | Com - Restaurant | Electric Energy (GWh/year) | Energy Efficiency | 0.045923 | 0.047069 | 0.048699 | 0.050035 | 0.051115 | 0.052062 | 0.053119 | 0.053889 | 0.054431 | 0.055054 | 0.055421 | 0.0037946 | 0.57778
Scenario 2: High TRC | PG&E | Com | HVAC | Com - Restaurant | Electric Energy (GWh/year) | Fuel Substitution | -0.017474 | -0.037625 | -0.039105 | -0.040119 | -0.040665 | 0 | 0 | 0 | 0 | 0 | 0 | 0 | 0
Scenario 2: High TRC | PG&E | Com | HVAC | Com - Restaurant | Gas Energy (MMTherm/year) | Energy Efficiency | 0.083759 | 0.089205 | 0.093914 | 0.097501 | 0.099919 | 0.10126 | 0.10182 | 0.10151 | 0.10055 | 0.099194 | 0.097475 | 0.062361 | 0.33005
Scenario 2: High TRC | PG&E | Com | HVAC | Com - Restaurant | Gas Energy (MMTherm/year) | Fuel Substitution | 0.004742 | 0.0080375 | 0.0083984 | 0.008672 | 0.0088577 | 0 | 0 | 0 | 0 | 0 | 0 | 0 | 0
Scenario 2: High TRC | PG&E | Com | HVAC | Com - Retail | Electric Demand (MW) | Energy Efficiency | 0.3465 | 0.37008 | 0.38921 | 0.23517 | 1.6232 | 0.39861 | 0.42744 | 0.43849 | 0.40746 | 0.40477 | 0.4114 | 0.41677 | 0.42169
Scenario 2: High TRC | PG&E | Com | HVAC | Com - Retail | Electric Demand (MW) | Fuel Substitution | 0 | 0 | 0 | 0 | 0 | 6.538e-06 | 6.7531e-06 | 6.8255e-06 | 0 | 0 | 0 | 0 | 0
Scenario 2: High TRC | PG&E | Com | HVAC | Com - Retail | Electric Energy (GWh/year) | Energy Efficiency | 0.81516 | 0.86895 | 0.84441 | 0.62469 | 3.0721 | 0.93451 | 0.99045 | 1.0157 | 0.86632 | 0.82412 | 0.85937 | 0.87049 | 0.88027
Scenario 2: High TRC | PG&E | Com | HVAC | Com - Retail | Electric Energy (GWh/year) | Fuel Substitution | -0.10644 | -0.10497 | -0.10904 | -0.10093 | -0.098146 | 4.4414e-05 | 4.5876e-05 | 4.6368e-05 | 0 | 0 | 0 | 0 | 0
Scenario 2: High TRC | PG&E | Com | HVAC | Com - Retail | Gas Energy (MMTherm/year) | Energy Efficiency | 0.023516 | 0.024987 | 0.026431 | 0.015167 | 0.12089 | 0.023239 | 0.025047 | 0.025716 | 0.026167 | 0.025681 | 0.027097 | 0.027481 | 0.02784
Scenario 2: High TRC | PG&E | Com | HVAC | Com - Retail | Gas Energy (MMTherm/year) | Fuel Substitution | 0.021823 | 0.023894 | 0.024965 | 0.0233 | 0.024955 | 0 | 0 | 0 | 0 | 0 | 0 | 0 | 0
Scenario 2: High TRC | PG&E | Com | HVAC | Com - School | Electric Demand (MW) | Energy Efficiency | 0.043847 | 0.047069 | 0.050555 | 0.05248 | 0.053147 | 0.050093 | 0.050454 | 0.050745 | 0.046995 | 0.04535 | 0.045404 | 0.049565 | 0.051375
Scenario 2: High TRC | PG&E | Com | HVAC | Com - School | Electric Energy (GWh/year) | Energy Efficiency | 0.3236 | 0.34694 | 0.36402 | 0.37418 | 0.37785 | 0.36921 | 0.37105 | 0.37273 | 0.3335 | 0.31577 | 0.31562 | 0.35779 | 0.37628
Scenario 2: High TRC | PG&E | Com | HVAC | Com - School | Electric Energy (GWh/year) | Fuel Substitution | -0.11578 | -0.12025 | -0.12323 | -0.1247 | -0.12507 | 0 | 0 | 0 | 0 | 0 | 0 | 0 | 0
Scenario 2: High TRC | PG&E | Com | HVAC | Com - School | Gas Energy (MMTherm/year) | Energy Efficiency | 0.034123 | 0.039224 | 0.045149 | 0.047518 | 0.047488 | 0.037317 | 0.0373 | 0.037322 | 0.035694 | 0.034936 | 0.034869 | 0.036558 | 0.037226
Scenario 2: High TRC | PG&E | Com | HVAC | Com - School | Gas Energy (MMTherm/year) | Fuel Substitution | 0.017692 | 0.018398 | 0.018881 | 0.01914 | 0.01996 | 0 | 0 | 0 | 0 | 0 | 0 | 0 | 0
Scenario 2: High TRC | PG&E | Com | HVAC | Com - Warehouse | Electric Demand (MW) | Energy Efficiency | 0.015893 | 0.017659 | 0.018833 | 0.019895 | 0.020821 | 0.026878 | 0.029429 | 0.030205 | 0.015811 | 0.011349 | 0.011463 | 0.011544 | 0.017428
Scenario 2: High TRC | PG&E | Com | HVAC | Com - Warehouse | Electric Energy (GWh/year) | Energy Efficiency | 0.061299 | 0.069078 | 0.073711 | 0.077902 | 0.081558 | 0.098238 | 0.10568 | 0.11382 | 0.066479 | 0.046573 | 0.047065 | 0.047425 | 0.064146
Scenario 2: High TRC | PG&E | Com | HVAC | Com - Warehouse | Electric Energy (GWh/year) | Fuel Substitution | -0.080875 | -0.085912 | -0.090077 | -0.093289 | -0.095507 | 0 | 0 | 0 | 0 | 0 | 0 | 0 | 0
Scenario 2: High TRC | PG&E | Com | HVAC | Com - Warehouse | Gas Energy (MMTherm/year) | Energy Efficiency | 0.001751 | 0.0019916 | 0.0021294 | 0.0022535 | 0.0023613 | 0.0028395 | 0.0030538 | 0.0033477 | 0.0020413 | 0.0014256 | 0.0014426 | 0.0014558 | 0.0019632
Scenario 2: High TRC | PG&E | Com | HVAC | Com - Warehouse | Gas Energy (MMTherm/year) | Fuel Substitution | 0.012814 | 0.013631 | 0.014316 | 0.014857 | 0.015248 | 0 | 0 | 0 | 0 | 0 | 0 | 0 | 0
Scenario 2: High TRC | PG&E | Com | Lighting | Com - College | Electric Demand (MW) | Energy Efficiency | 0 | 0 | 0 | 0 | 0 | 0 | 0 | 0 | 0 | 0 | 0 | 0 | 0
Scenario 2: High TRC | PG&E | Com | Lighting | Com - College | Electric Energy (GWh/year) | Energy Efficiency | 0 | 0 | 0 | 0 | 0 | 0 | 0 | 0 | 0 | 0 | 0 | 0 | 0
Scenario 2: High TRC | PG&E | Com | Lighting | Com - College | Gas Energy (MMTherm/year) | Energy Efficiency | 0 | 0 | 0 | 0 | 0 | 0 | 0 | 0 | 0 | 0 | 0 | 0 | 0
Scenario 2: High TRC | PG&E | Com | Lighting | Com - Grocery | Electric Demand (MW) | Energy Efficiency | 0.0060401 | 0.0063726 | 0.013599 | 0.015556 | 0.015713 | 0.015876 | 0.015989 | 0.016085 | 0.016132 | 0.010244 | 0.0085365 | 0.008727 | 0.0089022
Scenario 2: High TRC | PG&E | Com | Lighting | Com - Grocery | Electric Energy (GWh/year) | Energy Efficiency | 0.034515 | 0.036415 | 0.077756 | 0.08895 | 0.089848 | 0.090777 | 0.09142 | 0.091969 | 0.092235 | 0.058549 | 0.04878 | 0.049868 | 0.05087
Scenario 2: High TRC | PG&E | Com | Lighting | Com - Grocery | Gas Energy (MMTherm/year) | Energy Efficiency | -0.00047563 | -0.00050181 | -0.0010731 | -0.0012278 | -0.0012401 | -0.0012529 | -0.0012618 | -0.0012693 | -0.0012729 | -0.00080729 | -0.00067221 | -0.00068721 | -0.00070101
Scenario 2: High TRC | PG&E | Com | Lighting | Com - Health | Electric Demand (MW) | Energy Efficiency | 0.014758 | 0.015547 | 0.016481 | 0.033307 | 0.03781 | 0.03823 | 0.038514 | 0.03872 | 0.023783 | 0.020097 | 0.020332 | 0.020763 | 0.021158
Scenario 2: High TRC | PG&E | Com | Lighting | Com - Health | Electric Energy (GWh/year) | Energy Efficiency | 0.087754 | 0.092445 | 0.097999 | 0.19851 | 0.22539 | 0.22789 | 0.22957 | 0.23078 | 0.14153 | 0.1195 | 0.1209 | 0.12346 | 0.12581
Scenario 2: High TRC | PG&E | Com | Lighting | Com - Health | Gas Energy (MMTherm/year) | Energy Efficiency | -0.0010659 | -0.0011229 | -0.0011904 | -0.0024084 | -0.0027342 | -0.0027646 | -0.0027851 | -0.0027998 | -0.0017184 | -0.0014515 | -0.0014685 | -0.0014996 | -0.0015281
Scenario 2: High TRC | PG&E | Com | Lighting | Com - Lodging | Electric Demand (MW) | Energy Efficiency | 0 | 0 | 0 | 0 | 0 | 0 | 0 | 0 | 0 | 0 | 0 | 0 | 0
Scenario 2: High TRC | PG&E | Com | Lighting | Com - Lodging | Electric Energy (GWh/year) | Energy Efficiency | 0 | 0 | 0 | 0 | 0 | 0 | 0 | 0 | 0 | 0 | 0 | 0 | 0
Scenario 2: High TRC | PG&E | Com | Lighting | Com - Lodging | Gas Energy (MMTherm/year) | Energy Efficiency | 0 | 0 | 0 | 0 | 0 | 0 | 0 | 0 | 0 | 0 | 0 | 0 | 0
Scenario 2: High TRC | PG&E | Com | Lighting | Com - Office (Large) | Electric Demand (MW) | Energy Efficiency | 0 | 0 | 0 | 0 | 0 | 0 | 0 | 0 | 0 | 0 | 0 | 0 | 0
Scenario 2: High TRC | PG&E | Com | Lighting | Com - Office (Large) | Electric Energy (GWh/year) | Energy Efficiency | 0 | 0 | 0 | 0 | 0 | 0 | 0 | 0 | 0 | 0 | 0 | 0 | 0
Scenario 2: High TRC | PG&E | Com | Lighting | Com - Office (Large) | Gas Energy (MMTherm/year) | Energy Efficiency | 0 | 0 | 0 | 0 | 0 | 0 | 0 | 0 | 0 | 0 | 0 | 0 | 0
Scenario 2: High TRC | PG&E | Com | Lighting | Com - Office (Small) | Electric Demand (MW) | Energy Efficiency | 0 | 0 | 0 | 0 | 0 | 0 | 0 | 0 | 0 | 0 | 0 | 0 | 0
Scenario 2: High TRC | PG&E | Com | Lighting | Com - Office (Small) | Electric Energy (GWh/year) | Energy Efficiency | 0 | 0 | 0 | 0 | 0 | 0 | 0 | 0 | 0 | 0 | 0 | 0 | 0
Scenario 2: High TRC | PG&E | Com | Lighting | Com - Office (Small) | Gas Energy (MMTherm/year) | Energy Efficiency | 0 | 0 | 0 | 0 | 0 | 0 | 0 | 0 | 0 | 0 | 0 | 0 | 0
Scenario 2: High TRC | PG&E | Com | Lighting | Com - Other | Electric Demand (MW) | Energy Efficiency | 0 | 0 | 0 | 0 | 0 | 0 | 0 | 0 | 0 | 0 | 0 | 0 | 0
Scenario 2: High TRC | PG&E | Com | Lighting | Com - Other | Electric Energy (GWh/year) | Energy Efficiency | 0 | 0 | 0 | 0 | 0 | 0 | 0 | 0 | 0 | 0 | 0 | 0 | 0
Scenario 2: High TRC | PG&E | Com | Lighting | Com - Other | Gas Energy (MMTherm/year) | Energy Efficiency | 0 | 0 | 0 | 0 | 0 | 0 | 0 | 0 | 0 | 0 | 0 | 0 | 0
Scenario 2: High TRC | PG&E | Com | Lighting | Com - Refrig. Warehouse | Electric Demand (MW) | Energy Efficiency | 0.00020335 | 0.00020868 | 0.00021301 | 0.00021655 | 0.00021947 | 0.00022197 | 0.00022372 | 0.00022539 | 0.00022635 | 0.00022736 | 0.0002281 | 0.00022887 | 0.0002297
Scenario 2: High TRC | PG&E | Com | Lighting | Com - Refrig. Warehouse | Electric Energy (GWh/year) | Energy Efficiency | 0.0018684 | 0.0019175 | 0.0019573 | 0.0019899 | 0.0020168 | 0.0020398 | 0.002056 | 0.0020714 | 0.0020803 | 0.0020896 | 0.0020965 | 0.0021037 | 0.0021113
Scenario 2: High TRC | PG&E | Com | Lighting | Com - Restaurant | Electric Demand (MW) | Energy Efficiency | 0 | 0 | 0.0029221 | 0.0039084 | 0.0040142 | 0.0040973 | 0.0042376 | 0.0043767 | 0.0044966 | 0.004605 | 0.0046988 | 0.0032398 | 0.016629
Scenario 2: High TRC | PG&E | Com | Lighting | Com - Restaurant | Electric Energy (GWh/year) | Energy Efficiency | 0 | 0 | 0.017525 | 0.023441 | 0.024075 | 0.024573 | 0.025415 | 0.026249 | 0.026968 | 0.027618 | 0.02818 | 0.019431 | 0.099729
Scenario 2: High TRC | PG&E | Com | Lighting | Com - Restaurant | Gas Energy (MMTherm/year) | Energy Efficiency | 0 | 0 | -0.00018992 | -0.00025403 | -0.0002609 | -0.0002663 | -0.00027542 | -0.00028446 | -0.00029225 | -0.0002993 | -0.00030539 | -0.00021057 | -0.0010808
Scenario 2: High TRC | PG&E | Com | Lighting | Com - Retail | Electric Demand (MW) | Energy Efficiency | 0.071097 | 0.072885 | 0.074407 | 0.053773 | 0.21445 | 0.073795 | 0.07526 | 0.075809 | 0.076129 | 0.076448 | 0.076782 | 0.07707 | 0.077399
Scenario 2: High TRC | PG&E | Com | Lighting | Com - Retail | Electric Energy (GWh/year) | Energy Efficiency | 0.42331 | 0.43395 | 0.44302 | 0.32016 | 1.2769 | 0.43939 | 0.44812 | 0.45139 | 0.4533 | 0.45521 | 0.4572 | 0.45892 | 0.46088
Scenario 2: High TRC | PG&E | Com | Lighting | Com - Retail | Gas Energy (MMTherm/year) | Energy Efficiency | -0.0026038 | -0.0026693 | -0.0027252 | -0.0019694 | -0.0078556 | -0.002703 | -0.0027567 | -0.0027769 | -0.0027887 | -0.0028005 | -0.0028127 | -0.0028233 | -0.0028355
Scenario 2: High TRC | PG&E | Com | Lighting | Com - School | Electric Demand (MW) | Energy Efficiency | 0 | 0 | 0 | 0 | 0 | 0 | 0 | 0 | 0 | 0 | 0 | 0 | 0
Scenario 2: High TRC | PG&E | Com | Lighting | Com - School | Electric Energy (GWh/year) | Energy Efficiency | 0 | 0 | 0 | 0 | 0 | 0 | 0 | 0 | 0 | 0 | 0 | 0 | 0
Scenario 2: High TRC | PG&E | Com | Lighting | Com - School | Gas Energy (MMTherm/year) | Energy Efficiency | 0 | 0 | 0 | 0 | 0 | 0 | 0 | 0 | 0 | 0 | 0 | 0 | 0
Scenario 2: High TRC | PG&E | Com | Lighting | Com - Warehouse | Electric Demand (MW) | Energy Efficiency | 0 | 0 | 0 | 0 | 0 | 0 | 0 | 0 | 0 | 0 | 0 | 0 | 0
Scenario 2: High TRC | PG&E | Com | Lighting | Com - Warehouse | Electric Energy (GWh/year) | Energy Efficiency | 0 | 0 | 0 | 0 | 0 | 0 | 0 | 0 | 0 | 0 | 0 | 0 | 0
Scenario 2: High TRC | PG&E | Com | Lighting | Com - Warehouse | Gas Energy (MMTherm/year) | Energy Efficiency | 0 | 0 | 0 | 0 | 0 | 0 | 0 | 0 | 0 | 0 | 0 | 0 | 0
Scenario 2: High TRC | PG&E | Com | WaterHeat | Com - College | Electric Demand (MW) | Energy Efficiency | -9.9163e-06 | -1.5424e-05 | -3.1075e-05 | 2.7141e-05 | -3.2357e-05 | 2.5095e-05 | 3.1497e-05 | 3.9439e-05 | 4.9532e-05 | 6.2133e-05 | 7.7852e-05 | 9.7117e-05 | 0.00012157
Scenario 2: High TRC | PG&E | Com | WaterHeat | Com - College | Electric Demand (MW) | Fuel Substitution | 0 | 0 | 0 | 0 | 0 | 0.20488 | 0.2597 | 0.32191 | 0.38897 | 0.49317 | 0.62596 | 0.75774 | 0.88882
Scenario 2: High TRC | PG&E | Com | WaterHeat | Com - College | Electric Energy (GWh/year) | Energy Efficiency | -9.3841e-05 | -0.00014586 | -0.00029203 | 0.00024333 | -0.00030916 | 0.00020588 | 0.0002584 | 0.00032355 | 0.00040635 | 0.00050973 | 0.00063868 | 0.00079673 | 0.00099733
Scenario 2: High TRC | PG&E | Com | WaterHeat | Com - College | Electric Energy (GWh/year) | Fuel Substitution | -0.61849 | -0.75871 | -0.92186 | -1.1115 | -1.3308 | 1.7468 | 2.2141 | 2.7444 | 3.3159 | 4.2042 | 5.3361 | 6.4591 | 7.5759
Scenario 2: High TRC | PG&E | Com | WaterHeat | Com - College | Gas Energy (MMTherm/year) | Energy Efficiency | 0.042742 | 0.069329 | 0.060746 | 0.10051 | 0.09314 | 0.092433 | 0.10898 | 0.12417 | 0.08588 | 0.14135 | 0.13922 | 0.12898 | 0.11206
Scenario 2: High TRC | PG&E | Com | WaterHeat | Com - College | Gas Energy (MMTherm/year) | Fuel Substitution | 0.069581 | 0.085333 | 0.1037 | 0.12508 | 0.14985 | 0 | 0 | 0 | 0 | 0 | 0 | 0 | 0
Scenario 2: High TRC | PG&E | Com | WaterHeat | Com - Grocery | Electric Demand (MW) | Energy Efficiency | 4.4708e-05 | 5.4098e-05 | 6.5902e-05 | 8.0682e-05 | 9.905e-05 | 0.00011421 | 0.00014345 | 0.00018017 | 0.00022595 | 0.00028344 | 0.00035563 | 0.0004461 | 0.00055981
Scenario 2: High TRC | PG&E | Com | WaterHeat | Com - Grocery | Electric Energy (GWh/year) | Energy Efficiency | 0.00023603 | 0.00028563 | 0.00034799 | 0.00042606 | 0.0005231 | 0.00060331 | 0.00075779 | 0.00095173 | 0.0011936 | 0.0014972 | 0.0018786 | 0.0023565 | 0.0029571
Scenario 2: High TRC | PG&E | Com | WaterHeat | Com - Grocery | Electric Energy (GWh/year) | Fuel Substitution | -0.023303 | -0.028228 | -0.034213 | -0.041456 | -0.050122 | 0 | 0 | 0 | 0 | 0 | 0 | 0 | 0
Scenario 2: High TRC | PG&E | Com | WaterHeat | Com - Grocery | Gas Energy (MMTherm/year) | Energy Efficiency | 0.026413 | 0.031409 | 0.037185 | 0.043763 | 0.05109 | 0.057131 | 0.06543 | 0.073609 | 0.05219 | 0.086985 | 0.09067 | 0.091384 | 0.088756
Scenario 2: High TRC | PG&E | Com | WaterHeat | Com - Grocery | Gas Energy (MMTherm/year) | Fuel Substitution | 0.0031268 | 0.0037876 | 0.0045908 | 0.0055627 | 0.0067255 | 0 | 0 | 0 | 0 | 0 | 0 | 0 | 0
Scenario 2: High TRC | PG&E | Com | WaterHeat | Com - Health | Electric Demand (MW) | Energy Efficiency | 2.0315e-05 | 1.2917e-05 | 7.8911e-06 | 5.0296e-06 | 7.3475e-06 | 0.00017684 | 0.00022286 | 0.00028052 | 0.00035233 | 0.0004413 | 0.00055129 | 0.00069246 | 0.00086968
Scenario 2: High TRC | PG&E | Com | WaterHeat | Com - Health | Electric Demand (MW) | Fuel Substitution | 0 | 0 | 0 | 0 | 0 | 0.53801 | 0.68618 | 0.85552 | 1.0393 | 1.3159 | 1.684 | 2.0524 | 2.4207
Scenario 2: High TRC | PG&E | Com | WaterHeat | Com - Health | Electric Energy (GWh/year) | Energy Efficiency | 0.00013044 | 6.7283e-05 | 2.328e-05 | -1.7198e-06 | 1.622e-05 | 0.0014789 | 0.0018638 | 0.0023459 | 0.0029465 | 0.0036905 | 0.0046104 | 0.005791 | 0.007273
Scenario 2: High TRC | PG&E | Com | WaterHeat | Com - Health | Electric Energy (GWh/year) | Fuel Substitution | -1.6138 | -1.9925 | -2.4359 | -2.9532 | -3.5537 | 4.6684 | 5.9538 | 7.4228 | 9.0166 | 11.4162 | 14.6099 | 17.8046 | 20.9986
Scenario 2: High TRC | PG&E | Com | WaterHeat | Com - Health | Gas Energy (MMTherm/year) | Energy Efficiency | 0.09558 | 0.11035 | 0.12833 | 0.14762 | 0.16041 | 0.1367 | 0.15477 | 0.16818 | 0.11046 | 0.17291 | 0.16179 | 0.14298 | 0.11938
Scenario 2: High TRC | PG&E | Com | WaterHeat | Com - Health | Gas Energy (MMTherm/year) | Fuel Substitution | 0.18659 | 0.23017 | 0.28135 | 0.34121 | 0.41087 | 0 | 0 | 0 | 0 | 0 | 0 | 0 | 0
Scenario 2: High TRC | PG&E | Com | WaterHeat | Com - Lodging | Electric Demand (MW) | Energy Efficiency | 0.00064706 | 0.00063856 | 0.00062553 | 0.00060523 | 0.00058502 | 0.00020932 | 0.00021704 | 0.00022404 | 6.5857e-05 | 8.3104e-05 | 0.00010479 | 0.00013215 | 0.00016658
Scenario 2: High TRC | PG&E | Com | WaterHeat | Com - Lodging | Electric Demand (MW) | Fuel Substitution | 0 | 0 | 0 | 0 | 0 | 0.52323 | 0.66406 | 0.82516 | 1.0001 | 1.2843 | 1.6424 | 2.0002 | 2.3576
Scenario 2: High TRC | PG&E | Com | WaterHeat | Com - Lodging | Electric Energy (GWh/year) | Energy Efficiency | 0.0050929 | 0.005019 | 0.0049095 | 0.0047429 | 0.004578 | 0.001557 | 0.0016273 | 0.0016937 | 0.00053635 | 0.00067682 | 0.00085347 | 0.0010762 | 0.0013567
Scenario 2: High TRC | PG&E | Com | WaterHeat | Com - Lodging | Electric Energy (GWh/year) | Fuel Substitution | -1.642 | -2.0172 | -2.4576 | -2.9729 | -3.5729 | 4.422 | 5.6121 | 6.9732 | 8.4508 | 10.8525 | 13.8777 | 16.9006 | 19.9194
Scenario 2: High TRC | PG&E | Com | WaterHeat | Com - Lodging | Gas Energy (MMTherm/year) | Energy Efficiency | 0.32214 | 0.34075 | 0.36017 | 0.37816 | 0.39606 | 0.16789 | 0.17561 | 0.17568 | 0.079934 | 0.11119 | 0.00033159 | 0.085652 | 0.065555
Scenario 2: High TRC | PG&E | Com | WaterHeat | Com - Lodging | Gas Energy (MMTherm/year) | Fuel Substitution | 0.18636 | 0.22885 | 0.27885 | 0.33752 | 0.406 | 0 | 0 | 0 | 0 | 0 | 0 | 0 | 0
Scenario 2: High TRC | PG&E | Com | WaterHeat | Com - Office (Large) | Electric Demand (MW) | Energy Efficiency | 3.6706e-05 | 3.7234e-05 | 3.8428e-05 | 4.0341e-05 | 4.3596e-05 | 4.2392e-05 | 5.3616e-05 | 6.7602e-05 | 8.5017e-05 | 0.00010711 | 0.0001348 | 0.00016962 | 0.00021341
Scenario 2: High TRC | PG&E | Com | WaterHeat | Com - Office (Large) | Electric Demand (MW) | Fuel Substitution | 0 | 0 | 0 | 0 | 0 | 0.062308 | 0.078232 | 0.096295 | 0.11574 | 0.1512 | 0.19195 | 0.23219 | 0.27182
Scenario 2: High TRC | PG&E | Com | WaterHeat | Com - Office (Large) | Electric Energy (GWh/year) | Energy Efficiency | 0.00070827 | 0.00071318 | 0.00072977 | 0.00075889 | 0.00081227 | 0.0007746 | 0.00097968 | 0.0012352 | 0.0015534 | 0.0019571 | 0.0024631 | 0.0030992 | 0.0038994
Scenario 2: High TRC | PG&E | Com | WaterHeat | Com - Office (Large) | Electric Energy (GWh/year) | Fuel Substitution | -0.35696 | -0.43683 | -0.52934 | -0.63615 | -0.75899 | 1.1831 | 1.4854 | 1.8283 | 2.1973 | 2.8707 | 3.6441 | 4.4077 | 5.1597
Scenario 2: High TRC | PG&E | Com | WaterHeat | Com - Office (Large) | Gas Energy (MMTherm/year) | Energy Efficiency | 0.29227 | 0.30818 | 0.30706 | 0.28535 | 0.24459 | 0.1519 | 0.095333 | 0.04461 | 0.0018216 | 0 | 0 | 0 | 0
Scenario 2: High TRC | PG&E | Com | WaterHeat | Com - Office (Large) | Gas Energy (MMTherm/year) | Fuel Substitution | 0.039479 | 0.048307 | 0.05854 | 0.070368 | 0.083981 | 0 | 0 | 0 | 0 | 0 | 0 | 0 | 0
Scenario 2: High TRC | PG&E | Com | WaterHeat | Com - Office (Small) | Electric Demand (MW) | Energy Efficiency | -1.8272e-07 | -1.6925e-07 | -1.3398e-07 | -3.7474e-09 | -4.6637e-07 | 1.4174e-06 | 1.8416e-06 | 2.3641e-06 | 3.0103e-06 | 3.8157e-06 | 4.8216e-06 | 6.08e-06 | 7.6568e-06
Scenario 2: High TRC | PG&E | Com | WaterHeat | Com - Office (Small) | Electric Demand (MW) | Fuel Substitution | 0 | 0 | 0 | 0 | 0 | 0.002526 | 0.003204 | 0.0039784 | 0.0048156 | 0.0063582 | 0.0080757 | 0.0097779 | 0.011467
Scenario 2: High TRC | PG&E | Com | WaterHeat | Com - Office (Small) | Electric Energy (GWh/year) | Energy Efficiency | -2.5829e-05 | -2.534e-05 | -2.256e-05 | -6.2171e-06 | -8.3879e-05 | 0.00015478 | 0.00020109 | 0.00025814 | 0.00032871 | 0.00041665 | 0.00052649 | 0.0006639 | 0.00083607
Scenario 2: High TRC | PG&E | Com | WaterHeat | Com - Office (Small) | Electric Energy (GWh/year) | Fuel Substitution | -0.095055 | -0.11654 | -0.14142 | -0.14227 | -0.17791 | 0.28661 | 0.36352 | 0.45135 | 0.54629 | 0.72131 | 0.91611 | 1.1091 | 1.3006
Scenario 2: High TRC | PG&E | Com | WaterHeat | Com - Office (Small) | Gas Energy (MMTherm/year) | Energy Efficiency | 0.065207 | 0.081507 | 0.00097627 | 0.084697 | 0.10437 | 0.11606 | 0.12909 | 0.1368 | 0.086053 | 0.12812 | 0.11159 | 0.089979 | 0.066883
Scenario 2: High TRC | PG&E | Com | WaterHeat | Com - Office (Small) | Gas Energy (MMTherm/year) | Fuel Substitution | 0.01044 | 0.012798 | 0.01553 | 0.015622 | 0.019609 | 0 | 0 | 0 | 0 | 0 | 0 | 0 | 0
Scenario 2: High TRC | PG&E | Com | WaterHeat | Com - Other | Electric Demand (MW) | Energy Efficiency | -0.0001743 | -0.00018364 | -0.00017886 | -0.00015256 | -9.5817e-05 | 0.0010571 | 0.0013254 | 0.0016597 | 0.0020739 | 0.0025939 | 0.0032445 | 0.0040569 | 0.005074
Scenario 2: High TRC | PG&E | Com | WaterHeat | Com - Other | Electric Demand (MW) | Fuel Substitution | 0 | 0 | 0 | 0 | 0 | 2.4385 | 3.0849 | 3.8185 | 4.608 | 5.8166 | 7.3739 | 8.9164 | 10.4457
Scenario 2: High TRC | PG&E | Com | WaterHeat | Com - Other | Electric Energy (GWh/year) | Energy Efficiency | -0.0011188 | -0.0011772 | -0.0011437 | -0.00097029 | -0.00059921 | 0.0068621 | 0.0086038 | 0.010774 | 0.013463 | 0.016839 | 0.021062 | 0.026336 | 0.032938
Scenario 2: High TRC | PG&E | Com | WaterHeat | Com - Other | Electric Energy (GWh/year) | Fuel Substitution | -6.2309 | -7.6144 | -9.2232 | -11.0895 | -13.2449 | 16.4668 | 20.832 | 25.7846 | 31.1135 | 39.2739 | 49.7882 | 60.1992 | 70.5195
Scenario 2: High TRC | PG&E | Com | WaterHeat | Com - Other | Gas Energy (MMTherm/year) | Energy Efficiency | 0.20812 | 0.24861 | 0.29551 | 0.34903 | 0.40869 | 0.38892 | 0.44752 | 0.50065 | 0.34367 | 0.55964 | 0.55145 | 0.51405 | 0.45189
Scenario 2: High TRC | PG&E | Com | WaterHeat | Com - Other | Gas Energy (MMTherm/year) | Fuel Substitution | 0.69108 | 0.84425 | 1.0227 | 1.2302 | 1.4702 | 0 | 0 | 0 | 0 | 0 | 0 | 0 | 0
Scenario 2: High TRC | PG&E | Com | WaterHeat | Com - Refrig. Warehouse | Electric Demand (MW) | Energy Efficiency | 1.9415e-06 | 2.4161e-06 | 3.0386e-06 | 3.8545e-06 | 4.9213e-06 | 7.553e-06 | 9.534e-06 | 1.2032e-05 | 1.5159e-05 | 1.91e-05 | 2.4048e-05 | 3.0278e-05 | 3.8118e-05
Scenario 2: High TRC | PG&E | Com | WaterHeat | Com - Refrig. Warehouse | Electric Demand (MW) | Fuel Substitution | 0 | 0 | 0 | 0 | 0 | 0.0035815 | 0.0045514 | 0.0056652 | 0.006878 | 0.0088219 | 0.011291 | 0.01376 | 0.016223
Scenario 2: High TRC | PG&E | Com | WaterHeat | Com - Refrig. Warehouse | Electric Energy (GWh/year) | Energy Efficiency | 2.2311e-05 | 2.7752e-05 | 3.49e-05 | 4.428e-05 | 5.656e-05 | 8.7367e-05 | 0.00011028 | 0.00013918 | 0.00017534 | 0.00022093 | 0.00027817 | 0.00035023 | 0.00044092
Scenario 2: High TRC | PG&E | Com | WaterHeat | Com - Refrig. Warehouse | Electric Energy (GWh/year) | Fuel Substitution | -0.01539 | -0.018923 | -0.02308 | -0.027958 | -0.033649 | 0.042938 | 0.054565 | 0.067914 | 0.082447 | 0.10575 | 0.13535 | 0.16494 | 0.19445
Scenario 2: High TRC | PG&E | Com | WaterHeat | Com - Refrig. Warehouse | Gas Energy (MMTherm/year) | Energy Efficiency | 0.00033966 | 0.00035375 | 0.00036841 | 0.0080275 | 0.0099046 | 0.018708 | 0.022248 | 0.025924 | 0.018582 | 0.032361 | 0.034242 | 0.034674 | 0.033429
Scenario 2: High TRC | PG&E | Com | WaterHeat | Com - Refrig. Warehouse | Gas Energy (MMTherm/year) | Fuel Substitution | 0.0018094 | 0.0022241 | 0.0027133 | 0.003289 | 0.0039621 | 0 | 0 | 0 | 0 | 0 | 0 | 0 | 0
Scenario 2: High TRC | PG&E | Com | WaterHeat | Com - Restaurant | Electric Demand (MW) | Energy Efficiency | -0.00031971 | -0.00036522 | -0.0004109 | -0.00045357 | -0.00049018 | 0.00025813 | 0.00032284 | 0.00040347 | 0.00050399 | 0.00062965 | 0.00078643 | 0.0007788 | 0.0026128
Scenario 2: High TRC | PG&E | Com | WaterHeat | Com - Restaurant | Electric Demand (MW) | Fuel Substitution | 0 | 0 | 0 | 0 | 0 | 1.7999 | 2.268 | 2.7962 | 3.3624 | 4.2383 | 5.3535 | 5.8022 | 7.2368
Scenario 2: High TRC | PG&E | Com | WaterHeat | Com - Restaurant | Electric Energy (GWh/year) | Energy Efficiency | -0.0016344 | -0.0018672 | -0.0021009 | -0.0023191 | -0.0025063 | 0.0013228 | 0.0016543 | 0.0020675 | 0.0025826 | 0.0032265 | 0.0040299 | 0.0039908 | 0.013389
Scenario 2: High TRC | PG&E | Com | WaterHeat | Com - Restaurant | Electric Energy (GWh/year) | Fuel Substitution | -2.8374 | -3.4667 | -4.191 | -5.0225 | -5.9731 | 9.5914 | 12.0854 | 14.8995 | 17.9151 | 22.5819 | 28.5234 | 30.9115 | 38.5544
Scenario 2: High TRC | PG&E | Com | WaterHeat | Com - Restaurant | Gas Energy (MMTherm/year) | Energy Efficiency | 0.030533 | 0.033644 | 0.037047 | 0.065538 | 0.073867 | 0.060061 | 0.065178 | 0.067622 | 0.044222 | 0.061568 | 0.0066655 | 0.046149 | 0.046485
Scenario 2: High TRC | PG&E | Com | WaterHeat | Com - Restaurant | Gas Energy (MMTherm/year) | Fuel Substitution | 0.32302 | 0.39461 | 0.47706 | 0.57178 | 0.68015 | 0 | 0 | 0 | 0 | 0 | 0 | 0 | 0
Scenario 2: High TRC | PG&E | Com | WaterHeat | Com - Retail | Electric Demand (MW) | Energy Efficiency | 0.0030078 | 0.0031415 | 7.9443e-06 | 0.0028473 | 0.0027827 | 0.0026482 | 0.0024185 | 0.002133 | 0.00013491 | 0.00016978 | 0.00021335 | 0.00026776 | 0.00033593
Scenario 2: High TRC | PG&E | Com | WaterHeat | Com - Retail | Electric Demand (MW) | Fuel Substitution | 0 | 0 | 0 | 0 | 0 | 0.078912 | 0.099815 | 0.12359 | 0.1492 | 0.19115 | 0.24237 | 0.29308 | 0.34337
Scenario 2: High TRC | PG&E | Com | WaterHeat | Com - Retail | Electric Energy (GWh/year) | Energy Efficiency | 0.0095407 | 0.0099716 | 4.8138e-05 | 0.0090606 | 0.0089061 | 0.0085994 | 0.0079308 | 0.0070964 | 0.00084927 | 0.0010687 | 0.001343 | 0.0016855 | 0.0021146
Scenario 2: High TRC | PG&E | Com | WaterHeat | Com - Retail | Electric Energy (GWh/year) | Fuel Substitution | -0.1633 | -0.1996 | -0.24135 | -0.26461 | -0.31963 | 0.51735 | 0.65437 | 0.81017 | 0.978 | 1.253 | 1.5887 | 1.921 | 2.2504
Scenario 2: High TRC | PG&E | Com | WaterHeat | Com - Retail | Gas Energy (MMTherm/year) | Energy Efficiency | 0.11777 | 0.14882 | 0.14393 | 0.20375 | 0.24888 | 0.28812 | 0.33045 | 0.36838 | 0.24663 | 0.39679 | 0.38283 | 0.34883 | 0.29921
Scenario 2: High TRC | PG&E | Com | WaterHeat | Com - Retail | Gas Energy (MMTherm/year) | Fuel Substitution | 0.0174 | 0.021266 | 0.025713 | 0.02819 | 0.034061 | 0 | 0 | 0 | 0 | 0 | 0 | 0 | 0
Scenario 2: High TRC | PG&E | Com | WaterHeat | Com - School | Electric Demand (MW) | Energy Efficiency | 1.2571e-06 | 4.0311e-07 | -4.1909e-08 | -5.2922e-08 | -6.6646e-08 | -8.4001e-08 | -1.0574e-07 | -1.3315e-07 | -1.6757e-07 | -2.1089e-07 | -2.6538e-07 | -3.3419e-07 | -4.2044e-07
Scenario 2: High TRC | PG&E | Com | WaterHeat | Com - School | Electric Demand (MW) | Fuel Substitution | 0 | 0 | 0 | 0 | 0 | -0.00040558 | -0.00050886 | -0.00062527 | -0.00074994 | -0.00097441 | -0.0012314 | -0.0014849 | -0.0017349
Scenario 2: High TRC | PG&E | Com | WaterHeat | Com - School | Electric Energy (GWh/year) | Energy Efficiency | -0.00029538 | -0.00039071 | -0.00048365 | -0.00056779 | -0.00063558 | 0.00068662 | 0.00086433 | 0.0010884 | 0.0013697 | 0.0017239 | 0.0021693 | 0.0027318 | 0.0034368
Scenario 2: High TRC | PG&E | Com | WaterHeat | Com - School | Electric Energy (GWh/year) | Fuel Substitution | -1.0645 | -1.3018 | -1.5762 | -1.8926 | -2.2558 | 3.434 | 4.3086 | 5.2941 | 6.3494 | 8.2498 | 10.4255 | 12.5715 | 14.6879
Scenario 2: High TRC | PG&E | Com | WaterHeat | Com - School | Gas Energy (MMTherm/year) | Energy Efficiency | 0.15754 | 0.17668 | 0.19065 | 0.19607 | 0.19037 | 0.13925 | 0.11186 | 0.080349 | 0.030949 | 0.024018 | 0.0044618 | 0.0018574 | 0.0018655
Scenario 2: High TRC | PG&E | Com | WaterHeat | Com - School | Gas Energy (MMTherm/year) | Fuel Substitution | 0.12031 | 0.14711 | 0.17813 | 0.21392 | 0.25504 | 0 | 0 | 0 | 0 | 0 | 0 | 0 | 0
Scenario 2: High TRC | PG&E | Com | WaterHeat | Com - Warehouse | Electric Demand (MW) | Energy Efficiency | 0.0018255 | 0.0020917 | 0.0023515 | 0.002592 | 0.0027987 | 0.0029554 | 0.0030485 | 0.0030664 | 7.8244e-06 | 9.8508e-06 | 1.2387e-05 | 1.5573e-05 | 1.9575e-05
Scenario 2: High TRC | PG&E | Com | WaterHeat | Com - Warehouse | Electric Demand (MW) | Fuel Substitution | 0 | 0 | 0 | 0 | 0 | 0.0014321 | 0.0018228 | 0.0022709 | 0.0027578 | 0.0035691 | 0.0045499 | 0.0055282 | 0.0065044
Scenario 2: High TRC | PG&E | Com | WaterHeat | Com - Warehouse | Electric Energy (GWh/year) | Energy Efficiency | 0.0058314 | 0.0066817 | 0.0075133 | 0.0082862 | 0.0089551 | 0.009462 | 0.0097814 | 0.0098689 | 0.0002107 | 0.00026527 | 0.00033357 | 0.00041934 | 0.00052712
Scenario 2: High TRC | PG&E | Com | WaterHeat | Com - Warehouse | Electric Energy (GWh/year) | Fuel Substitution | -0.016205 | -0.020091 | -0.024646 | -0.029975 | -0.036186 | 0.040107 | 0.051049 | 0.063595 | 0.077225 | 0.099945 | 0.12741 | 0.15479 | 0.18211
Scenario 2: High TRC | PG&E | Com | WaterHeat | Com - Warehouse | Gas Energy (MMTherm/year) | Energy Efficiency | 0.084704 | 0.10625 | 0.13177 | 0.16125 | 0.1942 | 0.22799 | 0.26338 | 0.29578 | 0.20113 | 0.33513 | 0.33439 | 0.31761 | 0.28635
Scenario 2: High TRC | PG&E | Com | WaterHeat | Com - Warehouse | Gas Energy (MMTherm/year) | Fuel Substitution | 0.0018381 | 0.0022761 | 0.0027907 | 0.0033943 | 0.0040995 | 0 | 0 | 0 | 0 | 0 | 0 | 0 | 0
Scenario 2: High TRC | PG&E | Com | WholeBlg | Com - College | Electric Demand (MW) | Energy Efficiency | 0.046592 | 0.047482 | 0.048281 | 0.049193 | 0.050242 | 0.051375 | 0.052872 | 0.054507 | 0.055815 | 0.058314 | 0.060017 | 0.060786 | 0.062691
Scenario 2: High TRC | PG&E | Com | WholeBlg | Com - College | Electric Energy (GWh/year) | Energy Efficiency | 0.4246 | 0.43271 | 0.43999 | 0.44831 | 0.45786 | 0.46819 | 0.48183 | 0.49674 | 0.50865 | 0.53143 | 0.56056 | 0.5679 | 0.58577
Scenario 2: High TRC | PG&E | Com | WholeBlg | Com - College | Gas Energy (MMTherm/year) | Energy Efficiency | 0.0074759 | 0.0074125 | 0.0073228 | 0.0072398 | 0.007147 | 0.0070367 | 0.0069265 | 0.0068136 | 0.0067144 | 0.0066316 | 0.0067774 | 0.0066948 | 0.0067302
Scenario 2: High TRC | PG&E | Com | WholeBlg | Com - Grocery | Electric Demand (MW) | Energy Efficiency | 0.41062 | 0.42163 | 0.43225 | 0.4444 | 0.4581 | 0.47246 | 0.48825 | 0.51975 | 0.53655 | 0.56285 | 0.57885 | 0.5917 | 0.6
Scenario 2: High TRC | PG&E | Com | WholeBlg | Com - Grocery | Electric Energy (GWh/year) | Energy Efficiency | 3.7421 | 3.8424 | 3.9392 | 4.0499 | 4.1748 | 4.3056 | 4.4495 | 4.7366 | 4.8897 | 5.1294 | 5.2752 | 5.3923 | 5.468
Scenario 2: High TRC | PG&E | Com | WholeBlg | Com - Grocery | Gas Energy (MMTherm/year) | Energy Efficiency | 0.0062871 | 0.0063179 | 0.0063316 | 0.0063555 | 0.0063741 | 0.0063701 | 0.0063721 | 0.0063758 | 0.0063946 | 0.0064164 | 0.0064547 | 0.0064877 | 0.0065184
Scenario 2: High TRC | PG&E | Com | WholeBlg | Com - Health | Electric Demand (MW) | Energy Efficiency | 0.45365 | 0.46758 | 0.48088 | 0.49579 | 0.51245 | 0.52981 | 0.54935 | 0.57495 | 0.59484 | 0.62702 | 0.64582 | 0.66099 | 0.67363
Scenario 2: High TRC | PG&E | Com | WholeBlg | Com - Health | Electric Energy (GWh/year) | Energy Efficiency | 4.1342 | 4.2612 | 4.3823 | 4.5182 | 4.6701 | 4.8283 | 5.0063 | 5.2397 | 5.421 | 5.7142 | 5.8855 | 6.0238 | 6.139
Scenario 2: High TRC | PG&E | Com | WholeBlg | Com - Health | Gas Energy (MMTherm/year) | Energy Efficiency | 0.02402 | 0.024421 | 0.02476 | 0.025145 | 0.025515 | 0.025761 | 0.026023 | 0.026302 | 0.02665 | 0.026967 | 0.027379 | 0.02777 | 0.02794
Scenario 2: High TRC | PG&E | Com | WholeBlg | Com - Lodging | Electric Demand (MW) | Energy Efficiency | 0.059227 | 0.060891 | 0.062469 | 0.064231 | 0.066244 | 0.068387 | 0.070845 | 0.073016 | 0.075544 | 0.0795 | 0.081914 | 0.083889 | 0.085328
Scenario 2: High TRC | PG&E | Com | WholeBlg | Com - Lodging | Electric Energy (GWh/year) | Energy Efficiency | 0.53975 | 0.55491 | 0.56929 | 0.58535 | 0.6037 | 0.62322 | 0.64563 | 0.66541 | 0.68845 | 0.7245 | 0.74651 | 0.76451 | 0.77761
Scenario 2: High TRC | PG&E | Com | WholeBlg | Com - Lodging | Gas Energy (MMTherm/year) | Energy Efficiency | 0.008521 | 0.0085307 | 0.0085194 | 0.0085248 | 0.0085274 | 0.0085037 | 0.0084837 | 0.0084722 | 0.0084861 | 0.0085152 | 0.0085627 | 0.0086077 | 0.0086565
Scenario 2: High TRC | PG&E | Com | WholeBlg | Com - Office (Large) | Electric Demand (MW) | Energy Efficiency | 0.64263 | 0.65924 | 0.67455 | 0.69164 | 0.71111 | 0.73206 | 0.75699 | 0.7629 | 0.78728 | 0.82629 | 0.84951 | 0.86792 | 0.88816
Scenario 2: High TRC | PG&E | Com | WholeBlg | Com - Office (Large) | Electric Energy (GWh/year) | Energy Efficiency | 5.8564 | 6.0077 | 6.1473 | 6.3031 | 6.4805 | 6.6714 | 6.8986 | 6.9525 | 7.1747 | 7.5302 | 7.7418 | 7.9096 | 8.094
Scenario 2: High TRC | PG&E | Com | WholeBlg | Com - Office (Large) | Gas Energy (MMTherm/year) | Energy Efficiency | 0.025769 | 0.025971 | 0.026102 | 0.026271 | 0.02642 | 0.026489 | 0.026594 | 0.026697 | 0.026863 | 0.027244 | 0.027489 | 0.027713 | 0.027814
Scenario 2: High TRC | PG&E | Com | WholeBlg | Com - Office (Small) | Electric Demand (MW) | Energy Efficiency | 0.11595 | 0.11907 | 0.12206 | 0.12542 | 0.12924 | 0.13326 | 0.13789 | 0.14665 | 0.15133 | 0.15879 | 0.16323 | 0.1668 | 0.17022
Scenario 2: High TRC | PG&E | Com | WholeBlg | Com - Office (Small) | Electric Energy (GWh/year) | Energy Efficiency | 1.0567 | 1.0851 | 1.1124 | 1.143 | 1.1778 | 1.2145 | 1.2567 | 1.3365 | 1.3792 | 1.4471 | 1.4875 | 1.5201 | 1.5512
Scenario 2: High TRC | PG&E | Com | WholeBlg | Com - Office (Small) | Gas Energy (MMTherm/year) | Energy Efficiency | 0.00384 | 0.003885 | 0.0039208 | 0.0039637 | 0.0040045 | 0.0040293 | 0.0040579 | 0.0040891 | 0.0041309 | 0.0041662 | 0.004222 | 0.0042751 | 0.0042972
Scenario 2: High TRC | PG&E | Com | WholeBlg | Com - Other | Electric Demand (MW) | Energy Efficiency | 0.4569 | 0.49401 | 0.5289 | 0.56077 | 0.59926 | 0.64766 | 0.69259 | 0.71153 | 0.74641 | 0.79496 | 0.82957 | 0.85982 | 0.87951
Scenario 2: High TRC | PG&E | Com | WholeBlg | Com - Other | Electric Energy (GWh/year) | Energy Efficiency | 4.1638 | 4.502 | 4.82 | 5.1104 | 5.4612 | 5.9023 | 6.3118 | 6.4843 | 6.8022 | 7.2447 | 7.5601 | 7.8358 | 8.0152
Scenario 2: High TRC | PG&E | Com | WholeBlg | Com - Other | Gas Energy (MMTherm/year) | Energy Efficiency | 0.044658 | 0.045114 | 0.045456 | 0.045877 | 0.046269 | 0.046435 | 0.046631 | 0.046867 | 0.047228 | 0.047583 | 0.048082 | 0.048553 | 0.048851
Scenario 2: High TRC | PG&E | Com | WholeBlg | Com - Refrig. Warehouse | Electric Demand (MW) | Energy Efficiency | 0.061301 | 0.063749 | 0.066214 | 0.068917 | 0.071885 | 0.074868 | 0.078047 | 0.085823 | 0.089421 | 0.094392 | 0.097983 | 0.10111 | 0.102
Scenario 2: High TRC | PG&E | Com | WholeBlg | Com - Refrig. Warehouse | Electric Energy (GWh/year) | Energy Efficiency | 0.55865 | 0.58095 | 0.60342 | 0.62805 | 0.6551 | 0.68229 | 0.71126 | 0.78212 | 0.81491 | 0.86022 | 0.89294 | 0.9214 | 0.92951
Scenario 2: High TRC | PG&E | Com | WholeBlg | Com - Refrig. Warehouse | Gas Energy (MMTherm/year) | Energy Efficiency | 0.00025113 | 0.00025699 | 0.00026229 | 0.00026812 | 0.00027383 | 0.00027812 | 0.00028259 | 0.00028734 | 0.00029286 | 0.00029796 | 0.00030441 | 0.00031069 | 0.00031265
Scenario 2: High TRC | PG&E | Com | WholeBlg | Com - Restaurant | Electric Demand (MW) | Energy Efficiency | 0.15489 | 0.15861 | 0.16215 | 0.16614 | 0.17075 | 0.17557 | 0.18092 | 0.18777 | 0.19338 | 0.20332 | 0.2085 | 0.21138 | 0.22678
Scenario 2: High TRC | PG&E | Com | WholeBlg | Com - Restaurant | Electric Energy (GWh/year) | Energy Efficiency | 1.4185 | 1.4529 | 1.4859 | 1.523 | 1.5657 | 1.6104 | 1.6599 | 1.7231 | 1.7749 | 1.8663 | 1.9143 | 1.9264 | 2.2362
Scenario 2: High TRC | PG&E | Com | WholeBlg | Com - Restaurant | Gas Energy (MMTherm/year) | Energy Efficiency | 0.014659 | 0.014869 | 0.015041 | 0.015241 | 0.015429 | 0.015526 | 0.015628 | 0.015745 | 0.015904 | 0.016031 | 0.016231 | 0.016583 | 0.014823
Scenario 2: High TRC | PG&E | Com | WholeBlg | Com - Retail | Electric Demand (MW) | Energy Efficiency | 0.23434 | 0.23839 | 0.24201 | 0.24671 | 0.24689 | 0.25667 | 0.26357 | 0.27456 | 0.28105 | 0.2926 | 0.29823 | 0.30214 | 0.31004
Scenario 2: High TRC | PG&E | Com | WholeBlg | Com - Retail | Electric Energy (GWh/year) | Energy Efficiency | 2.1955 | 2.2391 | 2.2797 | 2.2483 | 3.0672 | 2.4315 | 2.5029 | 2.6118 | 2.6787 | 2.7922 | 2.8522 | 2.8964 | 2.9777
Scenario 2: High TRC | PG&E | Com | WholeBlg | Com - Retail | Gas Energy (MMTherm/year) | Energy Efficiency | 0.0062528 | 0.0063104 | 0.0063587 | 0.0058542 | 0.011463 | 0.0064745 | 0.0065202 | 0.0065696 | 0.0066274 | 0.006707 | 0.006792 | 0.0068732 | 0.0069576
Scenario 2: High TRC | PG&E | Com | WholeBlg | Com - School | Electric Demand (MW) | Energy Efficiency | 0.073245 | 0.075039 | 0.076745 | 0.078647 | 0.080827 | 0.083241 | 0.086177 | 0.091043 | 0.093922 | 0.098534 | 0.10123 | 0.10339 | 0.1061
Scenario 2: High TRC | PG&E | Com | WholeBlg | Com - School | Electric Energy (GWh/year) | Energy Efficiency | 0.6675 | 0.68385 | 0.69939 | 0.71672 | 0.7366 | 0.75859 | 0.78535 | 0.8297 | 0.85594 | 0.89796 | 0.92251 | 0.94223 | 0.96695
Scenario 2: High TRC | PG&E | Com | WholeBlg | Com - School | Gas Energy (MMTherm/year) | Energy Efficiency | 0.018048 | 0.017957 | 0.017806 | 0.017676 | 0.017523 | 0.017333 | 0.017143 | 0.016948 | 0.016788 | 0.016678 | 0.016569 | 0.016442 | 0.016505
Scenario 2: High TRC | PG&E | Com | WholeBlg | Com - Warehouse | Electric Demand (MW) | Energy Efficiency | 0.26675 | 0.27628 | 0.28571 | 0.29607 | 0.30766 | 0.31985 | 0.33308 | 0.37041 | 0.38527 | 0.40644 | 0.4211 | 0.43361 | 0.43968
Scenario 2: High TRC | PG&E | Com | WholeBlg | Com - Warehouse | Electric Energy (GWh/year) | Energy Efficiency | 2.4309 | 2.5178 | 2.6037 | 2.6981 | 2.8038 | 2.9149 | 3.0354 | 3.3756 | 3.5111 | 3.704 | 3.8376 | 3.9516 | 4.0069
Scenario 2: High TRC | PG&E | Com | WholeBlg | Com - Warehouse | Gas Energy (MMTherm/year) | Energy Efficiency | 0.003993 | 0.0040349 | 0.0040659 | 0.0041035 | 0.0041381 | 0.0041599 | 0.0041863 | 0.0042133 | 0.0042501 | 0.0042967 | 0.0043469 | 0.0043941 | 0.004411
Scenario 2: High TRC | PG&E | Ind | WholeBlg | Ind - All Other Industrial | Electric Demand (MW) | Energy Efficiency | 0.067562 | 0.067973 | 0.068057 | 0.068195 | 0.068162 | 0.068333 | 0.068376 | 0.068551 | 0.06855 | 0.068662 | 0.068684 | 0.068757 | 0.068804
Scenario 2: High TRC | PG&E | Ind | WholeBlg | Ind - All Other Industrial | Electric Energy (GWh/year) | Energy Efficiency | 0.49523 | 0.49823 | 0.49884 | 0.49984 | 0.49959 | 0.50083 | 0.50114 | 0.50241 | 0.50239 | 0.5032 | 0.50335 | 0.50388 | 0.50421
Scenario 2: High TRC | PG&E | Ind | WholeBlg | Ind - All Other Industrial | Gas Energy (MMTherm/year) | Energy Efficiency | 0.027599 | 0.027662 | 0.027696 | 0.02772 | 0.027732 | 0.027721 | 0.027709 | 0.027707 | 0.027714 | 0.027732 | 0.027763 | 0.027805 | 0.027849
Scenario 2: High TRC | PG&E | Ind | WholeBlg | Ind - Chemicals | Electric Demand (MW) | Energy Efficiency | 0.28191 | 0.28607 | 0.28869 | 0.29132 | 0.29309 | 0.29547 | 0.29702 | 0.29888 | 0.30005 | 0.3017 | 0.30286 | 0.3041 | 0.3051
Scenario 2: High TRC | PG&E | Ind | WholeBlg | Ind - Chemicals | Electric Energy (GWh/year) | Energy Efficiency | 2.0664 | 2.0969 | 2.116 | 2.1353 | 2.1482 | 2.1656 | 2.1769 | 2.1905 | 2.199 | 2.2111 | 2.2195 | 2.2285 | 2.2358
Scenario 2: High TRC | PG&E | Ind | WholeBlg | Ind - Chemicals | Gas Energy (MMTherm/year) | Energy Efficiency | 0.92088 | 0.9254 | 0.9291 | 0.93205 | 0.93447 | 0.93594 | 0.93675 | 0.93702 | 0.93743 | 0.93788 | 0.93819 | 0.93816 | 0.93783
Scenario 2: High TRC | PG&E | Ind | WholeBlg | Ind - Electronics | Electric Demand (MW) | Energy Efficiency | 0.54716 | 0.55265 | 0.55556 | 0.55884 | 0.56065 | 0.56417 | 0.56664 | 0.57015 | 0.57218 | 0.57507 | 0.57704 | 0.57929 | 0.5812
Scenario 2: High TRC | PG&E | Ind | WholeBlg | Ind - Electronics | Electric Energy (GWh/year) | Energy Efficiency | 4.0107 | 4.0509 | 4.0721 | 4.096 | 4.1093 | 4.135 | 4.153 | 4.1786 | 4.1934 | 4.2145 | 4.2289 | 4.2452 | 4.2592
Scenario 2: High TRC | PG&E | Ind | WholeBlg | Ind - Electronics | Gas Energy (MMTherm/year) | Energy Efficiency | 0.11882 | 0.11906 | 0.11926 | 0.11941 | 0.11953 | 0.11962 | 0.1197 | 0.11978 | 0.11985 | 0.11992 | 0.11999 | 0.12003 | 0.12005
Scenario 2: High TRC | PG&E | Ind | WholeBlg | Ind - Fabricated Metals | Electric Demand (MW) | Energy Efficiency | 0.10767 | 0.10928 | 0.11032 | 0.11109 | 0.11139 | 0.11185 | 0.11199 | 0.1123 | 0.11231 | 0.11249 | 0.11248 | 0.1125 | 0.11242
Scenario 2: High TRC | PG&E | Ind | WholeBlg | Ind - Fabricated Metals | Electric Energy (GWh/year) | Energy Efficiency | 0.78924 | 0.80101 | 0.80865 | 0.81422 | 0.81643 | 0.81979 | 0.82079 | 0.82301 | 0.82306 | 0.82439 | 0.82433 | 0.82445 | 0.82382
Scenario 2: High TRC | PG&E | Ind | WholeBlg | Ind - Fabricated Metals | Gas Energy (MMTherm/year) | Energy Efficiency | 0.064759 | 0.0655 | 0.066175 | 0.066558 | 0.066796 | 0.066876 | 0.066873 | 0.066845 | 0.066817 | 0.066798 | 0.066763 | 0.066695 | 0.066584
Scenario 2: High TRC | PG&E | Ind | WholeBlg | Ind - Food | Electric Demand (MW) | Energy Efficiency | 0.65948 | 0.66351 | 0.6643 | 0.66548 | 0.66483 | 0.66621 | 0.66633 | 0.66757 | 0.66705 | 0.66756 | 0.66701 | 0.66677 | 0.66616
Scenario 2: High TRC | PG&E | Ind | WholeBlg | Ind - Food | Electric Energy (GWh/year) | Energy Efficiency | 4.834 | 4.8634 | 4.8692 | 4.8777 | 4.8728 | 4.8828 | 4.8836 | 4.8926 | 4.8887 | 4.8923 | 4.8882 | 4.8864 | 4.8818
Scenario 2: High TRC | PG&E | Ind | WholeBlg | Ind - Food | Gas Energy (MMTherm/year) | Energy Efficiency | 1.7476 | 1.75 | 1.7506 | 1.7499 | 1.7479 | 1.7451 | 1.7422 | 1.7388 | 1.7355 | 1.7324 | 1.7291 | 1.7252 | 1.7209
Scenario 2: High TRC | PG&E | Ind | WholeBlg | Ind - Industrial Machinery | Electric Demand (MW) | Energy Efficiency | 0.097289 | 0.098778 | 0.099821 | 0.10053 | 0.10076 | 0.10116 | 0.10137 | 0.10174 | 0.10186 | 0.10215 | 0.10227 | 0.1024 | 0.10244
Scenario 2: High TRC | PG&E | Ind | WholeBlg | Ind - Industrial Machinery | Electric Energy (GWh/year) | Energy Efficiency | 0.71313 | 0.72403 | 0.73166 | 0.73685 | 0.7385 | 0.74145 | 0.74293 | 0.74566 | 0.74653 | 0.74866 | 0.74949 | 0.75046 | 0.75072
Scenario 2: High TRC | PG&E | Ind | WholeBlg | Ind - Industrial Machinery | Gas Energy (MMTherm/year) | Energy Efficiency | 0.032913 | 0.03347 | 0.034018 | 0.034336 | 0.03452 | 0.034616 | 0.034704 | 0.034784 | 0.034872 | 0.034971 | 0.035055 | 0.035115 | 0.035144
Scenario 2: High TRC | PG&E | Ind | WholeBlg | Ind - Lumber & Furniture | Electric Demand (MW) | Energy Efficiency | 0.082926 | 0.083293 | 0.083293 | 0.083375 | 0.083257 | 0.083389 | 0.08335 | 0.083459 | 0.083347 | 0.08336 | 0.083246 | 0.083174 | 0.083063
Scenario 2: High TRC | PG&E | Ind | WholeBlg | Ind - Lumber & Furniture | Electric Energy (GWh/year) | Energy Efficiency | 0.60785 | 0.61053 | 0.61052 | 0.61111 | 0.61022 | 0.61118 | 0.61088 | 0.61167 | 0.61084 | 0.61092 | 0.61007 | 0.60953 | 0.6087
Scenario 2: High TRC | PG&E | Ind | WholeBlg | Ind - Lumber & Furniture | Gas Energy (MMTherm/year) | Energy Efficiency | 0.01824 | 0.018287 | 0.018314 | 0.018336 | 0.018351 | 0.018326 | 0.018276 | 0.018234 | 0.018198 | 0.01817 | 0.018148 | 0.018126 | 0.0181
Scenario 2: High TRC | PG&E | Ind | WholeBlg | Ind - Paper | Electric Demand (MW) | Energy Efficiency | 0.036398 | 0.036535 | 0.036544 | 0.036637 | 0.036641 | 0.036729 | 0.036767 | 0.036922 | 0.037032 | 0.037255 | 0.037471 | 0.037736 | 0.037999
Scenario 2: High TRC | PG&E | Ind | WholeBlg | Ind - Paper | Electric Energy (GWh/year) | Energy Efficiency | 0.2668 | 0.26779 | 0.26786 | 0.26854 | 0.26856 | 0.2692 | 0.26947 | 0.2706 | 0.2714 | 0.27303 | 0.2746 | 0.27655 | 0.27846
Scenario 2: High TRC | PG&E | Ind | WholeBlg | Ind - Paper | Gas Energy (MMTherm/year) | Energy Efficiency | 0.061175 | 0.061448 | 0.061756 | 0.062087 | 0.062364 | 0.062548 | 0.062729 | 0.062955 | 0.063237 | 0.06359 | 0.063989 | 0.064412 | 0.064838
Scenario 2: High TRC | PG&E | Ind | WholeBlg | Ind - Petroleum | Electric Demand (MW) | Energy Efficiency | 0.52269 | 0.52472 | 0.5245 | 0.52482 | 0.52387 | 0.52461 | 0.52437 | 0.52502 | 0.52427 | 0.52428 | 0.52344 | 0.52287 | 0.52205
Scenario 2: High TRC | PG&E | Ind | WholeBlg | Ind - Petroleum | Electric Energy (GWh/year) | Energy Efficiency | 3.8313 | 3.8461 | 3.8444 | 3.8467 | 3.8396 | 3.845 | 3.8431 | 3.8478 | 3.8423 | 3.8422 | 3.8361 | 3.8318 | 3.8257
Scenario 2: High TRC | PG&E | Ind | WholeBlg | Ind - Petroleum | Gas Energy (MMTherm/year) | Energy Efficiency | 2.6217 | 2.6242 | 2.6261 | 2.6272 | 2.6264 | 2.6225 | 2.6173 | 2.611 | 2.6054 | 2.5999 | 2.5934 | 2.5857 | 2.5775
Scenario 2: High TRC | PG&E | Ind | WholeBlg | Ind - Plastics | Electric Demand (MW) | Energy Efficiency | 0.10169 | 0.10247 | 0.10278 | 0.10316 | 0.10327 | 0.10369 | 0.10386 | 0.10417 | 0.10421 | 0.1044 | 0.10442 | 0.10448 | 0.10449
Scenario 2: High TRC | PG&E | Ind | WholeBlg | Ind - Plastics | Electric Energy (GWh/year) | Energy Efficiency | 0.74539 | 0.75111 | 0.75335 | 0.7561 | 0.75692 | 0.75994 | 0.7612 | 0.76346 | 0.76371 | 0.76508 | 0.76521 | 0.76568 | 0.76571
Scenario 2: High TRC | PG&E | Ind | WholeBlg | Ind - Plastics | Gas Energy (MMTherm/year) | Energy Efficiency | 0.024031 | 0.025386 | 0.026671 | 0.027859 | 0.029016 | 0.030037 | 0.030874 | 0.031545 | 0.032259 | 0.032992 | 0.033724 | 0.034421 | 0.035078
Scenario 2: High TRC | PG&E | Ind | WholeBlg | Ind - Primary Metals | Electric Demand (MW) | Energy Efficiency | 0.057611 | 0.058729 | 0.059583 | 0.060383 | 0.060934 | 0.061606 | 0.062173 | 0.06285 | 0.063358 | 0.063955 | 0.064435 | 0.064928 | 0.065361
Scenario 2: High TRC | PG&E | Ind | WholeBlg | Ind - Primary Metals | Electric Energy (GWh/year) | Energy Efficiency | 0.42229 | 0.43047 | 0.43673 | 0.44259 | 0.44661 | 0.45153 | 0.45567 | 0.46063 | 0.46434 | 0.4687 | 0.47221 | 0.47581 | 0.47897
Scenario 2: High TRC | PG&E | Ind | WholeBlg | Ind - Primary Metals | Gas Energy (MMTherm/year) | Energy Efficiency | 0.091853 | 0.092134 | 0.092399 | 0.092583 | 0.092692 | 0.092741 | 0.092791 | 0.09283 | 0.09286 | 0.092882 | 0.092885 | 0.092862 | 0.092811
Scenario 2: High TRC | PG&E | Ind | WholeBlg | Ind - Printing & Publishing | Electric Demand (MW) | Energy Efficiency | 0.058941 | 0.059179 | 0.059161 | 0.059202 | 0.05909 | 0.059156 | 0.059113 | 0.059176 | 0.059088 | 0.05909 | 0.059001 | 0.058941 | 0.058853
Scenario 2: High TRC | PG&E | Ind | WholeBlg | Ind - Printing & Publishing | Electric Energy (GWh/year) | Energy Efficiency | 0.43204 | 0.43378 | 0.43363 | 0.43393 | 0.4331 | 0.43357 | 0.43325 | 0.4337 | 0.43304 | 0.43305 | 0.43239 | 0.43194 | 0.43129
Scenario 2: High TRC | PG&E | Ind | WholeBlg | Ind - Printing & Publishing | Gas Energy (MMTherm/year) | Energy Efficiency | 0.019147 | 0.019238 | 0.019317 | 0.019389 | 0.019432 | 0.019434 | 0.01943 | 0.019432 | 0.019447 | 0.019471 | 0.019493 | 0.019511 | 0.019524
Scenario 2: High TRC | PG&E | Ind | WholeBlg | Ind - Stone-Glass-Clay | Electric Demand (MW) | Energy Efficiency | 0.18882 | 0.19199 | 0.19385 | 0.19558 | 0.19666 | 0.1981 | 0.19895 | 0.20011 | 0.20073 | 0.20166 | 0.20231 | 0.20308 | 0.20371
Scenario 2: High TRC | PG&E | Ind | WholeBlg | Ind - Stone-Glass-Clay | Electric Energy (GWh/year) | Energy Efficiency | 1.3841 | 1.4073 | 1.4209 | 1.4335 | 1.4414 | 1.4519 | 1.4581 | 1.4666 | 1.4711 | 1.4779 | 1.4826 | 1.4883 | 1.4928
Scenario 2: High TRC | PG&E | Ind | WholeBlg | Ind - Stone-Glass-Clay | Gas Energy (MMTherm/year) | Energy Efficiency | 0.73384 | 0.74249 | 0.74915 | 0.75452 | 0.75917 | 0.76265 | 0.76522 | 0.76753 | 0.7697 | 0.77186 | 0.77402 | 0.77607 | 0.77778
Scenario 2: High TRC | PG&E | Ind | WholeBlg | Ind - Textiles | Electric Demand (MW) | Energy Efficiency | 0.0038965 | 0.0039131 | 0.0039099 | 0.0038993 | 0.0038724 | 0.0038533 | 0.0038259 | 0.0038052 | 0.0037761 | 0.0037553 | 0.0037304 | 0.0037087 | 0.0036864
Scenario 2: High TRC | PG&E | Ind | WholeBlg | Ind - Textiles | Electric Energy (GWh/year) | Energy Efficiency | 0.028562 | 0.028683 | 0.028659 | 0.028581 | 0.028383 | 0.028242 | 0.02804 | 0.027888 | 0.027675 | 0.027522 | 0.027339 | 0.027178 | 0.027014
Scenario 2: High TRC | PG&E | Ind | WholeBlg | Ind - Textiles | Gas Energy (MMTherm/year) | Energy Efficiency | 0.0023595 | 0.0023572 | 0.0023547 | 0.0023501 | 0.0023437 | 0.002336 | 0.0023279 | 0.0023196 | 0.0023112 | 0.0023031 | 0.0022949 | 0.0022865 | 0.0022779
Scenario 2: High TRC | PG&E | Ind | WholeBlg | Ind - Transportation Equipment | Electric Demand (MW) | Energy Efficiency | 0.095686 | 0.096844 | 0.098088 | 0.098889 | 0.099136 | 0.099541 | 0.099913 | 0.10052 | 0.10095 | 0.10158 | 0.102 | 0.10237 | 0.10258
Scenario 2: High TRC | PG&E | Ind | WholeBlg | Ind - Transportation Equipment | Electric Energy (GWh/year) | Energy Efficiency | 0.70138 | 0.70986 | 0.71896 | 0.72482 | 0.72661 | 0.72956 | 0.73227 | 0.73668 | 0.73982 | 0.74446 | 0.74753 | 0.75023 | 0.75175
Scenario 2: High TRC | PG&E | Ind | WholeBlg | Ind - Transportation Equipment | Gas Energy (MMTherm/year) | Energy Efficiency | 0.067362 | 0.06717 | 0.066983 | 0.066781 | 0.066569 | 0.066347 | 0.066129 | 0.065906 | 0.06568 | 0.065453 | 0.065219 | 0.064977 | 0.064727
Scenario 2: High TRC | PG&E | Res | AppPlug | Res - Multi Family | Electric Demand (MW) | Energy Efficiency | 0 | 0 | 0 | 0 | 0 | 0 | 0.002343 | 0.0029019 | 0.0028901 | 0.0028783 | 0.0028703 | 0.0028673 | 0.0028649
Scenario 2: High TRC | PG&E | Res | AppPlug | Res - Multi Family | Electric Energy (GWh/year) | Energy Efficiency | 0 | 0 | 0 | 0 | 0 | 0 | 0.014709 | 0.018218 | 0.018144 | 0.01807 | 0.018019 | 0.018 | 0.017985
Scenario 2: High TRC | PG&E | Res | AppPlug | Res - Multi Family | Electric Energy (GWh/year) | Fuel Substitution | -7.6206e-06 | -8.2277e-06 | -8.8429e-06 | -9.4604e-06 | -1.0076e-05 | 0 | 0 | 0 | 0 | 0 | 0 | 0 | 0
Scenario 2: High TRC | PG&E | Res | AppPlug | Res - Multi Family | Gas Energy (MMTherm/year) | Energy Efficiency | 0 | 0 | 0 | 0 | 0 | 0 | 0.0016846 | 0.0020865 | 0.002078 | 0.0020696 | 0.0020638 | 0.0020616 | 0.0020599
Scenario 2: High TRC | PG&E | Res | AppPlug | Res - Multi Family | Gas Energy (MMTherm/year) | Fuel Substitution | 1.5517e-06 | 1.6753e-06 | 1.8006e-06 | 1.9263e-06 | 2.0518e-06 | 0 | 0 | 0 | 0 | 0 | 0 | 0 | 0
Scenario 2: High TRC | PG&E | Res | AppPlug | Res - Single Family | Electric Energy (GWh/year) | Fuel Substitution | -4.4918e-05 | -4.8379e-05 | -5.1846e-05 | -5.5317e-05 | -5.8791e-05 | 0 | 0 | 0 | 0 | 0 | 0 | 0 | 0
Scenario 2: High TRC | PG&E | Res | AppPlug | Res - Single Family | Gas Energy (MMTherm/year) | Energy Efficiency | 0 | 0 | 1.2532e-05 | 2.0676e-05 | 2.2139e-05 | 0 | 0 | 0 | 0 | 0 | 0 | 0 | 0
Scenario 2: High TRC | PG&E | Res | AppPlug | Res - Single Family | Gas Energy (MMTherm/year) | Fuel Substitution | 9.1618e-06 | 9.8678e-06 | 1.0575e-05 | 1.1283e-05 | 1.1992e-05 | 0 | 0 | 0 | 0 | 0 | 0 | 0 | 0
Scenario 2: High TRC | PG&E | Res | BROs | Income Qualified - Multi Family IQ | Electric Demand (MW) | Energy Efficiency | 1.623 | 1.6709 | 1.7214 | 1.7831 | 1.8478 | 1.9187 | 1.982 | 2.0541 | 2.1245 | 2.1955 | 2.2587 | 1.8609 | 1.8945
Scenario 2: High TRC | PG&E | Res | BROs | Income Qualified - Multi Family IQ | Electric Energy (GWh/year) | Energy Efficiency | 10.6811 | 10.9986 | 11.335 | 11.7479 | 12.1836 | 12.6629 | 13.0969 | 13.5941 | 14.086 | 14.5894 | 15.0493 | 13.6623 | 14.0609
Scenario 2: High TRC | PG&E | Res | BROs | Income Qualified - Multi Family IQ | Gas Energy (MMTherm/year) | Energy Efficiency | 0.33747 | 0.3416 | 0.34653 | 0.35218 | 0.35848 | 0.36518 | 0.37096 | 0.37786 | 0.38531 | 0.3932 | 0.40185 | 0.37716 | 0.38512
Scenario 2: High TRC | PG&E | Res | BROs | Income Qualified - Single Family IQ | Electric Demand (MW) | Energy Efficiency | 6.1031 | 6.2502 | 6.4032 | 6.6001 | 6.8056 | 7.0298 | 7.2345 | 7.464 | 7.6846 | 7.9 | 8.0855 | 6.766 | 6.8634
Scenario 2: High TRC | PG&E | Res | BROs | Income Qualified - Single Family IQ | Electric Energy (GWh/year) | Energy Efficiency | 40.3232 | 41.3154 | 42.3541 | 43.6939 | 45.1022 | 46.649 | 48.0842 | 49.705 | 51.2902 | 52.8685 | 54.2785 | 49.6746 | 50.9392
Scenario 2: High TRC | PG&E | Res | BROs | Income Qualified - Single Family IQ | Gas Energy (MMTherm/year) | Energy Efficiency | 1.1712 | 1.1841 | 1.1994 | 1.2169 | 1.2365 | 1.2571 | 1.2757 | 1.2974 | 1.3208 | 1.3447 | 1.371 | 1.2945 | 1.3191
Scenario 2: High TRC | PG&E | Res | BROs | Res - Multi Family | Electric Demand (MW) | Energy Efficiency | 14.4651 | 14.8265 | 15.2033 | 15.6855 | 16.1896 | 16.74 | 17.2452 | 17.8118 | 18.3592 | 18.8969 | 19.3653 | 19.9455 | 20.5435
Scenario 2: High TRC | PG&E | Res | BROs | Res - Multi Family | Electric Energy (GWh/year) | Energy Efficiency | 95.1952 | 97.5953 | 100.1119 | 103.3436 | 106.7446 | 110.4812 | 113.9553 | 117.88 | 121.7288 | 125.5728 | 129.0254 | 133.3031 | 137.7944
Scenario 2: High TRC | PG&E | Res | BROs | Res - Multi Family | Gas Energy (MMTherm/year) | Energy Efficiency | 4.0162 | 4.0618 | 4.1158 | 4.1776 | 4.2467 | 4.3194 | 4.3851 | 4.4616 | 4.5442 | 4.6287 | 4.7217 | 4.8246 | 4.9387
Scenario 2: High TRC | PG&E | Res | BROs | Res - Single Family | Electric Demand (MW) | Energy Efficiency | 3.7579 | 3.8667 | 3.9812 | 4.1214 | 4.2681 | 4.4286 | 4.571 | 4.7333 | 4.891 | 5.0499 | 5.1903 | 5.3602 | 5.5342
Scenario 2: High TRC | PG&E | Res | BROs | Res - Single Family | Electric Energy (GWh/year) | Energy Efficiency | 24.8286 | 25.5597 | 26.3341 | 27.2841 | 28.2858 | 29.3876 | 30.3811 | 31.5201 | 32.6449 | 33.7953 | 34.8429 | 36.1128 | 37.4389
Scenario 2: High TRC | PG&E | Res | BROs | Res - Single Family | Gas Energy (MMTherm/year) | Energy Efficiency | 0.99461 | 1.0065 | 1.0208 | 1.0372 | 1.0555 | 1.075 | 1.0917 | 1.1116 | 1.1332 | 1.1561 | 1.1812 | 1.2088 | 1.2395
Scenario 2: High TRC | PG&E | Res | BldgEnv | Res - Single Family | Electric Demand (MW) | Energy Efficiency | 0.014615 | 0.017015 | 0.017898 | 0.017856 | 0.017354 | 0.016661 | 0.015868 | 0.014988 | 0.014145 | 0 | 0 | 0 | 0
Scenario 2: High TRC | PG&E | Res | BldgEnv | Res - Single Family | Electric Energy (GWh/year) | Energy Efficiency | -0.0043969 | -0.0042491 | -0.0041029 | -0.0039577 | -0.0038159 | -0.0036763 | -0.0035383 | -0.0033993 | -0.0032586 | 0 | 0 | 0 | 0
Scenario 2: High TRC | PG&E | Res | BldgEnv | Res - Single Family | Gas Energy (MMTherm/year) | Energy Efficiency | 0.0025923 | 0.0030637 | 0.0032419 | 0.0032421 | 0.0031533 | 0.0030278 | 0.0028832 | 0.002722 | 0.0025681 | 0 | 0 | 0 | 0
Scenario 2: High TRC | PG&E | Res | HVAC | Res - Multi Family | Electric Demand (MW) | Energy Efficiency | 0.001069 | 0.0012036 | 0.011562 | 0.014963 | 0.016703 | 0.017636 | 0.018245 | 0.018788 | 0.019242 | 0.019676 | 0.020092 | 0.020503 | 0.020883
Scenario 2: High TRC | PG&E | Res | HVAC | Res - Multi Family | Electric Demand (MW) | Fuel Substitution | 0 | 0 | 0 | 0 | 0 | 5.1575e-06 | 5.5805e-06 | 5.9697e-06 | 6.3053e-06 | 6.8389e-06 | 7.2421e-06 | 7.5421e-06 | 7.7676e-06
Scenario 2: High TRC | PG&E | Res | HVAC | Res - Multi Family | Electric Energy (GWh/year) | Energy Efficiency | 0.0098814 | 0.011129 | 0.089051 | 0.11472 | 0.12981 | 0.13749 | 0.14224 | 0.14648 | 0.14998 | 0.15337 | 0.15661 | 0.15982 | 0.16278
Scenario 2: High TRC | PG&E | Res | HVAC | Res - Multi Family | Electric Energy (GWh/year) | Fuel Substitution | -6.3006e-05 | -6.6922e-05 | -7.0264e-05 | -7.3504e-05 | -8.6697e-05 | 3.9385e-05 | 4.2613e-05 | 4.5582e-05 | 4.8143e-05 | 5.2212e-05 | 5.5288e-05 | 5.7575e-05 | 5.9294e-05
Scenario 2: High TRC | PG&E | Res | HVAC | Res - Multi Family | Gas Energy (MMTherm/year) | Energy Efficiency | 1.8198e-07 | 2.9954e-07 | 3.2904e-07 | 3.51e-07 | 3.6693e-07 | 0 | 0 | 0 | 0 | 0 | 0 | 0 | 0
Scenario 2: High TRC | PG&E | Res | HVAC | Res - Multi Family | Gas Energy (MMTherm/year) | Fuel Substitution | 1.6534e-05 | 1.7562e-05 | 1.8438e-05 | 1.9291e-05 | 2.2372e-05 | 0 | 0 | 0 | 0 | 0 | 0 | 0 | 0
Scenario 2: High TRC | PG&E | Res | HVAC | Res - Single Family | Electric Demand (MW) | Energy Efficiency | 0.76725 | 0.89045 | 0.9756 | 1.0354 | 1.0796 | 0.48304 | 0.4678 | 0.48026 | 0.07437 | 0.0028567 | 0.0029139 | 0.0029686 | 0.0030185
Scenario 2: High TRC | PG&E | Res | HVAC | Res - Single Family | Electric Demand (MW) | Fuel Substitution | 0 | 0 | 0 | 0 | 0 | 0.00024807 | 0.00026411 | 0.00027879 | 3.1327e-05 | 3.4048e-05 | 3.613e-05 | 3.773e-05 | 3.8984e-05
Scenario 2: High TRC | PG&E | Res | HVAC | Res - Single Family | Electric Energy (GWh/year) | Energy Efficiency | 0.83205 | 0.96704 | 1.0587 | 1.1228 | 1.17 | 0.56563 | 0.56597 | 0.58067 | 0.10284 | 0.018977 | 0.019357 | 0.01972 | 0.020051
Scenario 2: High TRC | PG&E | Res | HVAC | Res - Single Family | Electric Energy (GWh/year) | Fuel Substitution | -0.0049544 | -0.0052859 | -0.0059536 | -0.007283 | -0.0078256 | 0.0011731 | 0.0012494 | 0.0013193 | 0.00014694 | 0.0001597 | 0.00016947 | 0.00017698 | 0.00018285
Scenario 2: High TRC | PG&E | Res | HVAC | Res - Single Family | Gas Energy (MMTherm/year) | Energy Efficiency | 0.024807 | 0.030006 | 0.033427 | 0.035558 | 0.036903 | -0.0032703 | -0.0032036 | -0.0032903 | -0.00049332 | 0 | 0 | 0 | 0
Scenario 2: High TRC | PG&E | Res | HVAC | Res - Single Family | Gas Energy (MMTherm/year) | Fuel Substitution | 0.00067084 | 0.0007165 | 0.00081988 | 0.0010078 | 0.0010898 | 0 | 0 | 0 | 0 | 0 | 0 | 0 | 0
Scenario 2: High TRC | PG&E | Res | WaterHeat | Res - Multi Family | Electric Demand (MW) | Energy Efficiency | 0.060389 | 0.065191 | 0.069822 | 0.073621 | 0.076899 | 0.080481 | 0.083459 | 0.086317 | 0.089036 | 0.09173 | 0.094488 | 0.097367 | 0.10025
Scenario 2: High TRC | PG&E | Res | WaterHeat | Res - Multi Family | Electric Demand (MW) | Fuel Substitution | 0 | 0 | 0 | 0 | 0 | 0.01427 | 0.016675 | 0.019014 | 0.021083 | 0.023437 | 0.026577 | 0.0295 | 0.03168
Scenario 2: High TRC | PG&E | Res | WaterHeat | Res - Multi Family | Electric Energy (GWh/year) | Energy Efficiency | 0.34564 | 0.37314 | 0.39963 | 0.42121 | 0.43975 | 0.46001 | 0.4768 | 0.49291 | 0.50821 | 0.52338 | 0.53893 | 0.5552 | 0.57146
Scenario 2: High TRC | PG&E | Res | WaterHeat | Res - Multi Family | Electric Energy (GWh/year) | Fuel Substitution | -2.1588 | -2.352 | -2.5456 | -2.7389 | -2.9297 | 0.084443 | 0.09864 | 0.11244 | 0.12464 | 0.13844 | 0.15692 | 0.17416 | 0.18701
Scenario 2: High TRC | PG&E | Res | WaterHeat | Res - Multi Family | Gas Energy (MMTherm/year) | Energy Efficiency | 0.02167 | 0.045264 | 0.04786 | 0.048999 | 0.049155 | 0.025567 | 0.024628 | 0.023634 | 0.022559 | 0.021505 | 0.02061 | 0.019954 | 0.019372
Scenario 2: High TRC | PG&E | Res | WaterHeat | Res - Multi Family | Gas Energy (MMTherm/year) | Fuel Substitution | 0.16535 | 0.1802 | 0.19508 | 0.20997 | 0.22472 | 0 | 0 | 0 | 0 | 0 | 0 | 0 | 0
Scenario 2: High TRC | PG&E | Res | WaterHeat | Res - Single Family | Electric Demand (MW) | Energy Efficiency | 0.17187 | 0.18902 | 0.20177 | 0.21182 | 0.22034 | 0.23058 | 0.23791 | 0.24475 | 0.24556 | 0.25152 | 0.25833 | 0.26525 | 0.27214
Scenario 2: High TRC | PG&E | Res | WaterHeat | Res - Single Family | Electric Demand (MW) | Fuel Substitution | 0 | 0 | 0 | 0 | 0 | 0.08416 | 0.098202 | 0.11172 | 0.1234 | 0.13491 | 0.15172 | 0.1683 | 0.18079
Scenario 2: High TRC | PG&E | Res | WaterHeat | Res - Single Family | Electric Energy (GWh/year) | Energy Efficiency | 1.1699 | 1.2857 | 1.3723 | 1.4404 | 1.4982 | 1.5695 | 1.6193 | 1.6657 | 1.6846 | 1.7272 | 1.7739 | 1.8214 | 1.8687
Scenario 2: High TRC | PG&E | Res | WaterHeat | Res - Single Family | Electric Energy (GWh/year) | Fuel Substitution | -0.054748 | -0.077657 | -0.098867 | -0.12002 | -0.14198 | 0.59974 | 0.69959 | 0.79567 | 0.87915 | 0.96072 | 1.0803 | 1.1982 | 1.2867
Scenario 2: High TRC | PG&E | Res | WaterHeat | Res - Single Family | Gas Energy (MMTherm/year) | Energy Efficiency | 0.11742 | 0.15945 | 0.25938 | 0.26958 | 0.27367 | 0.10345 | 0.099025 | 0.094277 | 0.089797 | 0.085948 | 0.082573 | 0.079681 | 0.077055
Scenario 2: High TRC | PG&E | Res | WaterHeat | Res - Single Family | Gas Energy (MMTherm/year) | Fuel Substitution | 0.0074127 | 0.010513 | 0.013383 | 0.016244 | 0.019213 | 0 | 0 | 0 | 0 | 0 | 0 | 0 | 0
Scenario 2: High TRC | PG&E | Res | WholeBlg | Res - Multi Family | Electric Demand (MW) | Energy Efficiency | 0 | 0 | 0 | 0 | 0 | 0 | 0 | 0.00087325 | 0.00081788 | 0.00076686 | 0.00071086 | 0.00066819 | 0.00062534
Scenario 2: High TRC | PG&E | Res | WholeBlg | Res - Multi Family | Electric Energy (GWh/year) | Energy Efficiency | 0 | 0 | 0 | 0 | 0 | 0 | 0 | 0.0084357 | 0.0079008 | 0.0074079 | 0.006867 | 0.0064548 | 0.0060408
Scenario 2: High TRC | PG&E | Res | WholeBlg | Res - Multi Family | Gas Energy (MMTherm/year) | Energy Efficiency | 0 | 0 | 0 | 0 | 0 | 0 | 0 | 6.2672e-05 | 5.8698e-05 | 5.5037e-05 | 5.1018e-05 | 4.7955e-05 | 4.488e-05
Scenario 2: High TRC | PG&E | Res | WholeBlg | Res - Single Family | Electric Demand (MW) | Energy Efficiency | 0 | 0 | 0 | 0 | 0 | 0 | 0.0072041 | 0.0067481 | 0.0062019 | 0.0057638 | 0.0052666 | 0.0048537 | 0.0044834
Scenario 2: High TRC | PG&E | Res | WholeBlg | Res - Single Family | Electric Energy (GWh/year) | Energy Efficiency | 0 | 0 | 0 | 0 | 0 | 0 | 0.032251 | 0.03021 | 0.027765 | 0.025803 | 0.023578 | 0.021729 | 0.020072
Scenario 2: High TRC | PG&E | Res | WholeBlg | Res - Single Family | Gas Energy (MMTherm/year) | Energy Efficiency | 0 | 0 | 0 | 0 | 0 | 0 | 0.00018596 | 0.00017419 | 0.00016009 | 0.00014878 | 0.00013595 | 0.00012529 | 0.00011573
Scenario 2: High TRC | SCE | Ag | WholeBlg | Ag - Dairies, fishing, hunting | Electric Demand (MW) | Energy Efficiency | 0.072711 | 0.073143 | 0.073527 | 0.073882 | 0.074221 | 0.074534 | 0.074837 | 0.075155 | 0.075481 | 0.075803 | 0.076111 | 0.076404 | 0.076686
Scenario 2: High TRC | SCE | Ag | WholeBlg | Ag - Dairies, fishing, hunting | Electric Energy (GWh/year) | Energy Efficiency | 0.30975 | 0.31159 | 0.31322 | 0.31474 | 0.31618 | 0.31751 | 0.3188 | 0.32016 | 0.32155 | 0.32292 | 0.32423 | 0.32548 | 0.32668
Scenario 2: High TRC | SCE | Ag | WholeBlg | Ag - Irrigated Agriculture, vineyards, forestry and greenhouses | Electric Demand (MW) | Energy Efficiency | 0.17501 | 0.18412 | 0.19251 | 0.2005 | 0.20823 | 0.21542 | 0.2223 | 0.22936 | 0.23657 | 0.24386 | 0.2511 | 0.25825 | 0.26537
Scenario 2: High TRC | SCE | Ag | WholeBlg | Ag - Irrigated Agriculture, vineyards, forestry and greenhouses | Electric Energy (GWh/year) | Energy Efficiency | 0.74555 | 0.78435 | 0.82011 | 0.85412 | 0.88706 | 0.9177 | 0.94698 | 0.97707 | 1.0078 | 1.0389 | 1.0697 | 1.1001 | 1.1305
Scenario 2: High TRC | SCE | Ag | WholeBlg | Ag - Water pumping | Electric Demand (MW) | Energy Efficiency | 1.0129 | 1.012 | 1.0112 | 1.0102 | 1.0092 | 1.0083 | 1.0076 | 1.0069 | 1.0063 | 1.0054 | 1.0044 | 1.0032 | 1.0018
Scenario 2: High TRC | SCE | Ag | WholeBlg | Ag - Water pumping | Electric Energy (GWh/year) | Energy Efficiency | 4.3148 | 4.3113 | 4.3075 | 4.3034 | 4.2992 | 4.2955 | 4.2924 | 4.2895 | 4.2866 | 4.2831 | 4.2787 | 4.2736 | 4.2678
Scenario 2: High TRC | SCE | Com | BROs | Com - Lodging | Electric Energy (GWh/year) | Energy Efficiency | 0.024629 | 0.050421 | 0.07744 | 0.10626 | 0.13713 | 0.16977 | 0.20492 | 0.24148 | 0.27995 | 0.32063 | 0.36258 | 0.40457 | 0.44519
Scenario 2: High TRC | SCE | Com | BROs | Com - Other | Electric Energy (GWh/year) | Energy Efficiency | 0.039575 | 0.080674 | 0.12345 | 0.1687 | 0.21682 | 0.26735 | 0.32173 | 0.3778 | 0.43648 | 0.49809 | 0.56125 | 0.6242 | 0.69509
Scenario 2: High TRC | SCE | Com | BROs | Com - Retail | Electric Demand (MW) | Energy Efficiency | 0.0073178 | 0.014871 | 0.022708 | 0.03091 | 0.039577 | 0.048623 | 0.058302 | 0.068216 | 0.078507 | 0.089219 | 0.10007 | 0.11081 | 0.12253
Scenario 2: High TRC | SCE | Com | BROs | Com - Retail | Electric Energy (GWh/year) | Energy Efficiency | 0.079116 | 0.16077 | 0.2455 | 0.33419 | 0.42788 | 0.52568 | 0.63033 | 0.73751 | 0.84878 | 0.96458 | 1.0819 | 1.198 | 1.3247
Scenario 2: High TRC | SCE | Com | BldgEnv | Com - College | Electric Demand (MW) | Energy Efficiency | 0.0014377 | 0.001523 | 0.0015615 | 0.0015452 | 0.0014709 | 0.0013483 | 0.0011869 | 0.0010011 | 7.2087e-05 | 0 | 0 | 0 | 0
Scenario 2: High TRC | SCE | Com | BldgEnv | Com - College | Electric Energy (GWh/year) | Energy Efficiency | 0.00049063 | 0.00051972 | 0.00053284 | 0.00052724 | 0.00050181 | 0.00045988 | 0.00040469 | 0.00034117 | 2.3744e-05 | 0 | 0 | 0 | 0
Scenario 2: High TRC | SCE | Com | BldgEnv | Com - College | Gas Energy (MMTherm/year) | Energy Efficiency | 0.0015634 | 0.0016562 | 0.0016978 | 0.0016795 | 0.001598 | 0.0014636 | 0.0012869 | 0.0010836 | 6.8947e-05 | 0 | 0 | 0 | 0
Scenario 2: High TRC | SCE | Com | BldgEnv | Com - Grocery | Electric Demand (MW) | Energy Efficiency | 0.0001349 | 0.00014159 | 0.00014619 | 0.00012737 | 0.00013613 | 0.00014383 | 0.00015014 | 0.00015743 | 0.00016367 | 0 | 0 | 0 | 0
Scenario 2: High TRC | SCE | Com | BldgEnv | Com - Grocery | Electric Energy (GWh/year) | Energy Efficiency | 4.4431e-05 | 4.6635e-05 | 4.815e-05 | 4.1954e-05 | 4.484e-05 | 4.7373e-05 | 4.9454e-05 | 5.1854e-05 | 5.391e-05 | 0 | 0 | 0 | 0
Scenario 2: High TRC | SCE | Com | BldgEnv | Com - Grocery | Gas Energy (MMTherm/year) | Energy Efficiency | 9.3973e-05 | 9.8636e-05 | 0.00010184 | 8.8742e-05 | 9.4846e-05 | 0.00010021 | 0.00010461 | 0.00010968 | 0.00011403 | 0 | 0 | 0 | 0
Scenario 2: High TRC | SCE | Com | BldgEnv | Com - Health | Electric Demand (MW) | Energy Efficiency | 0.00013067 | 0.00013615 | 0.000143 | 0.00014549 | 0.00015018 | 0.00015291 | 0.00015619 | 0.00013579 | 0.00013849 | 0 | 0 | 0 | 0
Scenario 2: High TRC | SCE | Com | BldgEnv | Com - Health | Electric Energy (GWh/year) | Energy Efficiency | 6.0331e-05 | 6.2863e-05 | 6.6024e-05 | 6.7173e-05 | 6.9336e-05 | 7.0597e-05 | 7.2112e-05 | 6.2694e-05 | 6.3939e-05 | 0 | 0 | 0 | 0
Scenario 2: High TRC | SCE | Com | BldgEnv | Com - Health | Gas Energy (MMTherm/year) | Energy Efficiency | 0.00010334 | 0.00010768 | 0.00011309 | 0.00011506 | 0.00011877 | 0.00012093 | 0.00012352 | 0.00010739 | 0.00010952 | 0 | 0 | 0 | 0
Scenario 2: High TRC | SCE | Com | BldgEnv | Com - Lodging | Electric Demand (MW) | Energy Efficiency | 0.00012169 | 0.00014756 | 0.00017856 | 0.00021559 | 0.00025971 | 0.00031206 | 0.00037382 | 0.00044624 | 4.3823e-06 | 0 | 0 | 0 | 0
Scenario 2: High TRC | SCE | Com | BldgEnv | Com - Lodging | Electric Energy (GWh/year) | Energy Efficiency | 7.6201e-05 | 9.2394e-05 | 0.0001118 | 0.00013497 | 0.00016259 | 0.00019535 | 0.000234 | 0.00027932 | 2.8312e-06 | 0 | 0 | 0 | 0
Scenario 2: High TRC | SCE | Com | BldgEnv | Com - Lodging | Gas Energy (MMTherm/year) | Energy Efficiency | 4.8239e-05 | 5.8551e-05 | 7.0911e-05 | 8.5685e-05 | 0.00010329 | 0.00012418 | 0.00014884 | 0.00017776 | 7.3242e-07 | 0 | 0 | 0 | 0
Scenario 2: High TRC | SCE | Com | BldgEnv | Com - Office (Large) | Electric Demand (MW) | Energy Efficiency | 0.0029386 | 0.0030553 | 0.0031468 | 0.0032353 | 0.0033428 | 0.0034375 | 0.0034966 | 0.003553 | 0.0035672 | 0 | 0 | 0 | 0
Scenario 2: High TRC | SCE | Com | BldgEnv | Com - Office (Large) | Electric Energy (GWh/year) | Energy Efficiency | 0.00099606 | 0.0010356 | 0.0010666 | 0.0010966 | 0.0011331 | 0.0011652 | 0.0011852 | 0.0012043 | 0.0012091 | 0 | 0 | 0 | 0
Scenario 2: High TRC | SCE | Com | BldgEnv | Com - Office (Large) | Gas Energy (MMTherm/year) | Energy Efficiency | 0.00083131 | 0.00086432 | 0.00089021 | 0.00091526 | 0.00094565 | 0.00097246 | 0.00098916 | 0.0010051 | 0.0010091 | 0 | 0 | 0 | 0
Scenario 2: High TRC | SCE | Com | BldgEnv | Com - Office (Small) | Electric Demand (MW) | Energy Efficiency | 0.00013624 | 0.00014228 | 0.00014727 | 0.00013325 | 1.9727e-07 | 0.00023486 | 1.9361e-05 | 1.9997e-05 | 2.055e-05 | 0 | 0 | 0 | 0
Scenario 2: High TRC | SCE | Com | BldgEnv | Com - Office (Small) | Electric Energy (GWh/year) | Energy Efficiency | 4.4875e-05 | 4.6864e-05 | 4.8508e-05 | 4.3889e-05 | 5.0413e-08 | 6.0021e-05 | 4.9479e-06 | 5.1102e-06 | 5.2515e-06 | 0 | 0 | 0 | 0
Scenario 2: High TRC | SCE | Com | BldgEnv | Com - Office (Small) | Gas Energy (MMTherm/year) | Energy Efficiency | 4.4756e-05 | 4.674e-05 | 4.838e-05 | 4.3771e-05 | 2.8056e-08 | 3.3403e-05 | 2.7536e-06 | 2.844e-06 | 2.9226e-06 | 0 | 0 | 0 | 0
Scenario 2: High TRC | SCE | Com | BldgEnv | Com - Other | Electric Demand (MW) | Energy Efficiency | 0.0059813 | 0.0054516 | 0.0047499 | 0.0039526 | 0.0031409 | 0.0023786 | 0.0017136 | 0.0014 | 0.0013542 | 0 | 0 | 0 | 0
Scenario 2: High TRC | SCE | Com | BldgEnv | Com - Other | Electric Energy (GWh/year) | Energy Efficiency | 0.0020418 | 0.0018605 | 0.0016205 | 0.0013478 | 0.0010702 | 0.00080943 | 0.00058198 | 0.000475 | 0.00045924 | 0 | 0 | 0 | 0
Scenario 2: High TRC | SCE | Com | BldgEnv | Com - Other | Gas Energy (MMTherm/year) | Energy Efficiency | 0.0042105 | 0.0037613 | 0.0031766 | 0.0025184 | 0.00185 | 0.0012221 | 0.00067005 | 0.00041455 | 0.00041069 | 0 | 0 | 0 | 0
Scenario 2: High TRC | SCE | Com | BldgEnv | Com - Refrig. Warehouse | Electric Demand (MW) | Energy Efficiency | 2.3536e-05 | 2.3646e-06 | 2.4635e-06 | 2.5036e-06 | 2.5844e-06 | 2.6907e-06 | 2.8125e-06 | 2.9124e-06 | 3.0298e-06 | 0 | 0 | 0 | 0
Scenario 2: High TRC | SCE | Com | BldgEnv | Com - Refrig. Warehouse | Electric Energy (GWh/year) | Energy Efficiency | 1.0984e-05 | 1.1035e-06 | 1.1496e-06 | 1.1684e-06 | 1.2061e-06 | 1.2557e-06 | 1.3125e-06 | 1.3591e-06 | 1.4139e-06 | 0 | 0 | 0 | 0
Scenario 2: High TRC | SCE | Com | BldgEnv | Com - Refrig. Warehouse | Gas Energy (MMTherm/year) | Energy Efficiency | 1.3285e-05 | 1.3347e-06 | 1.3905e-06 | 1.4132e-06 | 1.4588e-06 | 1.5187e-06 | 1.5875e-06 | 1.6439e-06 | 1.7101e-06 | 0 | 0 | 0 | 0
Scenario 2: High TRC | SCE | Com | BldgEnv | Com - Restaurant | Electric Demand (MW) | Energy Efficiency | 0 | 0 | 0 | 0 | 0 | 0 | 0 | 0 | 0 | 0 | 0 | 0 | 0
Scenario 2: High TRC | SCE | Com | BldgEnv | Com - Restaurant | Electric Energy (GWh/year) | Energy Efficiency | 0 | 0 | 0 | 0 | 0 | 0 | 0 | 0 | 0 | 0 | 0 | 0 | 0
Scenario 2: High TRC | SCE | Com | BldgEnv | Com - Restaurant | Gas Energy (MMTherm/year) | Energy Efficiency | 0 | 0 | 0 | 0 | 0 | 0 | 0 | 0 | 0 | 0 | 0 | 0 | 0
Scenario 2: High TRC | SCE | Com | BldgEnv | Com - Retail | Electric Demand (MW) | Energy Efficiency | 0.00035585 | 0.00036989 | 0.00037961 | 0.00039004 | 0.00040095 | 0.00040504 | 0.00035324 | 0.00035976 | 0.00036112 | 0 | 0 | 0 | 0
Scenario 2: High TRC | SCE | Com | BldgEnv | Com - Retail | Electric Energy (GWh/year) | Energy Efficiency | 0.00012058 | 0.00012542 | 0.00012878 | 0.00013238 | 0.00013616 | 0.00013763 | 0.00012064 | 0.00012287 | 0.00012334 | 0 | 0 | 0 | 0
Scenario 2: High TRC | SCE | Com | BldgEnv | Com - Retail | Gas Energy (MMTherm/year) | Energy Efficiency | 0.0001254 | 0.00013055 | 0.00013414 | 0.000138 | 0.00014204 | 0.0001437 | 0.00012686 | 0.00012921 | 0.00012971 | 0 | 0 | 0 | 0
Scenario 2: High TRC | SCE | Com | BldgEnv | Com - School | Electric Demand (MW) | Energy Efficiency | 0.00016623 | 0.00017446 | 0.00018248 | 0.00018926 | 0.00019437 | 0.00019967 | 0.00020294 | 0.0002065 | 0.00020988 | 0 | 0 | 0 | 0
Scenario 2: High TRC | SCE | Com | BldgEnv | Com - School | Electric Energy (GWh/year) | Energy Efficiency | 5.4752e-05 | 5.7464e-05 | 6.0107e-05 | 6.2339e-05 | 6.4021e-05 | 6.5767e-05 | 6.6845e-05 | 6.8018e-05 | 6.913e-05 | 0 | 0 | 0 | 0
Scenario 2: High TRC | SCE | Com | BldgEnv | Com - School | Gas Energy (MMTherm/year) | Energy Efficiency | 5.4606e-05 | 5.731e-05 | 5.9946e-05 | 6.2172e-05 | 6.385e-05 | 6.5591e-05 | 6.6666e-05 | 6.7836e-05 | 6.8945e-05 | 0 | 0 | 0 | 0
Scenario 2: High TRC | SCE | Com | BldgEnv | Com - Warehouse | Electric Demand (MW) | Energy Efficiency | 0.0015263 | 0.0017429 | 0.0019538 | 0.002153 | 0.0023286 | 0.0024587 | 0.0025323 | 0.0025446 | 0.00021761 | 0 | 0 | 0 | 0
Scenario 2: High TRC | SCE | Com | BldgEnv | Com - Warehouse | Electric Energy (GWh/year) | Energy Efficiency | 0.00073929 | 0.00084292 | 0.00094361 | 0.0010393 | 0.0011248 | 0.0011884 | 0.0012253 | 0.0012338 | 0.00014114 | 0 | 0 | 0 | 0
Scenario 2: High TRC | SCE | Com | BldgEnv | Com - Warehouse | Gas Energy (MMTherm/year) | Energy Efficiency | 0.00086708 | 0.00098986 | 0.0011093 | 0.0012223 | 0.0013222 | 0.0013962 | 0.0014383 | 0.0014458 | 0.00013097 | 0 | 0 | 0 | 0
Scenario 2: High TRC | SCE | Com | ComRefrig | Com - College | Electric Demand (MW) | Energy Efficiency | 0.00014414 | 9.5911e-05 | 5.7997e-05 | 3.0644e-05 | 1.2066e-05 | 5.2896e-06 | 1.6735e-06 | 0 | 0 | 0 | 0 | 0 | 0
Scenario 2: High TRC | SCE | Com | ComRefrig | Com - College | Electric Energy (GWh/year) | Energy Efficiency | 0.0010609 | 0.00071467 | 0.00043911 | 0.00023801 | 9.9974e-05 | 4.4992e-05 | 1.4234e-05 | 0 | 0 | 0 | 0 | 0 | 0
Scenario 2: High TRC | SCE | Com | ComRefrig | Com - College | Gas Energy (MMTherm/year) | Energy Efficiency | 0 | 0 | 0 | 0 | 0 | 0 | 0 | 0 | 0 | 0 | 0 | 0 | 0
Scenario 2: High TRC | SCE | Com | ComRefrig | Com - Grocery | Electric Demand (MW) | Energy Efficiency | 0.20227 | 0.11157 | 0.046383 | 0.018139 | 0.0058077 | 0 | 0 | 0 | 0 | 0 | 0 | 0 | 0
Scenario 2: High TRC | SCE | Com | ComRefrig | Com - Grocery | Electric Energy (GWh/year) | Energy Efficiency | 1.5109 | 0.85415 | 0.37534 | 0.15428 | 0.049399 | 0 | 0 | 0 | 0 | 0 | 0 | 0 | 0
Scenario 2: High TRC | SCE | Com | ComRefrig | Com - Grocery | Gas Energy (MMTherm/year) | Energy Efficiency | 0 | 0 | 0 | 0 | 0 | 0 | 0 | 0 | 0 | 0 | 0 | 0 | 0
Scenario 2: High TRC | SCE | Com | ComRefrig | Com - Health | Electric Demand (MW) | Energy Efficiency | 0 | 0 | 0 | 0 | 0 | 0 | 0 | 0 | 0 | 0 | 0 | 0 | 0
Scenario 2: High TRC | SCE | Com | ComRefrig | Com - Health | Electric Energy (GWh/year) | Energy Efficiency | 0 | 0 | 0 | 0 | 0 | 0 | 0 | 0 | 0 | 0 | 0 | 0 | 0
Scenario 2: High TRC | SCE | Com | ComRefrig | Com - Health | Gas Energy (MMTherm/year) | Energy Efficiency | 0 | 0 | 0 | 0 | 0 | 0 | 0 | 0 | 0 | 0 | 0 | 0 | 0
Scenario 2: High TRC | SCE | Com | ComRefrig | Com - Refrig. Warehouse | Electric Demand (MW) | Energy Efficiency | 0.00034635 | 0.0002495 | 0.000164 | 9.7328e-05 | 4.9714e-05 | 1.7745e-05 | 7.8992e-06 | 1.8456e-06 | 0 | 0 | 0 | 0 | 0
Scenario 2: High TRC | SCE | Com | ComRefrig | Com - Refrig. Warehouse | Electric Energy (GWh/year) | Energy Efficiency | 0.0025238 | 0.0018365 | 0.0012221 | 0.0007372 | 0.00038698 | 0.0001494 | 6.7188e-05 | 1.5698e-05 | 0 | 0 | 0 | 0 | 0
Scenario 2: High TRC | SCE | Com | ComRefrig | Com - Refrig. Warehouse | Gas Energy (MMTherm/year) | Energy Efficiency | 0 | 0 | 0 | 0 | 0 | 0 | 0 | 0 | 0 | 0 | 0 | 0 | 0
Scenario 2: High TRC | SCE | Com | ComRefrig | Com - Restaurant | Electric Demand (MW) | Energy Efficiency | 0.0081584 | 0.0044867 | 0.0018612 | 0.00069501 | 0.00021413 | 0 | 0 | 0 | 0 | 0 | 0 | 0 | 0
Scenario 2: High TRC | SCE | Com | ComRefrig | Com - Restaurant | Electric Energy (GWh/year) | Energy Efficiency | 0.060784 | 0.034218 | 0.01497 | 0.0059115 | 0.0018213 | 0 | 0 | 0 | 0 | 0 | 0 | 0 | 0
Scenario 2: High TRC | SCE | Com | ComRefrig | Com - Restaurant | Gas Energy (MMTherm/year) | Energy Efficiency | 0 | 0 | 0 | 0 | 0 | 0 | 0 | 0 | 0 | 0 | 0 | 0 | 0
Scenario 2: High TRC | SCE | Com | ComRefrig | Com - Retail | Electric Demand (MW) | Energy Efficiency | 0.098209 | 0.05559 | 0.024827 | 0.009123 | 0.0033344 | 0 | 0 | 0 | 0 | 0 | 0 | 0 | 0
Scenario 2: High TRC | SCE | Com | ComRefrig | Com - Retail | Electric Energy (GWh/year) | Energy Efficiency | 0.7321 | 0.4236 | 0.19779 | 0.077597 | 0.028361 | 0 | 0 | 0 | 0 | 0 | 0 | 0 | 0
Scenario 2: High TRC | SCE | Com | ComRefrig | Com - Retail | Gas Energy (MMTherm/year) | Energy Efficiency | 0 | 0 | 0 | 0 | 0 | 0 | 0 | 0 | 0 | 0 | 0 | 0 | 0
Scenario 2: High TRC | SCE | Com | ComRefrig | Com - School | Electric Demand (MW) | Energy Efficiency | 2.3808e-05 | 3.2167e-06 | 0 | 0 | 0 | 0 | 0 | 0 | 0 | 0 | 0 | 0 | 0
Scenario 2: High TRC | SCE | Com | ComRefrig | Com - School | Electric Energy (GWh/year) | Energy Efficiency | 0.00020251 | 2.736e-05 | 0 | 0 | 0 | 0 | 0 | 0 | 0 | 0 | 0 | 0 | 0
Scenario 2: High TRC | SCE | Com | ComRefrig | Com - School | Gas Energy (MMTherm/year) | Energy Efficiency | 0 | 0 | 0 | 0 | 0 | 0 | 0 | 0 | 0 | 0 | 0 | 0 | 0
Scenario 2: High TRC | SCE | Com | FoodServ | Com - College | Electric Demand (MW) | Energy Efficiency | 0.002825 | 0.003103 | 0.0033524 | 0.0035643 | 0.0036307 | 0.0052858 | 0.0058311 | 0.005901 | 0.0059374 | 0.005918 | 0.0059198 | 0.006163 | 0.006152
Scenario 2: High TRC | SCE | Com | FoodServ | Com - College | Electric Demand (MW) | Fuel Substitution | -0.00016538 | -0.00018917 | -0.00021213 | -0.00023436 | -0.00025594 | -0.00028014 | -0.00030119 | -0.00032156 | -0.00034121 | -0.00036008 | -0.00037818 | -0.00039552 | -0.00041375
Scenario 2: High TRC | SCE | Com | FoodServ | Com - College | Electric Energy (GWh/year) | Energy Efficiency | 0.013838 | 0.015847 | 0.017273 | 0.018323 | 0.018651 | 0.028098 | 0.03112 | 0.031462 | 0.03163 | 0.031513 | 0.031502 | 0.032707 | 0.032634
Scenario 2: High TRC | SCE | Com | FoodServ | Com - College | Electric Energy (GWh/year) | Fuel Substitution | -0.0019287 | -0.0022215 | -0.0025074 | -0.0027888 | -0.0030669 | -0.0033613 | -0.0036616 | -0.0039734 | -0.0042919 | -0.0046203 | -0.0049605 | -0.005308 | -0.0056701
Scenario 2: High TRC | SCE | Com | FoodServ | Com - College | Gas Energy (MMTherm/year) | Energy Efficiency | 0.00030644 | 0.00031847 | 0.00033978 | 0.00036244 | 0.00036955 | 0.00055337 | 0.00064579 | 0.00065499 | 0.00066129 | 0.00066181 | 0.00066509 | 0.00069604 | 0.00069797
Scenario 2: High TRC | SCE | Com | FoodServ | Com - College | Gas Energy (MMTherm/year) | Fuel Substitution | 0.0002 | 0.00023034 | 0.00025996 | 0.00028908 | 0.00031785 | 0.0003478 | 0.00037862 | 0.00041056 | 0.00044313 | 0.0004767 | 0.00051143 | 0.00054688 | 0.00058413
Scenario 2: High TRC | SCE | Com | FoodServ | Com - Grocery | Electric Demand (MW) | Energy Efficiency | 0.012565 | 0.014794 | 0.015959 | 0.016611 | 0.01735 | 0.029861 | 0.034029 | 0.034519 | 0.034785 | 0.034839 | 0.03491 | 0.034873 | 0.034838
Scenario 2: High TRC | SCE | Com | FoodServ | Com - Grocery | Electric Demand (MW) | Fuel Substitution | -0.0010162 | -0.0011639 | -0.0013056 | -0.0014424 | -0.0015747 | -0.001724 | -0.001853 | -0.0019777 | -0.0020977 | -0.002213 | -0.0023234 | -0.0024307 | -0.0025476
Scenario 2: High TRC | SCE | Com | FoodServ | Com - Grocery | Electric Energy (GWh/year) | Energy Efficiency | 0.061548 | 0.07784 | 0.085727 | 0.088971 | 0.09267 | 0.1649 | 0.18878 | 0.19125 | 0.19252 | 0.19268 | 0.19291 | 0.19257 | 0.19227
Scenario 2: High TRC | SCE | Com | FoodServ | Com - Grocery | Electric Energy (GWh/year) | Fuel Substitution | -0.019918 | -0.022709 | -0.025404 | -0.028023 | -0.030585 | -0.033241 | -0.035833 | -0.038409 | -0.04113 | -0.043915 | -0.04673 | -0.049604 | -0.052763
Scenario 2: High TRC | SCE | Com | FoodServ | Com - Grocery | Gas Energy (MMTherm/year) | Energy Efficiency | 0.001363 | 0.0014542 | 0.0015196 | 0.0015888 | 0.0016668 | 0.0030881 | 0.0038744 | 0.0039398 | 0.0039874 | 0.0040157 | 0.0040496 | 0.004072 | 0.0040949
Scenario 2: High TRC | SCE | Com | FoodServ | Com - Grocery | Gas Energy (MMTherm/year) | Fuel Substitution | 0.0020689 | 0.0023585 | 0.0026381 | 0.0029097 | 0.0031751 | 0.0034471 | 0.0037143 | 0.0039796 | 0.00426 | 0.004547 | 0.0048369 | 0.0051333 | 0.0054624
Scenario 2: High TRC | SCE | Com | FoodServ | Com - Health | Electric Demand (MW) | Energy Efficiency | 0.0086592 | 0.0095837 | 0.010344 | 0.010517 | 0.010866 | 0.014496 | 0.015818 | 0.015857 | 0.015831 | 0.015534 | 0.01517 | 0.015301 | 0.015565
Scenario 2: High TRC | SCE | Com | FoodServ | Com - Health | Electric Demand (MW) | Fuel Substitution | -0.0004062 | -0.00046807 | -0.00052805 | -0.00058634 | -0.00064312 | -0.00070504 | -0.00076046 | -0.00081428 | -0.00086633 | -0.00091648 | -0.00096464 | -0.001013 | -0.0010726
Scenario 2: High TRC | SCE | Com | FoodServ | Com - Health | Electric Energy (GWh/year) | Energy Efficiency | 0.042415 | 0.048515 | 0.052875 | 0.053727 | 0.055459 | 0.076409 | 0.083814 | 0.084002 | 0.083847 | 0.082316 | 0.080441 | 0.081055 | 0.08234
Scenario 2: High TRC | SCE | Com | FoodServ | Com - Health | Electric Energy (GWh/year) | Fuel Substitution | -0.0054945 | -0.0063229 | -0.0071318 | -0.0079264 | -0.0087187 | -0.0095518 | -0.010374 | -0.011202 | -0.012059 | -0.012945 | -0.013843 | -0.014762 | -0.015784
Scenario 2: High TRC | SCE | Com | FoodServ | Com - Health | Gas Energy (MMTherm/year) | Energy Efficiency | 0.0009393 | 0.00099561 | 0.0010602 | 0.0010788 | 0.0011161 | 0.0014262 | 0.0016092 | 0.0016152 | 0.0016166 | 0.0015899 | 0.0015569 | 0.0015786 | 0.0016148
Scenario 2: High TRC | SCE | Com | FoodServ | Com - Health | Gas Energy (MMTherm/year) | Fuel Substitution | 0.00058392 | 0.00067201 | 0.000758 | 0.00084239 | 0.0009264 | 0.0010135 | 0.0011 | 0.001187 | 0.0012767 | 0.0013694 | 0.0014632 | 0.0015594 | 0.0016688
Scenario 2: High TRC | SCE | Com | FoodServ | Com - Lodging | Electric Demand (MW) | Energy Efficiency | 0.0073291 | 0.011121 | 0.013184 | 0.013458 | 0.013788 | 0.024186 | 0.028149 | 0.028365 | 0.028404 | 0.028331 | 0.028251 | 0.028141 | 0.028022
Scenario 2: High TRC | SCE | Com | FoodServ | Com - Lodging | Electric Demand (MW) | Fuel Substitution | -0.000428 | -0.00049086 | -0.00055176 | -0.000611 | -0.0006688 | -0.00072729 | -0.00078293 | -0.00083719 | -0.00088997 | -0.00094114 | -0.0009906 | -0.0010408 | -0.0010959
Scenario 2: High TRC | SCE | Com | FoodServ | Com - Lodging | Electric Energy (GWh/year) | Energy Efficiency | 0.0359 | 0.067729 | 0.084503 | 0.085981 | 0.087807 | 0.14821 | 0.17122 | 0.17247 | 0.17274 | 0.17237 | 0.17198 | 0.17142 | 0.17082
Scenario 2: High TRC | SCE | Com | FoodServ | Com - Lodging | Electric Energy (GWh/year) | Fuel Substitution | -0.0054083 | -0.0061921 | -0.0069547 | -0.0077009 | -0.0084444 | -0.0091971 | -0.0099433 | -0.010688 | -0.011463 | -0.012258 | -0.01306 | -0.013898 | -0.014806
Scenario 2: High TRC | SCE | Com | FoodServ | Com - Lodging | Gas Energy (MMTherm/year) | Energy Efficiency | 0.00079502 | 0.00083506 | 0.0008722 | 0.00089795 | 0.00092799 | 0.0015408 | 0.0019485 | 0.0019726 | 0.0019862 | 0.0019931 | 0.0020015 | 0.0020076 | 0.0020126
Scenario 2: High TRC | SCE | Com | FoodServ | Com - Lodging | Gas Energy (MMTherm/year) | Fuel Substitution | 0.00055961 | 0.00064068 | 0.00071956 | 0.00079671 | 0.00087349 | 0.00095086 | 0.0010277 | 0.0011043 | 0.001184 | 0.0012656 | 0.0013481 | 0.0014347 | 0.0015299
Scenario 2: High TRC | SCE | Com | FoodServ | Com - Office (Large) | Electric Demand (MW) | Energy Efficiency | 0 | 0.00072135 | 0.0012528 | 0.0012451 | 0.0012433 | 0.0012419 | 0.0012374 | 0.0012347 | 0.001228 | 0.0012202 | 0.0012156 | 0.0012095 | 0.0012053
Scenario 2: High TRC | SCE | Com | FoodServ | Com - Office (Large) | Electric Energy (GWh/year) | Energy Efficiency | 0 | 0.0063271 | 0.010989 | 0.010921 | 0.010905 | 0.010893 | 0.010853 | 0.01083 | 0.010771 | 0.010703 | 0.010663 | 0.010609 | 0.010572
Scenario 2: High TRC | SCE | Com | FoodServ | Com - Office (Small) | Electric Demand (MW) | Energy Efficiency | 0 | 0.00020098 | 0.00029772 | 0.00029893 | 0.00017045 | 0.0013143 | 0.00029327 | 0.00029481 | 0.00029627 | 0.00029756 | 0.00029901 | 0.00030041 | 0.00030188
Scenario 2: High TRC | SCE | Com | FoodServ | Com - Office (Small) | Electric Energy (GWh/year) | Energy Efficiency | 0 | 0.0017628 | 0.0026114 | 0.002622 | 0.0014951 | 0.011528 | 0.0025723 | 0.0025858 | 0.0025986 | 0.0026099 | 0.0026227 | 0.0026349 | 0.0026479
Scenario 2: High TRC | SCE | Com | FoodServ | Com - Other | Electric Demand (MW) | Energy Efficiency | 0.012287 | 0.01313 | 0.013899 | 0.014556 | 0.015137 | 0.071515 | 0.090698 | 0.091243 | 0.091081 | 0.090841 | 0.090468 | 0.089959 | 0.089545
Scenario 2: High TRC | SCE | Com | FoodServ | Com - Other | Electric Demand (MW) | Fuel Substitution | -0.0040518 | -0.004644 | -0.0052165 | -0.0057729 | -0.0062898 | -0.006905 | -0.0074392 | -0.0079606 | -0.0084678 | -0.0089601 | -0.009437 | -0.0099102 | -0.010377
Scenario 2: High TRC | SCE | Com | FoodServ | Com - Other | Electric Energy (GWh/year) | Energy Efficiency | 0.060186 | 0.064314 | 0.068082 | 0.071298 | 0.074144 | 0.4013 | 0.51215 | 0.51496 | 0.51379 | 0.5121 | 0.50964 | 0.50644 | 0.50377
Scenario 2: High TRC | SCE | Com | FoodServ | Com - Other | Electric Energy (GWh/year) | Fuel Substitution | -0.024361 | -0.02798 | -0.031494 | -0.034936 | -0.038196 | -0.042014 | -0.045486 | -0.048945 | -0.052416 | -0.055902 | -0.059377 | -0.062899 | -0.066497
Scenario 2: High TRC | SCE | Com | FoodServ | Com - Other | Gas Energy (MMTherm/year) | Energy Efficiency | 0.0013328 | 0.0014243 | 0.0015077 | 0.0015789 | 0.0016419 | 0.0071395 | 0.010339 | 0.010453 | 0.010521 | 0.010613 | 0.010705 | 0.010786 | 0.010881
Scenario 2: High TRC | SCE | Com | FoodServ | Com - Other | Gas Energy (MMTherm/year) | Fuel Substitution | 0.0023455 | 0.0026944 | 0.0030333 | 0.0033653 | 0.0036803 | 0.0040415 | 0.0043753 | 0.0047081 | 0.0050427 | 0.0053794 | 0.0057154 | 0.0060594 | 0.0064141
Scenario 2: High TRC | SCE | Com | FoodServ | Com - Restaurant | Electric Demand (MW) | Energy Efficiency | 0.064297 | 0.079098 | 0.087015 | 0.089795 | 0.092743 | 0.20124 | 0.2407 | 0.24199 | 0.24222 | 0.24146 | 0.24061 | 0.23925 | 0.23807
Scenario 2: High TRC | SCE | Com | FoodServ | Com - Restaurant | Electric Demand (MW) | Fuel Substitution | -0.009574 | -0.010958 | -0.012297 | -0.0136 | -0.014874 | -0.016224 | -0.017468 | -0.018684 | -0.019869 | -0.021021 | -0.022137 | -0.023236 | -0.024349
Scenario 2: High TRC | SCE | Com | FoodServ | Com - Restaurant | Electric Energy (GWh/year) | Energy Efficiency | 0.31495 | 0.43395 | 0.4933 | 0.50774 | 0.52311 | 1.1522 | 1.3806 | 1.3875 | 1.3884 | 1.3839 | 1.3789 | 1.3711 | 1.3643
Scenario 2: High TRC | SCE | Com | FoodServ | Com - Restaurant | Electric Energy (GWh/year) | Fuel Substitution | -0.093482 | -0.1068 | -0.1197 | -0.13229 | -0.1447 | -0.15748 | -0.16982 | -0.18204 | -0.19459 | -0.20737 | -0.22018 | -0.23333 | -0.24737
Scenario 2: High TRC | SCE | Com | FoodServ | Com - Restaurant | Gas Energy (MMTherm/year) | Energy Efficiency | 0.0069746 | 0.0072776 | 0.0075604 | 0.0078387 | 0.0081324 | 0.024361 | 0.034196 | 0.034496 | 0.034728 | 0.034871 | 0.03503 | 0.035126 | 0.035246
Scenario 2: High TRC | SCE | Com | FoodServ | Com - Restaurant | Gas Energy (MMTherm/year) | Fuel Substitution | 0.0093924 | 0.010728 | 0.012024 | 0.013287 | 0.014532 | 0.0158 | 0.017035 | 0.018256 | 0.019513 | 0.020795 | 0.022081 | 0.023408 | 0.024839
Scenario 2: High TRC | SCE | Com | FoodServ | Com - Retail | Electric Demand (MW) | Energy Efficiency | 0.0039646 | 0.0049827 | 0.0054921 | 0.0056762 | 0.0058744 | 0.0060176 | 0.0061123 | 0.0062253 | 0.006295 | 0.0063378 | 0.0063847 | 0.0064043 | 0.0064244
Scenario 2: High TRC | SCE | Com | FoodServ | Com - Retail | Electric Energy (GWh/year) | Energy Efficiency | 0.01942 | 0.027405 | 0.031204 | 0.032136 | 0.033148 | 0.033883 | 0.034373 | 0.034961 | 0.035331 | 0.035565 | 0.035822 | 0.035941 | 0.036064
Scenario 2: High TRC | SCE | Com | FoodServ | Com - Retail | Gas Energy (MMTherm/year) | Energy Efficiency | 0.00043005 | 0.00045652 | 0.00047527 | 0.00049438 | 0.00051472 | 0.00052932 | 0.00053887 | 0.00055013 | 0.00055691 | 0.00056088 | 0.00056519 | 0.00056668 | 0.00056817
Scenario 2: High TRC | SCE | Com | FoodServ | Com - School | Electric Demand (MW) | Energy Efficiency | 0.011158 | 0.013063 | 0.014262 | 0.014482 | 0.014565 | 0.026025 | 0.030496 | 0.030335 | 0.0301 | 0.029813 | 0.029434 | 0.029143 | 0.028754
Scenario 2: High TRC | SCE | Com | FoodServ | Com - School | Electric Demand (MW) | Fuel Substitution | -0.00022718 | -0.00025888 | -0.00028925 | -0.00031845 | -0.00034657 | -0.0003852 | -0.00041376 | -0.0004411 | -0.00046707 | -0.00049168 | -0.00051497 | -0.00053755 | -0.0005652
Scenario 2: High TRC | SCE | Com | FoodServ | Com - School | Electric Energy (GWh/year) | Energy Efficiency | 0.054657 | 0.069791 | 0.078977 | 0.080037 | 0.080415 | 0.14699 | 0.17299 | 0.17206 | 0.17071 | 0.16906 | 0.16693 | 0.16527 | 0.16309
Scenario 2: High TRC | SCE | Com | FoodServ | Com - School | Electric Energy (GWh/year) | Fuel Substitution | -0.0031627 | -0.0036351 | -0.0040946 | -0.0045448 | -0.004997 | -0.0055238 | -0.006026 | -0.0065436 | -0.0070831 | -0.007637 | -0.0082041 | -0.0087918 | -0.0094245
Scenario 2: High TRC | SCE | Com | FoodServ | Com - School | Gas Energy (MMTherm/year) | Energy Efficiency | 0.0012104 | 0.0012545 | 0.0012917 | 0.001316 | 0.0013259 | 0.0017782 | 0.0020877 | 0.0020825 | 0.0020772 | 0.0020712 | 0.0020586 | 0.0020542 | 0.00204
Scenario 2: High TRC | SCE | Com | FoodServ | Com - School | Gas Energy (MMTherm/year) | Fuel Substitution | 0.00033177 | 0.0003812 | 0.00042924 | 0.00047628 | 0.00052342 | 0.00057652 | 0.0006282 | 0.00068137 | 0.00073673 | 0.00079351 | 0.00085158 | 0.00091181 | 0.00097787
Scenario 2: High TRC | SCE | Com | HVAC | Com - College | Electric Demand (MW) | Energy Efficiency | 0.023197 | 0.024475 | 0.026403 | 0.028518 | 0.029724 | 0.03189 | 0.033912 | 0.035288 | 0.036485 | 0.037303 | 0.038251 | 0.040942 | 0.041743
Scenario 2: High TRC | SCE | Com | HVAC | Com - College | Electric Energy (GWh/year) | Energy Efficiency | 0.044623 | 0.046725 | 0.049702 | 0.052879 | 0.054703 | 0.057846 | 0.060741 | 0.06269 | 0.06436 | 0.065478 | 0.066762 | 0.070462 | 0.071521
Scenario 2: High TRC | SCE | Com | HVAC | Com - College | Electric Energy (GWh/year) | Fuel Substitution | 0.0069653 | 0.0070689 | 0.007096 | 0.0079841 | 0.0079011 | 0 | 0 | 0 | 0 | 0 | 0 | 0 | 0
Scenario 2: High TRC | SCE | Com | HVAC | Com - College | Gas Energy (MMTherm/year) | Energy Efficiency | 0.0011371 | 0.0012107 | 0.0013279 | 0.0014589 | 0.0015334 | 0.0016711 | 0.0018009 | 0.0018899 | 0.0019681 | 0.0020222 | 0.0020853 | 0.0022627 | 0.0023168
Scenario 2: High TRC | SCE | Com | HVAC | Com - College | Gas Energy (MMTherm/year) | Fuel Substitution | 0.00093751 | 0.00094866 | 0.00094952 | 0.0010129 | 0.0010001 | 0 | 0 | 0 | 0 | 0 | 0 | 0 | 0
Scenario 2: High TRC | SCE | Com | HVAC | Com - Grocery | Electric Demand (MW) | Energy Efficiency | 0.0036603 | 0.0038322 | 0.0040035 | 0.0041608 | 0.0043091 | 0.0044394 | 0.044971 | 0.05863 | 0.015943 | 0.0041462 | 0.0041899 | 0.0042235 | 0.0042539
Scenario 2: High TRC | SCE | Com | HVAC | Com - Grocery | Electric Demand (MW) | Fuel Substitution | 0 | 0 | 0 | 0 | 0 | 0.010898 | 0.010801 | 0.010624 | 0.010396 | 0.01014 | 0.0098695 | 0.005351 | 0.0052095
Scenario 2: High TRC | SCE | Com | HVAC | Com - Grocery | Electric Energy (GWh/year) | Energy Efficiency | 0.0085219 | 0.0089794 | 0.009424 | 0.00985 | 0.010269 | 0.010651 | 0.17424 | 0.22929 | 0.05638 | 0.0085388 | 0.0086286 | 0.0086979 | 0.0087605
Scenario 2: High TRC | SCE | Com | HVAC | Com - Grocery | Electric Energy (GWh/year) | Fuel Substitution | -0.49274 | -0.48295 | -0.46813 | -0.4509 | -0.43281 | 0.061763 | 0.061296 | 0.060356 | 0.059113 | 0.057701 | 0.056207 | 0.041486 | 0.040389
Scenario 2: High TRC | SCE | Com | HVAC | Com - Grocery | Gas Energy (MMTherm/year) | Energy Efficiency | 0.0001057 | 0.00011692 | 0.00012821 | 0.00013999 | 0.00015238 | 0.00016488 | 0.00060319 | 0.00075884 | 0.00016487 | 0 | 0 | 0 | 0
Scenario 2: High TRC | SCE | Com | HVAC | Com - Grocery | Gas Energy (MMTherm/year) | Fuel Substitution | 0.089343 | 0.088321 | 0.08638 | 0.083927 | 0.081224 | 1.2148e-07 | 1.2104e-07 | 1.1956e-07 | 1.1748e-07 | 1.1511e-07 | 1.1264e-07 | 3.9994e-08 | 3.9038e-08
Scenario 2: High TRC | SCE | Com | HVAC | Com - Health | Electric Demand (MW) | Energy Efficiency | 0.014173 | 0.014725 | 0.015289 | 0.01583 | 0.016284 | 0.01658 | 0.016922 | 0.017111 | 0.016942 | 0.01686 | 0.016804 | 0.016954 | 0.017152
Scenario 2: High TRC | SCE | Com | HVAC | Com - Health | Electric Demand (MW) | Fuel Substitution | 0 | 0 | 0 | 0 | 0 | 0.0088521 | 0.0088664 | 0.0088047 | 0.0081572 | 0.0080152 | 0.007854 | 0.0043473 | 0.0042565
Scenario 2: High TRC | SCE | Com | HVAC | Com - Health | Electric Energy (GWh/year) | Energy Efficiency | 0.093122 | 0.096752 | 0.10046 | 0.10378 | 0.10668 | 0.1086 | 0.11083 | 0.11205 | 0.11124 | 0.11078 | 0.11041 | 0.11139 | 0.11269
Scenario 2: High TRC | SCE | Com | HVAC | Com - Health | Electric Energy (GWh/year) | Fuel Substitution | -0.027068 | -0.0017636 | 0.00050368 | -0.010463 | -0.0080471 | 0.05308 | 0.053209 | 0.052871 | 0.049906 | 0.04906 | 0.048098 | 0.034615 | 0.033892
Scenario 2: High TRC | SCE | Com | HVAC | Com - Health | Gas Energy (MMTherm/year) | Energy Efficiency | 0 | 0 | 0 | 6.603e-05 | 8.7915e-05 | 9.5078e-05 | 0.00010259 | 0.00010971 | 2.146e-05 | 0 | 0 | 0 | 0
Scenario 2: High TRC | SCE | Com | HVAC | Com - Health | Gas Energy (MMTherm/year) | Fuel Substitution | 0.016675 | 0.017873 | 0.017599 | 0.018928 | 0.018412 | 0 | 0 | 0 | 0 | 0 | 0 | 0 | 0
Scenario 2: High TRC | SCE | Com | HVAC | Com - Lodging | Electric Demand (MW) | Energy Efficiency | 0.019655 | 0.021206 | 0.022786 | 0.026485 | 0.031175 | 0.033851 | 0.035972 | 0.041843 | 0.01678 | 0.0099595 | 0.010039 | 0.010102 | 0.010154
Scenario 2: High TRC | SCE | Com | HVAC | Com - Lodging | Electric Demand (MW) | Fuel Substitution | 0 | 0 | 0 | 0 | 0 | 0.0045984 | 0.0045696 | 0.0045049 | 0.0019989 | 0.0019563 | 0.0019104 | 0.0018634 | 0.0018167
Scenario 2: High TRC | SCE | Com | HVAC | Com - Lodging | Electric Energy (GWh/year) | Energy Efficiency | 0.090325 | 0.096647 | 0.10302 | 0.11764 | 0.13689 | 0.14768 | 0.15608 | 0.19843 | 0.085053 | 0.059714 | 0.060188 | 0.060569 | 0.060881
Scenario 2: High TRC | SCE | Com | HVAC | Com - Lodging | Electric Energy (GWh/year) | Fuel Substitution | -0.060461 | -0.058765 | -0.056453 | -0.053855 | -0.051185 | 0.022671 | 0.022549 | 0.022246 | 0.012933 | 0.012657 | 0.01236 | 0.012056 | 0.011754
Scenario 2: High TRC | SCE | Com | HVAC | Com - Lodging | Gas Energy (MMTherm/year) | Energy Efficiency | 0.00074594 | 0.00082749 | 0.00091232 | 0.00099765 | 0.0012057 | 0.0013424 | 0.0014473 | 0.0014148 | 0.000372 | 0 | 0 | 0 | 0
Scenario 2: High TRC | SCE | Com | HVAC | Com - Lodging | Gas Energy (MMTherm/year) | Fuel Substitution | 0.014639 | 0.014493 | 0.014196 | 0.013809 | 0.013377 | 6.0632e-09 | 6.0347e-09 | 5.9579e-09 | 0 | 0 | 0 | 0 | 0
Scenario 2: High TRC | SCE | Com | HVAC | Com - Office (Large) | Electric Demand (MW) | Energy Efficiency | 0.013265 | 0.013543 | 0.013748 | 0.013929 | 0.014129 | 0.01429 | 0.014374 | 0.014444 | 0.014432 | 0.014378 | 0.014341 | 0.014265 | 0.014197
Scenario 2: High TRC | SCE | Com | HVAC | Com - Office (Large) | Electric Energy (GWh/year) | Energy Efficiency | 0.032142 | 0.032816 | 0.033313 | 0.033751 | 0.034237 | 0.034627 | 0.034829 | 0.034999 | 0.03497 | 0.034839 | 0.034751 | 0.034567 | 0.034401
Scenario 2: High TRC | SCE | Com | HVAC | Com - Office (Large) | Electric Energy (GWh/year) | Fuel Substitution | -1.4204e-05 | -1.4019e-05 | -1.3678e-05 | -0.0003943 | -0.0003693 | 0 | 0 | 0 | 0 | 0 | 0 | 0 | 0
Scenario 2: High TRC | SCE | Com | HVAC | Com - Office (Large) | Gas Energy (MMTherm/year) | Energy Efficiency | 0 | 0 | 0 | 0 | 0 | 0 | 0 | 0 | 0 | 0 | 0 | 0 | 0
Scenario 2: High TRC | SCE | Com | HVAC | Com - Office (Large) | Gas Energy (MMTherm/year) | Fuel Substitution | 1.215e-05 | 1.1967e-05 | 1.1657e-05 | 5.1672e-05 | 4.863e-05 | 0 | 0 | 0 | 0 | 0 | 0 | 0 | 0
Scenario 2: High TRC | SCE | Com | HVAC | Com - Office (Small) | Electric Demand (MW) | Energy Efficiency | 0.023926 | 0.025359 | 0.026732 | 0.028046 | 0.0043574 | 0.29452 | 0.029037 | 0.030119 | 0.031078 | 0.031889 | 0.032656 | 0.033319 | 0.033925
Scenario 2: High TRC | SCE | Com | HVAC | Com - Office (Small) | Electric Energy (GWh/year) | Energy Efficiency | 0.040003 | 0.042283 | 0.044453 | 0.046515 | 0.0093359 | 0.45878 | 0.048019 | 0.049685 | 0.051159 | 0.0524 | 0.05357 | 0.054578 | 0.055499
Scenario 2: High TRC | SCE | Com | HVAC | Com - Office (Small) | Electric Energy (GWh/year) | Fuel Substitution | -0.00044862 | -0.00044094 | -0.0004287 | -0.00042266 | -0.00034664 | 0 | 0 | 0 | 0 | 0 | 0 | 0 | 0
Scenario 2: High TRC | SCE | Com | HVAC | Com - Office (Small) | Gas Energy (MMTherm/year) | Energy Efficiency | 0.0010726 | 0.001148 | 0.0012217 | 0.0012935 | 0 | 0.016418 | 0.0013529 | 0.0014151 | 0.0014707 | 0.0015181 | 0.0015631 | 0.0016023 | 0.0016384
Scenario 2: High TRC | SCE | Com | HVAC | Com - Office (Small) | Gas Energy (MMTherm/year) | Fuel Substitution | 5.6479e-05 | 5.5694e-05 | 5.433e-05 | 5.6533e-05 | 4.6569e-05 | 0 | 0 | 0 | 0 | 0 | 0 | 0 | 0
Scenario 2: High TRC | SCE | Com | HVAC | Com - Other | Electric Demand (MW) | Energy Efficiency | 0.43118 | 0.4695 | 0.50865 | 0.54676 | 0.58454 | 0.62156 | 0.66119 | 0.69596 | 0.71851 | 0.75064 | 0.78225 | 0.81116 | 0.84061
Scenario 2: High TRC | SCE | Com | HVAC | Com - Other | Electric Demand (MW) | Fuel Substitution | 0 | 0 | 0 | 0 | 0 | 0 | 3.6342e-05 | 0 | 0 | 0 | 0 | 0 | 0
Scenario 2: High TRC | SCE | Com | HVAC | Com - Other | Electric Energy (GWh/year) | Energy Efficiency | 0.73801 | 0.796 | 0.85304 | 0.90632 | 0.95687 | 1.0042 | 1.0535 | 1.0945 | 1.042 | 1.0879 | 1.1333 | 1.1748 | 1.217
Scenario 2: High TRC | SCE | Com | HVAC | Com - Other | Electric Energy (GWh/year) | Fuel Substitution | -0.033731 | -0.031641 | 0.033133 | 0.03505 | 0.044844 | 0 | 0.00027017 | 0 | 0 | 0 | 0 | 0 | 0
Scenario 2: High TRC | SCE | Com | HVAC | Com - Other | Gas Energy (MMTherm/year) | Energy Efficiency | 0.046941 | 0.050264 | 0.053396 | 0.056172 | 0.058647 | 0.060806 | 0.062951 | 0.064548 | 0.055677 | 0.058163 | 0.060642 | 0.062908 | 0.065217
Scenario 2: High TRC | SCE | Com | HVAC | Com - Other | Gas Energy (MMTherm/year) | Fuel Substitution | 0.028057 | 0.028052 | 0.034521 | 0.033955 | 0.034447 | 0 | 0 | 0 | 0 | 0 | 0 | 0 | 0
Scenario 2: High TRC | SCE | Com | HVAC | Com - Restaurant | Electric Demand (MW) | Energy Efficiency | 0.029905 | 0.032314 | 0.034759 | 0.037267 | 0.039908 | 0.04188 | 0.043536 | 0.045304 | 0.04685 | 0.048099 | 0.049296 | 0.050198 | 0.051039
Scenario 2: High TRC | SCE | Com | HVAC | Com - Restaurant | Electric Demand (MW) | Fuel Substitution | 0 | 0 | 0 | 0 | 0 | 5.0575e-06 | 5.0066e-06 | 4.9217e-06 | 4.8174e-06 | 4.7034e-06 | 4.5857e-06 | 4.4678e-06 | 4.352e-06
Scenario 2: High TRC | SCE | Com | HVAC | Com - Restaurant | Electric Energy (GWh/year) | Energy Efficiency | 0.025523 | 0.027311 | 0.029096 | 0.030904 | 0.032782 | 0.034186 | 0.035358 | 0.036597 | 0.037678 | 0.038551 | 0.039386 | 0.04002 | 0.040613
Scenario 2: High TRC | SCE | Com | HVAC | Com - Restaurant | Electric Energy (GWh/year) | Fuel Substitution | 0.010585 | 0.010703 | 0.010704 | 0.010618 | 0.01047 | 4.1314e-05 | 4.0898e-05 | 4.0205e-05 | 3.9353e-05 | 3.8422e-05 | 3.746e-05 | 3.6497e-05 | 3.5551e-05
Scenario 2: High TRC | SCE | Com | HVAC | Com - Restaurant | Gas Energy (MMTherm/year) | Energy Efficiency | 0.0017012 | 0.0018462 | 0.0019942 | 0.0021469 | 0.0023085 | 0.0024298 | 0.0025322 | 0.0026419 | 0.0027384 | 0.002817 | 0.0028928 | 0.0029506 | 0.003005
Scenario 2: High TRC | SCE | Com | HVAC | Com - Restaurant | Gas Energy (MMTherm/year) | Fuel Substitution | 0.0011162 | 0.0011248 | 0.0011211 | 0.0011086 | 0.00109 | 0 | 0 | 0 | 0 | 0 | 0 | 0 | 0
Scenario 2: High TRC | SCE | Com | HVAC | Com - Retail | Electric Demand (MW) | Energy Efficiency | 0.11934 | 0.12965 | 0.13925 | 0.14944 | 0.16035 | 0.17194 | 0.18174 | 0.19163 | 0.12758 | 0.11233 | 0.11502 | 0.11687 | 0.11849
Scenario 2: High TRC | SCE | Com | HVAC | Com - Retail | Electric Demand (MW) | Fuel Substitution | 0 | 0 | 0 | 0 | 0 | 0.017232 | 0.017272 | 0.017138 | 0 | 0 | 0 | 0 | 0
Scenario 2: High TRC | SCE | Com | HVAC | Com - Retail | Electric Energy (GWh/year) | Energy Efficiency | 0.22644 | 0.24536 | 0.2633 | 0.28144 | 0.30007 | 0.32202 | 0.33982 | 0.35676 | 0.16071 | 0.11456 | 0.11676 | 0.11816 | 0.11933
Scenario 2: High TRC | SCE | Com | HVAC | Com - Retail | Electric Energy (GWh/year) | Fuel Substitution | 0.04141 | 0.041861 | 0.041858 | 0.041517 | 0.040838 | 0.063994 | 0.064163 | 0.063685 | 0 | 0 | 0 | 0 | 0
Scenario 2: High TRC | SCE | Com | HVAC | Com - Retail | Gas Energy (MMTherm/year) | Energy Efficiency | 0.003708 | 0.0039325 | 0.0041113 | 0.0042769 | 0.0044301 | 0.0045415 | 0.0046157 | 0.0046872 | 0.0025985 | 0.0024209 | 0.0024829 | 0.0025262 | 0.0025644
Scenario 2: High TRC | SCE | Com | HVAC | Com - Retail | Gas Energy (MMTherm/year) | Fuel Substitution | 0.0027174 | 0.0027398 | 0.0027325 | 0.0027037 | 0.0026535 | 0 | 0 | 0 | 0 | 0 | 0 | 0 | 0
Scenario 2: High TRC | SCE | Com | HVAC | Com - School | Electric Demand (MW) | Energy Efficiency | 0.063765 | 0.067105 | 0.070491 | 0.073515 | 0.075984 | 0.078586 | 0.080454 | 0.082463 | 0.084417 | 0.086255 | 0.087639 | 0.089318 | 0.090334
Scenario 2: High TRC | SCE | Com | HVAC | Com - School | Electric Energy (GWh/year) | Energy Efficiency | 0.056211 | 0.059048 | 0.061909 | 0.064453 | 0.066522 | 0.068694 | 0.070245 | 0.071908 | 0.073521 | 0.075033 | 0.076165 | 0.077541 | 0.078362
Scenario 2: High TRC | SCE | Com | HVAC | Com - School | Electric Energy (GWh/year) | Fuel Substitution | -0.00086359 | -0.00083168 | -0.00079226 | -0.00075011 | -0.00070798 | 0 | 0 | 0 | 0 | 0 | 0 | 0 | 0
Scenario 2: High TRC | SCE | Com | HVAC | Com - School | Gas Energy (MMTherm/year) | Energy Efficiency | 0.0035232 | 0.0037144 | 0.0039091 | 0.0040835 | 0.0042264 | 0.0043776 | 0.0044866 | 0.004604 | 0.0047185 | 0.0048264 | 0.0049081 | 0.0050071 | 0.0050675
Scenario 2: High TRC | SCE | Com | HVAC | Com - School | Gas Energy (MMTherm/year) | Fuel Substitution | 0.00086979 | 0.00086186 | 0.0008446 | 0.00082103 | 0.0007935 | 0 | 0 | 0 | 0 | 0 | 0 | 0 | 0
Scenario 2: High TRC | SCE | Com | HVAC | Com - Warehouse | Electric Demand (MW) | Energy Efficiency | 0.0008901 | 0.00093315 | 0.00096979 | 0.0010071 | 0.0010468 | 0.0010793 | 0.0011065 | 0.001133 | 0.0011146 | 0.0011295 | 0.0011431 | 0.0011527 | 0.0011627
Scenario 2: High TRC | SCE | Com | HVAC | Com - Warehouse | Electric Demand (MW) | Fuel Substitution | 0 | 0 | 0 | 0 | 0 | 1.9978e-06 | 1.9917e-06 | 1.9705e-06 | 0 | 0 | 0 | 0 | 0
Scenario 2: High TRC | SCE | Com | HVAC | Com - Warehouse | Electric Energy (GWh/year) | Energy Efficiency | 0.0027777 | 0.0029121 | 0.0030264 | 0.0031429 | 0.0032667 | 0.0033681 | 0.003453 | 0.0035357 | 0.0034859 | 0.0035328 | 0.0035752 | 0.0036054 | 0.0036367
Scenario 2: High TRC | SCE | Com | HVAC | Com - Warehouse | Electric Energy (GWh/year) | Fuel Substitution | -0.082142 | -0.080858 | -0.07416 | -0.071592 | -0.068845 | 2.7643e-05 | 2.7558e-05 | 2.7264e-05 | 0 | 0 | 0 | 0 | 0
Scenario 2: High TRC | SCE | Com | HVAC | Com - Warehouse | Gas Energy (MMTherm/year) | Energy Efficiency | 0 | 0 | 0 | 0 | 0 | 0 | 0 | 0 | 0 | 0 | 0 | 0 | 0
Scenario 2: High TRC | SCE | Com | HVAC | Com - Warehouse | Gas Energy (MMTherm/year) | Fuel Substitution | 0.015364 | 0.015257 | 0.015933 | 0.015558 | 0.015127 | 0 | 0 | 0 | 0 | 0 | 0 | 0 | 0
Scenario 2: High TRC | SCE | Com | Lighting | Com - College | Electric Demand (MW) | Energy Efficiency | 0 | 0 | 0 | 0 | 0 | 0 | 0 | 0.0061761 | 0.0022813 | 0 | 0 | 0 | 0
Scenario 2: High TRC | SCE | Com | Lighting | Com - College | Electric Energy (GWh/year) | Energy Efficiency | 0 | 0 | 0 | 0 | 0 | 0 | 0 | 0.023209 | 0.0085729 | 0 | 0 | 0 | 0
Scenario 2: High TRC | SCE | Com | Lighting | Com - College | Gas Energy (MMTherm/year) | Energy Efficiency | 0 | 0 | 0 | 0 | 0 | 0 | 0 | -0.00012856 | -4.7488e-05 | 0 | 0 | 0 | 0
Scenario 2: High TRC | SCE | Com | Lighting | Com - Grocery | Electric Demand (MW) | Energy Efficiency | 0.022284 | 0.023428 | 0.024396 | 0.025309 | 0.026197 | 0.026957 | 0.027581 | 0.028196 | 0.028709 | 0.029116 | 0.029495 | 0.029794 | 0.030067
Scenario 2: High TRC | SCE | Com | Lighting | Com - Grocery | Electric Energy (GWh/year) | Energy Efficiency | 0.12503 | 0.13145 | 0.13687 | 0.14199 | 0.14696 | 0.15122 | 0.15471 | 0.15816 | 0.16103 | 0.16331 | 0.16543 | 0.1671 | 0.16862
Scenario 2: High TRC | SCE | Com | Lighting | Com - Grocery | Gas Energy (MMTherm/year) | Energy Efficiency | -0.0013211 | -0.0013889 | -0.0014463 | -0.0015004 | -0.0015531 | -0.0015981 | -0.0016351 | -0.0016715 | -0.001702 | -0.0017261 | -0.0017486 | -0.0017662 | -0.0017824
Scenario 2: High TRC | SCE | Com | Lighting | Com - Health | Electric Demand (MW) | Energy Efficiency | 0.023401 | 0.024646 | 0.02587 | 0.026745 | 0.027661 | 0.028398 | 0.029164 | 0.029687 | 0.030121 | 0.030328 | 0.030433 | 0.030813 | 0.031264
Scenario 2: High TRC | SCE | Com | Lighting | Com - Health | Electric Energy (GWh/year) | Energy Efficiency | 0.13688 | 0.14416 | 0.15133 | 0.15645 | 0.16182 | 0.16613 | 0.17062 | 0.17368 | 0.17622 | 0.17744 | 0.17806 | 0.18028 | 0.18293
Scenario 2: High TRC | SCE | Com | Lighting | Com - Health | Gas Energy (MMTherm/year) | Energy Efficiency | -0.00089642 | -0.00094414 | -0.00099106 | -0.0010246 | -0.0010597 | -0.001088 | -0.0011173 | -0.0011374 | -0.001154 | -0.001162 | -0.001166 | -0.0011806 | -0.0011979
Scenario 2: High TRC | SCE | Com | Lighting | Com - Lodging | Electric Demand (MW) | Energy Efficiency | 0 | 0 | 0 | 0 | 0 | 0 | 0 | 0 | 0 | 0 | 0 | 0 | 0
Scenario 2: High TRC | SCE | Com | Lighting | Com - Lodging | Electric Energy (GWh/year) | Energy Efficiency | 0 | 0 | 0 | 0 | 0 | 0 | 0 | 0 | 0 | 0 | 0 | 0 | 0
Scenario 2: High TRC | SCE | Com | Lighting | Com - Lodging | Gas Energy (MMTherm/year) | Energy Efficiency | 0 | 0 | 0 | 0 | 0 | 0 | 0 | 0 | 0 | 0 | 0 | 0 | 0
Scenario 2: High TRC | SCE | Com | Lighting | Com - Office (Large) | Electric Demand (MW) | Energy Efficiency | 0 | 0 | 0 | 0 | 0 | 0 | 0 | 0.011285 | 0.0077268 | 0 | 0 | 0 | 0
Scenario 2: High TRC | SCE | Com | Lighting | Com - Office (Large) | Electric Energy (GWh/year) | Energy Efficiency | 0 | 0 | 0 | 0 | 0 | 0 | 0 | 0.078428 | 0.053698 | 0 | 0 | 0 | 0
Scenario 2: High TRC | SCE | Com | Lighting | Com - Office (Large) | Gas Energy (MMTherm/year) | Energy Efficiency | 0 | 0 | 0 | 0 | 0 | 0 | 0 | -0.00018588 | -0.00012726 | 0 | 0 | 0 | 0
Scenario 2: High TRC | SCE | Com | Lighting | Com - Office (Small) | Electric Demand (MW) | Energy Efficiency | 0 | 0 | 0 | 0 | 0 | 0 | 0 | 0 | 0 | 0 | 0 | 0 | 0
Scenario 2: High TRC | SCE | Com | Lighting | Com - Office (Small) | Electric Energy (GWh/year) | Energy Efficiency | 0 | 0 | 0 | 0 | 0 | 0 | 0 | 0 | 0 | 0 | 0 | 0 | 0
Scenario 2: High TRC | SCE | Com | Lighting | Com - Office (Small) | Gas Energy (MMTherm/year) | Energy Efficiency | 0 | 0 | 0 | 0 | 0 | 0 | 0 | 0 | 0 | 0 | 0 | 0 | 0
Scenario 2: High TRC | SCE | Com | Lighting | Com - Other | Electric Demand (MW) | Energy Efficiency | 0 | 0 | 0 | 0 | 0 | 0 | 0 | 0 | 0 | 0 | 0 | 0 | 0
Scenario 2: High TRC | SCE | Com | Lighting | Com - Other | Electric Energy (GWh/year) | Energy Efficiency | 0 | 0 | 0 | 0 | 0 | 0 | 0 | 0 | 0 | 0 | 0 | 0 | 0
Scenario 2: High TRC | SCE | Com | Lighting | Com - Other | Gas Energy (MMTherm/year) | Energy Efficiency | 0 | 0 | 0 | 0 | 0 | 0 | 0 | 0 | 0 | 0 | 0 | 0 | 0
Scenario 2: High TRC | SCE | Com | Lighting | Com - Refrig. Warehouse | Electric Demand (MW) | Energy Efficiency | 0.00095049 | 0.00029357 | 0.00030544 | 0.0003142 | 0.00032302 | 0.00033155 | 0.0003396 | 0.00034614 | 0.00035246 | 0.00035791 | 0.00036228 | 0.00036694 | 0.00037111
Scenario 2: High TRC | SCE | Com | Lighting | Com - Refrig. Warehouse | Electric Energy (GWh/year) | Energy Efficiency | 0.009027 | 0.0027878 | 0.0029007 | 0.0029841 | 0.0030679 | 0.0031491 | 0.0032257 | 0.0032879 | 0.003348 | 0.0033999 | 0.0034415 | 0.003486 | 0.0035258
Scenario 2: High TRC | SCE | Com | Lighting | Com - Restaurant | Electric Demand (MW) | Energy Efficiency | 0.0036405 | 0.0055014 | 0.005925 | 0.0063339 | 0.013596 | 0.016341 | 0.016735 | 0.017106 | 0.017424 | 0.017686 | 0.01792 | 0.018107 | 0.018275
Scenario 2: High TRC | SCE | Com | Lighting | Com - Restaurant | Electric Energy (GWh/year) | Energy Efficiency | 0.022117 | 0.033422 | 0.035995 | 0.03848 | 0.082445 | 0.099072 | 0.10146 | 0.10372 | 0.10565 | 0.10724 | 0.10866 | 0.1098 | 0.11082
Scenario 2: High TRC | SCE | Com | Lighting | Com - Restaurant | Gas Energy (MMTherm/year) | Energy Efficiency | -0.00010853 | -0.00016401 | -0.00017664 | -0.00018883 | -0.00040479 | -0.00048646 | -0.0004982 | -0.00050925 | -0.00051874 | -0.00052652 | -0.00053351 | -0.00053909 | -0.0005441
Scenario 2: High TRC | SCE | Com | Lighting | Com - Retail | Electric Demand (MW) | Energy Efficiency | 0.085127 | 0.089487 | 0.093188 | 0.096653 | 0.099951 | 0.10273 | 0.10503 | 0.10721 | 0.10895 | 0.11036 | 0.11161 | 0.11254 | 0.1134
Scenario 2: High TRC | SCE | Com | Lighting | Com - Retail | Electric Energy (GWh/year) | Energy Efficiency | 0.50668 | 0.53262 | 0.55464 | 0.57526 | 0.59488 | 0.61142 | 0.62507 | 0.63806 | 0.64843 | 0.65677 | 0.6642 | 0.66974 | 0.67483
Scenario 2: High TRC | SCE | Com | Lighting | Com - Retail | Gas Energy (MMTherm/year) | Energy Efficiency | -0.0012947 | -0.001361 | -0.0014173 | -0.00147 | -0.0015202 | -0.0015625 | -0.0015974 | -0.0016307 | -0.0016572 | -0.0016785 | -0.0016975 | -0.0017117 | -0.0017248
Scenario 2: High TRC | SCE | Com | Lighting | Com - School | Electric Demand (MW) | Energy Efficiency | 0 | 0 | 0 | 0 | 0 | 0 | 0 | 0 | 0 | 0 | 0 | 0 | 0
Scenario 2: High TRC | SCE | Com | Lighting | Com - School | Electric Energy (GWh/year) | Energy Efficiency | 0 | 0 | 0 | 0 | 0 | 0 | 0 | 0 | 0 | 0 | 0 | 0 | 0
Scenario 2: High TRC | SCE | Com | Lighting | Com - School | Gas Energy (MMTherm/year) | Energy Efficiency | 0 | 0 | 0 | 0 | 0 | 0 | 0 | 0 | 0 | 0 | 0 | 0 | 0
Scenario 2: High TRC | SCE | Com | Lighting | Com - Warehouse | Electric Demand (MW) | Energy Efficiency | 0 | 0 | 0 | 0 | 0 | 0.0012254 | 0.0016981 | 0.0017758 | 0.00047165 | 0 | 0 | 0 | 0
Scenario 2: High TRC | SCE | Com | Lighting | Com - Warehouse | Electric Energy (GWh/year) | Energy Efficiency | 0 | 0 | 0 | 0 | 0 | 0.010267 | 0.014228 | 0.014879 | 0.0039519 | 0 | 0 | 0 | 0
Scenario 2: High TRC | SCE | Com | Lighting | Com - Warehouse | Gas Energy (MMTherm/year) | Energy Efficiency | 0 | 0 | 0 | 0 | 0 | -3.9652e-05 | -5.4947e-05 | -5.746e-05 | -1.5262e-05 | 0 | 0 | 0 | 0
Scenario 2: High TRC | SCE | Com | WaterHeat | Com - College | Electric Demand (MW) | Energy Efficiency | 0.00012319 | 0.00014823 | 0.0001787 | 0.00021523 | 0.00025751 | 0.00030947 | 0.00037133 | 0.00044389 | 0.00053001 | 0.00063156 | 0.00075289 | 0.00090434 | 0.0010772
Scenario 2: High TRC | SCE | Com | WaterHeat | Com - College | Electric Demand (MW) | Fuel Substitution | 0 | 0 | 0 | 0 | 0 | 0.34414 | 0.42417 | 0.49487 | 0.5452 | 0.5749 | 0.58865 | 0.59186 | 0.58835
Scenario 2: High TRC | SCE | Com | WaterHeat | Com - College | Electric Energy (GWh/year) | Energy Efficiency | 0.00050415 | 0.00060666 | 0.00073133 | 0.00088085 | 0.0010539 | 0.0012665 | 0.0015197 | 0.0018167 | 0.0021691 | 0.0025847 | 0.0030813 | 0.0037011 | 0.0044088
Scenario 2: High TRC | SCE | Com | WaterHeat | Com - College | Electric Energy (GWh/year) | Fuel Substitution | -1.5223 | -1.4954 | -1.4695 | -1.446 | -1.4259 | 1.45 | 1.7875 | 2.0856 | 2.2977 | 2.4229 | 2.4808 | 2.4943 | 2.4796
Scenario 2: High TRC | SCE | Com | WaterHeat | Com - College | Gas Energy (MMTherm/year) | Fuel Substitution | 0.16702 | 0.16399 | 0.16109 | 0.15847 | 0.15624 | 0 | 0 | 0 | 0 | 0 | 0 | 0 | 0
Scenario 2: High TRC | SCE | Com | WaterHeat | Com - Grocery | Electric Demand (MW) | Energy Efficiency | 0.00036116 | 0.00043467 | 0.00052142 | 0.00062553 | 0.00075099 | 0.00089999 | 0.0010765 | 0.0012889 | 0.0015412 | 0.0018403 | 0.0021979 | 0.0026223 | 0.003128
Scenario 2: High TRC | SCE | Com | WaterHeat | Com - Grocery | Electric Energy (GWh/year) | Energy Efficiency | 0.0020331 | 0.0024469 | 0.0029353 | 0.0035214 | 0.0042276 | 0.0050664 | 0.0060601 | 0.0072555 | 0.0086758 | 0.01036 | 0.012373 | 0.014762 | 0.017609
Scenario 2: High TRC | SCE | Com | WaterHeat | Com - Grocery | Electric Energy (GWh/year) | Fuel Substitution | -0.048602 | -0.047336 | -0.046168 | -0.045215 | -0.04446 | 0 | 0 | 0 | 0 | 0 | 0 | 0 | 0
Scenario 2: High TRC | SCE | Com | WaterHeat | Com - Grocery | Gas Energy (MMTherm/year) | Fuel Substitution | 0.0064463 | 0.0062784 | 0.0061234 | 0.0059971 | 0.0058969 | 0 | 0 | 0 | 0 | 0 | 0 | 0 | 0
Scenario 2: High TRC | SCE | Com | WaterHeat | Com - Health | Electric Demand (MW) | Energy Efficiency | 0.00036177 | 0.00043755 | 0.00052932 | 0.00063555 | 0.00076478 | 0.00091756 | 0.0011027 | 0.0013198 | 0.001578 | 0.0018798 | 0.0022362 | 0.0026757 | 0.0032054
Scenario 2: High TRC | SCE | Com | WaterHeat | Com - Health | Electric Demand (MW) | Fuel Substitution | 0 | 0 | 0 | 0 | 0 | 0.39104 | 0.48565 | 0.57127 | 0.63393 | 0.67232 | 0.69144 | 0.69773 | 0.69598
Scenario 2: High TRC | SCE | Com | WaterHeat | Com - Health | Electric Energy (GWh/year) | Energy Efficiency | 0.0031973 | 0.003867 | 0.0046781 | 0.0056169 | 0.0067591 | 0.0081094 | 0.009746 | 0.011664 | 0.013947 | 0.016613 | 0.019764 | 0.023647 | 0.028329
Scenario 2: High TRC | SCE | Com | WaterHeat | Com - Health | Electric Energy (GWh/year) | Fuel Substitution | -3.7838 | -3.7241 | -3.667 | -3.6157 | -3.5706 | 3.5726 | 4.4375 | 5.2202 | 5.7929 | 6.1436 | 6.3183 | 6.3758 | 6.36
Scenario 2: High TRC | SCE | Com | WaterHeat | Com - Health | Gas Energy (MMTherm/year) | Fuel Substitution | 0.42209 | 0.41527 | 0.40877 | 0.40296 | 0.3979 | 0 | 0 | 0 | 0 | 0 | 0 | 0 | 0
Scenario 2: High TRC | SCE | Com | WaterHeat | Com - Lodging | Electric Demand (MW) | Energy Efficiency | 7.5311e-05 | 9.1288e-05 | 0.00011045 | 0.0001332 | 0.00016069 | 0.00019357 | 0.00023287 | 0.00027989 | 0.00033579 | 0.00040234 | 0.00048197 | 0.00057692 | 0.00069015
Scenario 2: High TRC | SCE | Com | WaterHeat | Com - Lodging | Electric Demand (MW) | Fuel Substitution | 0 | 0 | 0 | 0 | 0 | 0.40523 | 0.50523 | 0.59571 | 0.66212 | 0.70321 | 0.72421 | 0.73134 | 0.7295
Scenario 2: High TRC | SCE | Com | WaterHeat | Com - Lodging | Electric Energy (GWh/year) | Energy Efficiency | 0.00064865 | 0.00078627 | 0.00095135 | 0.0011473 | 0.001384 | 0.0016672 | 0.0020057 | 0.0024107 | 0.0028922 | 0.0034654 | 0.0041512 | 0.0049691 | 0.0059443
Scenario 2: High TRC | SCE | Com | WaterHeat | Com - Lodging | Electric Energy (GWh/year) | Fuel Substitution | -3.8341 | -3.7677 | -3.7043 | -3.6762 | -3.6861 | 3.6081 | 4.4991 | 5.3052 | 5.8966 | 6.2623 | 6.4492 | 6.5126 | 6.4963
Scenario 2: High TRC | SCE | Com | WaterHeat | Com - Lodging | Gas Energy (MMTherm/year) | Fuel Substitution | 0.42112 | 0.41371 | 0.40665 | 0.40339 | 0.40418 | 0 | 0 | 0 | 0 | 0 | 0 | 0 | 0
Scenario 2: High TRC | SCE | Com | WaterHeat | Com - Office (Large) | Electric Demand (MW) | Energy Efficiency | 9.5357e-05 | 0.00011544 | 0.00013904 | 0.00016711 | 0.00020089 | 0.00024105 | 0.00028833 | 0.00034474 | 0.00041089 | 0.00048893 | 0.00058217 | 0.00069206 | 0.00082279
Scenario 2: High TRC | SCE | Com | WaterHeat | Com - Office (Large) | Electric Demand (MW) | Fuel Substitution | 0 | 0 | 0 | 0 | 0 | 0.055314 | 0.068767 | 0.080653 | 0.089112 | 0.094091 | 0.096351 | 0.096731 | 0.095893
Scenario 2: High TRC | SCE | Com | WaterHeat | Com - Office (Large) | Electric Energy (GWh/year) | Energy Efficiency | 0.0018258 | 0.0022103 | 0.0026623 | 0.0031997 | 0.0038464 | 0.0046155 | 0.0055208 | 0.0066009 | 0.0078673 | 0.0093616 | 0.011147 | 0.013251 | 0.015754
Scenario 2: High TRC | SCE | Com | WaterHeat | Com - Office (Large) | Electric Energy (GWh/year) | Fuel Substitution | -0.99858 | -0.9799 | -0.97865 | -0.9815 | -0.98526 | 1.0974 | 1.3645 | 1.6005 | 1.7683 | 1.8671 | 1.9118 | 1.9193 | 1.9026
Scenario 2: High TRC | SCE | Com | WaterHeat | Com - Office (Large) | Gas Energy (MMTherm/year) | Fuel Substitution | 0.10846 | 0.10642 | 0.10626 | 0.10654 | 0.10692 | 0 | 0 | 0 | 0 | 0 | 0 | 0 | 0
Scenario 2: High TRC | SCE | Com | WaterHeat | Com - Office (Small) | Electric Demand (MW) | Energy Efficiency | 3.5317e-06 | 4.2511e-06 | 5.1063e-06 | 6.1228e-06 | 4.9788e-06 | 2.5024e-05 | 1.0099e-05 | 1.2371e-05 | 1.5017e-05 | 1.8111e-05 | 2.1754e-05 | 2.6045e-05 | 3.1114e-05
Scenario 2: High TRC | SCE | Com | WaterHeat | Com - Office (Small) | Electric Demand (MW) | Fuel Substitution | 0 | 0 | 0 | 0 | 0 | 0.0020937 | 0.0026003 | 0.0030452 | 0.0033609 | 0.003547 | 0.0036326 | 0.0036501 | 0.0036245
Scenario 2: High TRC | SCE | Com | WaterHeat | Com - Office (Small) | Electric Energy (GWh/year) | Energy Efficiency | 0.00040625 | 0.00048901 | 0.00058737 | 0.0007043 | 0.00057271 | 0.0028785 | 0.0011617 | 0.001423 | 0.0017274 | 0.0020833 | 0.0025024 | 0.0029959 | 0.0035789
Scenario 2: High TRC | SCE | Com | WaterHeat | Com - Office (Small) | Electric Energy (GWh/year) | Fuel Substitution | -0.25455 | -0.24955 | -0.2447 | -0.2402 | -0.20525 | 0.24913 | 0.30946 | 0.36244 | 0.40002 | 0.42215 | 0.43232 | 0.4344 | 0.43136
Scenario 2: High TRC | SCE | Com | WaterHeat | Com - Office (Small) | Gas Energy (MMTherm/year) | Fuel Substitution | 0.027362 | 0.026821 | 0.026298 | 0.025813 | 0.022057 | 0 | 0 | 0 | 0 | 0 | 0 | 0 | 0
Scenario 2: High TRC | SCE | Com | WaterHeat | Com - Other | Electric Demand (MW) | Energy Efficiency | 0.0037522 | 0.0045322 | 0.0054643 | 0.006575 | 0.0079013 | 0.0094852 | 0.011388 | 0.013649 | 0.016329 | 0.019545 | 0.023389 | 0.027967 | 0.033443
Scenario 2: High TRC | SCE | Com | WaterHeat | Com - Other | Electric Demand (MW) | Fuel Substitution | 0 | 0 | 0 | 0 | 0 | 2.477 | 3.0635 | 3.5896 | 3.9716 | 4.2045 | 4.3198 | 4.354 | 4.3359
Scenario 2: High TRC | SCE | Com | WaterHeat | Com - Other | Electric Energy (GWh/year) | Energy Efficiency | 0.025669 | 0.031004 | 0.037381 | 0.044978 | 0.054052 | 0.064887 | 0.077905 | 0.093373 | 0.1117 | 0.13371 | 0.16 | 0.19132 | 0.22878
Scenario 2: High TRC | SCE | Com | WaterHeat | Com - Other | Electric Energy (GWh/year) | Fuel Substitution | -19.6542 | -19.3019 | -18.9651 | -18.6596 | -18.2695 | 17.5073 | 21.6553 | 25.3762 | 28.0772 | 29.7234 | 30.5382 | 30.7799 | 30.6528
Scenario 2: High TRC | SCE | Com | WaterHeat | Com - Other | Gas Energy (MMTherm/year) | Fuel Substitution | 2.1127 | 2.0743 | 2.0376 | 2.0045 | 1.9616 | 0 | 0 | 0 | 0 | 0 | 0 | 0 | 0
Scenario 2: High TRC | SCE | Com | WaterHeat | Com - Refrig. Warehouse | Electric Demand (MW) | Energy Efficiency | 2.7462e-05 | 1.3198e-05 | 1.6161e-05 | 1.9563e-05 | 2.3614e-05 | 2.8439e-05 | 3.4188e-05 | 4.0971e-05 | 4.9078e-05 | 5.8708e-05 | 7.0115e-05 | 8.3784e-05 | 0.00010001
Scenario 2: High TRC | SCE | Com | WaterHeat | Com - Refrig. Warehouse | Electric Demand (MW) | Fuel Substitution | 0 | 0 | 0 | 0 | 0 | 0.0016445 | 0.0020581 | 0.0024305 | 0.002702 | 0.0028679 | 0.0029501 | 0.0029754 | 0.0029646
Scenario 2: High TRC | SCE | Com | WaterHeat | Com - Refrig. Warehouse | Electric Energy (GWh/year) | Energy Efficiency | 0.00033548 | 0.00016123 | 0.00019743 | 0.00023898 | 0.00028847 | 0.00034742 | 0.00041764 | 0.00050051 | 0.00059955 | 0.00071719 | 0.00085654 | 0.0010235 | 0.0012217
Scenario 2: High TRC | SCE | Com | WaterHeat | Com - Refrig. Warehouse | Electric Energy (GWh/year) | Fuel Substitution | -0.021616 | -0.021237 | -0.01883 | -0.020575 | -0.020627 | 0.020756 | 0.025979 | 0.030681 | 0.034107 | 0.036199 | 0.037235 | 0.037553 | 0.037416
Scenario 2: High TRC | SCE | Com | WaterHeat | Com - Refrig. Warehouse | Gas Energy (MMTherm/year) | Fuel Substitution | 0.0024583 | 0.0024137 | 0.0021394 | 0.0023414 | 0.0023442 | 0 | 0 | 0 | 0 | 0 | 0 | 0 | 0
Scenario 2: High TRC | SCE | Com | WaterHeat | Com - Restaurant | Electric Demand (MW) | Energy Efficiency | 0.0014176 | 0.0017164 | 0.0020732 | 0.0025 | 0.003012 | 0.0036143 | 0.0043285 | 0.0051838 | 0.0062004 | 0.007406 | 0.0088425 | 0.010544 | 0.012569
Scenario 2: High TRC | SCE | Com | WaterHeat | Com - Restaurant | Electric Demand (MW) | Fuel Substitution | 0 | 0 | 0 | 0 | 0 | 2.8025 | 3.4723 | 4.0667 | 4.4959 | 4.7575 | 4.8885 | 4.9297 | 4.9129
Scenario 2: High TRC | SCE | Com | WaterHeat | Com - Restaurant | Electric Energy (GWh/year) | Energy Efficiency | 0.0077392 | 0.0093713 | 0.01132 | 0.01365 | 0.016447 | 0.019737 | 0.023638 | 0.028311 | 0.033865 | 0.040453 | 0.048303 | 0.057604 | 0.06867
Scenario 2: High TRC | SCE | Com | WaterHeat | Com - Restaurant | Electric Energy (GWh/year) | Fuel Substitution | -13.3101 | -13.0862 | -12.976 | -13.0389 | -13.1422 | 15.8266 | 19.6121 | 22.9711 | 25.3958 | 26.8733 | 27.6123 | 27.8446 | 27.7503
Scenario 2: High TRC | SCE | Com | WaterHeat | Com - Restaurant | Gas Energy (MMTherm/year) | Fuel Substitution | 1.4954 | 1.47 | 1.4574 | 1.4642 | 1.4755 | 0 | 0 | 0 | 0 | 0 | 0 | 0 | 0
Scenario 2: High TRC | SCE | Com | WaterHeat | Com - Retail | Electric Demand (MW) | Energy Efficiency | 0.0002363 | 0.0002844 | 0.00034114 | 0.00040905 | 0.00049049 | 0.00058684 | 0.00070079 | 0.00083713 | 0.00099817 | 0.0011887 | 0.0014153 | 0.0016827 | 0.0019997
Scenario 2: High TRC | SCE | Com | WaterHeat | Com - Retail | Electric Demand (MW) | Fuel Substitution | 0 | 0 | 0 | 0 | 0 | 0.085547 | 0.10551 | 0.12336 | 0.13626 | 0.14406 | 0.14786 | 0.1489 | 0.14817
Scenario 2: High TRC | SCE | Com | WaterHeat | Com - Retail | Electric Energy (GWh/year) | Energy Efficiency | 0.0015763 | 0.0018973 | 0.0022758 | 0.002729 | 0.0032726 | 0.0039156 | 0.0046762 | 0.0055864 | 0.0066615 | 0.0079339 | 0.0094468 | 0.011233 | 0.01335
Scenario 2: High TRC | SCE | Com | WaterHeat | Com - Retail | Electric Energy (GWh/year) | Fuel Substitution | -0.57638 | -0.56604 | -0.556 | -0.54668 | -0.53453 | 0.59065 | 0.7286 | 0.8519 | 0.94101 | 0.99489 | 1.0211 | 1.0283 | 1.0233
Scenario 2: High TRC | SCE | Com | WaterHeat | Com - Retail | Gas Energy (MMTherm/year) | Fuel Substitution | 0.060942 | 0.059845 | 0.058781 | 0.057794 | 0.056507 | 0 | 0 | 0 | 0 | 0 | 0 | 0 | 0
Scenario 2: High TRC | SCE | Com | WaterHeat | Com - School | Electric Demand (MW) | Energy Efficiency | 0.00011739 | 0.00014224 | 0.00017173 | 0.00020654 | 0.00024752 | 0.00029639 | 0.00035388 | 0.00042246 | 0.00050404 | 0.00060104 | 0.00071578 | 0.0008529 | 0.0010146
Scenario 2: High TRC | SCE | Com | WaterHeat | Com - School | Electric Demand (MW) | Fuel Substitution | 0 | 0 | 0 | 0 | 0 | 0.18586 | 0.22998 | 0.26838 | 0.29534 | 0.31102 | 0.31803 | 0.31918 | 0.31658
Scenario 2: High TRC | SCE | Com | WaterHeat | Com - School | Electric Energy (GWh/year) | Energy Efficiency | 0.0017392 | 0.0021074 | 0.0025444 | 0.00306 | 0.0036672 | 0.0043912 | 0.005243 | 0.006259 | 0.0074678 | 0.0089048 | 0.010605 | 0.012636 | 0.015032
Scenario 2: High TRC | SCE | Com | WaterHeat | Com - School | Electric Energy (GWh/year) | Fuel Substitution | -2.5607 | -2.52 | -2.5182 | -2.5267 | -2.5364 | 2.821 | 3.4914 | 4.0748 | 4.4842 | 4.7223 | 4.8285 | 4.8459 | 4.8065
Scenario 2: High TRC | SCE | Com | WaterHeat | Com - School | Gas Energy (MMTherm/year) | Fuel Substitution | 0.28438 | 0.27981 | 0.27954 | 0.28041 | 0.28141 | 0 | 0 | 0 | 0 | 0 | 0 | 0 | 0
Scenario 2: High TRC | SCE | Com | WaterHeat | Com - Warehouse | Electric Demand (MW) | Energy Efficiency | 1.1325e-05 | 1.3629e-05 | 1.6351e-05 | 1.9625e-05 | 2.3589e-05 | 2.8273e-05 | 3.3825e-05 | 4.0477e-05 | 4.7686e-05 | 5.6811e-05 | 6.7655e-05 | 8.0445e-05 | 9.5679e-05
Scenario 2: High TRC | SCE | Com | WaterHeat | Com - Warehouse | Electric Demand (MW) | Fuel Substitution | 0 | 0 | 0 | 0 | 0 | 0.0015985 | 0.001969 | 0.0023008 | 0.0025407 | 0.0026854 | 0.0027555 | 0.0027744 | 0.002761
Scenario 2: High TRC | SCE | Com | WaterHeat | Com - Warehouse | Electric Energy (GWh/year) | Energy Efficiency | 0.00032052 | 0.00038574 | 0.00046276 | 0.00055543 | 0.00066761 | 0.00080018 | 0.00095732 | 0.0011456 | 0.0013503 | 0.0016087 | 0.0019159 | 0.0022783 | 0.00271
Scenario 2: High TRC | SCE | Com | WaterHeat | Com - Warehouse | Electric Energy (GWh/year) | Fuel Substitution | -0.05819 | -0.057134 | -0.056126 | -0.05522 | -0.054424 | 0.04669 | 0.057521 | 0.067219 | 0.074229 | 0.078459 | 0.080506 | 0.081059 | 0.08067
Scenario 2: High TRC | SCE | Com | WaterHeat | Com - Warehouse | Gas Energy (MMTherm/year) | Fuel Substitution | 0.0063792 | 0.0062603 | 0.0061473 | 0.0060462 | 0.0059576 | 0 | 0 | 0 | 0 | 0 | 0 | 0 | 0
Scenario 2: High TRC | SCE | Com | WholeBlg | Com - College | Electric Demand (MW) | Energy Efficiency | 0.10183 | 0.1041 | 0.10659 | 0.10961 | 0.11305 | 0.1166 | 0.12069 | 0.12445 | 0.12826 | 0.1323 | 0.13594 | 0.13913 | 0.14208
Scenario 2: High TRC | SCE | Com | WholeBlg | Com - College | Electric Energy (GWh/year) | Energy Efficiency | 0.92799 | 0.94869 | 0.97139 | 0.99889 | 1.0302 | 1.0626 | 1.0999 | 1.1342 | 1.1689 | 1.2057 | 1.2389 | 1.2679 | 1.2948
Scenario 2: High TRC | SCE | Com | WholeBlg | Com - Grocery | Electric Demand (MW) | Energy Efficiency | 0.34915 | 0.35725 | 0.36652 | 0.37713 | 0.38947 | 0.40199 | 0.41474 | 0.42711 | 0.43993 | 0.45255 | 0.465 | 0.47564 | 0.47285
Scenario 2: High TRC | SCE | Com | WholeBlg | Com - Grocery | Electric Energy (GWh/year) | Energy Efficiency | 3.1819 | 3.2557 | 3.3402 | 3.4369 | 3.5494 | 3.6634 | 3.7796 | 3.8923 | 4.0092 | 4.1242 | 4.2377 | 4.3346 | 4.3093
Scenario 2: High TRC | SCE | Com | WholeBlg | Com - Health | Electric Demand (MW) | Energy Efficiency | 0.33291 | 0.34191 | 0.35164 | 0.36287 | 0.37568 | 0.38857 | 0.40298 | 0.41632 | 0.42993 | 0.44387 | 0.45713 | 0.46851 | 0.47886
Scenario 2: High TRC | SCE | Com | WholeBlg | Com - Health | Electric Energy (GWh/year) | Energy Efficiency | 3.0339 | 3.1159 | 3.2045 | 3.3069 | 3.4236 | 3.5411 | 3.6725 | 3.7941 | 3.918 | 4.0451 | 4.1659 | 4.2696 | 4.3639
Scenario 2: High TRC | SCE | Com | WholeBlg | Com - Lodging | Electric Demand (MW) | Energy Efficiency | 0.15748 | 0.16124 | 0.16515 | 0.17001 | 0.17557 | 0.18118 | 0.18752 | 0.1934 | 0.19936 | 0.20556 | 0.21138 | 0.21627 | 0.21974
Scenario 2: High TRC | SCE | Com | WholeBlg | Com - Lodging | Electric Energy (GWh/year) | Energy Efficiency | 1.4351 | 1.4694 | 1.505 | 1.5493 | 1.6 | 1.6512 | 1.7089 | 1.7625 | 1.8168 | 1.8733 | 1.9264 | 1.9709 | 2.0026
Scenario 2: High TRC | SCE | Com | WholeBlg | Com - Office (Large) | Electric Demand (MW) | Energy Efficiency | 0.66256 | 0.67284 | 0.68416 | 0.69778 | 0.71404 | 0.73023 | 0.74929 | 0.76586 | 0.78237 | 0.79927 | 0.8143 | 0.82589 | 0.84627
Scenario 2: High TRC | SCE | Com | WholeBlg | Com - Office (Large) | Electric Energy (GWh/year) | Energy Efficiency | 6.0381 | 6.1318 | 6.2349 | 6.359 | 6.5072 | 6.6548 | 6.8284 | 6.9795 | 7.1299 | 7.2839 | 7.421 | 7.5265 | 7.7123
Scenario 2: High TRC | SCE | Com | WholeBlg | Com - Office (Small) | Electric Demand (MW) | Energy Efficiency | 0.11632 | 0.11844 | 0.12083 | 0.12367 | 0.127 | 0.13033 | 0.13402 | 0.13737 | 0.14077 | 0.14432 | 0.14749 | 0.15006 | 0.15227
Scenario 2: High TRC | SCE | Com | WholeBlg | Com - Office (Small) | Electric Energy (GWh/year) | Energy Efficiency | 1.06 | 1.0793 | 1.1011 | 1.127 | 1.1574 | 1.1877 | 1.2214 | 1.2519 | 1.2829 | 1.3152 | 1.3441 | 1.3675 | 1.3877
Scenario 2: High TRC | SCE | Com | WholeBlg | Com - Other | Electric Demand (MW) | Energy Efficiency | 0.50609 | 0.51598 | 0.52652 | 0.53981 | 0.5552 | 0.57066 | 0.5888 | 0.60516 | 0.62165 | 0.63866 | 0.65442 | 0.66735 | 0.68619
Scenario 2: High TRC | SCE | Com | WholeBlg | Com - Other | Electric Energy (GWh/year) | Energy Efficiency | 4.6121 | 4.7023 | 4.7983 | 4.9194 | 5.0596 | 5.2006 | 5.3659 | 5.515 | 5.6653 | 5.8203 | 5.9639 | 6.0817 | 6.2534
Scenario 2: High TRC | SCE | Com | WholeBlg | Com - Refrig. Warehouse | Electric Demand (MW) | Energy Efficiency | 0.038941 | 0.040379 | 0.041924 | 0.043757 | 0.04578 | 0.047748 | 0.049702 | 0.051671 | 0.053729 | 0.055734 | 0.057804 | 0.059645 | 0.059059
Scenario 2: High TRC | SCE | Com | WholeBlg | Com - Refrig. Warehouse | Electric Energy (GWh/year) | Energy Efficiency | 0.35487 | 0.36798 | 0.38206 | 0.39877 | 0.4172 | 0.43514 | 0.45294 | 0.47089 | 0.48965 | 0.50791 | 0.52678 | 0.54356 | 0.53822
Scenario 2: High TRC | SCE | Com | WholeBlg | Com - Restaurant | Electric Demand (MW) | Energy Efficiency | 0.2939 | 0.30287 | 0.31266 | 0.32437 | 0.33771 | 0.35118 | 0.36526 | 0.37927 | 0.3938 | 0.40832 | 0.4229 | 0.43598 | 0.43903
Scenario 2: High TRC | SCE | Com | WholeBlg | Com - Restaurant | Electric Energy (GWh/year) | Energy Efficiency | 2.7838 | 2.883 | 2.9919 | 3.1207 | 3.2673 | 3.4147 | 3.5686 | 3.7254 | 3.8888 | 4.0536 | 4.2221 | 4.3788 | 4.4475
Scenario 2: High TRC | SCE | Com | WholeBlg | Com - Restaurant | Gas Energy (MMTherm/year) | Energy Efficiency | -0.0011657 | -0.0013579 | -0.0015756 | -0.0018201 | -0.0020968 | -0.0023695 | -0.0026524 | -0.002973 | -0.003316 | -0.003675 | -0.0040685 | -0.004483 | -0.0049353
Scenario 2: High TRC | SCE | Com | WholeBlg | Com - Retail | Electric Demand (MW) | Energy Efficiency | 0.39802 | 0.40402 | 0.41089 | 0.41901 | 0.42864 | 0.43826 | 0.44984 | 0.45982 | 0.46962 | 0.47953 | 0.48802 | 0.4943 | 0.50347
Scenario 2: High TRC | SCE | Com | WholeBlg | Com - Retail | Electric Energy (GWh/year) | Energy Efficiency | 4.2142 | 4.3651 | 4.529 | 4.721 | 4.9465 | 5.1807 | 5.4411 | 5.7108 | 5.9884 | 6.2783 | 6.5773 | 6.8685 | 7.2078
Scenario 2: High TRC | SCE | Com | WholeBlg | Com - Retail | Gas Energy (MMTherm/year) | Energy Efficiency | 0.0040287 | 0.0046885 | 0.0053838 | 0.0061932 | 0.0071386 | 0.0081448 | 0.0092076 | 0.010435 | 0.011726 | 0.013096 | 0.014617 | 0.016223 | 0.017978
Scenario 2: High TRC | SCE | Com | WholeBlg | Com - School | Electric Demand (MW) | Energy Efficiency | 0.12234 | 0.12453 | 0.12687 | 0.12986 | 0.13332 | 0.13678 | 0.14085 | 0.14448 | 0.14808 | 0.1518 | 0.15509 | 0.15769 | 0.1612
Scenario 2: High TRC | SCE | Com | WholeBlg | Com - School | Electric Energy (GWh/year) | Energy Efficiency | 1.1149 | 1.1349 | 1.1562 | 1.1834 | 1.215 | 1.2465 | 1.2836 | 1.3167 | 1.3495 | 1.3834 | 1.4134 | 1.4371 | 1.4691
Scenario 2: High TRC | SCE | Com | WholeBlg | Com - Warehouse | Electric Demand (MW) | Energy Efficiency | 0.20385 | 0.2082 | 0.21285 | 0.21869 | 0.22544 | 0.23224 | 0.23982 | 0.25073 | 0.25834 | 0.26632 | 0.27382 | 0.28021 | 0.28754
Scenario 2: High TRC | SCE | Com | WholeBlg | Com - Warehouse | Electric Energy (GWh/year) | Energy Efficiency | 1.8577 | 1.8974 | 1.9397 | 1.993 | 2.0544 | 2.1165 | 2.1855 | 2.6165 | 2.7291 | 2.8487 | 2.9686 | 3.0802 | 3.2077
Scenario 2: High TRC | SCE | Com | WholeBlg | Com - Warehouse | Gas Energy (MMTherm/year) | Energy Efficiency | 0 | 0 | 0 | 0 | 0 | 0 | 0 | -0.0036239 | -0.0040968 | -0.004609 | -0.0051715 | -0.0057558 | -0.0064188
Scenario 2: High TRC | SCE | Ind | WholeBlg | Ind - All Other Industrial | Electric Demand (MW) | Energy Efficiency | 0.13253 | 0.13236 | 0.13252 | 0.13289 | 0.13315 | 0.13334 | 0.13349 | 0.13362 | 0.13373 | 0.13379 | 0.13377 | 0.13377 | 0.13375
Scenario 2: High TRC | SCE | Ind | WholeBlg | Ind - All Other Industrial | Electric Energy (GWh/year) | Energy Efficiency | 0.97146 | 0.97015 | 0.97131 | 0.97402 | 0.97591 | 0.97725 | 0.97836 | 0.97927 | 0.98005 | 0.98053 | 0.98035 | 0.98035 | 0.98011
Scenario 2: High TRC | SCE | Ind | WholeBlg | Ind - Chemicals | Electric Demand (MW) | Energy Efficiency | 0.40129 | 0.40416 | 0.40798 | 0.41227 | 0.4161 | 0.41934 | 0.42211 | 0.42442 | 0.42677 | 0.42894 | 0.43071 | 0.43235 | 0.43375
Scenario 2: High TRC | SCE | Ind | WholeBlg | Ind - Chemicals | Electric Energy (GWh/year) | Energy Efficiency | 2.9415 | 2.9624 | 2.9904 | 3.0217 | 3.0497 | 3.0735 | 3.0937 | 3.1106 | 3.1277 | 3.1435 | 3.1564 | 3.1684 | 3.1786
Scenario 2: High TRC | SCE | Ind | WholeBlg | Ind - Electronics | Electric Demand (MW) | Energy Efficiency | 0.19729 | 0.19744 | 0.1982 | 0.19932 | 0.20027 | 0.20117 | 0.20204 | 0.20288 | 0.20368 | 0.20439 | 0.20491 | 0.20543 | 0.20587
Scenario 2: High TRC | SCE | Ind | WholeBlg | Ind - Electronics | Electric Energy (GWh/year) | Energy Efficiency | 1.4461 | 1.4472 | 1.4528 | 1.4609 | 1.4679 | 1.4744 | 1.4808 | 1.4869 | 1.4928 | 1.4979 | 1.5017 | 1.5055 | 1.5086
Scenario 2: High TRC | SCE | Ind | WholeBlg | Ind - Fabricated Metals | Electric Demand (MW) | Energy Efficiency | 0.27261 | 0.27442 | 0.27719 | 0.27962 | 0.28145 | 0.28278 | 0.28384 | 0.28472 | 0.28551 | 0.28619 | 0.28655 | 0.28679 | 0.28682
Scenario 2: High TRC | SCE | Ind | WholeBlg | Ind - Fabricated Metals | Electric Energy (GWh/year) | Energy Efficiency | 1.9982 | 2.0114 | 2.0318 | 2.0495 | 2.0629 | 2.0725 | 2.0803 | 2.0867 | 2.0925 | 2.0974 | 2.1 | 2.1017 | 2.1019
Scenario 2: High TRC | SCE | Ind | WholeBlg | Ind - Food | Electric Demand (MW) | Energy Efficiency | 0.56746 | 0.56515 | 0.5645 | 0.56485 | 0.56475 | 0.56449 | 0.56425 | 0.56382 | 0.56332 | 0.56259 | 0.56142 | 0.56021 | 0.55882
Scenario 2: High TRC | SCE | Ind | WholeBlg | Ind - Food | Electric Energy (GWh/year) | Energy Efficiency | 4.1595 | 4.1425 | 4.1376 | 4.1401 | 4.1393 | 4.1373 | 4.1355 | 4.1322 | 4.1284 | 4.1231 | 4.1143 | 4.1054 | 4.0951
Scenario 2: High TRC | SCE | Ind | WholeBlg | Ind - Industrial Machinery | Electric Demand (MW) | Energy Efficiency | 0.085271 | 0.085894 | 0.086859 | 0.087633 | 0.088137 | 0.088485 | 0.088836 | 0.089141 | 0.089438 | 0.089706 | 0.089862 | 0.089974 | 0.090013
Scenario 2: High TRC | SCE | Ind | WholeBlg | Ind - Industrial Machinery | Electric Energy (GWh/year) | Energy Efficiency | 0.62504 | 0.6296 | 0.63665 | 0.64231 | 0.64599 | 0.64853 | 0.65109 | 0.65331 | 0.65548 | 0.65742 | 0.65856 | 0.65936 | 0.65963
Scenario 2: High TRC | SCE | Ind | WholeBlg | Ind - Lumber & Furniture | Electric Demand (MW) | Energy Efficiency | 0.046975 | 0.046888 | 0.046947 | 0.047084 | 0.047191 | 0.047247 | 0.04726 | 0.047263 | 0.047259 | 0.047238 | 0.047184 | 0.047128 | 0.047053
Scenario 2: High TRC | SCE | Ind | WholeBlg | Ind - Lumber & Furniture | Electric Energy (GWh/year) | Energy Efficiency | 0.34433 | 0.34368 | 0.34411 | 0.34511 | 0.34589 | 0.34629 | 0.34637 | 0.34639 | 0.34635 | 0.34619 | 0.34579 | 0.34537 | 0.34481
Scenario 2: High TRC | SCE | Ind | WholeBlg | Ind - Paper | Electric Demand (MW) | Energy Efficiency | 0.18393 | 0.18039 | 0.17783 | 0.1761 | 0.17444 | 0.1727 | 0.17124 | 0.16999 | 0.16901 | 0.16825 | 0.16755 | 0.16698 | 0.16645
Scenario 2: High TRC | SCE | Ind | WholeBlg | Ind - Paper | Electric Energy (GWh/year) | Energy Efficiency | 1.3483 | 1.3222 | 1.3034 | 1.2907 | 1.2786 | 1.2658 | 1.255 | 1.2458 | 1.2386 | 1.233 | 1.2279 | 1.2237 | 1.2198
Scenario 2: High TRC | SCE | Ind | WholeBlg | Ind - Petroleum | Electric Demand (MW) | Energy Efficiency | 0.70429 | 0.70123 | 0.70041 | 0.701 | 0.70107 | 0.70096 | 0.70072 | 0.70035 | 0.69987 | 0.69907 | 0.69766 | 0.69626 | 0.69466
Scenario 2: High TRC | SCE | Ind | WholeBlg | Ind - Petroleum | Electric Energy (GWh/year) | Energy Efficiency | 5.1625 | 5.1399 | 5.1338 | 5.138 | 5.1384 | 5.1375 | 5.1357 | 5.1328 | 5.1292 | 5.1232 | 5.1128 | 5.1024 | 5.0906
Scenario 2: High TRC | SCE | Ind | WholeBlg | Ind - Plastics | Electric Demand (MW) | Energy Efficiency | 0.32338 | 0.32301 | 0.32359 | 0.32472 | 0.32557 | 0.32625 | 0.32673 | 0.32701 | 0.32726 | 0.32736 | 0.32716 | 0.32695 | 0.32662
Scenario 2: High TRC | SCE | Ind | WholeBlg | Ind - Plastics | Electric Energy (GWh/year) | Energy Efficiency | 2.3704 | 2.3676 | 2.3718 | 2.3801 | 2.3863 | 2.3912 | 2.3946 | 2.3967 | 2.3984 | 2.3991 | 2.3976 | 2.396 | 2.3935
Scenario 2: High TRC | SCE | Ind | WholeBlg | Ind - Primary Metals | Electric Demand (MW) | Energy Efficiency | 0.15345 | 0.15515 | 0.15758 | 0.16005 | 0.16215 | 0.16403 | 0.16597 | 0.16785 | 0.16971 | 0.17148 | 0.17303 | 0.17448 | 0.17582
Scenario 2: High TRC | SCE | Ind | WholeBlg | Ind - Primary Metals | Electric Energy (GWh/year) | Energy Efficiency | 1.1248 | 1.1372 | 1.155 | 1.1731 | 1.1884 | 1.2022 | 1.2164 | 1.2302 | 1.2438 | 1.2567 | 1.268 | 1.2787 | 1.2884
Scenario 2: High TRC | SCE | Ind | WholeBlg | Ind - Printing & Publishing | Electric Demand (MW) | Energy Efficiency | 0.054327 | 0.054108 | 0.054065 | 0.054125 | 0.054131 | 0.05409 | 0.05405 | 0.054003 | 0.053969 | 0.053924 | 0.053832 | 0.053733 | 0.053612
Scenario 2: High TRC | SCE | Ind | WholeBlg | Ind - Printing & Publishing | Electric Energy (GWh/year) | Energy Efficiency | 0.39822 | 0.3966 | 0.39628 | 0.39672 | 0.39675 | 0.39644 | 0.39614 | 0.39579 | 0.39553 | 0.39519 | 0.39451 | 0.39378 | 0.39288
Scenario 2: High TRC | SCE | Ind | WholeBlg | Ind - Stone-Glass-Clay | Electric Demand (MW) | Energy Efficiency | 0.2751 | 0.27837 | 0.2819 | 0.2855 | 0.28866 | 0.29141 | 0.2938 | 0.29609 | 0.29824 | 0.30027 | 0.30209 | 0.30394 | 0.30562
Scenario 2: High TRC | SCE | Ind | WholeBlg | Ind - Stone-Glass-Clay | Electric Energy (GWh/year) | Energy Efficiency | 2.0165 | 2.0405 | 2.0663 | 2.0926 | 2.1157 | 2.1358 | 2.1533 | 2.17 | 2.1857 | 2.2006 | 2.2139 | 2.2274 | 2.2396
Scenario 2: High TRC | SCE | Ind | WholeBlg | Ind - Textiles | Electric Demand (MW) | Energy Efficiency | 0.038505 | 0.038413 | 0.038428 | 0.038449 | 0.03842 | 0.038352 | 0.038287 | 0.038195 | 0.038106 | 0.038015 | 0.037896 | 0.037783 | 0.037662
Scenario 2: High TRC | SCE | Ind | WholeBlg | Ind - Textiles | Electric Energy (GWh/year) | Energy Efficiency | 0.28224 | 0.28157 | 0.28166 | 0.28181 | 0.28159 | 0.28109 | 0.28061 | 0.27993 | 0.27927 | 0.2786 | 0.27772 | 0.27689 | 0.276
Scenario 2: High TRC | SCE | Ind | WholeBlg | Ind - Transportation Equipment | Electric Demand (MW) | Energy Efficiency | 0.32431 | 0.32519 | 0.32902 | 0.33166 | 0.33309 | 0.33384 | 0.33521 | 0.33654 | 0.33817 | 0.33984 | 0.34099 | 0.34175 | 0.34204
Scenario 2: High TRC | SCE | Ind | WholeBlg | Ind - Transportation Equipment | Electric Energy (GWh/year) | Energy Efficiency | 2.3772 | 2.3836 | 2.4116 | 2.4309 | 2.4413 | 2.4468 | 2.4568 | 2.4665 | 2.4784 | 2.4906 | 2.4989 | 2.5045 | 2.5065
Scenario 2: High TRC | SCE | Res | AppPlug | Res - Multi Family | Electric Demand (MW) | Energy Efficiency | 0 | 0 | 0 | 0 | 0 | 0 | 0 | 0 | 0 | 0 | 0 | 0 | 0
Scenario 2: High TRC | SCE | Res | AppPlug | Res - Multi Family | Electric Energy (GWh/year) | Energy Efficiency | 0 | 0 | 0 | 0 | 0 | 0 | 0 | 0 | 0 | 0 | 0 | 0 | 0
Scenario 2: High TRC | SCE | Res | AppPlug | Res - Multi Family | Electric Energy (GWh/year) | Fuel Substitution | -0.011429 | -0.012332 | -0.01324 | -0.014154 | -0.015074 | 0 | 0 | 0 | 0 | 0 | 0 | 0 | 0
Scenario 2: High TRC | SCE | Res | AppPlug | Res - Multi Family | Gas Energy (MMTherm/year) | Energy Efficiency | 0 | 0 | 0 | 0 | 0 | 0 | 0 | 0 | 0 | 0 | 0 | 0 | 0
Scenario 2: High TRC | SCE | Res | AppPlug | Res - Multi Family | Gas Energy (MMTherm/year) | Fuel Substitution | 0.0023277 | 0.0025117 | 0.0026966 | 0.0028828 | 0.0030702 | 0 | 0 | 0 | 0 | 0 | 0 | 0 | 0
Scenario 2: High TRC | SCE | Res | AppPlug | Res - Single Family | Electric Demand (MW) | Energy Efficiency | 0 | 0 | 0 | 0 | 0 | 0 | 0 | 0 | 0 | 0 | 0 | 0 | 0
Scenario 2: High TRC | SCE | Res | AppPlug | Res - Single Family | Electric Energy (GWh/year) | Energy Efficiency | 0 | 0 | 0 | 0 | 0 | 0 | 0 | 0 | 0 | 0 | 0 | 0 | 0
Scenario 2: High TRC | SCE | Res | AppPlug | Res - Single Family | Electric Energy (GWh/year) | Fuel Substitution | -0.079965 | -0.086375 | -0.092754 | -0.099142 | -0.10556 | 0 | 0 | 0 | 0 | 0 | 0 | 0 | 0
Scenario 2: High TRC | SCE | Res | AppPlug | Res - Single Family | Gas Energy (MMTherm/year) | Energy Efficiency | 0 | 0 | 0 | 0 | 0 | 0 | 0 | 0 | 0 | 0 | 0 | 0 | 0
Scenario 2: High TRC | SCE | Res | AppPlug | Res - Single Family | Gas Energy (MMTherm/year) | Fuel Substitution | 0.016232 | 0.017533 | 0.018828 | 0.020124 | 0.021428 | 0 | 0 | 0 | 0 | 0 | 0 | 0 | 0
Scenario 2: High TRC | SCE | Res | BROs | Income Qualified - Multi Family IQ | Electric Demand (MW) | Energy Efficiency | 2.6492 | 2.7675 | 2.8929 | 3.0048 | 3.0809 | 3.1625 | 3.2358 | 3.3198 | 3.4 | 3.4841 | 3.5569 | 3.6463 | 3.7381
Scenario 2: High TRC | SCE | Res | BROs | Income Qualified - Multi Family IQ | Electric Energy (GWh/year) | Energy Efficiency | 11.846 | 12.4085 | 13.0114 | 13.5709 | 13.9959 | 14.4595 | 14.8998 | 15.4065 | 15.9147 | 16.4624 | 16.9806 | 17.605 | 18.2718
Scenario 2: High TRC | SCE | Res | BROs | Income Qualified - Single Family IQ | Electric Demand (MW) | Energy Efficiency | 9.0294 | 9.3687 | 9.7261 | 10.067 | 10.2865 | 10.5247 | 10.7392 | 10.9854 | 11.2183 | 11.4547 | 11.6538 | 11.9071 | 12.1677
Scenario 2: High TRC | SCE | Res | BROs | Income Qualified - Single Family IQ | Electric Energy (GWh/year) | Energy Efficiency | 40.3774 | 42.0082 | 43.7462 | 45.4696 | 46.7327 | 48.1237 | 49.4539 | 50.9844 | 52.5144 | 54.1291 | 55.6414 | 57.4964 | 59.4833
Scenario 2: High TRC | SCE | Res | BROs | Res - Multi Family | Electric Demand (MW) | Energy Efficiency | 19.6664 | 20.4106 | 21.195 | 21.9413 | 22.4232 | 22.9459 | 23.4166 | 23.9569 | 24.4684 | 24.9885 | 25.4271 | 25.9842 | 26.5574
Scenario 2: High TRC | SCE | Res | BROs | Res - Multi Family | Electric Energy (GWh/year) | Energy Efficiency | 87.9402 | 91.5157 | 95.3273 | 99.0972 | 101.8653 | 104.9126 | 107.8264 | 111.1788 | 114.5307 | 118.0714 | 121.3894 | 125.4558 | 129.8108
Scenario 2: High TRC | SCE | Res | BROs | Res - Single Family | Electric Demand (MW) | Energy Efficiency | 4.7019 | 4.913 | 5.1369 | 5.336 | 5.4716 | 5.6171 | 5.7476 | 5.8972 | 6.0401 | 6.19 | 6.3198 | 6.4792 | 6.6427
Scenario 2: High TRC | SCE | Res | BROs | Res - Single Family | Electric Energy (GWh/year) | Energy Efficiency | 21.0259 | 22.0293 | 23.1049 | 24.101 | 24.8581 | 25.6837 | 26.4676 | 27.3698 | 28.2747 | 29.2506 | 30.174 | 31.2862 | 32.4738
Scenario 2: High TRC | SCE | Res | BldgEnv | Res - Single Family | Electric Demand (MW) | Energy Efficiency | 0.022623 | 0.025907 | 0.027346 | 0.027694 | 0.028122 | 0.027758 | 0.027036 | 0.025681 | 0.015919 | 0 | 0 | 0 | 0
Scenario 2: High TRC | SCE | Res | BldgEnv | Res - Single Family | Electric Energy (GWh/year) | Energy Efficiency | 0.010421 | 0.012143 | 0.013404 | 0.014336 | 0.01527 | 0.015968 | 0.016553 | 0.016562 | -0.0067389 | 0 | 0 | 0 | 0
Scenario 2: High TRC | SCE | Res | BldgEnv | Res - Single Family | Gas Energy (MMTherm/year) | Energy Efficiency | 0.0064075 | 0.0071407 | 0.0074846 | 0.007591 | 0.0077144 | 0.007665 | 0.0075374 | 0.0072547 | 0.0034988 | 0 | 0 | 0 | 0
Scenario 2: High TRC | SCE | Res | HVAC | Res - Multi Family | Electric Demand (MW) | Energy Efficiency | 0.0038053 | 1.3512 | 1.0758 | 0.83745 | 0.0047172 | 0.47783 | 0.35416 | 0.25581 | 0.17972 | 0.12189 | 0.078267 | 0.045564 | 0.021152
Scenario 2: High TRC | SCE | Res | HVAC | Res - Multi Family | Electric Demand (MW) | Fuel Substitution | 0 | 0 | 0 | 0 | 0 | 1.7391e-07 | 1.8597e-07 | 1.9507e-07 | 2.0081e-07 | 2.0393e-07 | 2.0523e-07 | 2.0537e-07 | 2.0476e-07
Scenario 2: High TRC | SCE | Res | HVAC | Res - Multi Family | Electric Energy (GWh/year) | Energy Efficiency | 0.035149 | 1.5164 | 1.2161 | 0.95625 | 0.043572 | 0.56423 | 0.46066 | 0.36038 | 0.27816 | 0.21561 | 0.16837 | 0.13291 | 0.10631
Scenario 2: High TRC | SCE | Res | HVAC | Res - Multi Family | Electric Energy (GWh/year) | Fuel Substitution | 3.944e-06 | 3.3388e-06 | 3.3371e-06 | 6.8531e-06 | 6.8888e-06 | 1.6466e-06 | 1.7611e-06 | 1.8475e-06 | 1.9021e-06 | 1.9318e-06 | 1.9443e-06 | 1.9457e-06 | 1.9401e-06
Scenario 2: High TRC | SCE | Res | HVAC | Res - Multi Family | Gas Energy (MMTherm/year) | Fuel Substitution | 7.5469e-06 | 8.0838e-06 | 8.1312e-06 | 1.0194e-05 | 1.0208e-05 | 0 | 0 | 0 | 0 | 0 | 0 | 0 | 0
Scenario 2: High TRC | SCE | Res | HVAC | Res - Single Family | Electric Demand (MW) | Energy Efficiency | 0.87511 | 16.242 | 13.3167 | 10.7713 | 1.1605 | 7.3515 | 5.8538 | 4.6982 | 2.7804 | 1.8966 | 1.3676 | 0.96762 | 0.66659
Scenario 2: High TRC | SCE | Res | HVAC | Res - Single Family | Electric Demand (MW) | Fuel Substitution | 0 | 0 | 0 | 0 | 0 | 7.5342e-06 | 7.7655e-06 | 8.1283e-06 | 1.023e-06 | 1.0543e-06 | 1.0734e-06 | 1.0841e-06 | 1.0894e-06
Scenario 2: High TRC | SCE | Res | HVAC | Res - Single Family | Electric Energy (GWh/year) | Energy Efficiency | 0.81128 | 9.8565 | 8.1668 | 6.6942 | 1.0769 | 12.9328 | 10.562 | 8.5679 | 5.9744 | 4.4518 | 3.3767 | 2.5309 | 1.8717
Scenario 2: High TRC | SCE | Res | HVAC | Res - Single Family | Electric Energy (GWh/year) | Fuel Substitution | -0.00072595 | -0.00075458 | -0.00076493 | -0.00077855 | -0.00081905 | 4.8613e-05 | 5.0294e-05 | 5.2657e-05 | 7.0566e-06 | 7.2728e-06 | 7.4043e-06 | 7.478e-06 | 7.5144e-06
Scenario 2: High TRC | SCE | Res | HVAC | Res - Single Family | Gas Energy (MMTherm/year) | Energy Efficiency | -0.0022129 | -0.0024567 | -0.0026487 | -0.0027989 | -0.0029399 | -0.025238 | -0.021081 | -0.017518 | -0.012013 | -0.0090133 | -0.0069457 | -0.0052936 | -0.0039893
Scenario 2: High TRC | SCE | Res | HVAC | Res - Single Family | Gas Energy (MMTherm/year) | Fuel Substitution | 0.00020634 | 0.0002139 | 0.00021671 | 0.00022126 | 0.00023965 | 0 | 0 | 0 | 0 | 0 | 0 | 0 | 0
Scenario 2: High TRC | SCE | Res | WaterHeat | Res - Multi Family | Electric Demand (MW) | Energy Efficiency | 0.027264 | 0.029011 | 0.031178 | 0.033097 | 0.035026 | 0.036721 | 0.038401 | 0.040021 | 0.041593 | 0.043132 | 0.04467 | 0.046944 | 0.049678
Scenario 2: High TRC | SCE | Res | WaterHeat | Res - Multi Family | Electric Demand (MW) | Fuel Substitution | 0 | 0 | 0 | 0 | 0 | 0.19688 | 0.23655 | 0.27726 | 0.30696 | 0.32568 | 0.33587 | 0.34025 | 0.34095
Scenario 2: High TRC | SCE | Res | WaterHeat | Res - Multi Family | Electric Energy (GWh/year) | Energy Efficiency | 0.14363 | 0.15279 | 0.1642 | 0.17428 | 0.18443 | 0.19333 | 0.20216 | 0.21067 | 0.21893 | 0.22701 | 0.2351 | 0.2471 | 0.26157
Scenario 2: High TRC | SCE | Res | WaterHeat | Res - Multi Family | Electric Energy (GWh/year) | Fuel Substitution | -11.1407 | -11.0035 | -43.0878 | -42.8622 | -42.5766 | 1.0677 | 1.2836 | 1.5045 | 1.6656 | 1.7671 | 1.8223 | 1.8459 | 1.8496
Scenario 2: High TRC | SCE | Res | WaterHeat | Res - Multi Family | Gas Energy (MMTherm/year) | Fuel Substitution | 0.88549 | 0.87293 | 3.0675 | 3.0491 | 3.0275 | 0 | 0 | 0 | 0 | 0 | 0 | 0 | 0
Scenario 2: High TRC | SCE | Res | WaterHeat | Res - Single Family | Electric Demand (MW) | Energy Efficiency | 0.024684 | 0.028175 | 0.030892 | 0.033212 | 0.035536 | 0.037516 | 0.039297 | 0.040966 | 0.042596 | 0.04397 | 0.045694 | 0.047631 | 0.049602
Scenario 2: High TRC | SCE | Res | WaterHeat | Res - Single Family | Electric Demand (MW) | Fuel Substitution | 0 | 0 | 0 | 0 | 0 | 1.4233 | 1.6954 | 1.9814 | 2.1886 | 2.3184 | 2.3888 | 2.419 | 2.4238
Scenario 2: High TRC | SCE | Res | WaterHeat | Res - Single Family | Electric Energy (GWh/year) | Energy Efficiency | 0.12642 | 0.14424 | 0.1582 | 0.17011 | 0.18205 | 0.19222 | 0.20136 | 0.20992 | 0.21829 | 0.22542 | 0.23426 | 0.24419 | 0.2543
Scenario 2: High TRC | SCE | Res | WaterHeat | Res - Single Family | Electric Energy (GWh/year) | Fuel Substitution | -7.4654 | -7.2137 | -6.9281 | -6.7088 | -6.5641 | 7.6306 | 9.0902 | 10.6243 | 11.7348 | 12.4303 | 12.8072 | 12.9682 | 12.9933
Scenario 2: High TRC | SCE | Res | WaterHeat | Res - Single Family | Gas Energy (MMTherm/year) | Fuel Substitution | 1.037 | 1.0018 | 0.96193 | 0.93133 | 0.91114 | 0 | 0 | 0 | 0 | 0 | 0 | 0 | 0
Scenario 2: High TRC | SCE | Res | WholeBlg | Res - Multi Family | Electric Demand (MW) | Energy Efficiency | 0 | 0 | 0 | 0 | 0 | 0 | 0 | 0 | 0 | 0 | 0 | 0 | 0
Scenario 2: High TRC | SCE | Res | WholeBlg | Res - Multi Family | Electric Energy (GWh/year) | Energy Efficiency | 0 | 0 | 0 | 0 | 0 | 0 | 0 | 0 | 0 | 0 | 0 | 0 | 0
Scenario 2: High TRC | SCE | Res | WholeBlg | Res - Multi Family | Gas Energy (MMTherm/year) | Energy Efficiency | 0 | 0 | 0 | 0 | 0 | 0 | 0 | 0 | 0 | 0 | 0 | 0 | 0
Scenario 2: High TRC | SCE | Res | WholeBlg | Res - Single Family | Electric Demand (MW) | Energy Efficiency | 0 | 0 | 0 | 0 | 0 | 0 | 0 | 0 | 0.06255 | 0.056604 | 0.051415 | 0.047124 | 0.043171
Scenario 2: High TRC | SCE | Res | WholeBlg | Res - Single Family | Electric Energy (GWh/year) | Energy Efficiency | 0 | 0 | 0 | 0 | 0 | 0 | 0 | 0 | 0.28002 | 0.25341 | 0.23018 | 0.21097 | 0.19327
Scenario 2: High TRC | SCE | Res | WholeBlg | Res - Single Family | Gas Energy (MMTherm/year) | Energy Efficiency | 0 | 0 | 0 | 0 | 0 | 0 | 0 | 0 | 0.0016146 | 0.0014611 | 0.0013272 | 0.0012164 | 0.0011144
Scenario 2: High TRC | SCG | Ag | WholeBlg | Ag - Dairies, fishing, hunting | Gas Energy (MMTherm/year) | Energy Efficiency | 0.010787 | 0.010787 | 0.010787 | 0.010787 | 0.010787 | 0.010787 | 0.010787 | 0.010787 | 0.010787 | 0.010787 | 0.010787 | 0.010787 | 0.010787
Scenario 2: High TRC | SCG | Ag | WholeBlg | Ag - Irrigated Agriculture, vineyards, forestry and greenhouses | Gas Energy (MMTherm/year) | Energy Efficiency | 0.046276 | 0.046276 | 0.046276 | 0.046276 | 0.046276 | 0.046276 | 0.046276 | 0.046276 | 0.046276 | 0.046276 | 0.046276 | 0.046276 | 0.046276
Scenario 2: High TRC | SCG | Ag | WholeBlg | Ag - Water pumping | Gas Energy (MMTherm/year) | Energy Efficiency | 0.015198 | 0.015198 | 0.015198 | 0.015198 | 0.015198 | 0.015198 | 0.015198 | 0.015198 | 0.015198 | 0.015198 | 0.015198 | 0.015198 | 0.015198
Scenario 2: High TRC | SCG | Com | AppPlug | Com - Health | Gas Energy (MMTherm/year) | Energy Efficiency | 0.88118 | 0.9768 | 1.0673 | 1.1297 | 1.1888 | 1.2347 | 1.2715 | 1.2873 | 1.2852 | 1.2611 | 1.2188 | 1.1711 | 1.1122
Scenario 2: High TRC | SCG | Com | AppPlug | Com - Lodging | Gas Energy (MMTherm/year) | Energy Efficiency | 0.61502 | 0.67752 | 0.73775 | 0.78082 | 0.81169 | 0.83738 | 0.85601 | 0.86611 | 0.86577 | 0.85525 | 0.83577 | 0.80704 | 0.77062
Scenario 2: High TRC | SCG | Com | AppPlug | Com - Other | Gas Energy (MMTherm/year) | Energy Efficiency | 0.002294 | 0.0026582 | 0.0030446 | 0.0034393 | 0.025462 | 0.030821 | 0.024076 | 0.021096 | 0.018108 | 0.015354 | 0.012934 | 0.010878 | 0.0092215
Scenario 2: High TRC | SCG | Com | BldgEnv | Com - College | Electric Demand (MW) | Energy Efficiency | 0.0042218 | 0.0042063 | 0.0040509 | 0.0037642 | 0.0033638 | 0.0029066 | 0.0024523 | 0.001967 | 0.0015199 | 0.0011242 | 0.00079239 | 0.00053854 | 0.00050454
Scenario 2: High TRC | SCG | Com | BldgEnv | Com - College | Electric Energy (GWh/year) | Energy Efficiency | 0.0014365 | 0.0014312 | 0.0013784 | 0.0012809 | 0.0011447 | 0.00098915 | 0.00083226 | 0.00066776 | 0.00051622 | 0.00038211 | 0.00026966 | 0.00018367 | 0.00017219
Scenario 2: High TRC | SCG | Com | BldgEnv | Com - College | Gas Energy (MMTherm/year) | Energy Efficiency | 0.0038306 | 0.0038046 | 0.0036404 | 0.0033492 | 0.0029551 | 0.0025007 | 0.0020267 | 0.0015574 | 0.0011255 | 0.00074567 | 0.00042584 | 0.00016987 | 0.00013495
Scenario 2: High TRC | SCG | Com | BldgEnv | Com - Grocery | Electric Demand (MW) | Energy Efficiency | 0.0042404 | 0.0029403 | 0.0016683 | 0.00086289 | 0.00088135 | 0.00081136 | 0.00084764 | 0.00088711 | 0.00091973 | 0.00094645 | 0.00097416 | 0.00099679 | 0.0010187
Scenario 2: High TRC | SCG | Com | BldgEnv | Com - Grocery | Electric Energy (GWh/year) | Energy Efficiency | 0.0014433 | 0.001001 | 0.00056836 | 0.00029447 | 0.00030076 | 0.00027683 | 0.0002892 | 0.00030267 | 0.0003138 | 0.00032292 | 0.00033237 | 0.00034009 | 0.00034757
Scenario 2: High TRC | SCG | Com | BldgEnv | Com - Grocery | Gas Energy (MMTherm/year) | Energy Efficiency | 0.0029028 | 0.0018464 | 0.00081727 | 0.00015934 | 0.00016625 | 0.00016612 | 0.00017358 | 0.0001817 | 0.00018841 | 0.00019391 | 0.00019961 | 0.00020426 | 0.00020876
Scenario 2: High TRC | SCG | Com | BldgEnv | Com - Health | Electric Demand (MW) | Energy Efficiency | 0.0060866 | 0.0054975 | 0.0047354 | 0.0038537 | 0.002979 | 0.0021518 | 0.0014429 | 0.0010524 | 0.00099671 | 0.00091515 | 0.00090958 | 0.00094889 | 0.00099405
Scenario 2: High TRC | SCG | Com | BldgEnv | Com - Health | Electric Energy (GWh/year) | Energy Efficiency | 0.0029019 | 0.0026215 | 0.0022587 | 0.0018388 | 0.0014223 | 0.0010285 | 0.00069096 | 0.00050496 | 0.0004782 | 0.00043902 | 0.00043635 | 0.0004552 | 0.00047687
Scenario 2: High TRC | SCG | Com | BldgEnv | Com - Health | Gas Energy (MMTherm/year) | Energy Efficiency | 0.0037239 | 0.0033066 | 0.0027698 | 0.0021645 | 0.0015572 | 0.00098695 | 0.00048924 | 0.00021947 | 0.00021377 | 0.00020275 | 0.0002015 | 0.00021021 | 0.00022022
Scenario 2: High TRC | SCG | Com | BldgEnv | Com - Lodging | Electric Demand (MW) | Energy Efficiency | 0.00016434 | 0.00019883 | 0.00024006 | 0.00028918 | 0.00034753 | 0.00041647 | 0.00049745 | 0.00059184 | 0.001228 | 0.0014464 | 0.0016923 | 0.0019641 | 0.0022577
Scenario 2: High TRC | SCG | Com | BldgEnv | Com - Lodging | Electric Energy (GWh/year) | Energy Efficiency | 0.00010566 | 0.00012782 | 0.00015433 | 0.00018589 | 0.00022339 | 0.00026771 | 0.00031975 | 0.00038041 | 0.00079491 | 0.00093633 | 0.0010955 | 0.0012714 | 0.0014615
Scenario 2: High TRC | SCG | Com | BldgEnv | Com - Lodging | Gas Energy (MMTherm/year) | Energy Efficiency | 6.1967e-05 | 7.5073e-05 | 9.0751e-05 | 0.00010944 | 0.00013165 | 0.00015791 | 0.00018877 | 0.00022475 | 0.00046235 | 0.00054479 | 0.00063758 | 0.00074015 | 0.00085094
Scenario 2: High TRC | SCG | Com | BldgEnv | Com - Office (Large) | Electric Demand (MW) | Energy Efficiency | 0.0044593 | 0.0046327 | 0.0047628 | 0.004887 | 0.0050237 | 0.0051514 | 0.0052353 | 0.0053068 | 0.0053214 | 0.0053115 | 0.0053129 | 0.0052862 | 0.0052622
Scenario 2: High TRC | SCG | Com | BldgEnv | Com - Office (Large) | Electric Energy (GWh/year) | Energy Efficiency | 0.0015214 | 0.0015806 | 0.001625 | 0.0016674 | 0.001714 | 0.0017576 | 0.0017862 | 0.0018106 | 0.0018156 | 0.0018122 | 0.0018127 | 0.0018036 | 0.0017954
Scenario 2: High TRC | SCG | Com | BldgEnv | Com - Office (Large) | Gas Energy (MMTherm/year) | Energy Efficiency | 0.00057006 | 0.00059231 | 0.00060899 | 0.00062492 | 0.00064247 | 0.00065886 | 0.00066966 | 0.00067887 | 0.0006808 | 0.00067958 | 0.0006798 | 0.00067641 | 0.00067335
Scenario 2: High TRC | SCG | Com | BldgEnv | Com - Office (Small) | Electric Demand (MW) | Energy Efficiency | 0.0025867 | 0.0018887 | 0.00122 | 0.00074915 | 9.6687e-05 | 0.0075342 | 0.00077527 | 0.00079866 | 0.00081887 | 0.00083567 | 0.00085151 | 0.00086456 | 0.00087675
Scenario 2: High TRC | SCG | Com | BldgEnv | Com - Office (Small) | Electric Energy (GWh/year) | Energy Efficiency | 0.00087862 | 0.00064209 | 0.00041549 | 0.0002556 | 3.3031e-05 | 0.0025706 | 0.00026451 | 0.00027249 | 0.00027939 | 0.00028512 | 0.00029053 | 0.00029498 | 0.00029914
Scenario 2: High TRC | SCG | Com | BldgEnv | Com - Office (Small) | Gas Energy (MMTherm/year) | Energy Efficiency | 0.00073384 | 0.00048011 | 0.00023774 | 9.5615e-05 | 8.0188e-06 | 0.00096212 | 9.8972e-05 | 0.00010197 | 0.00010456 | 0.00010671 | 0.00010874 | 0.00011042 | 0.00011198
Scenario 2: High TRC | SCG | Com | BldgEnv | Com - Other | Electric Demand (MW) | Energy Efficiency | 0.011844 | 0.010666 | 0.0091259 | 0.0073898 | 0.0041899 | 0.0054622 | 0.0025344 | 0.0017639 | 0.0018239 | 0.0018885 | 0.0019519 | 0.0020073 | 0.0020645
Scenario 2: High TRC | SCG | Com | BldgEnv | Com - Other | Electric Energy (GWh/year) | Energy Efficiency | 0.0040326 | 0.0036316 | 0.0031076 | 0.0025168 | 0.0014263 | 0.0018625 | 0.00086371 | 0.00060221 | 0.00062271 | 0.00064474 | 0.0006664 | 0.00068531 | 0.00070484
Scenario 2: High TRC | SCG | Com | BldgEnv | Com - Other | Gas Energy (MMTherm/year) | Energy Efficiency | 0.0087139 | 0.0077339 | 0.0064667 | 0.0050462 | 0.0031752 | 0.0027033 | 0.0010702 | 0.00052947 | 0.0005475 | 0.00056687 | 0.00058591 | 0.00060254 | 0.00061972
Scenario 2: High TRC | SCG | Com | BldgEnv | Com - Refrig. Warehouse | Electric Demand (MW) | Energy Efficiency | 0.00085803 | 9.4359e-05 | 1.4058e-05 | 0.00091279 | 0.00036754 | 0.0004113 | 0.00045683 | 0.00050096 | 0.00086796 | 0.00092943 | 0.00097621 | 0.0010056 | 0.0010124
Scenario 2: High TRC | SCG | Com | BldgEnv | Com - Refrig. Warehouse | Electric Energy (GWh/year) | Energy Efficiency | 0.00029495 | 3.2297e-05 | 6.153e-06 | 0.00031401 | 0.00012749 | 0.00014271 | 0.00015856 | 0.00017392 | 0.00029957 | 0.0003208 | 0.00033694 | 0.00034706 | 0.00034942
Scenario 2: High TRC | SCG | Com | BldgEnv | Com - Refrig. Warehouse | Gas Energy (MMTherm/year) | Energy Efficiency | 0.00016833 | 1.8082e-05 | 6.7111e-06 | 0.00017951 | 0.00011757 | 0.00013299 | 0.00014897 | 0.00016457 | 0.00029608 | 0.00031775 | 0.00033416 | 0.00034403 | 0.0003458
Scenario 2: High TRC | SCG | Com | BldgEnv | Com - Restaurant | Electric Demand (MW) | Energy Efficiency | 0.00066666 | 0.0007195 | 0.0007714 | 0.00082331 | 0.00087673 | 0.00092016 | 0.00095754 | 0.00099614 | 0.0010314 | 0.0010618 | 0.0010916 | 0.0011171 | 0.0011423
Scenario 2: High TRC | SCG | Com | BldgEnv | Com - Restaurant | Electric Energy (GWh/year) | Energy Efficiency | 0.0002275 | 0.00024553 | 0.00026324 | 0.00028095 | 0.00029918 | 0.000314 | 0.00032676 | 0.00033993 | 0.00035196 | 0.00036232 | 0.0003725 | 0.00038121 | 0.0003898
Scenario 2: High TRC | SCG | Com | BldgEnv | Com - Restaurant | Gas Energy (MMTherm/year) | Energy Efficiency | 0.00017695 | 0.00019097 | 0.00020475 | 0.00021853 | 0.00023271 | 0.00024424 | 0.00025416 | 0.0002644 | 0.00027377 | 0.00028182 | 0.00028974 | 0.00029651 | 0.0003032
Scenario 2: High TRC | SCG | Com | BldgEnv | Com - Retail | Electric Demand (MW) | Energy Efficiency | 0.021345 | 0.018425 | 0.014937 | 0.0031779 | 0.0064359 | 0.0095029 | 0.0035937 | 0.0036949 | 0.0034955 | 0.0035992 | 0.0037035 | 0.00379 | 0.003875
Scenario 2: High TRC | SCG | Com | BldgEnv | Com - Retail | Electric Energy (GWh/year) | Energy Efficiency | 0.0072639 | 0.0062706 | 0.0050843 | 0.0010846 | 0.0021896 | 0.0032399 | 0.0012265 | 0.001261 | 0.0011928 | 0.0012282 | 0.0012638 | 0.0012933 | 0.0013223
Scenario 2: High TRC | SCG | Com | BldgEnv | Com - Retail | Gas Energy (MMTherm/year) | Energy Efficiency | 0.02883 | 0.024247 | 0.018853 | 0.0010643 | 0.0090764 | 0.0063243 | 0.0012222 | 0.0012675 | 0.0012613 | 0.0012986 | 0.0013362 | 0.0013673 | 0.001398
Scenario 2: High TRC | SCG | Com | BldgEnv | Com - School | Electric Demand (MW) | Energy Efficiency | 0.0009696 | 0.0010161 | 0.0010621 | 0.0011019 | 0.0011226 | 0.0011536 | 0.0011708 | 0.0011856 | 0.0012015 | 0.0012189 | 0.0012298 | 0.001246 | 0.0012533
Scenario 2: High TRC | SCG | Com | BldgEnv | Com - School | Electric Energy (GWh/year) | Energy Efficiency | 0.00033081 | 0.00034667 | 0.00036238 | 0.00037597 | 0.00038303 | 0.00039358 | 0.00039947 | 0.00040449 | 0.00040994 | 0.00041588 | 0.0004196 | 0.0004251 | 0.00042761
Scenario 2: High TRC | SCG | Com | BldgEnv | Com - School | Gas Energy (MMTherm/year) | Energy Efficiency | 0.00012394 | 0.0001299 | 0.0001358 | 0.00014091 | 0.00014356 | 0.00014753 | 0.00014976 | 0.00015165 | 0.00015371 | 0.00015595 | 0.00015736 | 0.00015943 | 0.00016037
Scenario 2: High TRC | SCG | Com | BldgEnv | Com - Warehouse | Electric Demand (MW) | Energy Efficiency | 0.0072054 | 0.0082026 | 0.0091677 | 0.010078 | 0.010876 | 0.011475 | 0.011815 | 0.011874 | 0.019033 | 0.018044 | 0.016646 | 0.014944 | 0.01309
Scenario 2: High TRC | SCG | Com | BldgEnv | Com - Warehouse | Electric Energy (GWh/year) | Energy Efficiency | 0.0046018 | 0.0052378 | 0.0058532 | 0.006434 | 0.0069439 | 0.0073268 | 0.0075451 | 0.0075843 | 0.012268 | 0.011632 | 0.010733 | 0.0096378 | 0.008445
Scenario 2: High TRC | SCG | Com | BldgEnv | Com - Warehouse | Gas Energy (MMTherm/year) | Energy Efficiency | 0.0039327 | 0.0044981 | 0.0050495 | 0.0055622 | 0.0060009 | 0.0063231 | 0.0064949 | 0.0064967 | 0.010786 | 0.010165 | 0.0092985 | 0.0082541 | 0.0071164
Scenario 2: High TRC | SCG | Com | FoodServ | Com - College | Electric Demand (MW) | Energy Efficiency | 0.0024558 | 0.0026527 | 0.0028885 | 0.0031385 | 0.0033268 | 0.0035803 | 0.0038326 | 0.0040322 | 0.004225 | 0.0043863 | 0.0045612 | 0.0048655 | 0.0050347
Scenario 2: High TRC | SCG | Com | FoodServ | Com - College | Electric Energy (GWh/year) | Energy Efficiency | 0.012065 | 0.013024 | 0.014174 | 0.015394 | 0.016312 | 0.01755 | 0.018781 | 0.019755 | 0.020695 | 0.02148 | 0.022332 | 0.023816 | 0.024639
Scenario 2: High TRC | SCG | Com | FoodServ | Com - College | Gas Energy (MMTherm/year) | Energy Efficiency | 0.013447 | 0.014077 | 0.01471 | 0.015304 | 0.015743 | 0.016224 | 0.016625 | 0.016891 | 0.017109 | 0.017246 | 0.018186 | 0.018751 | 0.01886
Scenario 2: High TRC | SCG | Com | FoodServ | Com - Grocery | Electric Demand (MW) | Energy Efficiency | 0.014696 | 0.016001 | 0.017167 | 0.01836 | 0.019571 | 0.02078 | 0.021902 | 0.023095 | 0.024193 | 0.025209 | 0.026261 | 0.027241 | 0.028223
Scenario 2: High TRC | SCG | Com | FoodServ | Com - Grocery | Electric Energy (GWh/year) | Energy Efficiency | 0.072269 | 0.078614 | 0.084283 | 0.090087 | 0.095984 | 0.10187 | 0.10733 | 0.11314 | 0.11848 | 0.12342 | 0.12853 | 0.13328 | 0.13805
Scenario 2: High TRC | SCG | Com | FoodServ | Com - Grocery | Gas Energy (MMTherm/year) | Energy Efficiency | 0.10196 | 0.10753 | 0.11236 | 0.11696 | 0.12128 | 0.12519 | 0.12848 | 0.13167 | 0.13415 | 0.13613 | 0.15686 | 0.16694 | 0.16952
Scenario 2: High TRC | SCG | Com | FoodServ | Com - Health | Electric Demand (MW) | Energy Efficiency | 0.0064268 | 0.0070823 | 0.0077992 | 0.0082931 | 0.0089271 | 0.0094811 | 0.010212 | 0.010748 | 0.011261 | 0.011575 | 0.011812 | 0.01252 | 0.013312
Scenario 2: High TRC | SCG | Com | FoodServ | Com - Health | Electric Energy (GWh/year) | Energy Efficiency | 0.031401 | 0.03459 | 0.03808 | 0.040483 | 0.043572 | 0.046271 | 0.049836 | 0.052444 | 0.054943 | 0.056469 | 0.057619 | 0.06107 | 0.064931
Scenario 2: High TRC | SCG | Com | FoodServ | Com - Health | Gas Energy (MMTherm/year) | Energy Efficiency | 0.035675 | 0.037707 | 0.03969 | 0.041129 | 0.042653 | 0.043876 | 0.045242 | 0.046177 | 0.046946 | 0.047304 | 0.05157 | 0.053897 | 0.054877
Scenario 2: High TRC | SCG | Com | FoodServ | Com - Lodging | Electric Demand (MW) | Energy Efficiency | 0.0079088 | 0.0085351 | 0.0091538 | 0.0097108 | 0.010306 | 0.010906 | 0.011496 | 0.012064 | 0.01257 | 0.013035 | 0.013507 | 0.013957 | 0.014393
Scenario 2: High TRC | SCG | Com | FoodServ | Com - Lodging | Electric Energy (GWh/year) | Energy Efficiency | 0.038798 | 0.041846 | 0.04486 | 0.047574 | 0.050474 | 0.053396 | 0.056266 | 0.059031 | 0.061491 | 0.063748 | 0.066044 | 0.068224 | 0.070339
Scenario 2: High TRC | SCG | Com | FoodServ | Com - Lodging | Gas Energy (MMTherm/year) | Energy Efficiency | 0.030736 | 0.032439 | 0.034049 | 0.035467 | 0.036837 | 0.038108 | 0.039268 | 0.040311 | 0.041143 | 0.041829 | 0.047212 | 0.049974 | 0.050705
Scenario 2: High TRC | SCG | Com | FoodServ | Com - Other | Electric Demand (MW) | Energy Efficiency | 0.043739 | 0.047366 | 0.050751 | 0.053867 | 0.033843 | 0.082943 | 0.062257 | 0.064777 | 0.067021 | 0.069331 | 0.071633 | 0.073822 | 0.076069
Scenario 2: High TRC | SCG | Com | FoodServ | Com - Other | Electric Energy (GWh/year) | Energy Efficiency | 0.2139 | 0.23138 | 0.2477 | 0.26273 | 0.16526 | 0.40388 | 0.30319 | 0.31533 | 0.32612 | 0.33722 | 0.34828 | 0.35877 | 0.36954
Scenario 2: High TRC | SCG | Com | FoodServ | Com - Other | Gas Energy (MMTherm/year) | Energy Efficiency | 0.15583 | 0.16572 | 0.17498 | 0.18351 | 0.1397 | 0.25052 | 0.20553 | 0.21181 | 0.21718 | 0.2224 | 0.23319 | 0.24019 | 0.24473
Scenario 2: High TRC | SCG | Com | FoodServ | Com - Restaurant | Electric Demand (MW) | Energy Efficiency | 0.12613 | 0.13577 | 0.14476 | 0.15369 | 0.16276 | 0.1708 | 0.1782 | 0.18574 | 0.19294 | 0.19953 | 0.20609 | 0.21227 | 0.21849
Scenario 2: High TRC | SCG | Com | FoodServ | Com - Restaurant | Electric Energy (GWh/year) | Energy Efficiency | 0.6263 | 0.67351 | 0.71763 | 0.76144 | 0.80583 | 0.8451 | 0.88122 | 0.91796 | 0.95303 | 0.98505 | 1.0169 | 1.0469 | 1.0771
Scenario 2: High TRC | SCG | Com | FoodServ | Com - Restaurant | Gas Energy (MMTherm/year) | Energy Efficiency | 0.48027 | 0.5097 | 0.53737 | 0.56384 | 0.58936 | 0.6116 | 0.63148 | 0.65061 | 0.66757 | 0.68226 | 0.76953 | 0.81735 | 0.83402
Scenario 2: High TRC | SCG | Com | FoodServ | Com - Retail | Electric Demand (MW) | Energy Efficiency | 0.001897 | 0.0021044 | 0.0023002 | 0.0025152 | 0 | 0.0063055 | 0.0032081 | 0.0034576 | 0.0036897 | 0.0039159 | 0.0041505 | 0.0043717 | 0.0045965
Scenario 2: High TRC | SCG | Com | FoodServ | Com - Retail | Electric Energy (GWh/year) | Energy Efficiency | 0.0092922 | 0.010308 | 0.011267 | 0.01232 | 0 | 0.030886 | 0.015714 | 0.016936 | 0.018073 | 0.019181 | 0.02033 | 0.021414 | 0.022515
Scenario 2: High TRC | SCG | Com | FoodServ | Com - Retail | Gas Energy (MMTherm/year) | Energy Efficiency | 0.00020578 | 0.00022828 | 0.00024952 | 0.00027284 | 0 | 0.00068399 | 0.000348 | 0.00037506 | 0.00040024 | 0.00042477 | 0.00045022 | 0.00047422 | 0.0004986
Scenario 2: High TRC | SCG | Com | FoodServ | Com - School | Electric Demand (MW) | Energy Efficiency | 0.014709 | 0.015614 | 0.01652 | 0.017372 | 0.018037 | 0.018808 | 0.019443 | 0.020051 | 0.020674 | 0.021313 | 0.021879 | 0.022505 | 0.023027
Scenario 2: High TRC | SCG | Com | FoodServ | Com - School | Electric Energy (GWh/year) | Energy Efficiency | 0.070527 | 0.07487 | 0.079224 | 0.083317 | 0.086505 | 0.090213 | 0.093259 | 0.09618 | 0.09917 | 0.10224 | 0.10496 | 0.10797 | 0.11048
Scenario 2: High TRC | SCG | Com | FoodServ | Com - School | Gas Energy (MMTherm/year) | Energy Efficiency | 0.036318 | 0.037883 | 0.039336 | 0.040607 | 0.041502 | 0.042412 | 0.043047 | 0.043576 | 0.044054 | 0.044501 | 0.046449 | 0.047622 | 0.047851
Scenario 2: High TRC | SCG | Com | HVAC | Com - College | Electric Demand (MW) | Energy Efficiency | 0.045837 | 0.045917 | 0.04713 | 0.048677 | 0.048886 | 0.049416 | 0.050905 | 0.051395 | 0.051791 | 0.051707 | 0.051899 | 0.054044 | 0.054155
Scenario 2: High TRC | SCG | Com | HVAC | Com - College | Electric Energy (GWh/year) | Energy Efficiency | 0.058376 | 0.058359 | 0.059702 | 0.061449 | 0.061594 | 0.058177 | 0.05993 | 0.060506 | 0.060973 | 0.060874 | 0.0611 | 0.063625 | 0.063755
Scenario 2: High TRC | SCG | Com | HVAC | Com - College | Gas Energy (MMTherm/year) | Energy Efficiency | 0.0064063 | 0.0063248 | 0.0063384 | 0.0063828 | 0.0063189 | 0.0032352 | 0.0033328 | 0.0033648 | 0.0033908 | 0.0033854 | 0.003398 | 0.0035384 | 0.0035457
Scenario 2: High TRC | SCG | Com | HVAC | Com - Grocery | Gas Energy (MMTherm/year) | Energy Efficiency | 0.0044785 | 0.0045875 | 0.0046418 | 0.0048528 | 0.0049401 | 0.0050281 | 0.0050842 | 0.0051665 | 0.0051374 | 0.0051782 | 0.005234 | 0.0053113 | 0.0053419
Scenario 2: High TRC | SCG | Com | HVAC | Com - Health | Electric Demand (MW) | Energy Efficiency | 0.0012734 | 0.0012515 | 0.0012332 | 0.0012012 | 0.0011796 | 0 | 0 | 0 | 0 | 0 | 0 | 0 | 0
Scenario 2: High TRC | SCG | Com | HVAC | Com - Health | Electric Energy (GWh/year) | Energy Efficiency | 0.0063598 | 0.0062505 | 0.0061592 | 0.0059989 | 0.0058913 | 0 | 0 | 0 | 0 | 0 | 0 | 0 | 0
Scenario 2: High TRC | SCG | Com | HVAC | Com - Health | Gas Energy (MMTherm/year) | Energy Efficiency | 0.13191 | 0.13531 | 0.13617 | 0.13354 | 0.12857 | 0.11751 | 0.10851 | 0.097818 | 0.086506 | 0.074857 | 0.063622 | 0.05408 | 0.045715
Scenario 2: High TRC | SCG | Com | HVAC | Com - Lodging | Electric Demand (MW) | Energy Efficiency | 0.00052636 | 0.00051591 | 0.00050623 | 0.00049563 | 0.00048717 | 0 | 0 | 0 | 0 | 0 | 0 | 0 | 0
Scenario 2: High TRC | SCG | Com | HVAC | Com - Lodging | Electric Energy (GWh/year) | Energy Efficiency | 0.0026288 | 0.0025766 | 0.0025282 | 0.0024752 | 0.002433 | 0 | 0 | 0 | 0 | 0 | 0 | 0 | 0
Scenario 2: High TRC | SCG | Com | HVAC | Com - Lodging | Gas Energy (MMTherm/year) | Energy Efficiency | 0.067688 | 0.06864 | 0.068115 | 0.066 | 0.062523 | 0.056422 | 0.050915 | 0.044901 | 0.0084001 | 0.0084635 | 0.0084674 | 0.0084608 | 0.0084543
Scenario 2: High TRC | SCG | Com | HVAC | Com - Office (Large) | Electric Demand (MW) | Energy Efficiency | 0.0095609 | 0.0092422 | 0.0089129 | 0.0086178 | 0.0083731 | 0 | 0 | 0 | 0 | 0 | 0 | 0 | 0
Scenario 2: High TRC | SCG | Com | HVAC | Com - Office (Large) | Electric Energy (GWh/year) | Energy Efficiency | 0.047749 | 0.046157 | 0.044513 | 0.043038 | 0.041816 | 0 | 0 | 0 | 0 | 0 | 0 | 0 | 0
Scenario 2: High TRC | SCG | Com | HVAC | Com - Office (Large) | Gas Energy (MMTherm/year) | Energy Efficiency | 0.028786 | 0.027895 | 0.026902 | 0.026012 | 0.025274 | 6.4372e-05 | 6.3422e-05 | 6.2556e-05 | 6.1237e-05 | 5.9844e-05 | 5.8766e-05 | 5.7534e-05 | 5.6477e-05
Scenario 2: High TRC | SCG | Com | HVAC | Com - Office (Small) | Electric Demand (MW) | Energy Efficiency | 0.050668 | 0.050681 | 0.050601 | 0.050598 | 0.0018927 | 0.44173 | 0.043596 | 0.043672 | 0.043692 | 0.043638 | 0.043634 | 0.043574 | 0.043552
Scenario 2: High TRC | SCG | Com | HVAC | Com - Office (Small) | Electric Energy (GWh/year) | Energy Efficiency | 0.086303 | 0.086001 | 0.085551 | 0.085231 | 0.0094522 | 0.6302 | 0.062197 | 0.062306 | 0.062335 | 0.062258 | 0.062251 | 0.062167 | 0.062135
Scenario 2: High TRC | SCG | Com | HVAC | Com - Office (Small) | Gas Energy (MMTherm/year) | Energy Efficiency | 0.014521 | 0.014256 | 0.013975 | 0.013712 | 0.0056983 | 0.025445 | 0.0025113 | 0.0025157 | 0.0025168 | 0.0025137 | 0.0025135 | 0.0025101 | 0.0025088
Scenario 2: High TRC | SCG | Com | HVAC | Com - Other | Electric Demand (MW) | Energy Efficiency | 1.0882 | 1.1116 | 1.1363 | 1.1588 | 0.049949 | 2.3303 | 1.2283 | 1.2483 | 1.2597 | 1.2766 | 1.2948 | 1.3096 | 1.3275
Scenario 2: High TRC | SCG | Com | HVAC | Com - Other | Electric Energy (GWh/year) | Energy Efficiency | 1.5218 | 1.5545 | 1.5891 | 1.6205 | 0.069852 | 3.2589 | 1.7177 | 1.7457 | 1.7616 | 1.7852 | 1.8107 | 1.8314 | 1.8564
Scenario 2: High TRC | SCG | Com | HVAC | Com - Other | Gas Energy (MMTherm/year) | Energy Efficiency | 0.077149 | 0.078798 | 0.080525 | 0.08697 | 0.0040921 | 0.17618 | 0.092953 | 0.094424 | 0.095245 | 0.09555 | 0.09783 | 0.098927 | 0.10026
Scenario 2: High TRC | SCG | Com | HVAC | Com - Restaurant | Electric Demand (MW) | Energy Efficiency | 0.081016 | 0.082553 | 0.084157 | 0.085935 | 0.088016 | 0.089239 | 0.090072 | 0.091221 | 0.092241 | 0.092994 | 0.093868 | 0.094526 | 0.095306
Scenario 2: High TRC | SCG | Com | HVAC | Com - Restaurant | Electric Energy (GWh/year) | Energy Efficiency | 0.051883 | 0.052867 | 0.053895 | 0.055033 | 0.056366 | 0.057149 | 0.057683 | 0.058419 | 0.059073 | 0.059555 | 0.060115 | 0.060537 | 0.061036
Scenario 2: High TRC | SCG | Com | HVAC | Com - Restaurant | Gas Energy (MMTherm/year) | Energy Efficiency | 0.28547 | 0.28447 | 0.28071 | 0.27618 | 0.27093 | 0.26776 | 0.26173 | 0.25653 | 0.25176 | 0.24728 | 0.24346 | 0.23995 | 0.23702
Scenario 2: High TRC | SCG | Com | HVAC | Com - Retail | Electric Demand (MW) | Energy Efficiency | 0.19346 | 0.19643 | 0.19772 | 0.20019 | 0.00095105 | 0.43339 | 0.20731 | 0.21054 | 0.21252 | 0.21409 | 0.2161 | 0.21745 | 0.21907
Scenario 2: High TRC | SCG | Com | HVAC | Com - Retail | Electric Energy (GWh/year) | Energy Efficiency | 0.17119 | 0.17358 | 0.17452 | 0.17649 | 0.0047496 | 0.36799 | 0.17602 | 0.17877 | 0.18045 | 0.18178 | 0.18349 | 0.18463 | 0.18601
Scenario 2: High TRC | SCG | Com | HVAC | Com - Retail | Gas Energy (MMTherm/year) | Energy Efficiency | 0.009617 | 0.009595 | 0.0095173 | 0.0094813 | 0.0028633 | 0.010374 | 0.0049624 | 0.00504 | 0.0050873 | 0.0051249 | 0.0051732 | 0.0052056 | 0.0052445
Scenario 2: High TRC | SCG | Com | HVAC | Com - School | Electric Demand (MW) | Energy Efficiency | 0.17724 | 0.17493 | 0.1735 | 0.17188 | 0.16813 | 0.16363 | 0.16095 | 0.15854 | 0.15683 | 0.15575 | 0.15421 | 0.15368 | 0.15236
Scenario 2: High TRC | SCG | Com | HVAC | Com - School | Electric Energy (GWh/year) | Energy Efficiency | 0.15132 | 0.14912 | 0.14761 | 0.14598 | 0.14263 | 0.12593 | 0.12387 | 0.12201 | 0.1207 | 0.11986 | 0.11868 | 0.11828 | 0.11726
Scenario 2: High TRC | SCG | Com | HVAC | Com - School | Gas Energy (MMTherm/year) | Energy Efficiency | 0.038857 | 0.038203 | 0.03773 | 0.037219 | 0.036315 | 0.026662 | 0.026235 | 0.025849 | 0.025577 | 0.025408 | 0.025166 | 0.025088 | 0.024882
Scenario 2: High TRC | SCG | Com | HVAC | Com - Warehouse | Gas Energy (MMTherm/year) | Energy Efficiency | 0 | 0 | 0 | 0 | 0 | 2.5429e-06 | 2.6309e-06 | 2.7257e-06 | 2.7939e-06 | 0 | 0 | 2.9768e-06 | 3.0412e-06
Scenario 2: High TRC | SCG | Com | WaterHeat | Com - College | Electric Demand (MW) | Energy Efficiency | -0.00038484 | -0.00037938 | -0.00037652 | -0.00037487 | -0.00037042 | 0 | 0 | 0 | 0 | 0 | 0 | 0 | 0
Scenario 2: High TRC | SCG | Com | WaterHeat | Com - College | Electric Energy (GWh/year) | Energy Efficiency | -0.001517 | -0.0014954 | -0.0014842 | -0.0014776 | -0.0014601 | 0 | 0 | 0 | 0 | 0 | 0 | 0 | 0
Scenario 2: High TRC | SCG | Com | WaterHeat | Com - College | Gas Energy (MMTherm/year) | Energy Efficiency | 0.027025 | 0.025443 | 0.025275 | 0.02519 | 0.024901 | 0.00010904 | 0.00010989 | 0.00011053 | 0.00011117 | 0.00011181 | 0.00011254 | 0.00011386 | 0.0001146
Scenario 2: High TRC | SCG | Com | WaterHeat | Com - Grocery | Electric Demand (MW) | Energy Efficiency | 9.6615e-06 | 9.5943e-06 | 9.4971e-06 | 9.4347e-06 | 9.3977e-06 | 0 | 0 | 0 | 0 | 0 | 0 | 0 | 0
Scenario 2: High TRC | SCG | Com | WaterHeat | Com - Grocery | Electric Energy (GWh/year) | Energy Efficiency | 5.2535e-05 | 5.2169e-05 | 5.1641e-05 | 5.1301e-05 | 5.11e-05 | 0 | 0 | 0 | 0 | 0 | 0 | 0 | 0
Scenario 2: High TRC | SCG | Com | WaterHeat | Com - Grocery | Gas Energy (MMTherm/year) | Energy Efficiency | 0.043289 | 0.018887 | 0.005312 | 0.0049155 | 0.0049329 | 0.0026761 | 0.0026999 | 0.0027264 | 0.0027502 | 0.0027719 | 0.0027952 | 0.0028169 | 0.0028393
Scenario 2: High TRC | SCG | Com | WaterHeat | Com - Health | Electric Demand (MW) | Energy Efficiency | -0.00043672 | -0.00043452 | -0.00043402 | -0.00042941 | -0.00042835 | 0 | 0 | 0 | 0 | 0 | 0 | 0 | 0
Scenario 2: High TRC | SCG | Com | WaterHeat | Com - Health | Electric Energy (GWh/year) | Energy Efficiency | -0.0038195 | -0.0038001 | -0.0037957 | -0.0037553 | -0.0037458 | 0 | 0 | 0 | 0 | 0 | 0 | 0 | 0
Scenario 2: High TRC | SCG | Com | WaterHeat | Com - Health | Gas Energy (MMTherm/year) | Energy Efficiency | 0.08017 | 0.068389 | 0.066664 | 0.066245 | 0.065802 | 0.00055846 | 0.00048123 | 0.00042962 | 0.00039956 | 0.00040164 | 0.00040327 | 0.00040812 | 0.00041353
Scenario 2: High TRC | SCG | Com | WaterHeat | Com - Lodging | Electric Demand (MW) | Energy Efficiency | -3.0118e-05 | -3.1766e-05 | -3.3112e-05 | -2.8133e-05 | -2.3826e-05 | 0 | 0 | 0 | 0 | 0 | 0 | 0 | 0
Scenario 2: High TRC | SCG | Com | WaterHeat | Com - Lodging | Electric Energy (GWh/year) | Energy Efficiency | -0.0002498 | -0.00026335 | -0.00027443 | -0.00023342 | -0.00019798 | 0 | 0 | 0 | 0 | 0 | 0 | 0 | 0
Scenario 2: High TRC | SCG | Com | WaterHeat | Com - Lodging | Gas Energy (MMTherm/year) | Energy Efficiency | 0.39778 | 0.3557 | 0.31762 | 0.2877 | 0.26737 | 0.0072815 | 0.00033353 | 0.00033708 | 0.00034024 | 0.00034319 | 0.00034628 | 0.00034929 | 0.00035228
Scenario 2: High TRC | SCG | Com | WaterHeat | Com - Office (Large) | Electric Demand (MW) | Energy Efficiency | -5.3681e-05 | -5.1975e-05 | -5.0091e-05 | -4.8548e-05 | -4.7339e-05 | 0 | 0 | 0 | 0 | 0 | 0 | 0 | 0
Scenario 2: High TRC | SCG | Com | WaterHeat | Com - Office (Large) | Electric Energy (GWh/year) | Energy Efficiency | -0.0010975 | -0.0010626 | -0.0010241 | -0.00099256 | -0.00096782 | 0 | 0 | 0 | 0 | 0 | 0 | 0 | 0
Scenario 2: High TRC | SCG | Com | WaterHeat | Com - Office (Large) | Gas Energy (MMTherm/year) | Energy Efficiency | 0.05622 | 0.05481 | 0.053321 | 0.052067 | 0.051122 | 0 | 0 | 0 | 0 | 0 | 0 | 0 | 0
Scenario 2: High TRC | SCG | Com | WaterHeat | Com - Office (Small) | Electric Demand (MW) | Energy Efficiency | -2.86e-06 | -2.8301e-06 | -2.8004e-06 | -2.7753e-06 | -1.5413e-06 | 0 | 0 | 0 | 0 | 0 | 0 | 0 | 0
Scenario 2: High TRC | SCG | Com | WaterHeat | Com - Office (Small) | Electric Energy (GWh/year) | Energy Efficiency | -0.00034817 | -0.00034453 | -0.00034092 | -0.00033785 | -0.00018764 | 0 | 0 | 0 | 0 | 0 | 0 | 0 | 0
Scenario 2: High TRC | SCG | Com | WaterHeat | Com - Office (Small) | Gas Energy (MMTherm/year) | Energy Efficiency | 0.003397 | 0.0033614 | 0.0033262 | 0.0032963 | 0.0018307 | 0 | 0 | 0 | 0 | 0 | 0 | 0 | 0
Scenario 2: High TRC | SCG | Com | WaterHeat | Com - Other | Electric Demand (MW) | Energy Efficiency | -0.0034089 | -0.0033933 | -0.0033822 | -0.0033731 | -0.0022551 | 0 | 0 | 0 | 0 | 0 | 0 | 0 | 0
Scenario 2: High TRC | SCG | Com | WaterHeat | Com - Other | Electric Energy (GWh/year) | Energy Efficiency | -0.022647 | -0.022543 | -0.022469 | -0.022409 | -0.014982 | 0 | 0 | 0 | 0 | 0 | 0 | 0 | 0
Scenario 2: High TRC | SCG | Com | WaterHeat | Com - Other | Gas Energy (MMTherm/year) | Energy Efficiency | 0.25253 | 0.24211 | 0.24104 | 0.24021 | 0.15843 | 0.0097356 | 0.0084528 | 0.0085496 | 0.0086356 | 0.0087291 | 0.0088253 | 0.0089184 | 0.0090164
Scenario 2: High TRC | SCG | Com | WaterHeat | Com - Refrig. Warehouse | Electric Demand (MW) | Energy Efficiency | -6.6867e-06 | -1.9639e-06 | -1.2528e-06 | -6.0203e-06 | -1.788e-06 | 0 | 0 | 0 | 0 | 0 | 0 | 0 | 0
Scenario 2: High TRC | SCG | Com | WaterHeat | Com - Refrig. Warehouse | Electric Energy (GWh/year) | Energy Efficiency | -8.1598e-05 | -2.3972e-05 | -1.5295e-05 | -7.3466e-05 | -2.1824e-05 | 0 | 0 | 0 | 0 | 0 | 0 | 0 | 0
Scenario 2: High TRC | SCG | Com | WaterHeat | Com - Refrig. Warehouse | Gas Energy (MMTherm/year) | Energy Efficiency | 0.0049369 | 0.0003483 | 0.00038662 | 0.001213 | 0.00031765 | 0 | 0 | 0 | 0 | 0 | 0 | 0 | 0
Scenario 2: High TRC | SCG | Com | WaterHeat | Com - Restaurant | Electric Demand (MW) | Energy Efficiency | -0.0038917 | -0.0038815 | -0.0038328 | -0.0037923 | -0.0037639 | 0 | 0 | 0 | 0 | 0 | 0 | 0 | 0
Scenario 2: High TRC | SCG | Com | WaterHeat | Com - Restaurant | Electric Energy (GWh/year) | Energy Efficiency | -0.020536 | -0.020481 | -0.020225 | -0.020011 | -0.019861 | 0 | 0 | 0 | 0 | 0 | 0 | 0 | 0
Scenario 2: High TRC | SCG | Com | WaterHeat | Com - Restaurant | Gas Energy (MMTherm/year) | Energy Efficiency | 0.21686 | 0.21651 | 0.21424 | 0.21239 | 0.21118 | 0.014277 | 0.01443 | 0.014593 | 0.014754 | 0.014909 | 0.015069 | 0.015223 | 0.015384
Scenario 2: High TRC | SCG | Com | WaterHeat | Com - Retail | Electric Demand (MW) | Energy Efficiency | -0.00012171 | -0.00012097 | -0.00011999 | -0.00011938 | -7.6183e-05 | 0 | 0 | 0 | 0 | 0 | 0 | 0 | 0
Scenario 2: High TRC | SCG | Com | WaterHeat | Com - Retail | Electric Energy (GWh/year) | Energy Efficiency | -0.0007943 | -0.00078948 | -0.00078306 | -0.00077911 | -0.0004972 | 0 | 0 | 0 | 0 | 0 | 0 | 0 | 0
Scenario 2: High TRC | SCG | Com | WaterHeat | Com - Retail | Gas Energy (MMTherm/year) | Energy Efficiency | 0.035688 | 0.012366 | 0.010723 | 0.0074871 | 0.0061882 | 0.00065561 | 5.9876e-05 | 0 | 0 | 0 | 0 | 0 | 0
Scenario 2: High TRC | SCG | Com | WaterHeat | Com - School | Electric Demand (MW) | Energy Efficiency | -0.00025936 | -0.00025262 | -0.00024612 | -0.00024046 | -0.00023417 | 0 | 0 | 0 | 0 | 0 | 0 | 0 | 0
Scenario 2: High TRC | SCG | Com | WaterHeat | Com - School | Electric Energy (GWh/year) | Energy Efficiency | -0.0040288 | -0.0039243 | -0.0038234 | -0.0037355 | -0.0036376 | 0 | 0 | 0 | 0 | 0 | 0 | 0 | 0
Scenario 2: High TRC | SCG | Com | WaterHeat | Com - School | Gas Energy (MMTherm/year) | Energy Efficiency | 0.06229 | 0.060889 | 0.059583 | 0.058415 | 0.057029 | 0.001774 | 0.0017764 | 0.0017794 | 0.0017841 | 0.0017906 | 0.0017961 | 0.0018043 | 0.0018108
Scenario 2: High TRC | SCG | Com | WaterHeat | Com - Warehouse | Electric Demand (MW) | Energy Efficiency | -7.4526e-07 | -7.3571e-07 | -7.264e-07 | -7.2015e-07 | -7.1741e-07 | 0 | 0 | 0 | 0 | 0 | 0 | 0 | 0
Scenario 2: High TRC | SCG | Com | WaterHeat | Com - Warehouse | Electric Energy (GWh/year) | Energy Efficiency | -2.2699e-05 | -2.2407e-05 | -2.2122e-05 | -2.1931e-05 | -2.1846e-05 | 0 | 0 | 0 | 0 | 0 | 0 | 0 | 0
Scenario 2: High TRC | SCG | Com | WaterHeat | Com - Warehouse | Gas Energy (MMTherm/year) | Energy Efficiency | 0.049968 | 0.0075484 | 0.0019997 | 0.0019939 | 0.0020016 | 1.7527e-06 | 3.2023e-07 | 0 | 0 | 0 | 0 | 0 | 0
Scenario 2: High TRC | SCG | Com | WholeBlg | Com - College | Electric Demand (MW) | Energy Efficiency | 0 | 0 | 0 | 0 | 0 | 0 | 0 | 0 | 0 | 0 | 0 | 0 | 0
Scenario 2: High TRC | SCG | Com | WholeBlg | Com - College | Electric Energy (GWh/year) | Energy Efficiency | 0 | 0 | 0 | 0 | 0 | 0 | 0 | 0 | 0 | 0 | 0 | 0 | 0
Scenario 2: High TRC | SCG | Com | WholeBlg | Com - College | Gas Energy (MMTherm/year) | Energy Efficiency | 0.01122 | 0.011217 | 0.011183 | 0.011177 | 0.011176 | 0.011192 | 0.011218 | 0.01122 | 0.011221 | 0.011235 | 0.011211 | 0.01116 | 0.011152
Scenario 2: High TRC | SCG | Com | WholeBlg | Com - Grocery | Gas Energy (MMTherm/year) | Energy Efficiency | 0.00422 | 0.0042741 | 0.0043182 | 0.0043735 | 0.0044324 | 0.0044741 | 0.0045169 | 0.0045577 | 0.0045995 | 0.0046286 | 0.004656 | 0.0046705 | 0.004682
Scenario 2: High TRC | SCG | Com | WholeBlg | Com - Health | Gas Energy (MMTherm/year) | Energy Efficiency | 0.015493 | 0.015743 | 0.015958 | 0.016211 | 0.016479 | 0.016699 | 0.016929 | 0.01714 | 0.017353 | 0.017521 | 0.017681 | 0.017788 | 0.017815
Scenario 2: High TRC | SCG | Com | WholeBlg | Com - Lodging | Electric Demand (MW) | Energy Efficiency | 0 | 0 | 0 | 0 | 0 | 0 | 0 | 0 | 0 | 0 | 0 | 0 | 0
Scenario 2: High TRC | SCG | Com | WholeBlg | Com - Lodging | Electric Energy (GWh/year) | Energy Efficiency | 0 | 0 | 0 | 0 | 0 | 0 | 0 | 0 | 0 | 0 | 0 | 0 | 0
Scenario 2: High TRC | SCG | Com | WholeBlg | Com - Lodging | Gas Energy (MMTherm/year) | Energy Efficiency | 0.0075833 | 0.0076916 | 0.0077817 | 0.0078913 | 0.0080077 | 0.0081004 | 0.0081961 | 0.0082861 | 0.0083787 | 0.0084563 | 0.008525 | 0.0085705 | 0.0085866
Scenario 2: High TRC | SCG | Com | WholeBlg | Com - Office (Large) | Electric Demand (MW) | Energy Efficiency | 0 | 0 | 0 | 0 | 0 | 0 | 0 | 0 | 0 | 0 | 0 | 0 | 0
Scenario 2: High TRC | SCG | Com | WholeBlg | Com - Office (Large) | Electric Energy (GWh/year) | Energy Efficiency | 0 | 0 | 0 | 0 | 0 | 0 | 0 | 0 | 0 | 0 | 0 | 0 | 0
Scenario 2: High TRC | SCG | Com | WholeBlg | Com - Office (Large) | Gas Energy (MMTherm/year) | Energy Efficiency | 0.02428 | 0.024401 | 0.024449 | 0.02455 | 0.024667 | 0.024776 | 0.024923 | 0.025022 | 0.025114 | 0.025306 | 0.025332 | 0.025287 | 0.025255
Scenario 2: High TRC | SCG | Com | WholeBlg | Com - Office (Small) | Electric Demand (MW) | Energy Efficiency | 0 | 0 | 0 | 0 | 0 | 0 | 0 | 0 | 0 | 0 | 0 | 0 | 0
Scenario 2: High TRC | SCG | Com | WholeBlg | Com - Office (Small) | Electric Energy (GWh/year) | Energy Efficiency | 0 | 0 | 0 | 0 | 0 | 0 | 0 | 0 | 0 | 0 | 0 | 0 | 0
Scenario 2: High TRC | SCG | Com | WholeBlg | Com - Office (Small) | Gas Energy (MMTherm/year) | Energy Efficiency | 0.0028911 | 0.002922 | 0.0029464 | 0.0029785 | 0.0030128 | 0.0030342 | 0.0030556 | 0.0030758 | 0.0030969 | 0.0031162 | 0.0031276 | 0.0031309 | 0.003138
Scenario 2: High TRC | SCG | Com | WholeBlg | Com - Other | Electric Demand (MW) | Energy Efficiency | 0 | 0 | 0 | 0 | 0 | 0 | 0 | 0 | 0 | 0 | 0 | 0 | 0
Scenario 2: High TRC | SCG | Com | WholeBlg | Com - Other | Electric Energy (GWh/year) | Energy Efficiency | 0 | 0 | 0 | 0 | 0 | 0 | 0 | 0 | 0 | 0 | 0 | 0 | 0
Scenario 2: High TRC | SCG | Com | WholeBlg | Com - Other | Gas Energy (MMTherm/year) | Energy Efficiency | 0.050505 | 0.051223 | 0.051835 | 0.052588 | 0.053388 | 0.054002 | 0.05465 | 0.05526 | 0.055887 | 0.056388 | 0.056853 | 0.057162 | 0.057273
Scenario 2: High TRC | SCG | Com | WholeBlg | Com - Refrig. Warehouse | Gas Energy (MMTherm/year) | Energy Efficiency | 0.0009793 | 0.0009973 | 0.0010134 | 0.0010323 | 0.001052 | 0.0010664 | 0.0010807 | 0.0010949 | 0.0011095 | 0.0011199 | 0.0011308 | 0.0011386 | 0.0011421
Scenario 2: High TRC | SCG | Com | WholeBlg | Com - Restaurant | Electric Demand (MW) | Energy Efficiency | 0 | 0 | 0 | 0 | 0 | 0 | 0 | 0 | 0 | 0 | 0 | 0 | 0
Scenario 2: High TRC | SCG | Com | WholeBlg | Com - Restaurant | Electric Energy (GWh/year) | Energy Efficiency | 0 | 0 | 0 | 0 | 0 | 0 | 0 | 0 | 0 | 0 | 0 | 0 | 0
Scenario 2: High TRC | SCG | Com | WholeBlg | Com - Restaurant | Gas Energy (MMTherm/year) | Energy Efficiency | 0.02148 | 0.021881 | 0.022238 | 0.022656 | 0.023096 | 0.023427 | 0.023759 | 0.024086 | 0.024423 | 0.024678 | 0.024936 | 0.025125 | 0.025197
Scenario 2: High TRC | SCG | Com | WholeBlg | Com - Retail | Electric Demand (MW) | Energy Efficiency | 0 | 0 | 0 | 0 | 0 | 0 | 0 | 0 | 0 | 0 | 0 | 0 | 0
Scenario 2: High TRC | SCG | Com | WholeBlg | Com - Retail | Electric Energy (GWh/year) | Energy Efficiency | 0 | 0 | 0 | 0 | 0 | 0 | 0 | 0 | 0 | 0 | 0 | 0 | 0
Scenario 2: High TRC | SCG | Com | WholeBlg | Com - Retail | Gas Energy (MMTherm/year) | Energy Efficiency | 0.00582 | 0.0059048 | 0.0059766 | 0.0060645 | 0.0061578 | 0.0062252 | 0.0062934 | 0.0063598 | 0.0064282 | 0.0064811 | 0.0065292 | 0.0065595 | 0.006576
Scenario 2: High TRC | SCG | Com | WholeBlg | Com - School | Electric Demand (MW) | Energy Efficiency | 0 | 0 | 0 | 0 | 0 | 0 | 0 | 0 | 0 | 0 | 0 | 0 | 0
Scenario 2: High TRC | SCG | Com | WholeBlg | Com - School | Electric Energy (GWh/year) | Energy Efficiency | 0 | 0 | 0 | 0 | 0 | 0 | 0 | 0 | 0 | 0 | 0 | 0 | 0
Scenario 2: High TRC | SCG | Com | WholeBlg | Com - School | Gas Energy (MMTherm/year) | Energy Efficiency | 0.0093335 | 0.00937 | 0.0093839 | 0.009421 | 0.0094621 | 0.0094897 | 0.0095163 | 0.0095317 | 0.009547 | 0.0095614 | 0.0095511 | 0.009515 | 0.0095296
Scenario 2: High TRC | SCG | Com | WholeBlg | Com - Warehouse | Electric Demand (MW) | Energy Efficiency | 0 | 0 | 0 | 0 | 0 | 0 | 0 | 0 | 0 | 0 | 0 | 0 | 0
Scenario 2: High TRC | SCG | Com | WholeBlg | Com - Warehouse | Electric Energy (GWh/year) | Energy Efficiency | 0 | 0 | 0 | 0 | 0 | 0 | 0 | 0 | 0 | 0 | 0 | 0 | 0
Scenario 2: High TRC | SCG | Com | WholeBlg | Com - Warehouse | Gas Energy (MMTherm/year) | Energy Efficiency | 0.019112 | 0.019394 | 0.019636 | 0.019934 | 0.020251 | 0.02047 | 0.02069 | 0.020908 | 0.021134 | 0.021292 | 0.021451 | 0.021551 | 0.021616
Scenario 2: High TRC | SCG | Ind | WholeBlg | Ind - All Other Industrial | Gas Energy (MMTherm/year) | Energy Efficiency | 0.079331 | 0.079702 | 0.079948 | 0.080148 | 0.080321 | 0.080411 | 0.080469 | 0.080537 | 0.080619 | 0.080738 | 0.080884 | 0.081054 | 0.081241
Scenario 2: High TRC | SCG | Ind | WholeBlg | Ind - Chemicals | Gas Energy (MMTherm/year) | Energy Efficiency | 0.95915 | 0.9644 | 0.96911 | 0.97324 | 0.97695 | 0.97972 | 0.98168 | 0.98301 | 0.98445 | 0.98588 | 0.98709 | 0.98797 | 0.9887
Scenario 2: High TRC | SCG | Ind | WholeBlg | Ind - Electronics | Gas Energy (MMTherm/year) | Energy Efficiency | 0.04582 | 0.046081 | 0.046336 | 0.046575 | 0.046802 | 0.047014 | 0.047224 | 0.047437 | 0.047646 | 0.047855 | 0.048055 | 0.048247 | 0.048435
Scenario 2: High TRC | SCG | Ind | WholeBlg | Ind - Fabricated Metals | Gas Energy (MMTherm/year) | Energy Efficiency | 0.27502 | 0.27795 | 0.28097 | 0.28295 | 0.28441 | 0.2853 | 0.28581 | 0.28621 | 0.28657 | 0.28695 | 0.2872 | 0.28728 | 0.28722
Scenario 2: High TRC | SCG | Ind | WholeBlg | Ind - Food | Gas Energy (MMTherm/year) | Energy Efficiency | 1.3185 | 1.3154 | 1.3121 | 1.3087 | 1.305 | 1.301 | 1.2971 | 1.2929 | 1.2888 | 1.2848 | 1.2807 | 1.2763 | 1.2719
Scenario 2: High TRC | SCG | Ind | WholeBlg | Ind - Industrial Machinery | Gas Energy (MMTherm/year) | Energy Efficiency | 0.028598 | 0.02905 | 0.029538 | 0.029848 | 0.030046 | 0.030173 | 0.030293 | 0.030409 | 0.030526 | 0.030648 | 0.030751 | 0.030827 | 0.030882
Scenario 2: High TRC | SCG | Ind | WholeBlg | Ind - Lumber & Furniture | Gas Energy (MMTherm/year) | Energy Efficiency | 0.012864 | 0.012936 | 0.013003 | 0.013063 | 0.013123 | 0.013146 | 0.013136 | 0.01313 | 0.013126 | 0.013128 | 0.013134 | 0.013137 | 0.013136
Scenario 2: High TRC | SCG | Ind | WholeBlg | Ind - Paper | Gas Energy (MMTherm/year) | Energy Efficiency | 0.20099 | 0.20093 | 0.20091 | 0.20122 | 0.2016 | 0.20181 | 0.20211 | 0.2026 | 0.2033 | 0.20419 | 0.20516 | 0.20614 | 0.20713
Scenario 2: High TRC | SCG | Ind | WholeBlg | Ind - Petroleum | Gas Energy (MMTherm/year) | Energy Efficiency | 3.9121 | 3.9159 | 3.9196 | 3.9227 | 3.9233 | 3.9194 | 3.9136 | 3.9062 | 3.9 | 3.894 | 3.8862 | 3.8768 | 3.8672
Scenario 2: High TRC | SCG | Ind | WholeBlg | Ind - Plastics | Gas Energy (MMTherm/year) | Energy Efficiency | 0.04497 | 0.047073 | 0.049093 | 0.050978 | 0.052814 | 0.054419 | 0.055684 | 0.056644 | 0.057678 | 0.058743 | 0.059793 | 0.060776 | 0.061704
Scenario 2: High TRC | SCG | Ind | WholeBlg | Ind - Primary Metals | Gas Energy (MMTherm/year) | Energy Efficiency | 0.29429 | 0.29519 | 0.29622 | 0.29704 | 0.29766 | 0.29812 | 0.29859 | 0.29903 | 0.29945 | 0.29984 | 0.30014 | 0.30035 | 0.30052
Scenario 2: High TRC | SCG | Ind | WholeBlg | Ind - Printing & Publishing | Gas Energy (MMTherm/year) | Energy Efficiency | 0.016289 | 0.016326 | 0.016362 | 0.016394 | 0.016402 | 0.016368 | 0.016332 | 0.016306 | 0.016302 | 0.016312 | 0.016319 | 0.016314 | 0.016303
Scenario 2: High TRC | SCG | Ind | WholeBlg | Ind - Stone-Glass-Clay | Gas Energy (MMTherm/year) | Energy Efficiency | 0.31118 | 0.31301 | 0.31439 | 0.31546 | 0.31635 | 0.31693 | 0.31724 | 0.3175 | 0.3177 | 0.31793 | 0.31813 | 0.31831 | 0.31847
Scenario 2: High TRC | SCG | Ind | WholeBlg | Ind - Textiles | Gas Energy (MMTherm/year) | Energy Efficiency | 0.14869 | 0.14863 | 0.14856 | 0.1484 | 0.14817 | 0.14788 | 0.14757 | 0.14724 | 0.1469 | 0.14657 | 0.14622 | 0.14584 | 0.14547
Scenario 2: High TRC | SCG | Ind | WholeBlg | Ind - Transportation Equipment | Gas Energy (MMTherm/year) | Energy Efficiency | 0.11064 | 0.11039 | 0.11016 | 0.1099 | 0.10963 | 0.10936 | 0.10908 | 0.10881 | 0.10852 | 0.10824 | 0.10794 | 0.10763 | 0.10732
Scenario 2: High TRC | SCG | Res | AppPlug | Res - Multi Family | Electric Demand (MW) | Energy Efficiency | 0 | 0 | 0 | 0 | 0 | 0 | 0 | 0 | 0 | 0 | 0 | 0 | 0
Scenario 2: High TRC | SCG | Res | AppPlug | Res - Multi Family | Electric Energy (GWh/year) | Energy Efficiency | 0 | 0 | 0 | 0 | 0 | 0 | 0 | 0 | 0 | 0 | 0 | 0 | 0
Scenario 2: High TRC | SCG | Res | AppPlug | Res - Multi Family | Gas Energy (MMTherm/year) | Energy Efficiency | 0 | 0 | 0 | 0 | 0 | 0 | 0 | 0 | 0 | 0 | 0 | 0 | 0
Scenario 2: High TRC | SCG | Res | AppPlug | Res - Single Family | Electric Demand (MW) | Energy Efficiency | 0 | 0 | 0 | 0 | 0 | 0 | 0 | 0 | 0 | 0 | 0 | 0 | 0
Scenario 2: High TRC | SCG | Res | AppPlug | Res - Single Family | Electric Energy (GWh/year) | Energy Efficiency | 0 | 0 | 0 | 0 | 0 | 0 | 0 | 0 | 0 | 0 | 0 | 0 | 0
Scenario 2: High TRC | SCG | Res | AppPlug | Res - Single Family | Gas Energy (MMTherm/year) | Energy Efficiency | 0 | 0 | 0 | 0 | 0 | 0 | 0 | 0 | 0 | 0 | 0 | 0 | 0
Scenario 2: High TRC | SCG | Res | BROs | Income Qualified - Multi Family IQ | Gas Energy (MMTherm/year) | Energy Efficiency | 0.23348 | 0.2365 | 0.24016 | 0.24449 | 0.24945 | 0.25506 | 0.26114 | 0.26853 | 0.27677 | 0.2863 | 0.29665 | 0.30796 | 0.32045
Scenario 2: High TRC | SCG | Res | BROs | Income Qualified - Single Family IQ | Gas Energy (MMTherm/year) | Energy Efficiency | 0.72066 | 0.72917 | 0.73953 | 0.75176 | 0.76591 | 0.78207 | 0.80011 | 0.82174 | 0.84593 | 0.87291 | 0.90228 | 0.93442 | 0.96995
Scenario 2: High TRC | SCG | Res | BROs | Res - Multi Family | Gas Energy (MMTherm/year) | Energy Efficiency | 2.4695 | 2.4988 | 2.5345 | 2.5767 | 2.6254 | 2.681 | 2.743 | 2.8174 | 2.9005 | 2.9935 | 3.0946 | 3.2053 | 3.3277
Scenario 2: High TRC | SCG | Res | BROs | Res - Single Family | Gas Energy (MMTherm/year) | Energy Efficiency | 0.70639 | 0.71555 | 0.7267 | 0.73985 | 0.75495 | 0.77198 | 0.79043 | 0.81285 | 0.83786 | 0.86681 | 0.89829 | 0.93269 | 0.97065
Scenario 2: High TRC | SCG | Res | BldgEnv | Res - Multi Family | Electric Demand (MW) | Energy Efficiency | 0 | 0 | 0 | 0 | 0 | 0 | 0 | 0 | 0 | 0 | 0 | 0 | 6.298e-05
Scenario 2: High TRC | SCG | Res | BldgEnv | Res - Multi Family | Electric Energy (GWh/year) | Energy Efficiency | 0 | 0 | 0 | 0 | 0 | 0 | 0 | 0 | 0 | 0 | 0 | 0 | 9.6692e-05
Scenario 2: High TRC | SCG | Res | BldgEnv | Res - Multi Family | Gas Energy (MMTherm/year) | Energy Efficiency | 0 | 0 | 0 | 0 | 0 | 0 | 0 | 0 | 0 | 0 | 0 | 0 | 3.0281e-05
Scenario 2: High TRC | SCG | Res | BldgEnv | Res - Single Family | Electric Demand (MW) | Energy Efficiency | 0.01741 | 0.020185 | 0.02135 | 0.021484 | 0.021491 | 0.020916 | 0.020008 | 0.018991 | 0.018024 | 0 | 0 | 0 | 0
Scenario 2: High TRC | SCG | Res | BldgEnv | Res - Single Family | Electric Energy (GWh/year) | Energy Efficiency | -0.014794 | -0.014164 | -0.013576 | -0.013073 | -0.01259 | -0.01215 | -0.011739 | -0.011342 | -0.010951 | 0 | 0 | 0 | 0
Scenario 2: High TRC | SCG | Res | BldgEnv | Res - Single Family | Gas Energy (MMTherm/year) | Energy Efficiency | 0.0037316 | 0.0043573 | 0.0046248 | 0.0046619 | 0.0046701 | 0.0045476 | 0.00435 | 0.0041277 | 0.0039164 | 0 | 0 | 0 | 0
Scenario 2: High TRC | SCG | Res | HVAC | Res - Multi Family | Electric Demand (MW) | Energy Efficiency | -4.5031e-05 | -4.5756e-05 | -4.5397e-05 | -4.4547e-05 | -4.361e-05 | 0 | 0 | 0 | 0 | 0 | 0 | 0 | 0
Scenario 2: High TRC | SCG | Res | HVAC | Res - Multi Family | Electric Energy (GWh/year) | Energy Efficiency | -4.2484e-09 | -4.3168e-09 | -4.2828e-09 | -4.2027e-09 | -4.1143e-09 | 0 | 0 | 0 | 0 | 0 | 0 | 0 | 0
Scenario 2: High TRC | SCG | Res | HVAC | Res - Multi Family | Gas Energy (MMTherm/year) | Energy Efficiency | 1.0631e-05 | 1.0802e-05 | 1.0717e-05 | 1.0517e-05 | 1.0296e-05 | 0 | 0 | 0 | 0 | 0 | 0 | 0 | 0
Scenario 2: High TRC | SCG | Res | HVAC | Res - Single Family | Electric Demand (MW) | Energy Efficiency | 0.0094118 | 0.0099019 | 0.010083 | 0.010037 | 0.009929 | 0 | 0 | 0 | 0 | 0 | 0 | 0 | 0
Scenario 2: High TRC | SCG | Res | HVAC | Res - Single Family | Electric Energy (GWh/year) | Energy Efficiency | 0.090422 | 0.099552 | 0.10379 | 0.10502 | 0.10561 | 0 | 0 | 0 | 0 | 0 | 0 | 0 | 0
Scenario 2: High TRC | SCG | Res | HVAC | Res - Single Family | Gas Energy (MMTherm/year) | Energy Efficiency | 0.0098971 | 0.010972 | 0.011463 | 0.011616 | 0.011698 | 0 | 0 | 0 | 0 | 0 | 0 | 0 | 0
Scenario 2: High TRC | SCG | Res | WaterHeat | Res - Multi Family | Electric Demand (MW) | Energy Efficiency | -0.0032859 | -0.0033095 | -0.0033658 | -0.0033742 | -0.0033586 | 0 | 0 | 0 | 0 | 0 | 0 | 0 | 0
Scenario 2: High TRC | SCG | Res | WaterHeat | Res - Multi Family | Electric Energy (GWh/year) | Energy Efficiency | -0.016933 | -0.017055 | -0.017345 | -0.017387 | -0.017307 | 0 | 0 | 0 | 0 | 0 | 0 | 0 | 0
Scenario 2: High TRC | SCG | Res | WaterHeat | Res - Multi Family | Gas Energy (MMTherm/year) | Energy Efficiency | 0.2923 | 0.27091 | 0.2492 | 0.23223 | 0.21947 | 0.048303 | 0.045354 | 0.043056 | 0.040701 | 0.038378 | 0.036262 | 0.034499 | 0.032817
Scenario 2: High TRC | SCG | Res | WaterHeat | Res - Single Family | Electric Demand (MW) | Energy Efficiency | -0.020151 | -0.021329 | -0.021997 | -0.022188 | -0.022236 | 0 | 0 | 0 | 0 | 0 | 0 | 0 | 0
Scenario 2: High TRC | SCG | Res | WaterHeat | Res - Single Family | Electric Energy (GWh/year) | Energy Efficiency | -0.11455 | -0.12132 | -0.12511 | -0.12619 | -0.12647 | 0 | 0 | 0 | 0 | 0 | 0 | 0 | 0
Scenario 2: High TRC | SCG | Res | WaterHeat | Res - Single Family | Gas Energy (MMTherm/year) | Energy Efficiency | 1.8149 | 1.738 | 1.6811 | 1.6241 | 1.5835 | 0.2113 | 0.18353 | 0.16122 | 0.14807 | 0.13813 | 0.1293 | 0.12148 | 0.11421
Scenario 2: High TRC | SCG | Res | WholeBlg | Res - Multi Family | Electric Demand (MW) | Energy Efficiency | 0 | 0 | 0 | 0 | 0 | 0 | 0 | 0 | 0 | 0 | 0 | 0 | 0
Scenario 2: High TRC | SCG | Res | WholeBlg | Res - Multi Family | Electric Energy (GWh/year) | Energy Efficiency | 0 | 0 | 0 | 0 | 0 | 0 | 0 | 0 | 0 | 0 | 0 | 0 | 0
Scenario 2: High TRC | SCG | Res | WholeBlg | Res - Multi Family | Gas Energy (MMTherm/year) | Energy Efficiency | 0 | 0 | 0 | 0 | 0 | 0 | 0 | 0 | 0 | 0 | 0 | 0 | 0
Scenario 2: High TRC | SCG | Res | WholeBlg | Res - Single Family | Electric Demand (MW) | Energy Efficiency | 0 | 0 | 0 | 0 | 0 | 0 | 0 | 0 | 0 | 0 | 0 | 0 | 0
Scenario 2: High TRC | SCG | Res | WholeBlg | Res - Single Family | Electric Energy (GWh/year) | Energy Efficiency | 0 | 0 | 0 | 0 | 0 | 0 | 0 | 0 | 0 | 0 | 0 | 0 | 0
Scenario 2: High TRC | SCG | Res | WholeBlg | Res - Single Family | Gas Energy (MMTherm/year) | Energy Efficiency | 0 | 0 | 0 | 0 | 0 | 0 | 0 | 0 | 0 | 0 | 0 | 0 | 0
Scenario 2: High TRC | SDG&E | Ag | WholeBlg | Ag - Dairies, fishing, hunting | Electric Demand (MW) | Energy Efficiency | 0.0032232 | 0.003246 | 0.0032673 | 0.0032878 | 0.0033067 | 0.0033237 | 0.0033397 | 0.0033556 | 0.0033714 | 0.0033871 | 0.0034024 | 0.0034174 | 0.0034321
Scenario 2: High TRC | SDG&E | Ag | WholeBlg | Ag - Dairies, fishing, hunting | Electric Energy (GWh/year) | Energy Efficiency | 0.013731 | 0.013828 | 0.013919 | 0.014006 | 0.014086 | 0.014159 | 0.014227 | 0.014295 | 0.014362 | 0.014429 | 0.014494 | 0.014558 | 0.014621
Scenario 2: High TRC | SDG&E | Ag | WholeBlg | Ag - Dairies, fishing, hunting | Gas Energy (MMTherm/year) | Energy Efficiency | 3.6951e-05 | 3.6951e-05 | 3.6951e-05 | 3.6951e-05 | 3.6951e-05 | 3.6951e-05 | 3.6951e-05 | 3.6951e-05 | 3.6951e-05 | 3.6951e-05 | 3.6951e-05 | 3.6951e-05 | 3.6951e-05
Scenario 2: High TRC | SDG&E | Ag | WholeBlg | Ag - Irrigated Agriculture, vineyards, forestry and greenhouses | Electric Demand (MW) | Energy Efficiency | 0.022666 | 0.023465 | 0.024219 | 0.024954 | 0.025644 | 0.026273 | 0.026874 | 0.027476 | 0.028087 | 0.028698 | 0.029299 | 0.029895 | 0.030478
Scenario 2: High TRC | SDG&E | Ag | WholeBlg | Ag - Irrigated Agriculture, vineyards, forestry and greenhouses | Electric Energy (GWh/year) | Energy Efficiency | 0.096557 | 0.09996 | 0.10317 | 0.1063 | 0.10924 | 0.11192 | 0.11448 | 0.11705 | 0.11965 | 0.12225 | 0.12481 | 0.12735 | 0.12984
Scenario 2: High TRC | SDG&E | Ag | WholeBlg | Ag - Irrigated Agriculture, vineyards, forestry and greenhouses | Gas Energy (MMTherm/year) | Energy Efficiency | 0.002672 | 0.002672 | 0.002672 | 0.002672 | 0.002672 | 0.002672 | 0.002672 | 0.002672 | 0.002672 | 0.002672 | 0.002672 | 0.002672 | 0.002672
Scenario 2: High TRC | SDG&E | Ag | WholeBlg | Ag - Water pumping | Electric Demand (MW) | Energy Efficiency | 0.070902 | 0.070764 | 0.070629 | 0.070489 | 0.070347 | 0.070213 | 0.070077 | 0.069936 | 0.069784 | 0.069629 | 0.069471 | 0.069312 | 0.069154
Scenario 2: High TRC | SDG&E | Ag | WholeBlg | Ag - Water pumping | Electric Energy (GWh/year) | Energy Efficiency | 0.30204 | 0.30145 | 0.30088 | 0.30028 | 0.29968 | 0.2991 | 0.29853 | 0.29793 | 0.29728 | 0.29662 | 0.29595 | 0.29527 | 0.29459
Scenario 2: High TRC | SDG&E | Ag | WholeBlg | Ag - Water pumping | Gas Energy (MMTherm/year) | Energy Efficiency | 0.00076531 | 0.00076531 | 0.00076531 | 0.00076531 | 0.00076531 | 0.00076531 | 0.00076531 | 0.00076531 | 0.00076531 | 0.00076531 | 0.00076531 | 0.00076531 | 0.00076531
Scenario 2: High TRC | SDG&E | Com | AppPlug | Com - Health | Gas Energy (MMTherm/year) | Energy Efficiency | 0.02624 | 0.029763 | 0.058146 | 0.065617 | 0.071887 | 0.077663 | 0.16469 | 0.1776 | 0.19246 | 0.20834 | 0.22313 | 0.22335 | 0.22586
Scenario 2: High TRC | SDG&E | Com | AppPlug | Com - Lodging | Gas Energy (MMTherm/year) | Energy Efficiency | 0.023976 | 0.02613 | 0.028397 | 0.031776 | 0.033669 | 0.05356 | 0.13249 | 0.14115 | 0.1502 | 0.15872 | 0.16516 | 0.16847 | 0.17175
Scenario 2: High TRC | SDG&E | Com | AppPlug | Com - Other | Gas Energy (MMTherm/year) | Energy Efficiency | 0.00021041 | 0.00024489 | 0.00028271 | 0.00032409 | 0.00036439 | 0.00041183 | 0.00046191 | 0.00051318 | 0.00056545 | 0.00062032 | 0.00067469 | 0.00073066 | 0.00078876
Scenario 2: High TRC | SDG&E | Com | BROs | Com - Lodging | Electric Energy (GWh/year) | Energy Efficiency | 0.0087675 | 0.017942 | 0.027556 | 0.037827 | 0.048759 | 0.060287 | 0.07269 | 0.08562 | 0.099235 | 0.11359 | 0.12828 | 0.14288 | 0.1577
Scenario 2: High TRC | SDG&E | Com | BROs | Com - Other | Electric Energy (GWh/year) | Energy Efficiency | 0.0079453 | 0.016295 | 0.025078 | 0.034484 | 0.044544 | 0.055196 | 0.066813 | 0.078968 | 0.091831 | 0.10546 | 0.11952 | 0.13362 | 0.14899
Scenario 2: High TRC | SDG&E | Com | BROs | Com - Retail | Electric Demand (MW) | Energy Efficiency | 0.0016338 | 0.0033258 | 0.0050803 | 0.0069276 | 0.008875 | 0.010905 | 0.013094 | 0.015353 | 0.017704 | 0.020162 | 0.022645 | 0.025101 | 0.027999
Scenario 2: High TRC | SDG&E | Com | BROs | Com - Retail | Electric Energy (GWh/year) | Energy Efficiency | 0.017664 | 0.035957 | 0.054926 | 0.074897 | 0.095951 | 0.1179 | 0.14157 | 0.16598 | 0.19141 | 0.21798 | 0.24482 | 0.27138 | 0.30271
Scenario 2: High TRC | SDG&E | Com | BldgEnv | Com - College | Electric Demand (MW) | Energy Efficiency | 9.4089e-07 | 9.4132e-07 | 9.419e-07 | 1.5185e-06 | 1.5138e-06 | 1.5147e-06 | 1.5161e-06 | 1.5157e-06 | 1.5159e-06 | 1.5175e-06 | 1.5173e-06 | 1.5338e-06 | 1.5363e-06
Scenario 2: High TRC | SDG&E | Com | BldgEnv | Com - College | Electric Energy (GWh/year) | Energy Efficiency | 3.2147e-07 | 3.2162e-07 | 3.2182e-07 | 5.1881e-07 | 5.1721e-07 | 5.1752e-07 | 5.18e-07 | 5.1786e-07 | 5.1793e-07 | 5.1848e-07 | 5.1842e-07 | 5.2404e-07 | 5.249e-07
Scenario 2: High TRC | SDG&E | Com | BldgEnv | Com - College | Gas Energy (MMTherm/year) | Energy Efficiency | 6.5083e-07 | 6.4769e-07 | 6.4451e-07 | 1.097e-06 | 1.0901e-06 | 1.0848e-06 | 1.0796e-06 | 1.0738e-06 | 1.0682e-06 | 1.063e-06 | 1.0573e-06 | 1.0567e-06 | 1.0519e-06
Scenario 2: High TRC | SDG&E | Com | BldgEnv | Com - Grocery | Electric Demand (MW) | Energy Efficiency | 4.9899e-06 | 4.8327e-06 | 4.6783e-06 | 4.5478e-06 | 4.4171e-06 | 4.3179e-06 | 4.2334e-06 | 4.1563e-06 | 4.0782e-06 | 4.0157e-06 | 3.9526e-06 | 3.8953e-06 | 3.8461e-06
Scenario 2: High TRC | SDG&E | Com | BldgEnv | Com - Grocery | Electric Energy (GWh/year) | Energy Efficiency | 1.7049e-06 | 1.6512e-06 | 1.5984e-06 | 1.5538e-06 | 1.5092e-06 | 1.4753e-06 | 1.4464e-06 | 1.4201e-06 | 1.3934e-06 | 1.372e-06 | 1.3505e-06 | 1.3309e-06 | 1.3141e-06
Scenario 2: High TRC | SDG&E | Com | BldgEnv | Com - Grocery | Gas Energy (MMTherm/year) | Energy Efficiency | 1.2899e-06 | 1.2504e-06 | 1.2099e-06 | 1.1751e-06 | 1.1402e-06 | 1.1138e-06 | 1.091e-06 | 1.07e-06 | 1.0487e-06 | 1.0316e-06 | 1.0147e-06 | 9.9958e-07 | 9.8701e-07
Scenario 2: High TRC | SDG&E | Com | BldgEnv | Com - Health | Electric Demand (MW) | Energy Efficiency | 8.1833e-06 | 7.5755e-06 | 6.9153e-06 | 6.2405e-06 | 5.4499e-06 | 4.5729e-06 | 3.8301e-06 | 3.7167e-06 | 3.6608e-06 | 3.693e-06 | 3.7879e-06 | 3.5471e-06 | 3.3838e-06
Scenario 2: High TRC | SDG&E | Com | BldgEnv | Com - Health | Electric Energy (GWh/year) | Energy Efficiency | 3.931e-06 | 3.639e-06 | 3.3219e-06 | 2.9977e-06 | 2.6179e-06 | 2.1967e-06 | 1.8399e-06 | 1.7854e-06 | 1.7585e-06 | 1.774e-06 | 1.8196e-06 | 1.7039e-06 | 1.6255e-06
Scenario 2: High TRC | SDG&E | Com | BldgEnv | Com - Health | Gas Energy (MMTherm/year) | Energy Efficiency | 3.3994e-06 | 3.1343e-06 | 2.8478e-06 | 2.5563e-06 | 2.2201e-06 | 1.8541e-06 | 1.5501e-06 | 1.5041e-06 | 1.4816e-06 | 1.4951e-06 | 1.5343e-06 | 1.4362e-06 | 1.3699e-06
Scenario 2: High TRC | SDG&E | Com | BldgEnv | Com - Lodging | Electric Demand (MW) | Energy Efficiency | 1.4917e-06 | 1.4775e-06 | 1.4634e-06 | 1.4586e-06 | 1.4404e-06 | 1.4323e-06 | 1.4199e-06 | 1.4077e-06 | 3.9659e-07 | 4.0247e-07 | 4.0389e-07 | 4.0566e-07 | 4.1108e-07
Scenario 2: High TRC | SDG&E | Com | BldgEnv | Com - Lodging | Electric Energy (GWh/year) | Energy Efficiency | 9.7476e-07 | 9.6544e-07 | 9.5627e-07 | 9.531e-07 | 9.4122e-07 | 9.3591e-07 | 9.2781e-07 | 9.1985e-07 | 2.5915e-07 | 2.6299e-07 | 2.6392e-07 | 2.6508e-07 | 2.6862e-07
Scenario 2: High TRC | SDG&E | Com | BldgEnv | Com - Lodging | Gas Energy (MMTherm/year) | Energy Efficiency | 4.9072e-07 | 4.8488e-07 | 4.791e-07 | 4.7511e-07 | 4.6861e-07 | 4.6408e-07 | 4.5877e-07 | 4.5355e-07 | 7.6145e-08 | 7.7266e-08 | 7.7535e-08 | 7.7873e-08 | 7.8914e-08
Scenario 2: High TRC | SDG&E | Com | BldgEnv | Com - Office (Large) | Electric Demand (MW) | Energy Efficiency | 1.3932e-05 | 1.356e-05 | 1.3204e-05 | 1.2873e-05 | 1.2516e-05 | 1.2262e-05 | 1.2052e-05 | 1.1811e-05 | 1.1488e-05 | 1.1219e-05 | 1.095e-05 | 1.0709e-05 | 1.0491e-05
Scenario 2: High TRC | SDG&E | Com | BldgEnv | Com - Office (Large) | Electric Energy (GWh/year) | Energy Efficiency | 4.7602e-06 | 4.6331e-06 | 4.5114e-06 | 4.3982e-06 | 4.2764e-06 | 4.1896e-06 | 4.1179e-06 | 4.0353e-06 | 3.9252e-06 | 3.8331e-06 | 3.7414e-06 | 3.6589e-06 | 3.5844e-06
Scenario 2: High TRC | SDG&E | Com | BldgEnv | Com - Office (Large) | Gas Energy (MMTherm/year) | Energy Efficiency | 1.7525e-06 | 1.707e-06 | 1.6642e-06 | 1.6246e-06 | 1.5813e-06 | 1.551e-06 | 1.5261e-06 | 1.497e-06 | 1.4566e-06 | 1.423e-06 | 1.3896e-06 | 1.3598e-06 | 1.3329e-06
Scenario 2: High TRC | SDG&E | Com | BldgEnv | Com - Office (Small) | Electric Demand (MW) | Energy Efficiency | 5.6524e-06 | 5.4627e-06 | 5.2847e-06 | 5.1173e-06 | 4.9577e-06 | 4.8108e-06 | 4.6735e-06 | 4.5424e-06 | 4.4198e-06 | 4.3037e-06 | 4.196e-06 | 4.0962e-06 | 4.0042e-06
Scenario 2: High TRC | SDG&E | Com | BldgEnv | Com - Office (Small) | Electric Energy (GWh/year) | Energy Efficiency | 1.9312e-06 | 1.8664e-06 | 1.8056e-06 | 1.7484e-06 | 1.6939e-06 | 1.6437e-06 | 1.5968e-06 | 1.552e-06 | 1.5101e-06 | 1.4704e-06 | 1.4336e-06 | 1.3995e-06 | 1.3681e-06
Scenario 2: High TRC | SDG&E | Com | BldgEnv | Com - Office (Small) | Gas Energy (MMTherm/year) | Energy Efficiency | 7.0599e-07 | 6.827e-07 | 6.6085e-07 | 6.4035e-07 | 6.2084e-07 | 6.0293e-07 | 5.8624e-07 | 5.7034e-07 | 5.5546e-07 | 5.4138e-07 | 5.2832e-07 | 5.1623e-07 | 5.0508e-07
Scenario 2: High TRC | SDG&E | Com | BldgEnv | Com - Other | Electric Demand (MW) | Energy Efficiency | 8.7714e-06 | 8.5814e-06 | 8.7517e-06 | 8.5395e-06 | 8.2964e-06 | 8.0545e-06 | 7.798e-06 | 7.5242e-06 | 6.9511e-06 | 6.6754e-06 | 6.3859e-06 | 6.088e-06 | 5.7816e-06
Scenario 2: High TRC | SDG&E | Com | BldgEnv | Com - Other | Electric Energy (GWh/year) | Energy Efficiency | 2.9984e-06 | 2.9334e-06 | 2.9916e-06 | 2.9191e-06 | 2.836e-06 | 2.7533e-06 | 2.6656e-06 | 2.572e-06 | 2.3761e-06 | 2.2819e-06 | 2.1829e-06 | 2.0811e-06 | 1.9764e-06
Scenario 2: High TRC | SDG&E | Com | BldgEnv | Com - Other | Gas Energy (MMTherm/year) | Energy Efficiency | 1.1404e-06 | 1.1156e-06 | 1.2224e-06 | 1.1941e-06 | 1.1609e-06 | 1.1268e-06 | 1.0898e-06 | 1.0499e-06 | 9.0506e-07 | 8.6871e-07 | 8.307e-07 | 7.917e-07 | 7.5163e-07
Scenario 2: High TRC | SDG&E | Com | BldgEnv | Com - Refrig. Warehouse | Electric Demand (MW) | Energy Efficiency | 1.5741e-07 | 1.5489e-07 | 1.524e-07 | 1.4924e-07 | 1.4646e-07 | 1.4381e-07 | 1.4142e-07 | 1.3906e-07 | 1.3697e-07 | 1.3477e-07 | 1.3288e-07 | 1.3117e-07 | 1.2946e-07
Scenario 2: High TRC | SDG&E | Com | BldgEnv | Com - Refrig. Warehouse | Electric Energy (GWh/year) | Energy Efficiency | 5.3783e-08 | 5.292e-08 | 5.2069e-08 | 5.0991e-08 | 5.0042e-08 | 4.9135e-08 | 4.832e-08 | 4.7511e-08 | 4.6799e-08 | 4.6047e-08 | 4.5402e-08 | 4.4815e-08 | 4.4233e-08
Scenario 2: High TRC | SDG&E | Com | BldgEnv | Com - Refrig. Warehouse | Gas Energy (MMTherm/year) | Energy Efficiency | 2.0331e-08 | 1.9993e-08 | 1.9658e-08 | 1.9239e-08 | 1.8871e-08 | 1.8519e-08 | 1.8204e-08 | 1.7892e-08 | 1.7617e-08 | 1.7327e-08 | 1.7078e-08 | 1.6851e-08 | 1.6625e-08
Scenario 2: High TRC | SDG&E | Com | BldgEnv | Com - Restaurant | Electric Demand (MW) | Energy Efficiency | 1.7432e-06 | 1.8727e-06 | 1.8241e-06 | 1.7797e-06 | 1.7398e-06 | 1.7008e-06 | 1.6679e-06 | 1.6377e-06 | 1.6073e-06 | 1.5803e-06 | 1.5571e-06 | 1.5368e-06 | 1.5187e-06
Scenario 2: High TRC | SDG&E | Com | BldgEnv | Com - Restaurant | Electric Energy (GWh/year) | Energy Efficiency | 5.9558e-07 | 6.3984e-07 | 6.2324e-07 | 6.0807e-07 | 5.9444e-07 | 5.8112e-07 | 5.6987e-07 | 5.5954e-07 | 5.4914e-07 | 5.3993e-07 | 5.3199e-07 | 5.2506e-07 | 5.1888e-07
Scenario 2: High TRC | SDG&E | Com | BldgEnv | Com - Restaurant | Gas Energy (MMTherm/year) | Energy Efficiency | 2.0809e-07 | 2.3386e-07 | 2.2794e-07 | 2.2257e-07 | 2.1777e-07 | 2.1308e-07 | 2.0916e-07 | 2.0558e-07 | 2.0196e-07 | 1.9877e-07 | 1.9604e-07 | 1.9367e-07 | 1.9156e-07
Scenario 2: High TRC | SDG&E | Com | BldgEnv | Com - Retail | Electric Demand (MW) | Energy Efficiency | 1.7761e-05 | 1.5547e-05 | 1.3238e-05 | 1.0638e-05 | 7.6686e-06 | 5.6406e-06 | 5.2035e-06 | 4.7952e-06 | 4.4286e-06 | 4.1125e-06 | 3.8274e-06 | 3.5878e-06 | 3.3786e-06
Scenario 2: High TRC | SDG&E | Com | BldgEnv | Com - Retail | Electric Energy (GWh/year) | Energy Efficiency | 6.0683e-06 | 5.3118e-06 | 4.5231e-06 | 3.6347e-06 | 2.6201e-06 | 1.9272e-06 | 1.7779e-06 | 1.6384e-06 | 1.5131e-06 | 1.4051e-06 | 1.3077e-06 | 1.2258e-06 | 1.1544e-06
Scenario 2: High TRC | SDG&E | Com | BldgEnv | Com - Retail | Gas Energy (MMTherm/year) | Energy Efficiency | 4.308e-06 | 3.7468e-06 | 3.1481e-06 | 2.5063e-06 | 1.749e-06 | 1.2512e-06 | 1.1667e-06 | 1.0877e-06 | 1.0158e-06 | 9.5207e-07 | 8.9363e-07 | 8.4238e-07 | 7.9619e-07
Scenario 2: High TRC | SDG&E | Com | BldgEnv | Com - School | Electric Demand (MW) | Energy Efficiency | 2.4161e-06 | 2.4092e-06 | 2.4046e-06 | 2.4021e-06 | 2.4074e-06 | 2.4079e-06 | 2.4096e-06 | 2.4156e-06 | 2.4274e-06 | 2.4397e-06 | 2.4558e-06 | 2.4736e-06 | 2.4916e-06
Scenario 2: High TRC | SDG&E | Com | BldgEnv | Com - School | Electric Energy (GWh/year) | Energy Efficiency | 8.2551e-07 | 8.2314e-07 | 8.2159e-07 | 8.2072e-07 | 8.2252e-07 | 8.2271e-07 | 8.2329e-07 | 8.2534e-07 | 8.2935e-07 | 8.3356e-07 | 8.3906e-07 | 8.4515e-07 | 8.5128e-07
Scenario 2: High TRC | SDG&E | Com | BldgEnv | Com - School | Gas Energy (MMTherm/year) | Energy Efficiency | 3.067e-07 | 3.0613e-07 | 3.0584e-07 | 3.058e-07 | 3.0677e-07 | 3.0713e-07 | 3.0763e-07 | 3.087e-07 | 3.1049e-07 | 3.1235e-07 | 3.1469e-07 | 3.1723e-07 | 3.1977e-07
Scenario 2: High TRC | SDG&E | Com | BldgEnv | Com - Warehouse | Electric Demand (MW) | Energy Efficiency | 9.4342e-06 | 9.3072e-06 | 9.179e-06 | 9.5399e-06 | 9.4149e-06 | 9.2988e-06 | 9.1684e-06 | 9.0347e-06 | 8.3527e-06 | 8.2052e-06 | 8.0515e-06 | 7.9003e-06 | 7.7588e-06
Scenario 2: High TRC | SDG&E | Com | BldgEnv | Com - Warehouse | Electric Energy (GWh/year) | Energy Efficiency | 6.1648e-06 | 6.0818e-06 | 5.998e-06 | 6.2338e-06 | 6.1521e-06 | 6.0763e-06 | 5.9911e-06 | 5.9037e-06 | 5.4581e-06 | 5.3617e-06 | 5.2612e-06 | 5.1624e-06 | 5.07e-06
Scenario 2: High TRC | SDG&E | Com | BldgEnv | Com - Warehouse | Gas Energy (MMTherm/year) | Energy Efficiency | 2.0503e-06 | 2.0225e-06 | 1.9942e-06 | 2.2577e-06 | 2.2375e-06 | 2.2185e-06 | 2.1956e-06 | 2.1713e-06 | 1.8168e-06 | 1.7838e-06 | 1.7495e-06 | 1.716e-06 | 1.6847e-06
Scenario 2: High TRC | SDG&E | Com | ComRefrig | Com - College | Electric Demand (MW) | Energy Efficiency | 8.3703e-05 | 5.6641e-05 | 3.371e-05 | 1.7279e-05 | 6.7551e-06 | 2.7982e-06 | 8.5115e-07 | 0 | 0 | 0 | 0 | 0 | 0
Scenario 2: High TRC | SDG&E | Com | ComRefrig | Com - College | Electric Energy (GWh/year) | Energy Efficiency | 0.00061412 | 0.0004226 | 0.00025682 | 0.00013553 | 5.6363e-05 | 2.4001e-05 | 7.3006e-06 | 0 | 0 | 0 | 0 | 0 | 0
Scenario 2: High TRC | SDG&E | Com | ComRefrig | Com - College | Gas Energy (MMTherm/year) | Energy Efficiency | 0 | 0 | 0 | 0 | 0 | 0 | 0 | 0 | 0 | 0 | 0 | 0 | 0
Scenario 2: High TRC | SDG&E | Com | ComRefrig | Com - Grocery | Electric Demand (MW) | Energy Efficiency | 0.076956 | 0.039982 | 0.014777 | 0.0059645 | 0.0013996 | 0 | 0 | 0 | 0 | 0 | 0 | 0 | 0
Scenario 2: High TRC | SDG&E | Com | ComRefrig | Com - Grocery | Electric Energy (GWh/year) | Energy Efficiency | 0.57843 | 0.31061 | 0.12355 | 0.051159 | 0.012004 | 0 | 0 | 0 | 0 | 0 | 0 | 0 | 0
Scenario 2: High TRC | SDG&E | Com | ComRefrig | Com - Grocery | Gas Energy (MMTherm/year) | Energy Efficiency | 0 | 0 | 0 | 0 | 0 | 0 | 0 | 0 | 0 | 0 | 0 | 0 | 0
Scenario 2: High TRC | SDG&E | Com | ComRefrig | Com - Refrig. Warehouse | Electric Demand (MW) | Energy Efficiency | 2.5652e-05 | 1.6589e-05 | 9.3319e-06 | 4.3727e-06 | 1.4953e-06 | 6.0582e-07 | 7.0775e-08 | 0 | 0 | 0 | 0 | 0 | 0
Scenario 2: High TRC | SDG&E | Com | ComRefrig | Com - Refrig. Warehouse | Electric Energy (GWh/year) | Energy Efficiency | 0.00018885 | 0.00012429 | 7.1505e-05 | 3.4701e-05 | 1.2825e-05 | 5.1963e-06 | 6.0706e-07 | 0 | 0 | 0 | 0 | 0 | 0
Scenario 2: High TRC | SDG&E | Com | ComRefrig | Com - Refrig. Warehouse | Gas Energy (MMTherm/year) | Energy Efficiency | 0 | 0 | 0 | 0 | 0 | 0 | 0 | 0 | 0 | 0 | 0 | 0 | 0
Scenario 2: High TRC | SDG&E | Com | ComRefrig | Com - Restaurant | Electric Demand (MW) | Energy Efficiency | 0.0029604 | 0.0015702 | 0.0006134 | 0.0002494 | 7.1402e-05 | 0 | 0 | 0 | 0 | 0 | 0 | 0 | 0
Scenario 2: High TRC | SDG&E | Com | ComRefrig | Com - Restaurant | Electric Energy (GWh/year) | Energy Efficiency | 0.022241 | 0.012183 | 0.0050893 | 0.0021392 | 0.00061244 | 0 | 0 | 0 | 0 | 0 | 0 | 0 | 0
Scenario 2: High TRC | SDG&E | Com | ComRefrig | Com - Restaurant | Gas Energy (MMTherm/year) | Energy Efficiency | 0 | 0 | 0 | 0 | 0 | 0 | 0 | 0 | 0 | 0 | 0 | 0 | 0
Scenario 2: High TRC | SDG&E | Com | ComRefrig | Com - Retail | Electric Demand (MW) | Energy Efficiency | 0.033315 | 0.017771 | 0.0070916 | 0.002681 | 0.00075895 | 0 | 0 | 0 | 0 | 0 | 0 | 0 | 0
Scenario 2: High TRC | SDG&E | Com | ComRefrig | Com - Retail | Electric Energy (GWh/year) | Energy Efficiency | 0.24981 | 0.13734 | 0.05817 | 0.022996 | 0.0065097 | 0 | 0 | 0 | 0 | 0 | 0 | 0 | 0
Scenario 2: High TRC | SDG&E | Com | ComRefrig | Com - Retail | Gas Energy (MMTherm/year) | Energy Efficiency | 0 | 0 | 0 | 0 | 0 | 0 | 0 | 0 | 0 | 0 | 0 | 0 | 0
Scenario 2: High TRC | SDG&E | Com | ComRefrig | Com - School | Electric Demand (MW) | Energy Efficiency | 3.3773e-06 | 0 | 0 | 0 | 0 | 0 | 0 | 0 | 0 | 0 | 0 | 0 | 0
Scenario 2: High TRC | SDG&E | Com | ComRefrig | Com - School | Electric Energy (GWh/year) | Energy Efficiency | 2.8968e-05 | 0 | 0 | 0 | 0 | 0 | 0 | 0 | 0 | 0 | 0 | 0 | 0
Scenario 2: High TRC | SDG&E | Com | ComRefrig | Com - School | Gas Energy (MMTherm/year) | Energy Efficiency | 0 | 0 | 0 | 0 | 0 | 0 | 0 | 0 | 0 | 0 | 0 | 0 | 0
Scenario 2: High TRC | SDG&E | Com | FoodServ | Com - College | Electric Demand (MW) | Energy Efficiency | 0.00080588 | 0.00086525 | 0.00091436 | 0.00097996 | 0.0015292 | 0.0017766 | 0.0018688 | 0.0019502 | 0.0020319 | 0.0021172 | 0.002192 | 0.0023358 | 0.0024171
Scenario 2: High TRC | SDG&E | Com | FoodServ | Com - College | Electric Demand (MW) | Fuel Substitution | -0.00015964 | -0.00018562 | -0.00021495 | -0.00024123 | -0.00026749 | -0.00029373 | -0.00032002 | -0.00034628 | -0.00037245 | -0.00039853 | -0.00042436 | -0.00044993 | -0.00047513
Scenario 2: High TRC | SDG&E | Com | FoodServ | Com - College | Electric Energy (GWh/year) | Energy Efficiency | 0.0043136 | 0.0046199 | 0.0048781 | 0.0052193 | 0.0076272 | 0.0087496 | 0.0092031 | 0.0096045 | 0.010008 | 0.010429 | 0.010799 | 0.011508 | 0.01191
Scenario 2: High TRC | SDG&E | Com | FoodServ | Com - College | Electric Energy (GWh/year) | Fuel Substitution | -0.0017412 | -0.0020267 | -0.002328 | -0.0026191 | -0.0029138 | -0.0032124 | -0.0035164 | -0.0038256 | -0.0041399 | -0.0044594 | -0.0047829 | -0.0051488 | -0.0055281
Scenario 2: High TRC | SDG&E | Com | FoodServ | Com - College | Gas Energy (MMTherm/year) | Energy Efficiency | 0.0032771 | 0.0036217 | 0.0038138 | 0.0039675 | 0.0040688 | 0.0042007 | 0.0043259 | 0.0044301 | 0.0045297 | 0.0046294 | 0.0047107 | 0.0048725 | 0.0049475
Scenario 2: High TRC | SDG&E | Com | FoodServ | Com - College | Gas Energy (MMTherm/year) | Fuel Substitution | 0.00018043 | 0.00021012 | 0.00024094 | 0.00027109 | 0.00030159 | 0.00033247 | 0.00036386 | 0.00039576 | 0.00042814 | 0.00046102 | 0.00049428 | 0.00053174 | 0.00057051
Scenario 2: High TRC | SDG&E | Com | FoodServ | Com - Grocery | Electric Demand (MW) | Energy Efficiency | 0.0041531 | 0.0045469 | 0.0048473 | 0.0051631 | 0.0090355 | 0.010808 | 0.011325 | 0.011819 | 0.012261 | 0.012725 | 0.013161 | 0.013597 | 0.014047
Scenario 2: High TRC | SDG&E | Com | FoodServ | Com - Grocery | Electric Demand (MW) | Fuel Substitution | -0.00094048 | -0.0010893 | -0.0012593 | -0.0014089 | -0.0015579 | -0.0017065 | -0.0018549 | -0.0020029 | -0.0021501 | -0.0022965 | -0.0024412 | -0.0025839 | -0.0027241
Scenario 2: High TRC | SDG&E | Com | FoodServ | Com - Grocery | Electric Energy (GWh/year) | Energy Efficiency | 0.023012 | 0.025064 | 0.026671 | 0.028357 | 0.045327 | 0.053284 | 0.055834 | 0.058271 | 0.060457 | 0.062755 | 0.064916 | 0.067078 | 0.069311
Scenario 2: High TRC | SDG&E | Com | FoodServ | Com - Grocery | Electric Energy (GWh/year) | Fuel Substitution | -0.018555 | -0.021227 | -0.023976 | -0.026641 | -0.029312 | -0.031991 | -0.034689 | -0.037403 | -0.04013 | -0.042868 | -0.045603 | -0.048374 | -0.051244
Scenario 2: High TRC | SDG&E | Com | FoodServ | Com - Grocery | Gas Energy (MMTherm/year) | Energy Efficiency | 0.016155 | 0.021808 | 0.024353 | 0.025349 | 0.026175 | 0.027085 | 0.027954 | 0.028754 | 0.029435 | 0.030135 | 0.030763 | 0.03136 | 0.031941
Scenario 2: High TRC | SDG&E | Com | FoodServ | Com - Grocery | Gas Energy (MMTherm/year) | Fuel Substitution | 0.0019281 | 0.0022058 | 0.0024882 | 0.0027646 | 0.0030414 | 0.0033189 | 0.0035983 | 0.0038791 | 0.004161 | 0.004444 | 0.0047264 | 0.0050122 | 0.0053075
Scenario 2: High TRC | SDG&E | Com | FoodServ | Com - Health | Electric Demand (MW) | Energy Efficiency | 0.0024799 | 0.0026363 | 0.0027581 | 0.002941 | 0.0039323 | 0.0043767 | 0.0042077 | 0.0043351 | 0.0045524 | 0.004922 | 0.0054008 | 0.0052304 | 0.0051896
Scenario 2: High TRC | SDG&E | Com | FoodServ | Com - Health | Electric Demand (MW) | Fuel Substitution | -0.00041501 | -0.00048524 | -0.00056345 | -0.00063529 | -0.00070751 | -0.00078003 | -0.00085277 | -0.00092548 | -0.000998 | -0.0010704 | -0.0011423 | -0.0012134 | -0.0012834
Scenario 2: High TRC | SDG&E | Com | FoodServ | Com - Health | Electric Energy (GWh/year) | Energy Efficiency | 0.013115 | 0.013919 | 0.014561 | 0.015511 | 0.01988 | 0.021868 | 0.021045 | 0.021684 | 0.022769 | 0.024605 | 0.026981 | 0.026155 | 0.025968
Scenario 2: High TRC | SDG&E | Com | FoodServ | Com - Health | Electric Energy (GWh/year) | Fuel Substitution | -0.0055446 | -0.0064129 | -0.0073219 | -0.0082147 | -0.0091221 | -0.010045 | -0.010987 | -0.011943 | -0.012909 | -0.013885 | -0.014868 | -0.015873 | -0.016931
Scenario 2: High TRC | SDG&E | Com | FoodServ | Com - Health | Gas Energy (MMTherm/year) | Energy Efficiency | 0.008427 | 0.0099246 | 0.010739 | 0.011186 | 0.011451 | 0.011638 | 0.011407 | 0.011617 | 0.011946 | 0.012478 | 0.013145 | 0.012891 | 0.012805
Scenario 2: High TRC | SDG&E | Com | FoodServ | Com - Health | Gas Energy (MMTherm/year) | Fuel Substitution | 0.00058891 | 0.00068164 | 0.00077745 | 0.00087246 | 0.00096894 | 0.001067 | 0.0011669 | 0.0012681 | 0.0013703 | 0.0014735 | 0.0015771 | 0.001683 | 0.001794
Scenario 2: High TRC | SDG&E | Com | FoodServ | Com - Lodging | Electric Demand (MW) | Energy Efficiency | 0.0048316 | 0.0050674 | 0.0052464 | 0.0054886 | 0.0066495 | 0.0071833 | 0.0073763 | 0.0075602 | 0.0077663 | 0.0079498 | 0.0080911 | 0.008228 | 0.0083856
Scenario 2: High TRC | SDG&E | Com | FoodServ | Com - Lodging | Electric Demand (MW) | Fuel Substitution | -0.00058462 | -0.000676 | -0.00076966 | -0.00086039 | -0.00095072 | -0.0010406 | -0.0011303 | -0.0012193 | -0.0013076 | -0.0013951 | -0.0014811 | -0.0015655 | -0.0016479
Scenario 2: High TRC | SDG&E | Com | FoodServ | Com - Lodging | Electric Energy (GWh/year) | Energy Efficiency | 0.031365 | 0.032744 | 0.033846 | 0.03531 | 0.040553 | 0.043188 | 0.044288 | 0.045331 | 0.046495 | 0.047529 | 0.048324 | 0.049091 | 0.049971
Scenario 2: High TRC | SDG&E | Com | FoodServ | Com - Lodging | Electric Energy (GWh/year) | Fuel Substitution | -0.007441 | -0.0085345 | -0.0096356 | -0.010727 | -0.01182 | -0.012915 | -0.014015 | -0.015117 | -0.016218 | -0.017319 | -0.018412 | -0.019494 | -0.020572
Scenario 2: High TRC | SDG&E | Com | FoodServ | Com - Lodging | Gas Energy (MMTherm/year) | Energy Efficiency | 0.0068841 | 0.0087077 | 0.0094387 | 0.0097514 | 0.0099087 | 0.010141 | 0.010312 | 0.010466 | 0.010635 | 0.010773 | 0.01086 | 0.010936 | 0.011025
Scenario 2: High TRC | SDG&E | Com | FoodServ | Com - Lodging | Gas Energy (MMTherm/year) | Fuel Substitution | 0.00076957 | 0.00088289 | 0.00099651 | 0.0011094 | 0.0012225 | 0.0013357 | 0.0014494 | 0.0015632 | 0.0016768 | 0.0017903 | 0.001903 | 0.0020144 | 0.0021253
Scenario 2: High TRC | SDG&E | Com | FoodServ | Com - Office (Large) | Electric Demand (MW) | Energy Efficiency | 0.00029645 | 0.00030414 | 0.00031071 | 0.00031668 | 0.00032092 | 0.00032667 | 0.00033255 | 0.00033681 | 0.00033846 | 0.00034056 | 0.00034198 | 0.00034336 | 0.00034466
Scenario 2: High TRC | SDG&E | Com | FoodServ | Com - Office (Large) | Electric Energy (GWh/year) | Energy Efficiency | 0.0026002 | 0.0026677 | 0.0027253 | 0.0027777 | 0.0028149 | 0.0028653 | 0.0029168 | 0.0029542 | 0.0029687 | 0.0029871 | 0.0029995 | 0.0030117 | 0.0030231
Scenario 2: High TRC | SDG&E | Com | FoodServ | Com - Office (Small) | Electric Demand (MW) | Energy Efficiency | 0.00010533 | 0.00010921 | 0.00011271 | 0.00011587 | 0.00011867 | 0.00012125 | 0.00012358 | 0.00012561 | 0.00012742 | 0.000129 | 0.00013042 | 0.00013168 | 0.00013282
Scenario 2: High TRC | SDG&E | Com | FoodServ | Com - Office (Small) | Electric Energy (GWh/year) | Energy Efficiency | 0.00092383 | 0.00095788 | 0.0009886 | 0.0010163 | 0.0010408 | 0.0010635 | 0.0010839 | 0.0011018 | 0.0011177 | 0.0011315 | 0.0011439 | 0.001155 | 0.001165
Scenario 2: High TRC | SDG&E | Com | FoodServ | Com - Other | Electric Demand (MW) | Energy Efficiency | 0.0090956 | 0.01014 | 0.010884 | 0.011619 | 0.016493 | 0.01905 | 0.020008 | 0.02093 | 0.021825 | 0.022721 | 0.023585 | 0.024452 | 0.025332
Scenario 2: High TRC | SDG&E | Com | FoodServ | Com - Other | Electric Demand (MW) | Fuel Substitution | -0.0029575 | -0.0034239 | -0.003942 | -0.0044162 | -0.0048923 | -0.0053708 | -0.0058526 | -0.0063369 | -0.0068225 | -0.0073092 | -0.0077945 | -0.008277 | -0.0087553
Scenario 2: High TRC | SDG&E | Com | FoodServ | Com - Other | Electric Energy (GWh/year) | Energy Efficiency | 0.047495 | 0.052774 | 0.056664 | 0.060521 | 0.08217 | 0.093886 | 0.098709 | 0.10338 | 0.10792 | 0.11248 | 0.11689 | 0.12132 | 0.12583
Scenario 2: High TRC | SDG&E | Com | FoodServ | Com - Other | Electric Energy (GWh/year) | Fuel Substitution | -0.017366 | -0.020108 | -0.023075 | -0.025864 | -0.028674 | -0.031508 | -0.034376 | -0.037273 | -0.040196 | -0.043142 | -0.046144 | -0.049228 | -0.052336
Scenario 2: High TRC | SDG&E | Com | FoodServ | Com - Other | Gas Energy (MMTherm/year) | Energy Efficiency | 0.023068 | 0.025665 | 0.027384 | 0.028673 | 0.029792 | 0.030975 | 0.032106 | 0.033163 | 0.034157 | 0.035131 | 0.036028 | 0.036893 | 0.037758
Scenario 2: High TRC | SDG&E | Com | FoodServ | Com - Other | Gas Energy (MMTherm/year) | Fuel Substitution | 0.0016683 | 0.0019322 | 0.0022122 | 0.0024799 | 0.0027495 | 0.0030215 | 0.0032966 | 0.0035745 | 0.0038549 | 0.0041375 | 0.0044256 | 0.0047219 | 0.0050206
Scenario 2: High TRC | SDG&E | Com | FoodServ | Com - Restaurant | Electric Demand (MW) | Energy Efficiency | 0.017917 | 0.022601 | 0.024088 | 0.025541 | 0.033015 | 0.036455 | 0.038141 | 0.039771 | 0.041271 | 0.042748 | 0.044218 | 0.045665 | 0.047072
Scenario 2: High TRC | SDG&E | Com | FoodServ | Com - Restaurant | Electric Demand (MW) | Fuel Substitution | -0.0059724 | -0.0068842 | -0.0078578 | -0.0087628 | -0.0096631 | -0.010559 | -0.011454 | -0.012345 | -0.013231 | -0.014111 | -0.014981 | -0.015839 | -0.016681
Scenario 2: High TRC | SDG&E | Com | FoodServ | Com - Restaurant | Electric Energy (GWh/year) | Energy Efficiency | 0.10226 | 0.12702 | 0.1351 | 0.143 | 0.17682 | 0.19316 | 0.20197 | 0.2105 | 0.21836 | 0.22611 | 0.23383 | 0.24142 | 0.24882
Scenario 2: High TRC | SDG&E | Com | FoodServ | Com - Restaurant | Electric Energy (GWh/year) | Fuel Substitution | -0.060191 | -0.06879 | -0.077599 | -0.086099 | -0.09457 | -0.10302 | -0.11149 | -0.11994 | -0.12839 | -0.13681 | -0.14516 | -0.15343 | -0.16181
Scenario 2: High TRC | SDG&E | Com | FoodServ | Com - Restaurant | Gas Energy (MMTherm/year) | Energy Efficiency | 0.040751 | 0.058814 | 0.064758 | 0.067579 | 0.070285 | 0.072747 | 0.075189 | 0.077491 | 0.079546 | 0.08151 | 0.083402 | 0.0852 | 0.086843
Scenario 2: High TRC | SDG&E | Com | FoodServ | Com - Restaurant | Gas Energy (MMTherm/year) | Fuel Substitution | 0.0060528 | 0.0069163 | 0.0077915 | 0.0086435 | 0.0094922 | 0.010339 | 0.011186 | 0.012033 | 0.012878 | 0.01372 | 0.014555 | 0.015381 | 0.016219
Scenario 2: High TRC | SDG&E | Com | FoodServ | Com - Retail | Electric Demand (MW) | Energy Efficiency | 0.00035049 | 0.00034892 | 0.00034723 | 0.00034092 | 0.00032564 | 0.00031936 | 0.00030857 | 0.00029748 | 0.00028823 | 0.00028302 | 0.00027803 | 0.00027761 | 0.00027961
Scenario 2: High TRC | SDG&E | Com | FoodServ | Com - Retail | Electric Energy (GWh/year) | Energy Efficiency | 0.002424 | 0.0024301 | 0.0024336 | 0.00241 | 0.0023359 | 0.002309 | 0.0022563 | 0.0022007 | 0.0021538 | 0.0021275 | 0.0021014 | 0.0020989 | 0.0021085
Scenario 2: High TRC | SDG&E | Com | FoodServ | Com - Retail | Gas Energy (MMTherm/year) | Energy Efficiency | 1.4513e-05 | 1.4068e-05 | 1.3659e-05 | 1.2952e-05 | 1.1615e-05 | 1.0985e-05 | 1.0049e-05 | 9.1188e-06 | 8.3552e-06 | 7.9215e-06 | 7.5268e-06 | 7.5015e-06 | 7.6793e-06
Scenario 2: High TRC | SDG&E | Com | FoodServ | Com - School | Electric Demand (MW) | Energy Efficiency | 0.0043068 | 0.0047092 | 0.0049742 | 0.0052317 | 0.0078419 | 0.0094923 | 0.0098572 | 0.010221 | 0.010588 | 0.010943 | 0.011296 | 0.011642 | 0.011973
Scenario 2: High TRC | SDG&E | Com | FoodServ | Com - School | Electric Demand (MW) | Fuel Substitution | -0.0001974 | -0.00022756 | -0.00026906 | -0.00029997 | -0.00033065 | -0.00036114 | -0.00039152 | -0.00042172 | -0.00045168 | -0.00048139 | -0.00051069 | -0.00053951 | -0.00056774
Scenario 2: High TRC | SDG&E | Com | FoodServ | Com - School | Electric Energy (GWh/year) | Energy Efficiency | 0.023888 | 0.025966 | 0.027399 | 0.028793 | 0.040328 | 0.047711 | 0.049549 | 0.051382 | 0.053233 | 0.05503 | 0.056819 | 0.058571 | 0.060255
Scenario 2: High TRC | SDG&E | Com | FoodServ | Com - School | Electric Energy (GWh/year) | Fuel Substitution | -0.0025438 | -0.0029367 | -0.0033791 | -0.0037799 | -0.0041851 | -0.0045961 | -0.0050155 | -0.0054433 | -0.0058824 | -0.0063664 | -0.0068775 | -0.0074086 | -0.0079589
Scenario 2: High TRC | SDG&E | Com | FoodServ | Com - School | Gas Energy (MMTherm/year) | Energy Efficiency | 0.0079569 | 0.0087027 | 0.0092001 | 0.0094803 | 0.009753 | 0.0099884 | 0.010205 | 0.010414 | 0.010618 | 0.010799 | 0.010971 | 0.011132 | 0.011278
Scenario 2: High TRC | SDG&E | Com | FoodServ | Com - School | Gas Energy (MMTherm/year) | Fuel Substitution | 0.00026713 | 0.00030846 | 0.00035325 | 0.00039512 | 0.00043738 | 0.0004802 | 0.00052381 | 0.00056823 | 0.00061374 | 0.0006637 | 0.00071633 | 0.0007709 | 0.00082734
Scenario 2: High TRC | SDG&E | Com | HVAC | Com - College | Electric Demand (MW) | Energy Efficiency | 0.0037299 | 0.0039866 | 0.0042506 | 0.0046334 | 0.004867 | 0.005246 | 0.0056332 | 0.0059669 | 0.0063081 | 0.0066738 | 0.0069811 | 0.0076962 | 0.0080412
Scenario 2: High TRC | SDG&E | Com | HVAC | Com - College | Electric Energy (GWh/year) | Energy Efficiency | 0.0032113 | 0.0034385 | 0.0036686 | 0.0039746 | 0.0041798 | 0.0044781 | 0.004779 | 0.0050421 | 0.0053071 | 0.0055853 | 0.0058225 | 0.006323 | 0.0065795
Scenario 2: High TRC | SDG&E | Com | HVAC | Com - College | Electric Energy (GWh/year) | Fuel Substitution | 2.2378e-07 | 2.4645e-07 | 2.6975e-07 | 2.9373e-07 | 3.1842e-07 | 0 | 0 | 0 | 0 | 0 | 0 | 0 | 0
Scenario 2: High TRC | SDG&E | Com | HVAC | Com - College | Gas Energy (MMTherm/year) | Energy Efficiency | 0.00033412 | 0.00035691 | 0.00038047 | 0.00041552 | 0.00043629 | 0.00047114 | 0.00050686 | 0.00053754 | 0.00056902 | 0.00060295 | 0.00063137 | 0.00069912 | 0.00073132
Scenario 2: High TRC | SDG&E | Com | HVAC | Com - College | Gas Energy (MMTherm/year) | Fuel Substitution | 5.4187e-08 | 5.9675e-08 | 6.5315e-08 | 7.112e-08 | 7.7098e-08 | 0 | 0 | 0 | 0 | 0 | 0 | 0 | 0
Scenario 2: High TRC | SDG&E | Com | HVAC | Com - Grocery | Electric Demand (MW) | Energy Efficiency | 0.00084627 | 0.0009417 | 0.0010399 | 0.00034773 | 0.0001388 | 0.00014683 | 0.00015465 | 0.00016208 | 0.00016883 | 0.0001756 | 0.00018188 | 0.00018793 | 0.00019388
Scenario 2: High TRC | SDG&E | Com | HVAC | Com - Grocery | Electric Energy (GWh/year) | Energy Efficiency | 0.005433 | 0.0059941 | 0.0065639 | 0.0035298 | 0.0026855 | 0.0028809 | 0.003083 | 0.0032813 | 0.0034577 | 0.0036577 | 0.0038487 | 0.004048 | 0.0042641
Scenario 2: High TRC | SDG&E | Com | HVAC | Com - Grocery | Electric Energy (GWh/year) | Fuel Substitution | -8.184e-05 | -8.9379e-05 | -9.7058e-05 | -0.00010504 | -0.00011335 | 0 | 0 | 0 | 0 | 0 | 0 | 0 | 0
Scenario 2: High TRC | SDG&E | Com | HVAC | Com - Grocery | Gas Energy (MMTherm/year) | Energy Efficiency | 0.00033062 | 0.0003569 | 0.00038225 | 0.00041406 | 0.00043912 | 0.00047186 | 0.00050591 | 0.00053943 | 0.00056919 | 0.00060329 | 0.00063591 | 0.00067013 | 0.00070749
Scenario 2: High TRC | SDG&E | Com | HVAC | Com - Grocery | Gas Energy (MMTherm/year) | Fuel Substitution | 1.2484e-05 | 1.3638e-05 | 1.4814e-05 | 1.6032e-05 | 1.7293e-05 | 0 | 0 | 0 | 0 | 0 | 0 | 0 | 0
Scenario 2: High TRC | SDG&E | Com | HVAC | Com - Health | Electric Demand (MW) | Energy Efficiency | 0.0068718 | 0.0075529 | 0.008257 | 0.0090087 | 0.0097256 | 0.010427 | 0.010989 | 0.011677 | 0.0024797 | 0.001772 | 0.0019197 | 0.0019714 | 0.0020426
Scenario 2: High TRC | SDG&E | Com | HVAC | Com - Health | Electric Energy (GWh/year) | Energy Efficiency | 0.056203 | 0.060994 | 0.06595 | 0.071538 | 0.076468 | 0.091333 | 0.094461 | 0.10178 | 0.02575 | 0.022515 | 0.025142 | 0.024338 | 0.024247
Scenario 2: High TRC | SDG&E | Com | HVAC | Com - Health | Electric Energy (GWh/year) | Fuel Substitution | 5.1598e-06 | 5.6825e-06 | 3.4942e-06 | 3.791e-06 | 4.098e-06 | 0 | 0 | 0 | 0 | 0 | 0 | 0 | 0
Scenario 2: High TRC | SDG&E | Com | HVAC | Com - Health | Gas Energy (MMTherm/year) | Energy Efficiency | 0.0022493 | 0.0023129 | 0.0023811 | 0.0025234 | 0.0025704 | 0.0048047 | 0.0046714 | 0.005245 | 0.0024009 | 0.0026407 | 0.0030259 | 0.0027965 | 0.0026959
Scenario 2: High TRC | SDG&E | Com | HVAC | Com - Health | Gas Energy (MMTherm/year) | Fuel Substitution | 3.5952e-07 | 3.9598e-07 | 7.9158e-07 | 8.6517e-07 | 9.4121e-07 | 0 | 0 | 0 | 0 | 0 | 0 | 0 | 0
Scenario 2: High TRC | SDG&E | Com | HVAC | Com - Lodging | Electric Demand (MW) | Energy Efficiency | 0.0035299 | 0.0044839 | 0.0051058 | 0.005546 | 0.0059404 | 0.0062825 | 0.00667 | 0.0070456 | 0.0011917 | 0.00083348 | 0.00098413 | 0.0010313 | 0.0010806
Scenario 2: High TRC | SDG&E | Com | HVAC | Com - Lodging | Electric Energy (GWh/year) | Energy Efficiency | 0.035665 | 0.041076 | 0.044901 | 0.047992 | 0.05059 | 0.052879 | 0.055425 | 0.057855 | 0.011312 | 0.0094309 | 0.010163 | 0.010455 | 0.010816
Scenario 2: High TRC | SDG&E | Com | HVAC | Com - Lodging | Electric Energy (GWh/year) | Fuel Substitution | -1.1472e-05 | -1.2552e-05 | -1.3668e-05 | -1.4832e-05 | -1.6047e-05 | 0 | 0 | 0 | 0 | 0 | 0 | 0 | 0
Scenario 2: High TRC | SDG&E | Com | HVAC | Com - Lodging | Gas Energy (MMTherm/year) | Energy Efficiency | 0.0020658 | 0.002194 | 0.0023084 | 0.0024367 | 0.0025322 | 0.0023665 | 0.0024605 | 0.0025548 | 0.00069105 | 0.00069214 | 0.00070925 | 0.00072127 | 0.00074091
Scenario 2: High TRC | SDG&E | Com | HVAC | Com - Lodging | Gas Energy (MMTherm/year) | Fuel Substitution | 2.8402e-06 | 3.1086e-06 | 3.3849e-06 | 3.6706e-06 | 3.9661e-06 | 0 | 0 | 0 | 0 | 0 | 0 | 0 | 0
Scenario 2: High TRC | SDG&E | Com | HVAC | Com - Office (Large) | Electric Demand (MW) | Energy Efficiency | 0.0001685 | 0.00017908 | 0.00018915 | 0.00047533 | 0.00072314 | 0.00021732 | 0.00022709 | 0.00023566 | 0.0002422 | 0.00024886 | 0.00025477 | 0.00026038 | 0.00026564
Scenario 2: High TRC | SDG&E | Com | HVAC | Com - Office (Large) | Electric Energy (GWh/year) | Energy Efficiency | 0.00043114 | 0.00045822 | 0.00048398 | 0.0025086 | 0.0042606 | 0.00055604 | 0.00058104 | 0.00060298 | 0.00061971 | 0.00063675 | 0.00065187 | 0.00066623 | 0.00067969
Scenario 2: High TRC | SDG&E | Com | HVAC | Com - Office (Large) | Gas Energy (MMTherm/year) | Energy Efficiency | 0 | 0 | 0 | 0.0010704 | 0.0019963 | 0 | 0 | 0 | 0 | 0 | 0 | 0 | 0
Scenario 2: High TRC | SDG&E | Com | HVAC | Com - Office (Small) | Electric Demand (MW) | Energy Efficiency | 0.0038523 | 0.004153 | 0.0044548 | 0.0047588 | 0.0050542 | 0.0053599 | 0.0056651 | 0.005955 | 0.0062379 | 0.0065065 | 0.0067676 | 0.0070215 | 0.0072675
Scenario 2: High TRC | SDG&E | Com | HVAC | Com - Office (Small) | Electric Energy (GWh/year) | Energy Efficiency | 0.0029274 | 0.0031535 | 0.0033788 | 0.0036037 | 0.0038212 | 0.0040433 | 0.004263 | 0.004471 | 0.0046726 | 0.004863 | 0.0050469 | 0.0052241 | 0.0053946
Scenario 2: High TRC | SDG&E | Com | HVAC | Com - Office (Small) | Gas Energy (MMTherm/year) | Energy Efficiency | 0.00022801 | 0.00024591 | 0.00026395 | 0.0002822 | 0.00029997 | 0.00031849 | 0.00033705 | 0.00035471 | 0.000372 | 0.00038845 | 0.00040449 | 0.00042014 | 0.00043537
Scenario 2: High TRC | SDG&E | Com | HVAC | Com - Other | Electric Demand (MW) | Energy Efficiency | 0.047302 | 0.051963 | 0.056833 | 0.061933 | 0.066391 | 0.074223 | 0.080607 | 0.086113 | 0.087435 | 0.091362 | 0.096177 | 0.10107 | 0.10614
Scenario 2: High TRC | SDG&E | Com | HVAC | Com - Other | Electric Energy (GWh/year) | Energy Efficiency | 0.043375 | 0.047605 | 0.052024 | 0.056654 | 0.060715 | 0.074091 | 0.082438 | 0.088238 | 0.080823 | 0.08057 | 0.085861 | 0.090238 | 0.094789
Scenario 2: High TRC | SDG&E | Com | HVAC | Com - Other | Electric Energy (GWh/year) | Fuel Substitution | -4.5169e-06 | -4.9808e-06 | -5.4885e-05 | -5.9899e-05 | -6.5059e-05 | 0 | 0 | 0 | 0 | 0 | 0 | 0 | 0
Scenario 2: High TRC | SDG&E | Com | HVAC | Com - Other | Gas Energy (MMTherm/year) | Energy Efficiency | 0.0065831 | 0.0072263 | 0.0078983 | 0.0086021 | 0.0092164 | 0.010131 | 0.010945 | 0.011685 | 0.012125 | 0.012683 | 0.013428 | 0.014112 | 0.014823
Scenario 2: High TRC | SDG&E | Com | HVAC | Com - Other | Gas Energy (MMTherm/year) | Fuel Substitution | 2.5875e-06 | 2.8436e-06 | 9.1386e-06 | 9.9612e-06 | 1.0808e-05 | 0 | 0 | 0 | 0 | 0 | 0 | 0 | 0
Scenario 2: High TRC | SDG&E | Com | HVAC | Com - Restaurant | Electric Demand (MW) | Energy Efficiency | 0.0011356 | 0.0027186 | 0.0029829 | 0.0032598 | 0.0035528 | 0.0038343 | 0.0041433 | 0.0044538 | 0.0047409 | 0.0050325 | 0.0053307 | 0.005628 | 0.0059178
Scenario 2: High TRC | SDG&E | Com | HVAC | Com - Restaurant | Electric Energy (GWh/year) | Energy Efficiency | -0.00017631 | 2.1894e-05 | 3.4517e-05 | 5.0289e-05 | 6.8412e-05 | 8.9901e-05 | 0.00011368 | 0.00014055 | 0.00017113 | 0.00020522 | 0.0002432 | 0.00028578 | 0.00033328
Scenario 2: High TRC | SDG&E | Com | HVAC | Com - Restaurant | Electric Energy (GWh/year) | Fuel Substitution | 3.9546e-08 | 4.3427e-08 | 4.7383e-08 | 5.1421e-08 | 5.5548e-08 | 0 | 0 | 0 | 0 | 0 | 0 | 0 | 0
Scenario 2: High TRC | SDG&E | Com | HVAC | Com - Restaurant | Gas Energy (MMTherm/year) | Energy Efficiency | 0.0031904 | 0.0038617 | 0.0043045 | 0.00478 | 0.0052919 | 0.0058329 | 0.0064194 | 0.0070441 | 0.0076988 | 0.0083958 | 0.0091373 | 0.0099215 | 0.010746
Scenario 2: High TRC | SDG&E | Com | HVAC | Com - Restaurant | Gas Energy (MMTherm/year) | Fuel Substitution | 9.0948e-09 | 9.9873e-09 | 1.0897e-08 | 1.1826e-08 | 1.2775e-08 | 0 | 0 | 0 | 0 | 0 | 0 | 0 | 0
Scenario 2: High TRC | SDG&E | Com | HVAC | Com - Retail | Electric Demand (MW) | Energy Efficiency | 0.0082488 | 0.0084035 | 0.0085572 | 0.0085748 | 0.0083442 | 0.0082637 | 0.0081234 | 0.0079739 | 0.0009756 | 0.00058961 | 0.00030296 | 0.00015029 | 6.4762e-05
Scenario 2: High TRC | SDG&E | Com | HVAC | Com - Retail | Electric Energy (GWh/year) | Energy Efficiency | 0.020943 | 0.022314 | 0.02368 | 0.024444 | 0.025428 | 0.025943 | 0.026914 | 0.027838 | 0.00094504 | 0.00041163 | 0.00028351 | 0.00021603 | 0.00017872
Scenario 2: High TRC | SDG&E | Com | HVAC | Com - Retail | Electric Energy (GWh/year) | Fuel Substitution | 1.0155e-06 | 1.6259e-06 | 1.774e-06 | 1.9257e-06 | 2.0809e-06 | 0 | 0 | 0 | 0 | 0 | 0 | 0 | 0
Scenario 2: High TRC | SDG&E | Com | HVAC | Com - Retail | Gas Energy (MMTherm/year) | Energy Efficiency | 0.00042127 | 0.00044532 | 0.00046927 | 0.00048944 | 0.00050265 | 0.00017935 | 0.00017938 | 0.00017941 | 1.7252e-05 | 9.7231e-06 | 4.6e-06 | 1.8674e-06 | 3.3363e-07
Scenario 2: High TRC | SDG&E | Com | HVAC | Com - Retail | Gas Energy (MMTherm/year) | Fuel Substitution | 1.3518e-07 | 1.7661e-07 | 1.9259e-07 | 2.0897e-07 | 2.2575e-07 | 0 | 0 | 0 | 0 | 0 | 0 | 0 | 0
Scenario 2: High TRC | SDG&E | Com | HVAC | Com - School | Electric Demand (MW) | Energy Efficiency | 0.014361 | 0.014641 | 0.014804 | 0.014875 | 0.014929 | 0.014895 | 0.014848 | 0.01484 | 0.015147 | 0.015658 | 0.016319 | 0.016959 | 0.017563
Scenario 2: High TRC | SDG&E | Com | HVAC | Com - School | Electric Energy (GWh/year) | Energy Efficiency | 0.045455 | 0.043947 | 0.041748 | 0.039009 | 0.036002 | 0.032732 | 0.029465 | 0.026408 | 0.02619 | 0.026897 | 0.027885 | 0.028853 | 0.029776
Scenario 2: High TRC | SDG&E | Com | HVAC | Com - School | Electric Energy (GWh/year) | Fuel Substitution | -2.7056e-10 | -2.9256e-10 | -3.1437e-10 | 3.1547e-08 | 3.3597e-08 | 0 | 0 | 0 | 0 | 0 | 0 | 0 | 0
Scenario 2: High TRC | SDG&E | Com | HVAC | Com - School | Gas Energy (MMTherm/year) | Energy Efficiency | 0.0027801 | 0.0029335 | 0.0030862 | 0.0032381 | 0.0034028 | 0.0035517 | 0.0036975 | 0.0038473 | 0.0040011 | 0.004149 | 0.0042992 | 0.0044465 | 0.0045871
Scenario 2: High TRC | SDG&E | Com | HVAC | Com - School | Gas Energy (MMTherm/year) | Fuel Substitution | 1.68e-08 | 1.8166e-08 | 1.952e-08 | 1.2055e-07 | 1.2835e-07 | 0 | 0 | 0 | 0 | 0 | 0 | 0 | 0
Scenario 2: High TRC | SDG&E | Com | HVAC | Com - Warehouse | Electric Demand (MW) | Energy Efficiency | 1.3155e-05 | 1.4247e-05 | 1.5324e-05 | 1.6433e-05 | 1.744e-05 | 1.8481e-05 | 1.9456e-05 | 2.0401e-05 | 5.096e-06 | 0 | 0 | 0 | 0
Scenario 2: High TRC | SDG&E | Com | HVAC | Com - Warehouse | Electric Energy (GWh/year) | Energy Efficiency | 4.028e-05 | 4.3623e-05 | 4.692e-05 | 5.0318e-05 | 5.3399e-05 | 5.6587e-05 | 5.9572e-05 | 6.2467e-05 | 1.5604e-05 | 0 | 0 | 0 | 0
Scenario 2: High TRC | SDG&E | Com | HVAC | Com - Warehouse | Electric Energy (GWh/year) | Fuel Substitution | -8.1972e-06 | -9.0149e-06 | -9.8584e-06 | -1.0691e-05 | -1.1305e-05 | 0 | 0 | 0 | 0 | 0 | 0 | 0 | 0
Scenario 2: High TRC | SDG&E | Com | HVAC | Com - Warehouse | Gas Energy (MMTherm/year) | Fuel Substitution | 1.236e-06 | 1.3596e-06 | 1.487e-06 | 1.6409e-06 | 1.8962e-06 | 0 | 0 | 0 | 0 | 0 | 0 | 0 | 0
Scenario 2: High TRC | SDG&E | Com | Lighting | Com - Grocery | Electric Demand (MW) | Energy Efficiency | 0.0046366 | 0.0046741 | 0.0047048 | 0.0047483 | 0.004769 | 0.0048173 | 0.0048663 | 0.0049105 | 0.0049408 | 0.0049822 | 0.0050178 | 0.0016972 | 0
Scenario 2: High TRC | SDG&E | Com | Lighting | Com - Grocery | Electric Energy (GWh/year) | Energy Efficiency | 0.026632 | 0.026848 | 0.027024 | 0.027274 | 0.027393 | 0.02767 | 0.027952 | 0.028206 | 0.02838 | 0.028617 | 0.028822 | 0.0097486 | 0
Scenario 2: High TRC | SDG&E | Com | Lighting | Com - Grocery | Gas Energy (MMTherm/year) | Energy Efficiency | -0.00031766 | -0.00032023 | -0.00032233 | -0.00032532 | -0.00032674 | -0.00033004 | -0.0003334 | -0.00033643 | -0.00033851 | -0.00034134 | -0.00034378 | -0.00011628 | 0
Scenario 2: High TRC | SDG&E | Com | Lighting | Com - Health | Electric Demand (MW) | Energy Efficiency | 0.020348 | 0.020046 | 0.019797 | 0.019797 | 0.019545 | 0.019231 | 0.018298 | 0.018156 | 0.018249 | 0.018688 | 0.019351 | 0.018678 | 0.018311
Scenario 2: High TRC | SDG&E | Com | Lighting | Com - Health | Electric Energy (GWh/year) | Energy Efficiency | 0.12468 | 0.12283 | 0.12131 | 0.12131 | 0.11976 | 0.11784 | 0.11213 | 0.11126 | 0.11183 | 0.11452 | 0.11858 | 0.11446 | 0.11221
Scenario 2: High TRC | SDG&E | Com | Lighting | Com - Health | Gas Energy (MMTherm/year) | Energy Efficiency | -0.00068864 | -0.00067842 | -0.00067001 | -0.00067001 | -0.00066148 | -0.00065084 | -0.0006193 | -0.0006145 | -0.00061764 | -0.0006325 | -0.00065495 | -0.00063217 | -0.00061975
Scenario 2: High TRC | SDG&E | Com | Lighting | Com - Refrig. Warehouse | Electric Demand (MW) | Energy Efficiency | 2.0286e-05 | 2.0184e-05 | 2.0117e-05 | 1.9864e-05 | 1.9762e-05 | 1.9716e-05 | 1.9762e-05 | 1.982e-05 | 1.9956e-05 | 2.0058e-05 | 2.0236e-05 | 2.0447e-05 | 2.0653e-05
Scenario 2: High TRC | SDG&E | Com | Lighting | Com - Refrig. Warehouse | Electric Energy (GWh/year) | Energy Efficiency | 0.0001805 | 0.00017959 | 0.00017898 | 0.00017673 | 0.00017581 | 0.0001754 | 0.0001758 | 0.00017631 | 0.00017752 | 0.00017843 | 0.00018 | 0.00018188 | 0.00018371
Scenario 2: High TRC | SDG&E | Com | Lighting | Com - Restaurant | Electric Demand (MW) | Energy Efficiency | 0.0027831 | 0.0030975 | 0.0031236 | 0.0031503 | 0.0049572 | 0.0055832 | 0.0055867 | 0.0055919 | 0.0055904 | 0.0055937 | 0.0056028 | 0.0056154 | 0.0056297
Scenario 2: High TRC | SDG&E | Com | Lighting | Com - Restaurant | Electric Energy (GWh/year) | Energy Efficiency | 0.017402 | 0.019369 | 0.019532 | 0.019699 | 0.031012 | 0.034931 | 0.034953 | 0.034985 | 0.034976 | 0.034996 | 0.035053 | 0.035132 | 0.035221
Scenario 2: High TRC | SDG&E | Com | Lighting | Com - Restaurant | Gas Energy (MMTherm/year) | Energy Efficiency | -5.3272e-05 | -5.9291e-05 | -5.9791e-05 | -6.0301e-05 | -9.4859e-05 | -0.00010683 | -0.0001069 | -0.000107 | -0.00010697 | -0.00010703 | -0.00010721 | -0.00010745 | -0.00010772
Scenario 2: High TRC | SDG&E | Com | Lighting | Com - Retail | Electric Demand (MW) | Energy Efficiency | 0.034921 | 0.033734 | 0.032687 | 0.031631 | 0.030451 | 0.029605 | 0.028731 | 0.027925 | 0.027224 | 0.026662 | 0.026148 | 0.025761 | 0.025448
Scenario 2: High TRC | SDG&E | Com | Lighting | Com - Retail | Electric Energy (GWh/year) | Energy Efficiency | 0.21756 | 0.21017 | 0.20364 | 0.19706 | 0.18971 | 0.18444 | 0.179 | 0.17397 | 0.16961 | 0.16611 | 0.1629 | 0.16049 | 0.15854
Scenario 2: High TRC | SDG&E | Com | Lighting | Com - Retail | Gas Energy (MMTherm/year) | Energy Efficiency | -0.00032651 | -0.00031541 | -0.00030562 | -0.00029575 | -0.00028472 | -0.00027681 | -0.00026864 | -0.0002611 | -0.00025455 | -0.00024929 | -0.00024448 | -0.00024086 | -0.00023794
Scenario 2: High TRC | SDG&E | Com | Lighting | Com - Warehouse | Electric Demand (MW) | Energy Efficiency | 0 | 0 | 0 | 0 | 0 | 0 | 0 | 0 | 0 | 0 | 0 | 0 | 0
Scenario 2: High TRC | SDG&E | Com | Lighting | Com - Warehouse | Electric Energy (GWh/year) | Energy Efficiency | 0 | 0 | 0 | 0 | 0 | 0 | 0 | 0 | 0 | 0 | 0 | 0 | 0
Scenario 2: High TRC | SDG&E | Com | Lighting | Com - Warehouse | Gas Energy (MMTherm/year) | Energy Efficiency | 0 | 0 | 0 | 0 | 0 | 0 | 0 | 0 | 0 | 0 | 0 | 0 | 0
Scenario 2: High TRC | SDG&E | Com | WaterHeat | Com - College | Electric Demand (MW) | Energy Efficiency | 0.0060279 | 0.0064848 | 0.0069431 | 0.0074411 | 0.0078879 | 0.0084044 | 0.0089073 | 0.0093934 | 0.0098841 | 0.010386 | 0.01087 | 0.011507 | 0.012017
Scenario 2: High TRC | SDG&E | Com | WaterHeat | Com - College | Electric Demand (MW) | Fuel Substitution | 0 | 0 | 0 | 0 | 0 | 0.35511 | 0.40738 | 0.4556 | 0.49577 | 0.55431 | 0.62023 | 0.6677 | 0.7002
Scenario 2: High TRC | SDG&E | Com | WaterHeat | Com - College | Electric Energy (GWh/year) | Energy Efficiency | 0.022862 | 0.024595 | 0.026333 | 0.028221 | 0.029916 | 0.031876 | 0.033783 | 0.035627 | 0.037487 | 0.03939 | 0.041226 | 0.043641 | 0.045576
Scenario 2: High TRC | SDG&E | Com | WaterHeat | Com - College | Electric Energy (GWh/year) | Fuel Substitution | -0.61775 | -0.68 | -0.74183 | -0.80372 | -0.86554 | 1.402 | 1.6083 | 1.7985 | 1.9568 | 2.1877 | 2.4478 | 2.6349 | 2.7629
Scenario 2: High TRC | SDG&E | Com | WaterHeat | Com - College | Gas Energy (MMTherm/year) | Energy Efficiency | 0.0059143 | 0.0060117 | 0.0061045 | 0.0062182 | 0.0062957 | 0.0034995 | 0.0034949 | 0.0034885 | 2.5786e-05 | 2.6084e-05 | 2.6341e-05 | 2.6879e-05 | 2.7176e-05
Scenario 2: High TRC | SDG&E | Com | WaterHeat | Com - College | Gas Energy (MMTherm/year) | Fuel Substitution | 0.070028 | 0.077024 | 0.083969 | 0.090922 | 0.097871 | 0 | 0 | 0 | 0 | 0 | 0 | 0 | 0
Scenario 2: High TRC | SDG&E | Com | WaterHeat | Com - Grocery | Electric Demand (MW) | Energy Efficiency | 0.015577 | 0.016798 | 0.018009 | 0.019255 | 0.020446 | 0.021716 | 0.023 | 0.024276 | 0.025511 | 0.026788 | 0.028046 | 0.02932 | 0.030625
Scenario 2: High TRC | SDG&E | Com | WaterHeat | Com - Grocery | Electric Energy (GWh/year) | Energy Efficiency | 0.081805 | 0.088219 | 0.094575 | 0.10112 | 0.10737 | 0.11404 | 0.12079 | 0.12749 | 0.13397 | 0.14068 | 0.14729 | 0.15398 | 0.16083
Scenario 2: High TRC | SDG&E | Com | WaterHeat | Com - Grocery | Electric Energy (GWh/year) | Fuel Substitution | -0.022338 | -0.024014 | -0.025656 | -0.027317 | -0.028996 | 0 | 0 | 0 | 0 | 0 | 0 | 0 | 0
Scenario 2: High TRC | SDG&E | Com | WaterHeat | Com - Grocery | Gas Energy (MMTherm/year) | Energy Efficiency | 0.00087666 | 0.00089585 | 0.0034797 | 0.0034794 | 0.0034735 | 0.0030849 | 0.0030707 | 0.0030554 | 0.00059636 | 0.00060273 | 0.00060866 | 0.00061476 | 0.0006213
Scenario 2: High TRC | SDG&E | Com | WaterHeat | Com - Grocery | Gas Energy (MMTherm/year) | Fuel Substitution | 0.0030264 | 0.0032535 | 0.0034759 | 0.003701 | 0.0039284 | 0 | 0 | 0 | 0 | 0 | 0 | 0 | 0
Scenario 2: High TRC | SDG&E | Com | WaterHeat | Com - Health | Electric Demand (MW) | Energy Efficiency | 0.019631 | 0.021112 | 0.022601 | 0.024271 | 0.025711 | 0.027076 | 0.027728 | 0.029117 | 0.030748 | 0.032803 | 0.035193 | 0.035838 | 0.036808
Scenario 2: High TRC | SDG&E | Com | WaterHeat | Com - Health | Electric Demand (MW) | Fuel Substitution | 0 | 0 | 0 | 0 | 0 | 0.44725 | 0.51612 | 0.58008 | 0.63383 | 0.70872 | 0.79879 | 0.86367 | 0.90832
Scenario 2: High TRC | SDG&E | Com | WaterHeat | Com - Health | Electric Energy (GWh/year) | Energy Efficiency | 0.16308 | 0.17538 | 0.18775 | 0.20163 | 0.21359 | 0.22494 | 0.23036 | 0.2419 | 0.25545 | 0.27252 | 0.29238 | 0.29773 | 0.30579
Scenario 2: High TRC | SDG&E | Com | WaterHeat | Com - Health | Electric Energy (GWh/year) | Fuel Substitution | -1.6763 | -1.8497 | -2.0231 | -2.198 | -2.3737 | 3.8615 | 4.4557 | 5.0073 | 5.4708 | 6.1167 | 6.8937 | 7.453 | 7.8377
Scenario 2: High TRC | SDG&E | Com | WaterHeat | Com - Health | Gas Energy (MMTherm/year) | Energy Efficiency | 0.012389 | 0.012642 | 0.01289 | 0.013237 | 0.013437 | 0.0046523 | 0.0046619 | 0.0046717 | 0.00010017 | 0.00010253 | 0.00010561 | 0.00010454 | 0.00010429
Scenario 2: High TRC | SDG&E | Com | WaterHeat | Com - Health | Gas Energy (MMTherm/year) | Fuel Substitution | 0.19242 | 0.21215 | 0.23186 | 0.25176 | 0.27174 | 0 | 0 | 0 | 0 | 0 | 0 | 0 | 0
Scenario 2: High TRC | SDG&E | Com | WaterHeat | Com - Lodging | Electric Demand (MW) | Energy Efficiency | 0.0045489 | 0.0048401 | 0.0051286 | 0.0054495 | 0.0057224 | 0.0059414 | 0.0062198 | 0.0064937 | 0.0067698 | 0.0070435 | 0.0072954 | 0.0075436 | 0.0078008
Scenario 2: High TRC | SDG&E | Com | WaterHeat | Com - Lodging | Electric Demand (MW) | Fuel Substitution | 0 | 0 | 0 | 0 | 0 | 0.57153 | 0.65561 | 0.73291 | 0.79679 | 0.883 | 0.98641 | 1.0589 | 1.1071
Scenario 2: High TRC | SDG&E | Com | WaterHeat | Com - Lodging | Electric Energy (GWh/year) | Energy Efficiency | 0.036869 | 0.039229 | 0.041569 | 0.044169 | 0.046377 | 0.04816 | 0.050417 | 0.052638 | 0.054881 | 0.0571 | 0.059142 | 0.061154 | 0.063239
Scenario 2: High TRC | SDG&E | Com | WaterHeat | Com - Lodging | Electric Energy (GWh/year) | Fuel Substitution | -2.2903 | -2.5113 | -2.7292 | -2.9461 | -3.1609 | 4.8123 | 5.5197 | 6.17 | 6.707 | 7.4322 | 8.3021 | 8.9118 | 9.3166
Scenario 2: High TRC | SDG&E | Com | WaterHeat | Com - Lodging | Gas Energy (MMTherm/year) | Energy Efficiency | 0.05536 | 0.055569 | 0.055826 | 0.056683 | 0.056653 | 0.0082244 | 0.0081668 | 0.008106 | 9.4717e-05 | 9.495e-05 | 9.4995e-05 | 9.5053e-05 | 9.5243e-05
Scenario 2: High TRC | SDG&E | Com | WaterHeat | Com - Lodging | Gas Energy (MMTherm/year) | Fuel Substitution | 0.25823 | 0.28285 | 0.30712 | 0.33127 | 0.3552 | 0 | 0 | 0 | 0 | 0 | 0 | 0 | 0
Scenario 2: High TRC | SDG&E | Com | WaterHeat | Com - Office (Large) | Electric Demand (MW) | Energy Efficiency | 0.004098 | 0.0043864 | 0.0046688 | 0.0049503 | 0.0052146 | 0.0055048 | 0.0058053 | 0.0060878 | 0.0063324 | 0.0065871 | 0.0068325 | 0.0070793 | 0.0073262
Scenario 2: High TRC | SDG&E | Com | WaterHeat | Com - Office (Large) | Electric Demand (MW) | Fuel Substitution | 0 | 0 | 0 | 0 | 0 | 0.047588 | 0.053979 | 0.059795 | 0.064522 | 0.073527 | 0.081894 | 0.087639 | 0.091293
Scenario 2: High TRC | SDG&E | Com | WaterHeat | Com - Office (Large) | Electric Energy (GWh/year) | Energy Efficiency | 0.073967 | 0.079172 | 0.084269 | 0.089349 | 0.09412 | 0.099355 | 0.10478 | 0.10988 | 0.11429 | 0.11889 | 0.12332 | 0.12777 | 0.13223
Scenario 2: High TRC | SDG&E | Com | WaterHeat | Com - Office (Large) | Electric Energy (GWh/year) | Fuel Substitution | -0.36073 | -0.39437 | -0.42748 | -0.46026 | -0.49271 | 0.8943 | 1.0143 | 1.1235 | 1.2122 | 1.3813 | 1.5384 | 1.6462 | 1.7146
Scenario 2: High TRC | SDG&E | Com | WaterHeat | Com - Office (Large) | Gas Energy (MMTherm/year) | Energy Efficiency | 0.012587 | 0.01234 | 0.012085 | 0.011836 | 0.011565 | 0.0055605 | 0.0052511 | 0.0049488 | 0 | 0 | 0 | 0 | 0
Scenario 2: High TRC | SDG&E | Com | WaterHeat | Com - Office (Large) | Gas Energy (MMTherm/year) | Fuel Substitution | 0.040232 | 0.043971 | 0.047651 | 0.051293 | 0.0549 | 0 | 0 | 0 | 0 | 0 | 0 | 0 | 0
Scenario 2: High TRC | SDG&E | Com | WaterHeat | Com - Office (Small) | Electric Demand (MW) | Energy Efficiency | 0.00024252 | 0.00026006 | 0.00027747 | 0.00029474 | 0.00031177 | 0.00032907 | 0.00034601 | 0.00036267 | 0.00037917 | 0.00039542 | 0.00041154 | 0.00042753 | 0.0004434
Scenario 2: High TRC | SDG&E | Com | WaterHeat | Com - Office (Small) | Electric Demand (MW) | Fuel Substitution | 0 | 0 | 0 | 0 | 0 | 0.0033852 | 0.0038588 | 0.0042902 | 0.0046425 | 0.0051607 | 0.0057357 | 0.006133 | 0.0063911
Scenario 2: High TRC | SDG&E | Com | WaterHeat | Com - Office (Small) | Electric Energy (GWh/year) | Energy Efficiency | 0.025892 | 0.027764 | 0.029622 | 0.031467 | 0.033284 | 0.035135 | 0.036944 | 0.038723 | 0.040485 | 0.042219 | 0.04394 | 0.045647 | 0.047342
Scenario 2: High TRC | SDG&E | Com | WaterHeat | Com - Office (Small) | Electric Energy (GWh/year) | Fuel Substitution | -0.15881 | -0.17416 | -0.18927 | -0.20422 | -0.21902 | 0.37589 | 0.42845 | 0.47631 | 0.51538 | 0.57286 | 0.63666 | 0.6807 | 0.70929
Scenario 2: High TRC | SDG&E | Com | WaterHeat | Com - Office (Small) | Gas Energy (MMTherm/year) | Energy Efficiency | 0.00022557 | 0.00023981 | 0.0002538 | 0.0002676 | 0.0059774 | 0.0056915 | 0.0056319 | 0.0055692 | 0 | 0 | 0 | 0 | 0
Scenario 2: High TRC | SDG&E | Com | WaterHeat | Com - Office (Small) | Gas Energy (MMTherm/year) | Fuel Substitution | 0.017554 | 0.019243 | 0.020906 | 0.022551 | 0.02418 | 0 | 0 | 0 | 0 | 0 | 0 | 0 | 0
Scenario 2: High TRC | SDG&E | Com | WaterHeat | Com - Other | Electric Demand (MW) | Energy Efficiency | 0.11824 | 0.128 | 0.1379 | 0.14795 | 0.15767 | 0.16808 | 0.17843 | 0.18875 | 0.19906 | 0.20954 | 0.21995 | 0.23051 | 0.24129
Scenario 2: High TRC | SDG&E | Com | WaterHeat | Com - Other | Electric Demand (MW) | Fuel Substitution | 0 | 0 | 0 | 0 | 0 | 1.8693 | 2.1428 | 2.3965 | 2.6089 | 2.9373 | 3.2921 | 3.5467 | 3.7204
Scenario 2: High TRC | SDG&E | Com | WaterHeat | Com - Other | Electric Energy (GWh/year) | Energy Efficiency | 0.76306 | 0.82607 | 0.88995 | 0.95478 | 1.0175 | 1.0847 | 1.1515 | 1.2181 | 1.2847 | 1.3523 | 1.4195 | 1.4876 | 1.5572
Scenario 2: High TRC | SDG&E | Com | WaterHeat | Com - Other | Electric Energy (GWh/year) | Fuel Substitution | -5.8436 | -6.4254 | -7.0053 | -7.5867 | -8.1696 | 12.5617 | 14.3981 | 16.1014 | 17.527 | 19.7322 | 22.1145 | 23.8222 | 24.9874
Scenario 2: High TRC | SDG&E | Com | WaterHeat | Com - Other | Gas Energy (MMTherm/year) | Energy Efficiency | 0.023683 | 0.024338 | 0.024983 | 0.025624 | 0.026205 | 0.013368 | 0.01334 | 0.013305 | 0.0014421 | 0.0014607 | 0.0014786 | 0.0014968 | 0.0015159
Scenario 2: High TRC | SDG&E | Com | WaterHeat | Com - Other | Gas Energy (MMTherm/year) | Fuel Substitution | 0.64841 | 0.71241 | 0.77619 | 0.84016 | 0.90431 | 0 | 0 | 0 | 0 | 0 | 0 | 0 | 0
Scenario 2: High TRC | SDG&E | Com | WaterHeat | Com - Refrig. Warehouse | Electric Demand (MW) | Energy Efficiency | 7.7163e-05 | 8.3026e-05 | 8.8906e-05 | 9.4164e-05 | 9.975e-05 | 0.00010546 | 0.00011142 | 0.00011741 | 0.00012369 | 0.00012984 | 0.00013632 | 0.00014298 | 0.00014966
Scenario 2: High TRC | SDG&E | Com | WaterHeat | Com - Refrig. Warehouse | Electric Demand (MW) | Fuel Substitution | 0 | 0 | 0 | 0 | 0 | 0.00030951 | 0.00035458 | 0.0003961 | 0.00043044 | 0.00047217 | 0.00052713 | 0.00056592 | 0.00059191
Scenario 2: High TRC | SDG&E | Com | WaterHeat | Com - Refrig. Warehouse | Electric Energy (GWh/year) | Energy Efficiency | 0.00088713 | 0.00095454 | 0.0010221 | 0.0010826 | 0.0011468 | 0.0012124 | 0.001281 | 0.0013498 | 0.001422 | 0.0014927 | 0.0015672 | 0.0016439 | 0.0017206
Scenario 2: High TRC | SDG&E | Com | WaterHeat | Com - Refrig. Warehouse | Electric Energy (GWh/year) | Fuel Substitution | -0.0017533 | -0.001913 | -0.0020701 | -0.0022252 | -0.0023788 | 0.0037002 | 0.0042386 | 0.0047346 | 0.0051445 | 0.0056429 | 0.0062993 | 0.0067623 | 0.0070724
Scenario 2: High TRC | SDG&E | Com | WaterHeat | Com - Refrig. Warehouse | Gas Energy (MMTherm/year) | Energy Efficiency | 4.3726e-06 | 4.6045e-06 | 4.8324e-06 | 4.9929e-06 | 5.1858e-06 | 0 | 0 | 0 | 0 | 0 | 0 | 0 | 0
Scenario 2: High TRC | SDG&E | Com | WaterHeat | Com - Refrig. Warehouse | Gas Energy (MMTherm/year) | Fuel Substitution | 0.00020466 | 0.00022303 | 0.00024109 | 0.00025893 | 0.00027661 | 0 | 0 | 0 | 0 | 0 | 0 | 0 | 0
Scenario 2: High TRC | SDG&E | Com | WaterHeat | Com - Restaurant | Electric Demand (MW) | Energy Efficiency | 0.034187 | 0.040068 | 0.042915 | 0.04578 | 0.048675 | 0.05167 | 0.054596 | 0.057523 | 0.060384 | 0.063258 | 0.066157 | 0.069065 | 0.071968
Scenario 2: High TRC | SDG&E | Com | WaterHeat | Com - Restaurant | Electric Demand (MW) | Fuel Substitution | 0 | 0 | 0 | 0 | 0 | 1.8159 | 2.0707 | 2.3035 | 2.4948 | 2.775 | 3.0929 | 3.3166 | 3.4656
Scenario 2: High TRC | SDG&E | Com | WaterHeat | Com - Restaurant | Electric Energy (GWh/year) | Energy Efficiency | 0.17541 | 0.20562 | 0.22023 | 0.23493 | 0.24979 | 0.26516 | 0.28018 | 0.2952 | 0.30988 | 0.32463 | 0.33951 | 0.35443 | 0.36933
Scenario 2: High TRC | SDG&E | Com | WaterHeat | Com - Restaurant | Electric Energy (GWh/year) | Fuel Substitution | -3.7039 | -4.0604 | -4.4122 | -4.7614 | -5.1083 | 9.6892 | 11.0482 | 12.2888 | 13.3084 | 14.8022 | 16.4966 | 17.6883 | 18.482
Scenario 2: High TRC | SDG&E | Com | WaterHeat | Com - Restaurant | Gas Energy (MMTherm/year) | Energy Efficiency | 0.0068855 | 0.0081332 | 0.0085432 | 0.0089526 | 0.0093662 | 0.001912 | 0.0019321 | 0.0019516 | 0.0019688 | 0.001986 | 0.0020037 | 0.0020214 | 0.0020389
Scenario 2: High TRC | SDG&E | Com | WaterHeat | Com - Restaurant | Gas Energy (MMTherm/year) | Fuel Substitution | 0.42829 | 0.46937 | 0.50991 | 0.55013 | 0.5901 | 0 | 0 | 0 | 0 | 0 | 0 | 0 | 0
Scenario 2: High TRC | SDG&E | Com | WaterHeat | Com - Retail | Electric Demand (MW) | Energy Efficiency | 0.0076251 | 0.0080232 | 0.008404 | 0.0087455 | 0.0090288 | 0.0093374 | 0.0096009 | 0.0098454 | 0.009975 | 0.010218 | 0.010449 | 0.010689 | 0.010927
Scenario 2: High TRC | SDG&E | Com | WaterHeat | Com - Retail | Electric Demand (MW) | Fuel Substitution | 0 | 0 | 0 | 0 | 0 | 0.066924 | 0.076175 | 0.084488 | 0.091127 | 0.098046 | 0.10806 | 0.11467 | 0.11873
Scenario 2: High TRC | SDG&E | Com | WaterHeat | Com - Retail | Electric Energy (GWh/year) | Energy Efficiency | 0.047288 | 0.049778 | 0.052161 | 0.054299 | 0.056074 | 0.058009 | 0.059663 | 0.061198 | 0.062348 | 0.06387 | 0.065311 | 0.06681 | 0.068298
Scenario 2: High TRC | SDG&E | Com | WaterHeat | Com - Retail | Electric Energy (GWh/year) | Fuel Substitution | -0.18337 | -0.20058 | -0.21732 | -0.23364 | -0.24953 | 0.43505 | 0.49515 | 0.54914 | 0.59223 | 0.63713 | 0.70217 | 0.74508 | 0.77138
Scenario 2: High TRC | SDG&E | Com | WaterHeat | Com - Retail | Gas Energy (MMTherm/year) | Energy Efficiency | 0.011107 | 0.011084 | 0.011049 | 0.011004 | 0.010951 | 0.010636 | 0.010568 | 0.010495 | 0 | 0 | 0 | 0 | 0
Scenario 2: High TRC | SDG&E | Com | WaterHeat | Com - Retail | Gas Energy (MMTherm/year) | Fuel Substitution | 0.01993 | 0.021798 | 0.023614 | 0.025385 | 0.027109 | 0 | 0 | 0 | 0 | 0 | 0 | 0 | 0
Scenario 2: High TRC | SDG&E | Com | WaterHeat | Com - School | Electric Demand (MW) | Energy Efficiency | 0.0048455 | 0.0052228 | 0.0056005 | 0.0059781 | 0.0063637 | 0.0067537 | 0.0071302 | 0.0075101 | 0.0078957 | 0.0082797 | 0.0086673 | 0.0090555 | 0.0094417
Scenario 2: High TRC | SDG&E | Com | WaterHeat | Com - School | Electric Demand (MW) | Fuel Substitution | 0 | 0 | 0 | 0 | 0 | 0.17946 | 0.204 | 0.22634 | 0.24461 | 0.2793 | 0.31157 | 0.33421 | 0.34914
Scenario 2: High TRC | SDG&E | Com | WaterHeat | Com - School | Electric Energy (GWh/year) | Energy Efficiency | 0.06578 | 0.070902 | 0.07603 | 0.081156 | 0.08639 | 0.091704 | 0.096816 | 0.10197 | 0.10721 | 0.11242 | 0.11769 | 0.12296 | 0.1282
Scenario 2: High TRC | SDG&E | Com | WaterHeat | Com - School | Electric Energy (GWh/year) | Fuel Substitution | -1.0122 | -1.1103 | -1.2073 | -1.3039 | -1.4003 | 2.5363 | 2.883 | 3.1983 | 3.4562 | 3.9461 | 4.4017 | 4.7212 | 4.9316
Scenario 2: High TRC | SDG&E | Com | WaterHeat | Com - School | Gas Energy (MMTherm/year) | Energy Efficiency | 0.0045271 | 0.004712 | 0.0084429 | 0.0084968 | 0.0085583 | 0.0035606 | 0.0034416 | 0.0033237 | 0.00038889 | 0.00039207 | 0.00039539 | 0.00039875 | 0.00040208
Scenario 2: High TRC | SDG&E | Com | WaterHeat | Com - School | Gas Energy (MMTherm/year) | Fuel Substitution | 0.11563 | 0.12679 | 0.13785 | 0.14885 | 0.15982 | 0 | 0 | 0 | 0 | 0 | 0 | 0 | 0
Scenario 2: High TRC | SDG&E | Com | WaterHeat | Com - Warehouse | Electric Demand (MW) | Energy Efficiency | 0.00042019 | 0.00044393 | 0.00046777 | 0.00049253 | 0.00051602 | 0.00054057 | 0.00056456 | 0.00058863 | 0.00048724 | 0.00051195 | 0.00053621 | 0.00056067 | 0.00058597
Scenario 2: High TRC | SDG&E | Com | WaterHeat | Com - Warehouse | Electric Demand (MW) | Fuel Substitution | 0 | 0 | 0 | 0 | 0 | 0.00096344 | 0.0011048 | 0.0012358 | 0.0013451 | 0.0014984 | 0.0016752 | 0.001801 | 0.0018863
Scenario 2: High TRC | SDG&E | Com | WaterHeat | Com - Warehouse | Electric Energy (GWh/year) | Energy Efficiency | 0.0082289 | 0.0088432 | 0.0094623 | 0.010109 | 0.010725 | 0.011372 | 0.012007 | 0.012648 | 0.012895 | 0.013549 | 0.014191 | 0.014838 | 0.015508
Scenario 2: High TRC | SDG&E | Com | WaterHeat | Com - Warehouse | Electric Energy (GWh/year) | Fuel Substitution | -0.013842 | -0.01517 | -0.016488 | -0.017808 | -0.019128 | 0.026545 | 0.030438 | 0.034043 | 0.037052 | 0.041272 | 0.046138 | 0.049599 | 0.051945
Scenario 2: High TRC | SDG&E | Com | WaterHeat | Com - Warehouse | Gas Energy (MMTherm/year) | Energy Efficiency | 0.0087568 | 0.0088015 | 0.0088384 | 0.0088704 | 0.0088966 | 0.0087446 | 0.0087582 | 0.0087685 | 0 | 0 | 0 | 0 | 0
Scenario 2: High TRC | SDG&E | Com | WaterHeat | Com - Warehouse | Gas Energy (MMTherm/year) | Fuel Substitution | 0.0015687 | 0.0017175 | 0.0018651 | 0.0020128 | 0.0021607 | 0 | 0 | 0 | 0 | 0 | 0 | 0 | 0
Scenario 2: High TRC | SDG&E | Com | WholeBlg | Com - College | Electric Demand (MW) | Energy Efficiency | 0.040077 | 0.041354 | 0.04271 | 0.044333 | 0.04614 | 0.048002 | 0.050131 | 0.052221 | 0.054383 | 0.05664 | 0.058824 | 0.060783 | 0.061825
Scenario 2: High TRC | SDG&E | Com | WholeBlg | Com - College | Electric Energy (GWh/year) | Energy Efficiency | 0.36523 | 0.37687 | 0.38922 | 0.40402 | 0.42048 | 0.43746 | 0.45686 | 0.47591 | 0.4956 | 0.51618 | 0.53608 | 0.55393 | 0.56342
Scenario 2: High TRC | SDG&E | Com | WholeBlg | Com - College | Gas Energy (MMTherm/year) | Energy Efficiency | 0.0026244 | 0.0026178 | 0.0026052 | 0.0025961 | 0.0025835 | 0.0025614 | 0.0025411 | 0.0025151 | 0.0024892 | 0.0024679 | 0.0024422 | 0.002414 | 0.0024156
Scenario 2: High TRC | SDG&E | Com | WholeBlg | Com - Grocery | Electric Demand (MW) | Energy Efficiency | 0.096551 | 0.099426 | 0.10252 | 0.10621 | 0.11031 | 0.11453 | 0.11896 | 0.12345 | 0.12814 | 0.1328 | 0.13744 | 0.14155 | 0.14155
Scenario 2: High TRC | SDG&E | Com | WholeBlg | Com - Grocery | Electric Energy (GWh/year) | Energy Efficiency | 0.87989 | 0.90609 | 0.93433 | 0.96794 | 1.0053 | 1.0437 | 1.0842 | 1.125 | 1.1678 | 1.2102 | 1.2525 | 1.29 | 1.29
Scenario 2: High TRC | SDG&E | Com | WholeBlg | Com - Grocery | Gas Energy (MMTherm/year) | Energy Efficiency | 0.00090904 | 0.00091984 | 0.00092919 | 0.00094034 | 0.00095043 | 0.00095635 | 0.00096203 | 0.00096675 | 0.00097208 | 0.00097649 | 0.00098137 | 0.00098565 | 0.00098694
Scenario 2: High TRC | SDG&E | Com | WholeBlg | Com - Health | Electric Demand (MW) | Energy Efficiency | 0.11162 | 0.11488 | 0.11828 | 0.12228 | 0.12664 | 0.13098 | 0.13579 | 0.14034 | 0.14505 | 0.15005 | 0.15494 | 0.15905 | 0.16269
Scenario 2: High TRC | SDG&E | Com | WholeBlg | Com - Health | Electric Energy (GWh/year) | Energy Efficiency | 1.0172 | 1.0469 | 1.0779 | 1.1143 | 1.1541 | 1.1937 | 1.2374 | 1.279 | 1.3219 | 1.3675 | 1.412 | 1.4494 | 1.4827
Scenario 2: High TRC | SDG&E | Com | WholeBlg | Com - Health | Gas Energy (MMTherm/year) | Energy Efficiency | 0.0044007 | 0.0044939 | 0.0045783 | 0.0046687 | 0.0047518 | 0.0048064 | 0.004847 | 0.0048828 | 0.0049237 | 0.0049548 | 0.0050027 | 0.0050419 | 0.0050522
Scenario 2: High TRC | SDG&E | Com | WholeBlg | Com - Lodging | Electric Demand (MW) | Energy Efficiency | 0.056059 | 0.057376 | 0.058765 | 0.06052 | 0.062427 | 0.064341 | 0.066515 | 0.068573 | 0.070668 | 0.07282 | 0.074788 | 0.076379 | 0.07784
Scenario 2: High TRC | SDG&E | Com | WholeBlg | Com - Lodging | Electric Energy (GWh/year) | Energy Efficiency | 0.51088 | 0.52288 | 0.53554 | 0.55153 | 0.56891 | 0.58636 | 0.60617 | 0.62492 | 0.64402 | 0.66363 | 0.68157 | 0.69606 | 0.70938
Scenario 2: High TRC | SDG&E | Com | WholeBlg | Com - Lodging | Gas Energy (MMTherm/year) | Energy Efficiency | 0.0032279 | 0.0032507 | 0.0032675 | 0.0032901 | 0.0033069 | 0.0033106 | 0.0033143 | 0.0033119 | 0.0033107 | 0.0033118 | 0.0033096 | 0.0033047 | 0.0033074
Scenario 2: High TRC | SDG&E | Com | WholeBlg | Com - Office (Large) | Electric Demand (MW) | Energy Efficiency | 0.19212 | 0.19655 | 0.20112 | 0.20662 | 0.21267 | 0.21874 | 0.22591 | 0.23261 | 0.23937 | 0.2463 | 0.25257 | 0.25773 | 0.26496
Scenario 2: High TRC | SDG&E | Com | WholeBlg | Com - Office (Large) | Electric Energy (GWh/year) | Energy Efficiency | 1.7509 | 1.7912 | 1.8328 | 1.883 | 1.9381 | 1.9934 | 2.0588 | 2.1198 | 2.1815 | 2.2446 | 2.3017 | 2.3487 | 2.4146
Scenario 2: High TRC | SDG&E | Com | WholeBlg | Com - Office (Large) | Gas Energy (MMTherm/year) | Energy Efficiency | 0.0055626 | 0.0055883 | 0.0056006 | 0.0056201 | 0.005631 | 0.0056245 | 0.0056258 | 0.0056147 | 0.0056049 | 0.0056117 | 0.0056038 | 0.0055925 | 0.0055908
Scenario 2: High TRC | SDG&E | Com | WholeBlg | Com - Office (Small) | Electric Demand (MW) | Energy Efficiency | 0.057577 | 0.058671 | 0.059856 | 0.061371 | 0.063094 | 0.064834 | 0.066826 | 0.068742 | 0.070713 | 0.072932 | 0.074807 | 0.076372 | 0.077636
Scenario 2: High TRC | SDG&E | Com | WholeBlg | Com - Office (Small) | Electric Energy (GWh/year) | Energy Efficiency | 0.52471 | 0.53468 | 0.54548 | 0.55928 | 0.57499 | 0.59084 | 0.609 | 0.62646 | 0.64442 | 0.66465 | 0.68173 | 0.696 | 0.70752
Scenario 2: High TRC | SDG&E | Com | WholeBlg | Com - Office (Small) | Gas Energy (MMTherm/year) | Energy Efficiency | 0.00048878 | 0.00049512 | 0.0005007 | 0.00050728 | 0.00051335 | 0.00051675 | 0.00051933 | 0.00052172 | 0.00052448 | 0.00052625 | 0.00052854 | 0.00053048 | 0.00053133
Scenario 2: High TRC | SDG&E | Com | WholeBlg | Com - Other | Electric Demand (MW) | Energy Efficiency | 0.1016 | 0.10422 | 0.10696 | 0.11034 | 0.11406 | 0.11782 | 0.12227 | 0.12649 | 0.13079 | 0.13523 | 0.13936 | 0.14286 | 0.14708
Scenario 2: High TRC | SDG&E | Com | WholeBlg | Com - Other | Electric Energy (GWh/year) | Energy Efficiency | 0.92594 | 0.94978 | 0.97477 | 1.0056 | 1.0395 | 1.0737 | 1.1143 | 1.1528 | 1.1919 | 1.2324 | 1.27 | 1.3019 | 1.3404
Scenario 2: High TRC | SDG&E | Com | WholeBlg | Com - Other | Gas Energy (MMTherm/year) | Energy Efficiency | 0.0072321 | 0.0073261 | 0.0074085 | 0.0075055 | 0.0075944 | 0.0076507 | 0.0077083 | 0.0077562 | 0.0078083 | 0.0078583 | 0.0079077 | 0.0079525 | 0.0079616
Scenario 2: High TRC | SDG&E | Com | WholeBlg | Com - Refrig. Warehouse | Electric Demand (MW) | Energy Efficiency | 0.0021094 | 0.0022145 | 0.0023287 | 0.002463 | 0.0026017 | 0.0027258 | 0.0028534 | 0.0029871 | 0.0031296 | 0.0032744 | 0.0034247 | 0.0035655 | 0.0035824
Scenario 2: High TRC | SDG&E | Com | WholeBlg | Com - Refrig. Warehouse | Electric Energy (GWh/year) | Energy Efficiency | 0.019223 | 0.020181 | 0.021222 | 0.022446 | 0.02371 | 0.024841 | 0.026004 | 0.027222 | 0.028521 | 0.029841 | 0.03121 | 0.032493 | 0.032648
Scenario 2: High TRC | SDG&E | Com | WholeBlg | Com - Refrig. Warehouse | Gas Energy (MMTherm/year) | Energy Efficiency | 3.0758e-05 | 3.106e-05 | 3.1325e-05 | 3.1661e-05 | 3.1975e-05 | 3.211e-05 | 3.2187e-05 | 3.2265e-05 | 3.2373e-05 | 3.2387e-05 | 3.2473e-05 | 3.2548e-05 | 3.263e-05
Scenario 2: High TRC | SDG&E | Com | WholeBlg | Com - Restaurant | Electric Demand (MW) | Energy Efficiency | 0.057606 | 0.059149 | 0.060806 | 0.062862 | 0.065162 | 0.067522 | 0.070062 | 0.072615 | 0.075277 | 0.077963 | 0.080588 | 0.082877 | 0.083093
Scenario 2: High TRC | SDG&E | Com | WholeBlg | Com - Restaurant | Electric Energy (GWh/year) | Energy Efficiency | 0.52497 | 0.53904 | 0.55413 | 0.57287 | 0.59384 | 0.61535 | 0.63849 | 0.66176 | 0.68602 | 0.7105 | 0.73442 | 0.75528 | 0.75725
Scenario 2: High TRC | SDG&E | Com | WholeBlg | Com - Restaurant | Gas Energy (MMTherm/year) | Energy Efficiency | 0.0029746 | 0.0030104 | 0.0030416 | 0.0030787 | 0.0031133 | 0.0031312 | 0.0031441 | 0.0031564 | 0.0031714 | 0.0031745 | 0.0031871 | 0.0031978 | 0.003205
Scenario 2: High TRC | SDG&E | Com | WholeBlg | Com - Retail | Electric Demand (MW) | Energy Efficiency | 0.076453 | 0.07544 | 0.074334 | 0.073642 | 0.073711 | 0.073585 | 0.074333 | 0.075232 | 0.076478 | 0.077996 | 0.079449 | 0.080468 | 0.083089
Scenario 2: High TRC | SDG&E | Com | WholeBlg | Com - Retail | Electric Energy (GWh/year) | Energy Efficiency | 2.9299 | 3.3672 | 3.833 | 4.3061 | 4.701 | 5.1215 | 5.5015 | 5.8135 | 6.0669 | 6.2866 | 6.4543 | 6.6055 | 6.7699
Scenario 2: High TRC | SDG&E | Com | WholeBlg | Com - Retail | Gas Energy (MMTherm/year) | Energy Efficiency | 0.016045 | 0.019114 | 0.022384 | 0.025678 | 0.028387 | 0.031282 | 0.033841 | 0.035925 | 0.037585 | 0.038998 | 0.040057 | 0.041029 | 0.041995
Scenario 2: High TRC | SDG&E | Com | WholeBlg | Com - School | Electric Demand (MW) | Energy Efficiency | 0.034981 | 0.035792 | 0.036652 | 0.037737 | 0.038954 | 0.040179 | 0.041672 | 0.043088 | 0.044525 | 0.046018 | 0.047394 | 0.048565 | 0.049782
Scenario 2: High TRC | SDG&E | Com | WholeBlg | Com - School | Electric Energy (GWh/year) | Energy Efficiency | 0.31879 | 0.32618 | 0.33401 | 0.34391 | 0.355 | 0.36616 | 0.37977 | 0.39267 | 0.40577 | 0.41937 | 0.43191 | 0.44259 | 0.45368
Scenario 2: High TRC | SDG&E | Com | WholeBlg | Com - School | Gas Energy (MMTherm/year) | Energy Efficiency | 0.0012693 | 0.0012787 | 0.001286 | 0.0012961 | 0.0013052 | 0.001309 | 0.0013124 | 0.0013145 | 0.0013175 | 0.001321 | 0.0013242 | 0.0013267 | 0.0013286
Scenario 2: High TRC | SDG&E | Com | WholeBlg | Com - Warehouse | Electric Demand (MW) | Energy Efficiency | 0.032639 | 0.033561 | 0.034544 | 0.035742 | 0.037054 | 0.038369 | 0.039864 | 0.041299 | 0.042778 | 0.044308 | 0.045756 | 0.047006 | 0.048422
Scenario 2: High TRC | SDG&E | Com | WholeBlg | Com - Warehouse | Electric Energy (GWh/year) | Energy Efficiency | 0.29744 | 0.30585 | 0.3148 | 0.32573 | 0.33769 | 0.34967 | 0.36329 | 0.37637 | 0.38985 | 0.40379 | 0.41699 | 0.42838 | 0.44128
Scenario 2: High TRC | SDG&E | Com | WholeBlg | Com - Warehouse | Gas Energy (MMTherm/year) | Energy Efficiency | 0.0018257 | 0.0018532 | 0.0018783 | 0.0019075 | 0.0019347 | 0.0019514 | 0.0019644 | 0.0019772 | 0.0019918 | 0.0020005 | 0.0020131 | 0.0020244 | 0.0020293
Scenario 2: High TRC | SDG&E | Ind | WholeBlg | Ind - All Other Industrial | Electric Demand (MW) | Energy Efficiency | 0.035261 | 0.035243 | 0.035241 | 0.03536 | 0.035413 | 0.035463 | 0.035553 | 0.035598 | 0.03563 | 0.035663 | 0.035645 | 0.035638 | 0.035619
Scenario 2: High TRC | SDG&E | Ind | WholeBlg | Ind - All Other Industrial | Electric Energy (GWh/year) | Energy Efficiency | 0.25846 | 0.25833 | 0.25831 | 0.25918 | 0.25956 | 0.25992 | 0.26057 | 0.2609 | 0.26113 | 0.26136 | 0.26123 | 0.26117 | 0.26102
Scenario 2: High TRC | SDG&E | Ind | WholeBlg | Ind - All Other Industrial | Gas Energy (MMTherm/year) | Energy Efficiency | 0.012219 | 0.012255 | 0.012273 | 0.012287 | 0.012295 | 0.012284 | 0.012265 | 0.012253 | 0.012246 | 0.012245 | 0.012249 | 0.012258 | 0.012268
Scenario 2: High TRC | SDG&E | Ind | WholeBlg | Ind - Chemicals | Electric Demand (MW) | Energy Efficiency | 0.038865 | 0.039178 | 0.039487 | 0.039903 | 0.040228 | 0.040515 | 0.040802 | 0.040998 | 0.041186 | 0.04137 | 0.04148 | 0.04158 | 0.041649
Scenario 2: High TRC | SDG&E | Ind | WholeBlg | Ind - Chemicals | Electric Energy (GWh/year) | Energy Efficiency | 0.28488 | 0.28717 | 0.28943 | 0.29247 | 0.29485 | 0.29694 | 0.29904 | 0.30047 | 0.30185 | 0.30319 | 0.30398 | 0.30471 | 0.30521
Scenario 2: High TRC | SDG&E | Ind | WholeBlg | Ind - Chemicals | Gas Energy (MMTherm/year) | Energy Efficiency | 0.015043 | 0.015113 | 0.01517 | 0.015216 | 0.015254 | 0.015276 | 0.015281 | 0.01528 | 0.01528 | 0.01528 | 0.015276 | 0.015267 | 0.015253
Scenario 2: High TRC | SDG&E | Ind | WholeBlg | Ind - Electronics | Electric Demand (MW) | Energy Efficiency | 0.12251 | 0.12399 | 0.12552 | 0.12743 | 0.12908 | 0.13072 | 0.13252 | 0.13416 | 0.13573 | 0.13729 | 0.1386 | 0.13991 | 0.14112
Scenario 2: High TRC | SDG&E | Ind | WholeBlg | Ind - Electronics | Electric Energy (GWh/year) | Energy Efficiency | 0.89804 | 0.9088 | 0.92004 | 0.93403 | 0.94608 | 0.95807 | 0.97123 | 0.98323 | 0.99475 | 1.0061 | 1.0157 | 1.0253 | 1.0341
Scenario 2: High TRC | SDG&E | Ind | WholeBlg | Ind - Electronics | Gas Energy (MMTherm/year) | Energy Efficiency | 0.016572 | 0.016811 | 0.017045 | 0.017271 | 0.017492 | 0.017704 | 0.017914 | 0.018133 | 0.018355 | 0.01858 | 0.018805 | 0.019028 | 0.019246
Scenario 2: High TRC | SDG&E | Ind | WholeBlg | Ind - Fabricated Metals | Electric Demand (MW) | Energy Efficiency | 0.020212 | 0.020349 | 0.020501 | 0.02066 | 0.020752 | 0.020812 | 0.020874 | 0.020902 | 0.020918 | 0.020934 | 0.02091 | 0.02088 | 0.020831
Scenario 2: High TRC | SDG&E | Ind | WholeBlg | Ind - Fabricated Metals | Electric Energy (GWh/year) | Energy Efficiency | 0.14816 | 0.14916 | 0.15026 | 0.15143 | 0.1521 | 0.15254 | 0.15299 | 0.15319 | 0.15331 | 0.15341 | 0.15324 | 0.15301 | 0.15266
Scenario 2: High TRC | SDG&E | Ind | WholeBlg | Ind - Fabricated Metals | Gas Energy (MMTherm/year) | Energy Efficiency | 0.0044971 | 0.0045362 | 0.0045735 | 0.0045928 | 0.0046029 | 0.0046017 | 0.0045931 | 0.0045834 | 0.0045733 | 0.0045637 | 0.0045524 | 0.0045383 | 0.0045214
Scenario 2: High TRC | SDG&E | Ind | WholeBlg | Ind - Food | Electric Demand (MW) | Energy Efficiency | 0.055068 | 0.054891 | 0.054744 | 0.054791 | 0.054734 | 0.05469 | 0.054713 | 0.054657 | 0.054578 | 0.054499 | 0.05433 | 0.054166 | 0.053976
Scenario 2: High TRC | SDG&E | Ind | WholeBlg | Ind - Food | Electric Energy (GWh/year) | Energy Efficiency | 0.40365 | 0.40234 | 0.40126 | 0.40159 | 0.40117 | 0.40084 | 0.401 | 0.40058 | 0.39999 | 0.3994 | 0.39816 | 0.39695 | 0.39555
Scenario 2: High TRC | SDG&E | Ind | WholeBlg | Ind - Food | Gas Energy (MMTherm/year) | Energy Efficiency | 0.024321 | 0.024169 | 0.024 | 0.02383 | 0.023653 | 0.023461 | 0.023262 | 0.023068 | 0.022882 | 0.022707 | 0.022532 | 0.022358 | 0.022182
Scenario 2: High TRC | SDG&E | Ind | WholeBlg | Ind - Industrial Machinery | Electric Demand (MW) | Energy Efficiency | 0.037666 | 0.037963 | 0.038302 | 0.038618 | 0.038769 | 0.038864 | 0.038997 | 0.039071 | 0.039131 | 0.039193 | 0.039176 | 0.039145 | 0.039078
Scenario 2: High TRC | SDG&E | Ind | WholeBlg | Ind - Industrial Machinery | Electric Energy (GWh/year) | Energy Efficiency | 0.27609 | 0.27827 | 0.28074 | 0.28305 | 0.28415 | 0.28484 | 0.28581 | 0.28635 | 0.28678 | 0.28723 | 0.2871 | 0.28687 | 0.28637
Scenario 2: High TRC | SDG&E | Ind | WholeBlg | Ind - Industrial Machinery | Gas Energy (MMTherm/year) | Energy Efficiency | 0.030988 | 0.031402 | 0.031818 | 0.032034 | 0.032121 | 0.032113 | 0.032083 | 0.032052 | 0.032024 | 0.032006 | 0.031968 | 0.031901 | 0.031809
Scenario 2: High TRC | SDG&E | Ind | WholeBlg | Ind - Lumber & Furniture | Electric Demand (MW) | Energy Efficiency | 0.0026862 | 0.0026841 | 0.002684 | 0.0026929 | 0.0026973 | 0.0027005 | 0.002705 | 0.0027058 | 0.0027055 | 0.002705 | 0.0027002 | 0.0026957 | 0.0026898
Scenario 2: High TRC | SDG&E | Ind | WholeBlg | Ind - Lumber & Furniture | Electric Energy (GWh/year) | Energy Efficiency | 0.01969 | 0.019674 | 0.019673 | 0.019738 | 0.01977 | 0.019793 | 0.019825 | 0.019831 | 0.019828 | 0.019824 | 0.019789 | 0.019755 | 0.019711
Scenario 2: High TRC | SDG&E | Ind | WholeBlg | Ind - Lumber & Furniture | Gas Energy (MMTherm/year) | Energy Efficiency | 0.00015599 | 0.0001568 | 0.0001574 | 0.00015786 | 0.0001583 | 0.00015813 | 0.00015742 | 0.00015676 | 0.00015615 | 0.0001556 | 0.0001551 | 0.00015454 | 0.0001539
Scenario 2: High TRC | SDG&E | Ind | WholeBlg | Ind - Paper | Electric Demand (MW) | Energy Efficiency | 0.0034704 | 0.0034456 | 0.0034224 | 0.0034182 | 0.0034084 | 0.003395 | 0.0033861 | 0.0033755 | 0.0033669 | 0.0033611 | 0.0033513 | 0.0033412 | 0.0033293
Scenario 2: High TRC | SDG&E | Ind | WholeBlg | Ind - Paper | Electric Energy (GWh/year) | Energy Efficiency | 0.025438 | 0.025255 | 0.025085 | 0.025054 | 0.024982 | 0.024883 | 0.024817 | 0.024739 | 0.024676 | 0.024633 | 0.02456 | 0.024485 | 0.024398
Scenario 2: High TRC | SDG&E | Ind | WholeBlg | Ind - Paper | Gas Energy (MMTherm/year) | Energy Efficiency | 8.7731e-06 | 8.7067e-06 | 8.6349e-06 | 8.5812e-06 | 8.5279e-06 | 8.4597e-06 | 8.3907e-06 | 8.3314e-06 | 8.282e-06 | 8.2416e-06 | 8.2044e-06 | 8.1646e-06 | 8.1234e-06
Scenario 2: High TRC | SDG&E | Ind | WholeBlg | Ind - Petroleum | Electric Demand (MW) | Energy Efficiency | 0.0020329 | 0.0020278 | 0.0020247 | 0.002029 | 0.0020297 | 0.0020313 | 0.0020353 | 0.0020365 | 0.0020367 | 0.0020366 | 0.002033 | 0.0020296 | 0.0020254
Scenario 2: High TRC | SDG&E | Ind | WholeBlg | Ind - Petroleum | Electric Energy (GWh/year) | Energy Efficiency | 0.014901 | 0.014863 | 0.014841 | 0.014871 | 0.014877 | 0.014888 | 0.014917 | 0.014925 | 0.014927 | 0.014925 | 0.014899 | 0.014874 | 0.014842
Scenario 2: High TRC | SDG&E | Ind | WholeBlg | Ind - Petroleum | Gas Energy (MMTherm/year) | Energy Efficiency | 1.1219e-05 | 1.1224e-05 | 1.1227e-05 | 1.1227e-05 | 1.122e-05 | 1.1199e-05 | 1.1171e-05 | 1.1139e-05 | 1.1111e-05 | 1.1084e-05 | 1.1051e-05 | 1.1014e-05 | 1.0975e-05
Scenario 2: High TRC | SDG&E | Ind | WholeBlg | Ind - Plastics | Electric Demand (MW) | Energy Efficiency | 0.013994 | 0.013998 | 0.01401 | 0.014068 | 0.014101 | 0.014135 | 0.014179 | 0.014198 | 0.014211 | 0.014222 | 0.014208 | 0.014196 | 0.014176
Scenario 2: High TRC | SDG&E | Ind | WholeBlg | Ind - Plastics | Electric Energy (GWh/year) | Energy Efficiency | 0.10258 | 0.1026 | 0.10269 | 0.10311 | 0.10335 | 0.1036 | 0.10392 | 0.10406 | 0.10415 | 0.10422 | 0.10413 | 0.10403 | 0.10388
Scenario 2: High TRC | SDG&E | Ind | WholeBlg | Ind - Plastics | Gas Energy (MMTherm/year) | Energy Efficiency | 0.0031663 | 0.0032974 | 0.0034151 | 0.0035198 | 0.0036192 | 0.0036981 | 0.00375 | 0.0037801 | 0.003815 | 0.0038516 | 0.0038865 | 0.0039158 | 0.00394
Scenario 2: High TRC | SDG&E | Ind | WholeBlg | Ind - Primary Metals | Electric Demand (MW) | Energy Efficiency | 0.0046907 | 0.0047334 | 0.0047831 | 0.0048424 | 0.0048849 | 0.0049219 | 0.0049649 | 0.0050008 | 0.0050349 | 0.0050685 | 0.0050915 | 0.0051124 | 0.0051289
Scenario 2: High TRC | SDG&E | Ind | WholeBlg | Ind - Primary Metals | Electric Energy (GWh/year) | Energy Efficiency | 0.034383 | 0.034695 | 0.035059 | 0.035492 | 0.035804 | 0.036074 | 0.036388 | 0.036651 | 0.0369 | 0.037146 | 0.037313 | 0.037466 | 0.037586
Scenario 2: High TRC | SDG&E | Ind | WholeBlg | Ind - Primary Metals | Gas Energy (MMTherm/year) | Energy Efficiency | 0.016125 | 0.01615 | 0.016176 | 0.01619 | 0.016193 | 0.016185 | 0.016174 | 0.016164 | 0.016153 | 0.016142 | 0.016126 | 0.016106 | 0.016081
Scenario 2: High TRC | SDG&E | Ind | WholeBlg | Ind - Printing & Publishing | Electric Demand (MW) | Energy Efficiency | 0.017813 | 0.017783 | 0.017769 | 0.017818 | 0.017833 | 0.017848 | 0.017885 | 0.017897 | 0.017903 | 0.017907 | 0.017881 | 0.017855 | 0.01782
Scenario 2: High TRC | SDG&E | Ind | WholeBlg | Ind - Printing & Publishing | Electric Energy (GWh/year) | Energy Efficiency | 0.13057 | 0.13035 | 0.13024 | 0.1306 | 0.1307 | 0.13081 | 0.13108 | 0.13117 | 0.13121 | 0.13124 | 0.13104 | 0.13085 | 0.13059
Scenario 2: High TRC | SDG&E | Ind | WholeBlg | Ind - Printing & Publishing | Gas Energy (MMTherm/year) | Energy Efficiency | 0.001058 | 0.0010704 | 0.0010816 | 0.0010925 | 0.0011014 | 0.0011074 | 0.0011123 | 0.0011175 | 0.0011233 | 0.001129 | 0.0011341 | 0.0011384 | 0.0011421
Scenario 2: High TRC | SDG&E | Ind | WholeBlg | Ind - Stone-Glass-Clay | Electric Demand (MW) | Energy Efficiency | 0.0048645 | 0.0049024 | 0.0049324 | 0.0049739 | 0.0050035 | 0.0050279 | 0.0050523 | 0.0050684 | 0.0050816 | 0.0050943 | 0.0050991 | 0.0051045 | 0.0051063
Scenario 2: High TRC | SDG&E | Ind | WholeBlg | Ind - Stone-Glass-Clay | Electric Energy (GWh/year) | Energy Efficiency | 0.035657 | 0.035934 | 0.036154 | 0.036457 | 0.036673 | 0.036851 | 0.037029 | 0.037146 | 0.037242 | 0.037334 | 0.037369 | 0.037408 | 0.03742
Scenario 2: High TRC | SDG&E | Ind | WholeBlg | Ind - Stone-Glass-Clay | Gas Energy (MMTherm/year) | Energy Efficiency | 0.01316 | 0.013375 | 0.013532 | 0.013659 | 0.013768 | 0.013841 | 0.013881 | 0.013915 | 0.013946 | 0.013978 | 0.014009 | 0.014038 | 0.014059
Scenario 2: High TRC | SDG&E | Ind | WholeBlg | Ind - Textiles | Electric Demand (MW) | Energy Efficiency | 0.002083 | 0.0020767 | 0.0020713 | 0.0020695 | 0.0020613 | 0.0020514 | 0.0020428 | 0.0020312 | 0.0020191 | 0.0020079 | 0.0019936 | 0.0019799 | 0.0019658
Scenario 2: High TRC | SDG&E | Ind | WholeBlg | Ind - Textiles | Electric Energy (GWh/year) | Energy Efficiency | 0.015268 | 0.015222 | 0.015182 | 0.015168 | 0.015108 | 0.015035 | 0.014972 | 0.014886 | 0.014798 | 0.014715 | 0.01461 | 0.01451 | 0.014406
Scenario 2: High TRC | SDG&E | Ind | WholeBlg | Ind - Textiles | Gas Energy (MMTherm/year) | Energy Efficiency | 0.00017054 | 0.0001707 | 0.00017083 | 0.00017073 | 0.00017044 | 0.00016999 | 0.00016945 | 0.0001689 | 0.00016833 | 0.00016778 | 0.00016719 | 0.00016657 | 0.00016592
Scenario 2: High TRC | SDG&E | Ind | WholeBlg | Ind - Transportation Equipment | Electric Demand (MW) | Energy Efficiency | 0.076761 | 0.077103 | 0.077934 | 0.078612 | 0.078882 | 0.079015 | 0.079353 | 0.079621 | 0.079936 | 0.080287 | 0.080447 | 0.080523 | 0.080476
Scenario 2: High TRC | SDG&E | Ind | WholeBlg | Ind - Transportation Equipment | Electric Energy (GWh/year) | Energy Efficiency | 0.56266 | 0.56516 | 0.57123 | 0.5762 | 0.57816 | 0.57912 | 0.58159 | 0.58354 | 0.58583 | 0.5884 | 0.58956 | 0.5901 | 0.58975
Scenario 2: High TRC | SDG&E | Ind | WholeBlg | Ind - Transportation Equipment | Gas Energy (MMTherm/year) | Energy Efficiency | 0.0099145 | 0.0098888 | 0.009864 | 0.0098371 | 0.0098094 | 0.0097806 | 0.0097506 | 0.009722 | 0.0096929 | 0.0096636 | 0.009633 | 0.0096015 | 0.0095689
Scenario 2: High TRC | SDG&E | Res | AppPlug | Res - Multi Family | Electric Demand (MW) | Energy Efficiency | 5.0176e-06 | 5.1184e-06 | 5.1974e-06 | 5.3656e-06 | 5.3232e-06 | 5.4104e-06 | 5.5045e-06 | 5.5839e-06 | 5.6657e-06 | 6.5025e-05 | 0.00012245 | 0.00012657 | 0.00013137
Scenario 2: High TRC | SDG&E | Res | AppPlug | Res - Multi Family | Electric Energy (GWh/year) | Energy Efficiency | 3.563e-05 | 3.6346e-05 | 3.6907e-05 | 3.8101e-05 | 3.78e-05 | 3.8419e-05 | 3.9088e-05 | 3.9651e-05 | 4.0232e-05 | 0.00046175 | 0.0008695 | 0.0008988 | 0.00093289
Scenario 2: High TRC | SDG&E | Res | AppPlug | Res - Multi Family | Electric Energy (GWh/year) | Fuel Substitution | -3.1589e-06 | -3.4182e-06 | -3.677e-06 | -3.9365e-06 | -4.1933e-06 | 0 | 0 | 0 | 0 | 0 | 0 | 0 | 0
Scenario 2: High TRC | SDG&E | Res | AppPlug | Res - Multi Family | Gas Energy (MMTherm/year) | Energy Efficiency | 3.4234e-06 | 3.4921e-06 | 3.546e-06 | 3.6608e-06 | 3.6318e-06 | 3.6913e-06 | 3.7556e-06 | 3.8097e-06 | 3.8655e-06 | 4.4365e-05 | 8.3541e-05 | 8.6357e-05 | 8.9632e-05
Scenario 2: High TRC | SDG&E | Res | AppPlug | Res - Multi Family | Gas Energy (MMTherm/year) | Fuel Substitution | 6.6954e-07 | 7.2448e-07 | 7.7934e-07 | 8.3434e-07 | 8.8877e-07 | 0 | 0 | 0 | 0 | 0 | 0 | 0 | 0
Scenario 2: High TRC | SDG&E | Res | AppPlug | Res - Single Family | Electric Demand (MW) | Energy Efficiency | 0 | 0 | 0 | 0 | 0 | 0 | 0 | 0 | 0 | 0 | 1.2887e-06 | 2.1031e-06 | 2.1995e-06
Scenario 2: High TRC | SDG&E | Res | AppPlug | Res - Single Family | Electric Energy (GWh/year) | Energy Efficiency | 0 | 0 | 0 | 0 | 0 | 0 | 0 | 0 | 0 | 0 | 8.205e-06 | 1.3391e-05 | 1.4005e-05
Scenario 2: High TRC | SDG&E | Res | AppPlug | Res - Single Family | Electric Energy (GWh/year) | Fuel Substitution | -2.9862e-06 | -3.2112e-06 | -3.435e-06 | -3.6578e-06 | -3.8795e-06 | 0 | 0 | 0 | 0 | 0 | 0 | 0 | 0
Scenario 2: High TRC | SDG&E | Res | AppPlug | Res - Single Family | Gas Energy (MMTherm/year) | Energy Efficiency | 2.5742e-09 | 2.973e-09 | 3.319e-09 | 3.6038e-09 | 3.7793e-09 | 0 | 0 | 0 | 0 | 0 | 1.5458e-06 | 2.5227e-06 | 2.6384e-06
Scenario 2: High TRC | SDG&E | Res | AppPlug | Res - Single Family | Gas Energy (MMTherm/year) | Fuel Substitution | 6.3354e-07 | 6.8127e-07 | 7.2875e-07 | 7.7602e-07 | 8.2305e-07 | 0 | 0 | 0 | 0 | 0 | 0 | 0 | 0
Scenario 2: High TRC | SDG&E | Res | BROs | Income Qualified - Multi Family IQ | Electric Demand (MW) | Energy Efficiency | 0.75079 | 0.77168 | 0.79386 | 0.81959 | 0.84639 | 0.87536 | 0.90326 | 0.933 | 0.96101 | 0.98825 | 1.0114 | 0.96908 | 0.99268
Scenario 2: High TRC | SDG&E | Res | BROs | Income Qualified - Multi Family IQ | Electric Energy (GWh/year) | Energy Efficiency | 3.3676 | 3.4808 | 3.6031 | 3.7455 | 3.8972 | 4.0641 | 4.232 | 4.4151 | 4.5975 | 4.7843 | 4.9603 | 4.8829 | 5.0881
Scenario 2: High TRC | SDG&E | Res | BROs | Income Qualified - Multi Family IQ | Gas Energy (MMTherm/year) | Energy Efficiency | 0.061453 | 0.062715 | 0.064211 | 0.06593 | 0.067803 | 0.06974 | 0.071817 | 0.074003 | 0.07638 | 0.078911 | 0.081736 | 0.084893 | 0.088418
Scenario 2: High TRC | SDG&E | Res | BROs | Income Qualified - Single Family IQ | Electric Demand (MW) | Energy Efficiency | 1.4012 | 1.4302 | 1.4612 | 1.5036 | 1.5477 | 1.5954 | 1.6408 | 1.6894 | 1.7347 | 1.7782 | 1.8142 | 1.744 | 1.7817
Scenario 2: High TRC | SDG&E | Res | BROs | Income Qualified - Single Family IQ | Electric Energy (GWh/year) | Energy Efficiency | 6.2891 | 6.4562 | 6.6377 | 6.8781 | 7.1344 | 7.4168 | 7.6991 | 8.0082 | 8.3148 | 8.6278 | 8.9201 | 8.8036 | 9.1517
Scenario 2: High TRC | SDG&E | Res | BROs | Income Qualified - Single Family IQ | Gas Energy (MMTherm/year) | Energy Efficiency | 0.20572 | 0.20904 | 0.21307 | 0.21779 | 0.22296 | 0.22831 | 0.23399 | 0.23999 | 0.24653 | 0.25359 | 0.26152 | 0.27042 | 0.28043
Scenario 2: High TRC | SDG&E | Res | BROs | Res - Multi Family | Electric Demand (MW) | Energy Efficiency | 4.9533 | 5.0618 | 5.1776 | 5.3325 | 5.494 | 5.6688 | 5.8359 | 6.0149 | 6.1825 | 6.3446 | 6.4804 | 6.6558 | 6.8371
Scenario 2: High TRC | SDG&E | Res | BROs | Res - Multi Family | Electric Energy (GWh/year) | Energy Efficiency | 22.2177 | 22.8324 | 23.5 | 24.3693 | 25.297 | 26.319 | 27.3427 | 28.4633 | 29.577 | 30.7156 | 31.7824 | 33.106 | 34.5312
Scenario 2: High TRC | SDG&E | Res | BROs | Res - Multi Family | Gas Energy (MMTherm/year) | Energy Efficiency | 0.69719 | 0.70875 | 0.72277 | 0.73911 | 0.75704 | 0.77558 | 0.79528 | 0.81607 | 0.83874 | 0.86316 | 0.89058 | 0.92135 | 0.95587
Scenario 2: High TRC | SDG&E | Res | BROs | Res - Single Family | Electric Demand (MW) | Energy Efficiency | 2.0795 | 2.1375 | 2.1989 | 2.2694 | 2.3426 | 2.4218 | 2.4977 | 2.5785 | 2.6544 | 2.7278 | 2.7898 | 2.8686 | 2.9496
Scenario 2: High TRC | SDG&E | Res | BROs | Res - Single Family | Electric Energy (GWh/year) | Energy Efficiency | 9.3337 | 9.649 | 9.9894 | 10.3814 | 10.7991 | 11.2584 | 11.7198 | 12.2226 | 12.723 | 13.2352 | 13.7166 | 14.3092 | 14.9459
Scenario 2: High TRC | SDG&E | Res | BROs | Res - Single Family | Gas Energy (MMTherm/year) | Energy Efficiency | 0.19225 | 0.19619 | 0.20086 | 0.20622 | 0.21207 | 0.21811 | 0.22459 | 0.23141 | 0.23883 | 0.24673 | 0.25555 | 0.2654 | 0.27641
Scenario 2: High TRC | SDG&E | Res | BldgEnv | Res - Multi Family | Electric Demand (MW) | Energy Efficiency | 0 | 0 | 0 | 0 | 0 | 0 | 0 | 1.1705e-05 | 1.191e-05 | 1.2107e-05 | 9.9431e-05 | 0.00010091 | 0.00010234
Scenario 2: High TRC | SDG&E | Res | BldgEnv | Res - Multi Family | Electric Energy (GWh/year) | Energy Efficiency | 0 | 0 | 0 | 0 | 0 | 0 | 0 | 5.4916e-05 | 5.5874e-05 | 5.6799e-05 | 0.00019358 | 0.00019646 | 0.00019923
Scenario 2: High TRC | SDG&E | Res | BldgEnv | Res - Multi Family | Gas Energy (MMTherm/year) | Energy Efficiency | 0 | 0 | 0 | 0 | 0 | 0 | 0 | 1.9776e-05 | 2.0121e-05 | 2.0454e-05 | 0.00010481 | 0.00010637 | 0.00010787
Scenario 2: High TRC | SDG&E | Res | BldgEnv | Res - Single Family | Electric Demand (MW) | Energy Efficiency | 0.0019648 | 0.0021237 | 0.0022204 | 0.0022434 | 0.0021563 | 0.0021098 | 0.0020525 | 0.0019888 | 0.0013612 | 0 | 0 | 0 | 0
Scenario 2: High TRC | SDG&E | Res | BldgEnv | Res - Single Family | Electric Energy (GWh/year) | Energy Efficiency | 1.5985e-05 | 1.5603e-05 | 8.0401e-05 | 0.00018443 | 0.00033728 | 0.00044783 | 0.00055403 | 0.00065703 | -0.0013881 | 0 | 0 | 0 | 0
Scenario 2: High TRC | SDG&E | Res | BldgEnv | Res - Single Family | Gas Energy (MMTherm/year) | Energy Efficiency | 0.00070285 | 0.00075427 | 0.00079273 | 0.00081256 | 0.00080378 | 0.0008034 | 0.00079939 | 0.00079315 | 0.00025528 | 0 | 0 | 0 | 0
Scenario 2: High TRC | SDG&E | Res | HVAC | Res - Multi Family | Electric Demand (MW) | Energy Efficiency | 0 | 0 | 0 | 0 | 0 | 0 | 0 | 0 | 0 | 0 | 0 | 0 | 0
Scenario 2: High TRC | SDG&E | Res | HVAC | Res - Multi Family | Electric Energy (GWh/year) | Energy Efficiency | 0 | 0 | 0 | 0 | 0 | 0 | 0 | 0 | 0 | 0.0034601 | 0.0032563 | 0.0030946 | 0.0029479
Scenario 2: High TRC | SDG&E | Res | HVAC | Res - Multi Family | Electric Energy (GWh/year) | Fuel Substitution | -0.00073752 | -0.0007547 | -0.00087375 | -0.00087893 | -0.00088491 | 0 | 0 | 0 | 0 | 0 | 0 | 0 | 0
Scenario 2: High TRC | SDG&E | Res | HVAC | Res - Multi Family | Gas Energy (MMTherm/year) | Energy Efficiency | 0 | 0 | 0 | 0 | 0 | 0 | 0 | 0 | 0 | 0.00044917 | 0.00042271 | 0.00040172 | 0.00038267
Scenario 2: High TRC | SDG&E | Res | HVAC | Res - Multi Family | Gas Energy (MMTherm/year) | Fuel Substitution | 0.00042194 | 0.00043178 | 0.00053411 | 0.00053777 | 0.00054179 | 0 | 0 | 0 | 0 | 0 | 0 | 0 | 0
Scenario 2: High TRC | SDG&E | Res | HVAC | Res - Single Family | Electric Demand (MW) | Energy Efficiency | 0.31634 | 0.22472 | 0.21073 | 0.21305 | 0.21052 | 0.20782 | 0.030949 | 0.0015044 | 0.00020929 | 0 | 0 | 0 | 0
Scenario 2: High TRC | SDG&E | Res | HVAC | Res - Single Family | Electric Demand (MW) | Fuel Substitution | 0 | 0 | 0 | 0 | 0 | 3.928e-05 | 4.3851e-05 | 4.6004e-05 | 0 | 0 | 0 | 0 | 0
Scenario 2: High TRC | SDG&E | Res | HVAC | Res - Single Family | Electric Energy (GWh/year) | Energy Efficiency | 0.27625 | 0.20149 | 0.16941 | 0.16479 | 0.16226 | 0.13898 | 0.021156 | 0.0015336 | 0.00021229 | 0.0064891 | 0.0060434 | 0.0056794 | 0.0053499
Scenario 2: High TRC | SDG&E | Res | HVAC | Res - Single Family | Electric Energy (GWh/year) | Fuel Substitution | -0.063493 | -0.070393 | -0.074706 | -0.07537 | -0.075696 | 5.9949e-05 | 6.7125e-05 | 7.0555e-05 | 0 | 0 | 0 | 0 | 0
Scenario 2: High TRC | SDG&E | Res | HVAC | Res - Single Family | Gas Energy (MMTherm/year) | Energy Efficiency | 0.0041024 | 0.0027824 | 0.0015202 | 0.001043 | 0.00098381 | -0.00077806 | -0.00011098 | 0 | 0 | 0.00083985 | 0.00078217 | 0.00073505 | 0.00069241
Scenario 2: High TRC | SDG&E | Res | HVAC | Res - Single Family | Gas Energy (MMTherm/year) | Fuel Substitution | 0.01409 | 0.015832 | 0.017165 | 0.017362 | 0.017441 | 0 | 0 | 0 | 0 | 0 | 0 | 0 | 0
Scenario 2: High TRC | SDG&E | Res | WaterHeat | Res - Multi Family | Electric Demand (MW) | Energy Efficiency | 0.54121 | 0.51396 | 0.48507 | 0.45922 | 0.42809 | 0.40313 | 0.37957 | 0.35674 | 0.33539 | 0.31596 | 0.29868 | 0.28393 | 0.27087
Scenario 2: High TRC | SDG&E | Res | WaterHeat | Res - Multi Family | Electric Demand (MW) | Fuel Substitution | 0 | 0 | 0 | 0 | 0 | 0.00051716 | 0.00060355 | 0.00068589 | 0.00074588 | 0.00078384 | 0.00080446 | 0.00081296 | 0.00081357
Scenario 2: High TRC | SDG&E | Res | WaterHeat | Res - Multi Family | Electric Energy (GWh/year) | Energy Efficiency | 2.6593 | 2.5253 | 2.383 | 2.2557 | 2.1024 | 1.9795 | 1.8641 | 1.7516 | 1.6464 | 1.5507 | 1.4655 | 1.3929 | 1.3286
Scenario 2: High TRC | SDG&E | Res | WaterHeat | Res - Multi Family | Electric Energy (GWh/year) | Fuel Substitution | -0.13715 | -0.14536 | -0.14935 | -0.1508 | -0.15054 | 0.0026163 | 0.0030527 | 0.003469 | 0.0037723 | 0.003964 | 0.0040681 | 0.0041108 | 0.0041138
Scenario 2: High TRC | SDG&E | Res | WaterHeat | Res - Multi Family | Gas Energy (MMTherm/year) | Energy Efficiency | 0.11015 | 0.10962 | 0.10212 | 0.095259 | 0.086711 | 0.043956 | 0.03803 | 0.032692 | 0.028129 | 0.024107 | 0.02066 | 0.017835 | 0.015463
Scenario 2: High TRC | SDG&E | Res | WaterHeat | Res - Multi Family | Gas Energy (MMTherm/year) | Fuel Substitution | 0.0099896 | 0.010582 | 0.010869 | 0.010975 | 0.010958 | 0 | 0 | 0 | 0 | 0 | 0 | 0 | 0
Scenario 2: High TRC | SDG&E | Res | WaterHeat | Res - Single Family | Electric Demand (MW) | Energy Efficiency | 0.30479 | 0.29466 | 0.28062 | 0.26339 | 0.24262 | 0.22876 | 0.21277 | 0.19808 | 0.18483 | 0.173 | 0.16251 | 0.15339 | 0.14529
Scenario 2: High TRC | SDG&E | Res | WaterHeat | Res - Single Family | Electric Demand (MW) | Fuel Substitution | 0 | 0 | 0 | 0 | 0 | 0.0025745 | 0.0028896 | 0.0032255 | 0.003493 | 0.003659 | 0.0037468 | 0.0037815 | 0.0037817
Scenario 2: High TRC | SDG&E | Res | WaterHeat | Res - Single Family | Electric Energy (GWh/year) | Energy Efficiency | 1.5639 | 1.5113 | 1.4395 | 1.3505 | 1.2433 | 1.173 | 1.0904 | 1.0146 | 0.94622 | 0.88524 | 0.83119 | 0.7842 | 0.74254
Scenario 2: High TRC | SDG&E | Res | WaterHeat | Res - Single Family | Electric Energy (GWh/year) | Fuel Substitution | -0.010802 | -0.010973 | -0.011072 | -0.011162 | -0.011256 | 0.013639 | 0.015307 | 0.017086 | 0.018502 | 0.01938 | 0.019844 | 0.020026 | 0.020026
Scenario 2: High TRC | SDG&E | Res | WaterHeat | Res - Single Family | Gas Energy (MMTherm/year) | Energy Efficiency | 0.4163 | 0.41326 | 0.39978 | 0.37762 | 0.34561 | 0.13271 | 0.11273 | 0.094928 | 0.07953 | 0.066484 | 0.055603 | 0.046748 | 0.03948
Scenario 2: High TRC | SDG&E | Res | WaterHeat | Res - Single Family | Gas Energy (MMTherm/year) | Fuel Substitution | 0.001553 | 0.0015775 | 0.0015917 | 0.0016046 | 0.001618 | 0 | 0 | 0 | 0 | 0 | 0 | 0 | 0
Scenario 3: Aggressive Fuel Sub | PG&E | Ag | WholeBlg | Ag - Dairies, fishing, hunting | Electric Demand (MW) | Energy Efficiency | 0.1733 | 0.17516 | 0.17742 | 0.17962 | 0.1821 | 0.1841 | 0.18608 | 0.18789 | 0.18994 | 0.19175 | 0.19359 | 0.19527 | 0.19698
Scenario 3: Aggressive Fuel Sub | PG&E | Ag | WholeBlg | Ag - Dairies, fishing, hunting | Electric Energy (GWh/year) | Energy Efficiency | 0.73826 | 0.74616 | 0.75581 | 0.76517 | 0.77575 | 0.78427 | 0.79271 | 0.8004 | 0.80916 | 0.81683 | 0.82469 | 0.83185 | 0.83912
Scenario 3: Aggressive Fuel Sub | PG&E | Ag | WholeBlg | Ag - Dairies, fishing, hunting | Gas Energy (MMTherm/year) | Energy Efficiency | 0.0037985 | 0.0037985 | 0.0037985 | 0.0037985 | 0.0037985 | 0.0037985 | 0.0037985 | 0.0037985 | 0.0037985 | 0.0037985 | 0.0037985 | 0.0037985 | 0.0037985
Scenario 3: Aggressive Fuel Sub | PG&E | Ag | WholeBlg | Ag - Irrigated Agriculture, vineyards, forestry and greenhouses | Electric Demand (MW) | Energy Efficiency | 1.4155 | 1.4563 | 1.4976 | 1.5379 | 1.5774 | 1.6131 | 1.6489 | 1.684 | 1.7204 | 1.7547 | 1.7884 | 1.821 | 1.8532
Scenario 3: Aggressive Fuel Sub | PG&E | Ag | WholeBlg | Ag - Irrigated Agriculture, vineyards, forestry and greenhouses | Electric Energy (GWh/year) | Energy Efficiency | 6.0301 | 6.2038 | 6.3796 | 6.5512 | 6.7199 | 6.872 | 7.0242 | 7.1738 | 7.329 | 7.4748 | 7.6184 | 7.7575 | 7.8946
Scenario 3: Aggressive Fuel Sub | PG&E | Ag | WholeBlg | Ag - Irrigated Agriculture, vineyards, forestry and greenhouses | Gas Energy (MMTherm/year) | Energy Efficiency | 0.031117 | 0.031117 | 0.031117 | 0.031117 | 0.031117 | 0.031117 | 0.031117 | 0.031117 | 0.031117 | 0.031117 | 0.031117 | 0.031117 | 0.031117
Scenario 3: Aggressive Fuel Sub | PG&E | Ag | WholeBlg | Ag - Water pumping | Electric Demand (MW) | Energy Efficiency | 0.93665 | 0.92544 | 0.91367 | 0.90171 | 0.88936 | 0.87852 | 0.8685 | 0.85845 | 0.84713 | 0.83484 | 0.82181 | 0.80858 | 0.79503
Scenario 3: Aggressive Fuel Sub | PG&E | Ag | WholeBlg | Ag - Water pumping | Electric Energy (GWh/year) | Energy Efficiency | 3.9901 | 3.9423 | 3.8922 | 3.8412 | 3.7886 | 3.7425 | 3.6998 | 3.657 | 3.6087 | 3.5564 | 3.5009 | 3.4445 | 3.3868
Scenario 3: Aggressive Fuel Sub | PG&E | Ag | WholeBlg | Ag - Water pumping | Gas Energy (MMTherm/year) | Energy Efficiency | 0.0015981 | 0.0015981 | 0.0015981 | 0.0015981 | 0.0015981 | 0.0015981 | 0.0015981 | 0.0015981 | 0.0015981 | 0.0015981 | 0.0015981 | 0.0015981 | 0.0015981
Scenario 3: Aggressive Fuel Sub | PG&E | Com | AppPlug | Com - Health | Gas Energy (MMTherm/year) | Energy Efficiency | 0.71921 | 0.76422 | 0.80057 | 0.82049 | 0.65838 | 0.6463 | 1.3539 | 0.86549 | 0.86813 | 0.86281 | 0.84939 | 0.84122 | 0.82817
Scenario 3: Aggressive Fuel Sub | PG&E | Com | AppPlug | Com - Lodging | Gas Energy (MMTherm/year) | Energy Efficiency | 0.55231 | 0.58971 | 0.60716 | 0.61912 | 0.63232 | 0.64041 | 0.64606 | 0.64853 | 0.64788 | 0.64499 | 0.2317 | 0.36513 | 1.7107
Scenario 3: Aggressive Fuel Sub | PG&E | Com | AppPlug | Com - Other | Gas Energy (MMTherm/year) | Energy Efficiency | 0.0016137 | 0.0018072 | 0.0020172 | 0.0022198 | 0.0023994 | 0.0026184 | 0.002843 | 0.0030419 | 0.0031953 | 0.0033603 | 0.014288 | 0.012982 | 0.011702
Scenario 3: Aggressive Fuel Sub | PG&E | Com | BROs | Com - Lodging | Electric Energy (GWh/year) | Energy Efficiency | 0.0092629 | 0.019041 | 0.029292 | 0.040146 | 0.051741 | 0.064078 | 0.077422 | 0.091167 | 0.10608 | 0.124 | 0.14051 | 0.15693 | 0.17287
Scenario 3: Aggressive Fuel Sub | PG&E | Com | BROs | Com - Other | Electric Energy (GWh/year) | Energy Efficiency | 0.035729 | 0.077239 | 0.124 | 0.17525 | 0.23403 | 0.30343 | 0.37844 | 0.4442 | 0.52407 | 0.61999 | 0.71147 | 0.80422 | 0.89092
Scenario 3: Aggressive Fuel Sub | PG&E | Com | BROs | Com - Retail | Electric Demand (MW) | Energy Efficiency | 0.0042778 | 0.008702 | 0.013249 | 0.017971 | 0.022913 | 0.028088 | 0.033645 | 0.040046 | 0.046109 | 0.053325 | 0.059776 | 0.066054 | 0.073417
Scenario 3: Aggressive Fuel Sub | PG&E | Com | BROs | Com - Retail | Electric Energy (GWh/year) | Energy Efficiency | 0.046249 | 0.094081 | 0.14325 | 0.19429 | 0.24772 | 0.30367 | 0.36375 | 0.43296 | 0.4985 | 0.57652 | 0.64626 | 0.71414 | 0.79374
Scenario 3: Aggressive Fuel Sub | PG&E | Com | BldgEnv | Com - College | Electric Demand (MW) | Energy Efficiency | 0.0006376 | 0.00065834 | 0.00070263 | 0.00075435 | 0.00078125 | 0.00080097 | 0.00083227 | 0.00084944 | 0.00088425 | 0.00090971 | 0.0009257 | 0.00092271 | 0.00093062
Scenario 3: Aggressive Fuel Sub | PG&E | Com | BldgEnv | Com - College | Electric Energy (GWh/year) | Energy Efficiency | 0.00018333 | 0.0001899 | 0.00020209 | 0.00021638 | 0.000224 | 0.00022956 | 0.00023849 | 0.00024337 | 0.00025338 | 0.00026074 | 0.00026542 | 0.00026466 | 0.00026709
Scenario 3: Aggressive Fuel Sub | PG&E | Com | BldgEnv | Com - College | Gas Energy (MMTherm/year) | Energy Efficiency | 4.2477e-05 | 4.249e-05 | 4.6801e-05 | 5.171e-05 | 5.3829e-05 | 5.5457e-05 | 5.7776e-05 | 5.9101e-05 | 6.1454e-05 | 6.3077e-05 | 6.3957e-05 | 6.3488e-05 | 6.3619e-05
Scenario 3: Aggressive Fuel Sub | PG&E | Com | BldgEnv | Com - Grocery | Electric Demand (MW) | Energy Efficiency | 0.0011843 | 0.0012203 | 0.0010936 | 0.0010546 | 0.0011112 | 0.0011814 | 0.0012455 | 0.0013073 | 0.0013535 | 0.0013998 | 0.0014457 | 0.0014873 | 0.0015303
Scenario 3: Aggressive Fuel Sub | PG&E | Com | BldgEnv | Com - Grocery | Electric Energy (GWh/year) | Energy Efficiency | 0.00033975 | 0.00035037 | 0.000299 | 0.00030441 | 0.00032079 | 0.00034105 | 0.00035956 | 0.00037741 | 0.00039076 | 0.00040414 | 0.0004174 | 0.0004294 | 0.00044182
Scenario 3: Aggressive Fuel Sub | PG&E | Com | BldgEnv | Com - Grocery | Gas Energy (MMTherm/year) | Energy Efficiency | 7.781e-05 | 7.9461e-05 | 7.1543e-05 | 6.8147e-05 | 7.1809e-05 | 7.6343e-05 | 8.0484e-05 | 8.4477e-05 | 8.7463e-05 | 9.0456e-05 | 9.3422e-05 | 9.6107e-05 | 9.8885e-05
Scenario 3: Aggressive Fuel Sub | PG&E | Com | BldgEnv | Com - Health | Electric Demand (MW) | Energy Efficiency | 0.071303 | 0.07391 | 0.073891 | 0.07094 | 0.06533 | 0.057782 | 0.04878 | 0.039202 | 0.02975 | 0.020954 | 0.01315 | 0.006592 | 0.0019127
Scenario 3: Aggressive Fuel Sub | PG&E | Com | BldgEnv | Com - Health | Electric Energy (GWh/year) | Energy Efficiency | 0.027521 | 0.028497 | 0.028446 | 0.027253 | 0.025034 | 0.022068 | 0.018557 | 0.014842 | 0.011194 | 0.0078165 | 0.0048339 | 0.0023399 | 0.00068745
Scenario 3: Aggressive Fuel Sub | PG&E | Com | BldgEnv | Com - Health | Gas Energy (MMTherm/year) | Energy Efficiency | 0.011959 | 0.012399 | 0.012401 | 0.011912 | 0.010964 | 0.0097169 | 0.0082111 | 0.0066067 | 0.0050213 | 0.0035441 | 0.002232 | 0.0011281 | 0.00032669
Scenario 3: Aggressive Fuel Sub | PG&E | Com | BldgEnv | Com - Lodging | Electric Demand (MW) | Energy Efficiency | 0.054914 | 0.051982 | 0.046921 | 0.04022 | 0.032579 | 0.024653 | 0.017063 | 0.010227 | 0.0043711 | 0.0016054 | 0.0016422 | 0.0016789 | 0.0017116
Scenario 3: Aggressive Fuel Sub | PG&E | Com | BldgEnv | Com - Lodging | Electric Energy (GWh/year) | Energy Efficiency | 0.027662 | 0.026138 | 0.023538 | 0.020116 | 0.016233 | 0.012222 | 0.0083978 | 0.0049672 | 0.0020405 | 0.00081845 | 0.00083723 | 0.00085592 | 0.00087256
Scenario 3: Aggressive Fuel Sub | PG&E | Com | BldgEnv | Com - Lodging | Gas Energy (MMTherm/year) | Energy Efficiency | 0.016048 | 0.015197 | 0.013725 | 0.011773 | 0.0095451 | 0.0072315 | 0.0050137 | 0.0030142 | 0.0012996 | 0.00046775 | 0.00047849 | 0.00048925 | 0.00049876
Scenario 3: Aggressive Fuel Sub | PG&E | Com | BldgEnv | Com - Office (Large) | Electric Demand (MW) | Energy Efficiency | 0.0082506 | 0.008607 | 0.0090154 | 0.0093077 | 0.0096264 | 0.0098674 | 0.010132 | 0.010261 | 0.010271 | 0.01035 | 0.010377 | 0.010393 | 0.010405
Scenario 3: Aggressive Fuel Sub | PG&E | Com | BldgEnv | Com - Office (Large) | Electric Energy (GWh/year) | Energy Efficiency | 0.0023819 | 0.0024848 | 0.0026028 | 0.0026872 | 0.0027793 | 0.0028489 | 0.0029253 | 0.0029627 | 0.0029655 | 0.0029882 | 0.0029961 | 0.0030008 | 0.0030042
Scenario 3: Aggressive Fuel Sub | PG&E | Com | BldgEnv | Com - Office (Large) | Gas Energy (MMTherm/year) | Energy Efficiency | 0.00053314 | 0.00055617 | 0.00058256 | 0.00060145 | 0.00062204 | 0.00063761 | 0.0006547 | 0.00066307 | 0.00066368 | 0.00066877 | 0.00067053 | 0.00067157 | 0.00067234
Scenario 3: Aggressive Fuel Sub | PG&E | Com | BldgEnv | Com - Office (Small) | Electric Demand (MW) | Energy Efficiency | 0.0014189 | 0.0015145 | 0.0016134 | 3.285e-05 | 0.019022 | 0.0016946 | 0.0017662 | 0.0018307 | 0.0018837 | 0.0019349 | 0.0019829 | 0.0020275 | 0.0020698
Scenario 3: Aggressive Fuel Sub | PG&E | Com | BldgEnv | Com - Office (Small) | Electric Energy (GWh/year) | Energy Efficiency | 0.00040951 | 0.00043711 | 0.00046569 | 9.2972e-06 | 0.0054929 | 0.00048917 | 0.00050983 | 0.00052848 | 0.00054378 | 0.00055858 | 0.00057246 | 0.00058533 | 0.00059755
Scenario 3: Aggressive Fuel Sub | PG&E | Com | BldgEnv | Com - Office (Small) | Gas Energy (MMTherm/year) | Energy Efficiency | 9.1703e-05 | 9.7875e-05 | 0.00010427 | 2.1327e-06 | 0.001229 | 0.00010952 | 0.00011414 | 0.00011831 | 0.00012173 | 0.00012504 | 0.00012815 | 0.00013102 | 0.00013376
Scenario 3: Aggressive Fuel Sub | PG&E | Com | BldgEnv | Com - Other | Electric Demand (MW) | Energy Efficiency | 0.0012004 | 0.001287 | 0.0013803 | 0.0014623 | 0.0015275 | 0.0016147 | 0.0017047 | 0.0017775 | 0.0018173 | 0.0018699 | 0.0019215 | 0.0019666 | 0.0020136
Scenario 3: Aggressive Fuel Sub | PG&E | Com | BldgEnv | Com - Other | Electric Energy (GWh/year) | Energy Efficiency | 0.00034832 | 0.0003735 | 0.0004006 | 0.00042442 | 0.00044337 | 0.00046873 | 0.00049488 | 0.00051603 | 0.00052758 | 0.00054288 | 0.00055788 | 0.00057098 | 0.00058465
Scenario 3: Aggressive Fuel Sub | PG&E | Com | BldgEnv | Com - Other | Gas Energy (MMTherm/year) | Energy Efficiency | 7.7579e-05 | 8.3176e-05 | 8.9202e-05 | 9.4498e-05 | 9.8712e-05 | 0.00010435 | 0.00011017 | 0.00011487 | 0.00011744 | 0.00012084 | 0.00012417 | 0.00012708 | 0.00013012
Scenario 3: Aggressive Fuel Sub | PG&E | Com | BldgEnv | Com - Refrig. Warehouse | Electric Demand (MW) | Energy Efficiency | 0.0004177 | 0.00043886 | 0.00045908 | 0.00047854 | 0.00049711 | 0.00051537 | 0.00052893 | 0.00054147 | 0.00054878 | 0.00055623 | 0.0005616 | 0.00056704 | 0.00057254
Scenario 3: Aggressive Fuel Sub | PG&E | Com | BldgEnv | Com - Refrig. Warehouse | Electric Energy (GWh/year) | Energy Efficiency | 0.00012428 | 0.00013064 | 0.0001366 | 0.0001422 | 0.00014741 | 0.00015238 | 0.0001559 | 0.00015904 | 0.00016065 | 0.0001623 | 0.00016339 | 0.00016454 | 0.00016576
Scenario 3: Aggressive Fuel Sub | PG&E | Com | BldgEnv | Com - Refrig. Warehouse | Gas Energy (MMTherm/year) | Energy Efficiency | 3.774e-05 | 3.9744e-05 | 4.1349e-05 | 4.2517e-05 | 4.3225e-05 | 4.3546e-05 | 4.3269e-05 | 4.2735e-05 | 4.1781e-05 | 4.0857e-05 | 3.9895e-05 | 3.9083e-05 | 3.8444e-05
Scenario 3: Aggressive Fuel Sub | PG&E | Com | BldgEnv | Com - Restaurant | Electric Demand (MW) | Energy Efficiency | 0.00058093 | 0.00041995 | 0.00044644 | 0.00047084 | 0.0004932 | 0.00051304 | 0.00053529 | 0.00055427 | 0.00057039 | 0.00058697 | 0.00060164 | 7.8234e-06 | 0.006809
Scenario 3: Aggressive Fuel Sub | PG&E | Com | BldgEnv | Com - Restaurant | Electric Energy (GWh/year) | Energy Efficiency | 0.00016637 | 0.00012115 | 0.0001288 | 0.00013584 | 0.00014229 | 0.00014801 | 0.00015443 | 0.0001599 | 0.00016455 | 0.00016933 | 0.00017356 | 2.2194e-06 | 0.0019662
Scenario 3: Aggressive Fuel Sub | PG&E | Com | BldgEnv | Com - Restaurant | Gas Energy (MMTherm/year) | Energy Efficiency | 3.7768e-05 | 2.7104e-05 | 2.8814e-05 | 3.0389e-05 | 3.1832e-05 | 3.3112e-05 | 3.4548e-05 | 3.5773e-05 | 3.6814e-05 | 3.7884e-05 | 3.8831e-05 | 5.076e-07 | 0.0004399
Scenario 3: Aggressive Fuel Sub | PG&E | Com | BldgEnv | Com - Retail | Electric Demand (MW) | Energy Efficiency | 0.067471 | 0.068283 | 0.0025682 | 0.056688 | 0.078916 | 0.048403 | 0.04129 | 0.033321 | 0.0038326 | 0.0039153 | 0.0040004 | 0.0040708 | 0.0040111
Scenario 3: Aggressive Fuel Sub | PG&E | Com | BldgEnv | Com - Retail | Electric Energy (GWh/year) | Energy Efficiency | 0.027262 | 0.027573 | 0.0007412 | 0.023102 | 0.02898 | 0.019404 | 0.016448 | 0.013174 | 0.001102 | 0.0011268 | 0.0011521 | 0.0011724 | 0.0011398
Scenario 3: Aggressive Fuel Sub | PG&E | Com | BldgEnv | Com - Retail | Gas Energy (MMTherm/year) | Energy Efficiency | 0.0039544 | 0.0040029 | 0.00016574 | 0.0033203 | 0.0047839 | 0.0028512 | 0.0024375 | 0.001972 | 0.00025425 | 0.00025723 | 0.00026064 | 0.00026347 | 0.00025979
Scenario 3: Aggressive Fuel Sub | PG&E | Com | BldgEnv | Com - School | Electric Demand (MW) | Energy Efficiency | 0.0022727 | 0.0023969 | 0.0025116 | 0.0026072 | 0.0026698 | 0.0027402 | 0.0027928 | 0.0028471 | 0.0028915 | 0.0029345 | 0.0029729 | 0.0030199 | 0.0030504
Scenario 3: Aggressive Fuel Sub | PG&E | Com | BldgEnv | Com - School | Electric Energy (GWh/year) | Energy Efficiency | 0.00065607 | 0.00069195 | 0.00072506 | 0.00075268 | 0.00077077 | 0.00079111 | 0.00080629 | 0.00082198 | 0.00083483 | 0.00084725 | 0.00085833 | 0.00087192 | 0.00088073
Scenario 3: Aggressive Fuel Sub | PG&E | Com | BldgEnv | Com - School | Gas Energy (MMTherm/year) | Energy Efficiency | 0.00014687 | 0.00015489 | 0.0001623 | 0.00016848 | 0.00017252 | 0.00017708 | 0.00018047 | 0.00018398 | 0.00018685 | 0.00018963 | 0.00019211 | 0.00019515 | 0.00019712
Scenario 3: Aggressive Fuel Sub | PG&E | Com | BldgEnv | Com - Warehouse | Electric Demand (MW) | Energy Efficiency | 0.14451 | 0.14189 | 0.13339 | 0.11977 | 0.10234 | 0.082846 | 0.062799 | 0.04369 | 0.026389 | 0.011524 | 0.0051253 | 0.0052144 | 0.0053049
Scenario 3: Aggressive Fuel Sub | PG&E | Com | BldgEnv | Com - Warehouse | Electric Energy (GWh/year) | Energy Efficiency | 0.072861 | 0.071448 | 0.067053 | 0.060069 | 0.051181 | 0.041287 | 0.03115 | 0.021525 | 0.012842 | 0.0054131 | 0.0026128 | 0.0026583 | 0.0027044
Scenario 3: Aggressive Fuel Sub | PG&E | Com | BldgEnv | Com - Warehouse | Gas Energy (MMTherm/year) | Energy Efficiency | 0.042225 | 0.041471 | 0.039004 | 0.035038 | 0.029959 | 0.024274 | 0.018421 | 0.012836 | 0.0077753 | 0.0034227 | 0.0014935 | 0.0015194 | 0.0015458
Scenario 3: Aggressive Fuel Sub | PG&E | Com | ComRefrig | Com - College | Electric Demand (MW) | Energy Efficiency | 0.00017784 | 0.00010853 | 5.7896e-05 | 2.456e-05 | 9.4431e-06 | 0.00013341 | 0.00016245 | 0.00015605 | 0.00015102 | 0.00014605 | 0.00014122 | 0.00013607 | 0.00013202
Scenario 3: Aggressive Fuel Sub | PG&E | Com | ComRefrig | Com - College | Electric Energy (GWh/year) | Energy Efficiency | 0.0012791 | 0.00078987 | 0.00042836 | 0.00018781 | 7.471e-05 | 0.0010285 | 0.0012515 | 0.0012022 | 0.0011634 | 0.0011252 | 0.001088 | 0.0010483 | 0.0010171
Scenario 3: Aggressive Fuel Sub | PG&E | Com | ComRefrig | Com - College | Gas Energy (MMTherm/year) | Energy Efficiency | 0 | 0 | 0 | 0 | 0 | -6.0401e-06 | -7.5356e-06 | -7.2384e-06 | -7.005e-06 | -6.7749e-06 | -6.5507e-06 | -6.3117e-06 | -6.1237e-06
Scenario 3: Aggressive Fuel Sub | PG&E | Com | ComRefrig | Com - Grocery | Electric Demand (MW) | Energy Efficiency | 0.1254 | 0.054203 | 0.019443 | 0.0062412 | 0 | 0.15689 | 0.20239 | 0.19568 | 0.18882 | 0.1826 | 0.17704 | 0.17197 | 0.16761
Scenario 3: Aggressive Fuel Sub | PG&E | Com | ComRefrig | Com - Grocery | Electric Energy (GWh/year) | Energy Efficiency | 0.91929 | 0.41072 | 0.15383 | 0.049378 | 0 | 1.2087 | 1.5592 | 1.5075 | 1.4547 | 1.4068 | 1.3639 | 1.3249 | 1.2913
Scenario 3: Aggressive Fuel Sub | PG&E | Com | ComRefrig | Com - Grocery | Gas Energy (MMTherm/year) | Energy Efficiency | 0 | 0 | 0 | 0 | 0 | -0.0072776 | -0.0093882 | -0.0090769 | -0.0087588 | -0.0084703 | -0.0082123 | -0.0079772 | -0.0077747
Scenario 3: Aggressive Fuel Sub | PG&E | Com | ComRefrig | Com - Health | Electric Demand (MW) | Energy Efficiency | 0 | 0 | 0 | 0 | 0 | 0 | 0 | 0 | 0 | 0 | 0 | 0 | 0
Scenario 3: Aggressive Fuel Sub | PG&E | Com | ComRefrig | Com - Health | Electric Energy (GWh/year) | Energy Efficiency | 0 | 0 | 0 | 0 | 0 | 0 | 0 | 0 | 0 | 0 | 0 | 0 | 0
Scenario 3: Aggressive Fuel Sub | PG&E | Com | ComRefrig | Com - Health | Gas Energy (MMTherm/year) | Energy Efficiency | 0 | 0 | 0 | 0 | 0 | 0 | 0 | 0 | 0 | 0 | 0 | 0 | 0
Scenario 3: Aggressive Fuel Sub | PG&E | Com | ComRefrig | Com - Refrig. Warehouse | Electric Demand (MW) | Energy Efficiency | 0.00037962 | 0.00021984 | 0.00010819 | 3.7449e-05 | 1.5254e-05 | 0.0003329 | 0.00046454 | 0.00045151 | 0.00043795 | 0.00042573 | 0.00041421 | 0.00040402 | 0.0003951
Scenario 3: Aggressive Fuel Sub | PG&E | Com | ComRefrig | Com - Refrig. Warehouse | Electric Energy (GWh/year) | Energy Efficiency | 0.0027369 | 0.0016053 | 0.00080576 | 0.00029405 | 0.00012068 | 0.0025652 | 0.0035788 | 0.0034784 | 0.003374 | 0.0032798 | 0.0031911 | 0.0031125 | 0.0030438
Scenario 3: Aggressive Fuel Sub | PG&E | Com | ComRefrig | Com - Refrig. Warehouse | Gas Energy (MMTherm/year) | Energy Efficiency | 0 | 0 | 0 | 0 | 0 | -1.532e-05 | -2.1548e-05 | -2.0943e-05 | -2.0315e-05 | -1.9748e-05 | -1.9213e-05 | -1.8741e-05 | -1.8327e-05
Scenario 3: Aggressive Fuel Sub | PG&E | Com | ComRefrig | Com - Restaurant | Electric Demand (MW) | Energy Efficiency | 0.0044421 | 0.0019946 | 0.00072409 | 0.0002606 | 0 | 0.0053857 | 0.0065807 | 0.0063173 | 0.0060644 | 0.0058342 | 0.0056216 | 0.0034372 | 0.020627
Scenario 3: Aggressive Fuel Sub | PG&E | Com | ComRefrig | Com - Restaurant | Electric Energy (GWh/year) | Energy Efficiency | 0.032544 | 0.015071 | 0.0057287 | 0.0020617 | 0 | 0.041491 | 0.050697 | 0.048669 | 0.04672 | 0.044947 | 0.043309 | 0.02648 | 0.15891
Scenario 3: Aggressive Fuel Sub | PG&E | Com | ComRefrig | Com - Restaurant | Gas Energy (MMTherm/year) | Energy Efficiency | 0 | 0 | 0 | 0 | 0 | -0.00024982 | -0.00030525 | -0.00029304 | -0.0002813 | -0.00027063 | -0.00026077 | -0.00015944 | -0.00095678
Scenario 3: Aggressive Fuel Sub | PG&E | Com | ComRefrig | Com - Retail | Electric Demand (MW) | Energy Efficiency | 0.0582 | 0.026281 | 0 | 0.0062501 | 0.0016777 | 0.063736 | 0.080909 | 0.078402 | 0.075819 | 0.07347 | 0.07138 | 0.069475 | 0.06784
Scenario 3: Aggressive Fuel Sub | PG&E | Com | ComRefrig | Com - Retail | Electric Energy (GWh/year) | Energy Efficiency | 0.42578 | 0.19783 | 0 | 0.049448 | 0.013273 | 0.49102 | 0.62332 | 0.60401 | 0.58411 | 0.56601 | 0.54991 | 0.53524 | 0.52264
Scenario 3: Aggressive Fuel Sub | PG&E | Com | ComRefrig | Com - Retail | Gas Energy (MMTherm/year) | Energy Efficiency | 0 | 0 | 0 | 0 | 0 | -0.0029564 | -0.003753 | -0.0036367 | -0.003517 | -0.003408 | -0.003311 | -0.0032227 | -0.0031468
Scenario 3: Aggressive Fuel Sub | PG&E | Com | ComRefrig | Com - School | Electric Demand (MW) | Energy Efficiency | 5.4163e-07 | 0 | 0 | 0 | 0 | 0.00022346 | 0.00036126 | 0.00034815 | 0.00033581 | 0.00032477 | 0.00031485 | 0.00030665 | 0.00029882
Scenario 3: Aggressive Fuel Sub | PG&E | Com | ComRefrig | Com - School | Electric Energy (GWh/year) | Energy Efficiency | 4.2852e-06 | 0 | 0 | 0 | 0 | 0.0017215 | 0.0027832 | 0.0026821 | 0.0025871 | 0.002502 | 0.0024256 | 0.0023624 | 0.0023021
Scenario 3: Aggressive Fuel Sub | PG&E | Com | ComRefrig | Com - School | Gas Energy (MMTherm/year) | Energy Efficiency | 0 | 0 | 0 | 0 | 0 | -1.0365e-05 | -1.6757e-05 | -1.6149e-05 | -1.5577e-05 | -1.5065e-05 | -1.4605e-05 | -1.4224e-05 | -1.3861e-05
Scenario 3: Aggressive Fuel Sub | PG&E | Com | FoodServ | Com - College | Electric Demand (MW) | Energy Efficiency | 0.0076946 | 0.0079712 | 0.0081651 | 0.0083889 | 0.010623 | 0.011449 | 0.011633 | 0.011728 | 0.011954 | 0.012128 | 0.012251 | 0.012256 | 0.012342
Scenario 3: Aggressive Fuel Sub | PG&E | Com | FoodServ | Com - College | Electric Demand (MW) | Fuel Substitution | -0.00021307 | -0.0002387 | -0.00026478 | -0.00029114 | -0.00031757 | -0.00034408 | -0.00037062 | -0.00039727 | -0.00042392 | -0.0004507 | -0.00047763 | -0.00050488 | -0.00053545
Scenario 3: Aggressive Fuel Sub | PG&E | Com | FoodServ | Com - College | Electric Energy (GWh/year) | Energy Efficiency | 0.03665 | 0.038047 | 0.039059 | 0.040224 | 0.047336 | 0.050141 | 0.051144 | 0.051738 | 0.052921 | 0.053862 | 0.054552 | 0.05469 | 0.055179
Scenario 3: Aggressive Fuel Sub | PG&E | Com | FoodServ | Com - College | Electric Energy (GWh/year) | Fuel Substitution | -0.0020821 | -0.0023063 | -0.0025306 | -0.0027534 | -0.0029727 | -0.0032301 | -0.0035604 | -0.0039321 | -0.0043788 | -0.0048733 | -0.005422 | -0.0060342 | -0.0067283
Scenario 3: Aggressive Fuel Sub | PG&E | Com | FoodServ | Com - College | Gas Energy (MMTherm/year) | Energy Efficiency | 0.014462 | 0.01451 | 0.014155 | 0.016018 | 0.014364 | 0.014247 | 0.014207 | 0.014097 | 0.014115 | 0.014107 | 0.014157 | 0.014093 | 0.014075
Scenario 3: Aggressive Fuel Sub | PG&E | Com | FoodServ | Com - College | Gas Energy (MMTherm/year) | Fuel Substitution | 0.00021482 | 0.0002377 | 0.00026057 | 0.00028325 | 0.00030554 | 0.00033164 | 0.00036503 | 0.00040258 | 0.00044764 | 0.00049751 | 0.00055282 | 0.00061454 | 0.00068511
Scenario 3: Aggressive Fuel Sub | PG&E | Com | FoodServ | Com - Grocery | Electric Demand (MW) | Energy Efficiency | 0.038402 | 0.039576 | 0.040806 | 0.041977 | 0.050854 | 0.055007 | 0.056101 | 0.057174 | 0.057997 | 0.058832 | 0.059665 | 0.060419 | 0.061186
Scenario 3: Aggressive Fuel Sub | PG&E | Com | FoodServ | Com - Grocery | Electric Demand (MW) | Fuel Substitution | -0.0010921 | -0.00122 | -0.0013493 | -0.0014791 | -0.0016082 | -0.0017366 | -0.0018639 | -0.0019905 | -0.0021156 | -0.0022398 | -0.0023631 | -0.0024863 | -0.0026158
Scenario 3: Aggressive Fuel Sub | PG&E | Com | FoodServ | Com - Grocery | Electric Energy (GWh/year) | Energy Efficiency | 0.18187 | 0.18785 | 0.19419 | 0.20029 | 0.22925 | 0.2444 | 0.25024 | 0.25598 | 0.26056 | 0.26516 | 0.26969 | 0.27379 | 0.27787
Scenario 3: Aggressive Fuel Sub | PG&E | Com | FoodServ | Com - Grocery | Electric Energy (GWh/year) | Fuel Substitution | -0.020916 | -0.023159 | -0.025392 | -0.027592 | -0.029732 | -0.031962 | -0.034374 | -0.036875 | -0.039601 | -0.042456 | -0.045456 | -0.048662 | -0.052133
Scenario 3: Aggressive Fuel Sub | PG&E | Com | FoodServ | Com - Grocery | Gas Energy (MMTherm/year) | Energy Efficiency | 0.082549 | 0.083038 | 0.083506 | 0.083779 | 0.083623 | 0.083734 | 0.083669 | 0.083599 | 0.083228 | 0.082971 | 0.084358 | 0.085342 | 0.085606
Scenario 3: Aggressive Fuel Sub | PG&E | Com | FoodServ | Com - Grocery | Gas Energy (MMTherm/year) | Fuel Substitution | 0.0021702 | 0.0024019 | 0.0026323 | 0.0028592 | 0.0030797 | 0.003309 | 0.0035562 | 0.0038122 | 0.0040906 | 0.0043817 | 0.0046874 | 0.0050138 | 0.0053681
Scenario 3: Aggressive Fuel Sub | PG&E | Com | FoodServ | Com - Health | Electric Demand (MW) | Energy Efficiency | 0.014783 | 0.015398 | 0.016502 | 0.016907 | 0.025533 | 0.028987 | 0.029562 | 0.030069 | 0.030379 | 0.030404 | 0.030159 | 0.030553 | 0.030946
Scenario 3: Aggressive Fuel Sub | PG&E | Com | FoodServ | Com - Health | Electric Demand (MW) | Fuel Substitution | -0.00048176 | -0.00054251 | -0.0006039 | -0.0006657 | -0.00072741 | -0.00078921 | -0.00085104 | -0.00091322 | -0.00097556 | -0.0010385 | -0.0011022 | -0.0011684 | -0.0012686
Scenario 3: Aggressive Fuel Sub | PG&E | Com | FoodServ | Com - Health | Electric Energy (GWh/year) | Energy Efficiency | 0.0718 | 0.074942 | 0.080492 | 0.08266 | 0.11004 | 0.12184 | 0.12486 | 0.12756 | 0.12936 | 0.12985 | 0.12908 | 0.13115 | 0.13317
Scenario 3: Aggressive Fuel Sub | PG&E | Com | FoodServ | Com - Health | Electric Energy (GWh/year) | Fuel Substitution | -0.0058355 | -0.006544 | -0.0072855 | -0.0080913 | -0.0089162 | -0.0098149 | -0.010758 | -0.011759 | -0.012827 | -0.013979 | -0.015227 | -0.016602 | -0.018365
Scenario 3: Aggressive Fuel Sub | PG&E | Com | FoodServ | Com - Health | Gas Energy (MMTherm/year) | Energy Efficiency | 0.036454 | 0.036647 | 0.037477 | 0.037275 | 0.037411 | 0.036827 | 0.039179 | 0.037541 | 0.037386 | 0.03701 | 0.036875 | 0.037208 | 0.037316
Scenario 3: Aggressive Fuel Sub | PG&E | Com | FoodServ | Com - Health | Gas Energy (MMTherm/year) | Fuel Substitution | 0.00061675 | 0.00069085 | 0.00076815 | 0.0008518 | 0.00093724 | 0.00103 | 0.0011271 | 0.0012302 | 0.0013398 | 0.001458 | 0.001586 | 0.0017271 | 0.0019149
Scenario 3: Aggressive Fuel Sub | PG&E | Com | FoodServ | Com - Lodging | Electric Demand (MW) | Energy Efficiency | 0.020731 | 0.021733 | 0.022775 | 0.023745 | 0.028898 | 0.032004 | 0.033026 | 0.034006 | 0.034892 | 0.035823 | 0.036661 | 0.037461 | 0.038176
Scenario 3: Aggressive Fuel Sub | PG&E | Com | FoodServ | Com - Lodging | Electric Demand (MW) | Fuel Substitution | -0.0005102 | -0.00057325 | -0.00063714 | -0.00070142 | -0.0007655 | -0.00082942 | -0.00089303 | -0.00095649 | -0.0010196 | -0.0010827 | -0.0011458 | -0.0012182 | -0.0013122
Scenario 3: Aggressive Fuel Sub | PG&E | Com | FoodServ | Com - Lodging | Electric Energy (GWh/year) | Energy Efficiency | 0.11957 | 0.12505 | 0.1308 | 0.1362 | 0.15472 | 0.16669 | 0.17243 | 0.17798 | 0.18304 | 0.18831 | 0.19308 | 0.19762 | 0.20167
Scenario 3: Aggressive Fuel Sub | PG&E | Com | FoodServ | Com - Lodging | Electric Energy (GWh/year) | Fuel Substitution | -0.0061883 | -0.0068855 | -0.0075834 | -0.0083376 | -0.0090991 | -0.0098972 | -0.010711 | -0.011554 | -0.012428 | -0.013346 | -0.014315 | -0.01538 | -0.017224
Scenario 3: Aggressive Fuel Sub | PG&E | Com | FoodServ | Com - Lodging | Gas Energy (MMTherm/year) | Energy Efficiency | 0.030898 | 0.031245 | 0.031542 | 0.031649 | 0.031928 | 0.031971 | 0.032011 | 0.032028 | 0.031989 | 0.032031 | 0.032513 | 0.032695 | 0.03423
Scenario 3: Aggressive Fuel Sub | PG&E | Com | FoodServ | Com - Lodging | Gas Energy (MMTherm/year) | Fuel Substitution | 0.00063723 | 0.0007084 | 0.00077953 | 0.00085617 | 0.00093342 | 0.0010142 | 0.0010965 | 0.0011817 | 0.0012699 | 0.0013625 | 0.0014602 | 0.0015694 | 0.0017644
Scenario 3: Aggressive Fuel Sub | PG&E | Com | FoodServ | Com - Office (Large) | Electric Demand (MW) | Energy Efficiency | 0.0011659 | 0.0011613 | 0.0011623 | 0.001159 | 0.0011596 | 0.0011583 | 0.0011603 | 0.0011576 | 0.001151 | 0.0011493 | 0.0011468 | 0.0011451 | 0.0011444
Scenario 3: Aggressive Fuel Sub | PG&E | Com | FoodServ | Com - Office (Large) | Electric Energy (GWh/year) | Energy Efficiency | 0.010226 | 0.010186 | 0.010195 | 0.010166 | 0.010171 | 0.01016 | 0.010178 | 0.010154 | 0.010095 | 0.010081 | 0.010059 | 0.010044 | 0.010038
Scenario 3: Aggressive Fuel Sub | PG&E | Com | FoodServ | Com - Office (Small) | Electric Demand (MW) | Energy Efficiency | 0.00026582 | 0.00026763 | 0.00026982 | 0.00015156 | 0.0011679 | 0.0002662 | 0.00026824 | 0.00027019 | 0.00027186 | 0.00027368 | 0.00027559 | 0.00027756 | 0.00027962
Scenario 3: Aggressive Fuel Sub | PG&E | Com | FoodServ | Com - Office (Small) | Electric Energy (GWh/year) | Energy Efficiency | 0.0023316 | 0.0023475 | 0.0023666 | 0.0013294 | 0.010244 | 0.0023349 | 0.0023527 | 0.0023699 | 0.0023845 | 0.0024005 | 0.0024173 | 0.0024345 | 0.0024526
Scenario 3: Aggressive Fuel Sub | PG&E | Com | FoodServ | Com - Other | Electric Demand (MW) | Energy Efficiency | 0.063458 | 0.065829 | 0.068323 | 0.070721 | 0.080405 | 0.085391 | 0.088136 | 0.090668 | 0.092717 | 0.094927 | 0.097053 | 0.098969 | 0.10077
Scenario 3: Aggressive Fuel Sub | PG&E | Com | FoodServ | Com - Other | Electric Demand (MW) | Fuel Substitution | -0.0043725 | -0.0049137 | -0.0054659 | -0.0060252 | -0.0065865 | -0.0071496 | -0.0077126 | -0.0082766 | -0.0088389 | -0.0094014 | -0.0099639 | -0.010529 | -0.011106
Scenario 3: Aggressive Fuel Sub | PG&E | Com | FoodServ | Com - Other | Electric Energy (GWh/year) | Energy Efficiency | 0.30405 | 0.31699 | 0.33072 | 0.34417 | 0.37941 | 0.40132 | 0.41675 | 0.43121 | 0.44336 | 0.45615 | 0.46838 | 0.47941 | 0.48965
Scenario 3: Aggressive Fuel Sub | PG&E | Com | FoodServ | Com - Other | Electric Energy (GWh/year) | Fuel Substitution | -0.024769 | -0.027717 | -0.030706 | -0.033717 | -0.03672 | -0.039762 | -0.04306 | -0.046491 | -0.050155 | -0.053987 | -0.057987 | -0.062201 | -0.066685
Scenario 3: Aggressive Fuel Sub | PG&E | Com | FoodServ | Com - Other | Gas Energy (MMTherm/year) | Energy Efficiency | 0.11002 | 0.1109 | 0.11165 | 0.11198 | 0.11185 | 0.11209 | 0.11229 | 0.11219 | 0.11154 | 0.11123 | 0.11145 | 0.11152 | 0.11154
Scenario 3: Aggressive Fuel Sub | PG&E | Com | FoodServ | Com - Other | Gas Energy (MMTherm/year) | Fuel Substitution | 0.0023649 | 0.0026443 | 0.0029274 | 0.0032123 | 0.0034963 | 0.003784 | 0.0040972 | 0.0044238 | 0.0047738 | 0.0051406 | 0.0055244 | 0.0059297 | 0.0063634
Scenario 3: Aggressive Fuel Sub | PG&E | Com | FoodServ | Com - Restaurant | Electric Demand (MW) | Energy Efficiency | 0.098946 | 0.10159 | 0.10471 | 0.10774 | 0.12737 | 0.13534 | 0.13839 | 0.14123 | 0.14384 | 0.14648 | 0.14889 | 0.088703 | 0.67449
Scenario 3: Aggressive Fuel Sub | PG&E | Com | FoodServ | Com - Restaurant | Electric Demand (MW) | Fuel Substitution | -0.0064491 | -0.0072271 | -0.0080165 | -0.0088116 | -0.0096049 | -0.010396 | -0.011182 | -0.011965 | -0.01274 | -0.013511 | -0.014276 | -0.013363 | -0.014163
Scenario 3: Aggressive Fuel Sub | PG&E | Com | FoodServ | Com - Restaurant | Electric Energy (GWh/year) | Energy Efficiency | 0.50811 | 0.52272 | 0.54002 | 0.557 | 0.62397 | 0.65576 | 0.67341 | 0.68999 | 0.70544 | 0.72088 | 0.73501 | 0.44384 | 3.2904
Scenario 3: Aggressive Fuel Sub | PG&E | Com | FoodServ | Com - Restaurant | Electric Energy (GWh/year) | Fuel Substitution | -0.063721 | -0.070923 | -0.078154 | -0.085353 | -0.092439 | -0.099583 | -0.10697 | -0.1145 | -0.12234 | -0.13036 | -0.13857 | -0.13076 | -0.14275
Scenario 3: Aggressive Fuel Sub | PG&E | Com | FoodServ | Com - Restaurant | Gas Energy (MMTherm/year) | Energy Efficiency | 0.21998 | 0.2202 | 0.2205 | 0.2201 | 0.21917 | 0.21778 | 0.21659 | 0.21509 | 0.21339 | 0.21196 | 0.21395 | 0.1349 | 0.83811
Scenario 3: Aggressive Fuel Sub | PG&E | Com | FoodServ | Com - Restaurant | Gas Energy (MMTherm/year) | Fuel Substitution | 0.006391 | 0.0071087 | 0.0078287 | 0.0085447 | 0.0092488 | 0.0099583 | 0.010691 | 0.011439 | 0.012217 | 0.013014 | 0.01383 | 0.013045 | 0.014267
Scenario 3: Aggressive Fuel Sub | PG&E | Com | FoodServ | Com - Retail | Electric Demand (MW) | Energy Efficiency | 0.0018825 | 0.0020079 | 0.0021484 | 0.00046656 | 0.017859 | 0.0023213 | 0.0025515 | 0.0026783 | 0.0027749 | 0.0028679 | 0.0029581 | 0.0030381 | 0.0031181
Scenario 3: Aggressive Fuel Sub | PG&E | Com | FoodServ | Com - Retail | Electric Energy (GWh/year) | Energy Efficiency | 0.011789 | 0.012419 | 0.013129 | 0.0040923 | 0.095446 | 0.013954 | 0.015135 | 0.015777 | 0.016265 | 0.016737 | 0.017198 | 0.017609 | 0.018022
Scenario 3: Aggressive Fuel Sub | PG&E | Com | FoodServ | Com - Retail | Gas Energy (MMTherm/year) | Energy Efficiency | 0.0002873 | 0.00031583 | 0.00034765 | 0 | 0.0037226 | 0.00038967 | 0.00044073 | 0.0004693 | 0.00049115 | 0.00051203 | 0.00053214 | 0.00054986 | 0.00056744
Scenario 3: Aggressive Fuel Sub | PG&E | Com | FoodServ | Com - School | Electric Demand (MW) | Energy Efficiency | 0.038957 | 0.040187 | 0.041363 | 0.042411 | 0.04709 | 0.050714 | 0.051481 | 0.052301 | 0.053052 | 0.053796 | 0.054488 | 0.055238 | 0.055801
Scenario 3: Aggressive Fuel Sub | PG&E | Com | FoodServ | Com - School | Electric Demand (MW) | Fuel Substitution | -0.00026 | -0.00028733 | -0.00031426 | -0.00034056 | -0.00036597 | -0.00039054 | -0.00041422 | -0.00043715 | -0.00045926 | -0.00048077 | -0.00050805 | -0.0005525 | -0.00060266
Scenario 3: Aggressive Fuel Sub | PG&E | Com | FoodServ | Com - School | Electric Energy (GWh/year) | Energy Efficiency | 0.19087 | 0.19738 | 0.20372 | 0.20951 | 0.22584 | 0.23925 | 0.24388 | 0.24875 | 0.25326 | 0.25769 | 0.2618 | 0.2661 | 0.26941
Scenario 3: Aggressive Fuel Sub | PG&E | Com | FoodServ | Com - School | Electric Energy (GWh/year) | Fuel Substitution | -0.0026849 | -0.0029023 | -0.003226 | -0.0036041 | -0.0040389 | -0.0045176 | -0.0050386 | -0.005613 | -0.0062491 | -0.0069614 | -0.0077816 | -0.0089647 | -0.010522
Scenario 3: Aggressive Fuel Sub | PG&E | Com | FoodServ | Com - School | Gas Energy (MMTherm/year) | Energy Efficiency | 0.039588 | 0.039615 | 0.039556 | 0.039385 | 0.039028 | 0.038825 | 0.03857 | 0.0384 | 0.038233 | 0.038121 | 0.038179 | 0.03833 | 0.038283
Scenario 3: Aggressive Fuel Sub | PG&E | Com | FoodServ | Com - School | Gas Energy (MMTherm/year) | Fuel Substitution | 0.00028033 | 0.0003027 | 0.00033563 | 0.00037391 | 0.00041777 | 0.00046595 | 0.0005183 | 0.00057594 | 0.00063973 | 0.00071113 | 0.00079462 | 0.00091914 | 0.0010837
Scenario 3: Aggressive Fuel Sub | PG&E | Com | HVAC | Com - College | Electric Demand (MW) | Energy Efficiency | 0.13016 | 0.124 | 0.11617 | 0.10896 | 0.098648 | 0.090154 | 0.085757 | 0.081521 | 0.081153 | 0.081777 | 0.081837 | 0.080513 | 0.080451
Scenario 3: Aggressive Fuel Sub | PG&E | Com | HVAC | Com - College | Electric Energy (GWh/year) | Energy Efficiency | 0.34432 | 0.31038 | 0.27633 | 0.23766 | 0.1947 | 0.16087 | 0.13958 | 0.12277 | 0.11682 | 0.11729 | 0.11708 | 0.11523 | 0.1149
Scenario 3: Aggressive Fuel Sub | PG&E | Com | HVAC | Com - College | Electric Energy (GWh/year) | Fuel Substitution | -0.063674 | -0.066538 | -0.069411 | -0.071446 | -0.072612 | 0 | 0 | 0 | 0 | 0 | 0 | 0 | 0
Scenario 3: Aggressive Fuel Sub | PG&E | Com | HVAC | Com - College | Gas Energy (MMTherm/year) | Energy Efficiency | 0.010245 | 0.010653 | 0.011092 | 0.016974 | 0.011093 | 0.0077145 | 0.0078723 | 0.0078788 | 0.008067 | 0.0081587 | 0.0081862 | 0.0080585 | 0.008069
Scenario 3: Aggressive Fuel Sub | PG&E | Com | HVAC | Com - College | Gas Energy (MMTherm/year) | Fuel Substitution | 0.012223 | 0.013486 | 0.014126 | 0.014613 | 0.014943 | 0 | 0 | 0 | 0 | 0 | 0 | 0 | 0
Scenario 3: Aggressive Fuel Sub | PG&E | Com | HVAC | Com - Grocery | Electric Demand (MW) | Energy Efficiency | 0.16475 | 0.17723 | 0.18865 | 0.19863 | 0.20674 | 0.21396 | 0.22008 | 0.22606 | 0.23033 | 0.2335 | 0.23576 | 0.23714 | 0.23807
Scenario 3: Aggressive Fuel Sub | PG&E | Com | HVAC | Com - Grocery | Electric Demand (MW) | Fuel Substitution | 0 | 0 | 0 | 0 | 0 | 0.0036098 | 0.0037157 | 0.0037457 | 0.0037277 | 0.0036861 | 0.0036271 | 0.0035576 | 0.003482
Scenario 3: Aggressive Fuel Sub | PG&E | Com | HVAC | Com - Grocery | Electric Energy (GWh/year) | Energy Efficiency | 0.62999 | 0.67815 | 0.72228 | 0.80783 | 0.84027 | 0.86915 | 0.89358 | 0.91696 | 0.88467 | 0.89735 | 0.90633 | 0.95608 | 0.95761
Scenario 3: Aggressive Fuel Sub | PG&E | Com | HVAC | Com - Grocery | Electric Energy (GWh/year) | Fuel Substitution | -0.54909 | -0.58046 | -0.60581 | -0.62442 | -0.63571 | 0.032718 | 0.033651 | 0.033903 | 0.033704 | 0.033321 | 0.032786 | 0.032157 | 0.031474
Scenario 3: Aggressive Fuel Sub | PG&E | Com | HVAC | Com - Grocery | Gas Energy (MMTherm/year) | Energy Efficiency | 0.011829 | 0.012736 | 0.013585 | 0.022385 | 0.023177 | 0.023875 | 0.024431 | 0.024896 | 0.016805 | 0.017095 | 0.017301 | 0.025033 | 0.024768
Scenario 3: Aggressive Fuel Sub | PG&E | Com | HVAC | Com - Grocery | Gas Energy (MMTherm/year) | Fuel Substitution | 0.082768 | 0.087635 | 0.091632 | 0.094659 | 0.096642 | 6.398e-08 | 6.5999e-08 | 6.6594e-08 | 3.024e-08 | 2.9936e-08 | 2.9496e-08 | 2.898e-08 | 2.8414e-08
Scenario 3: Aggressive Fuel Sub | PG&E | Com | HVAC | Com - Health | Electric Demand (MW) | Energy Efficiency | 0.22906 | 0.23801 | 0.24487 | 0.24559 | 0.24542 | 0.24288 | 0.24151 | 0.24093 | 0.24037 | 0.23905 | 0.23694 | 0.23783 | 0.23915
Scenario 3: Aggressive Fuel Sub | PG&E | Com | HVAC | Com - Health | Electric Demand (MW) | Fuel Substitution | 0 | 0 | 0 | 0 | 0 | 0.0021632 | 0.0022485 | 0.002287 | 0.0022958 | 0.0022854 | 0.0022626 | 0.0022319 | 0.0021963
Scenario 3: Aggressive Fuel Sub | PG&E | Com | HVAC | Com - Health | Electric Energy (GWh/year) | Energy Efficiency | 1.3133 | 1.3512 | 1.3755 | 1.3646 | 1.3488 | 1.3246 | 1.3049 | 1.2902 | 1.2771 | 1.261 | 1.2414 | 1.2391 | 1.2393
Scenario 3: Aggressive Fuel Sub | PG&E | Com | HVAC | Com - Health | Electric Energy (GWh/year) | Fuel Substitution | -0.12747 | -0.13504 | -0.14093 | -0.14499 | -0.14717 | 0.014945 | 0.015534 | 0.0158 | 0.015861 | 0.015789 | 0.015632 | 0.015419 | 0.015173
Scenario 3: Aggressive Fuel Sub | PG&E | Com | HVAC | Com - Health | Gas Energy (MMTherm/year) | Energy Efficiency | 0.052412 | 0.055816 | 0.059747 | 0.062335 | 0.064916 | 0.063306 | 0.065036 | 0.06631 | 0.066972 | 0.066895 | 0.066123 | 0.065581 | 0.064672
Scenario 3: Aggressive Fuel Sub | PG&E | Com | HVAC | Com - Health | Gas Energy (MMTherm/year) | Fuel Substitution | 0.028982 | 0.03085 | 0.032394 | 0.033585 | 0.034417 | 0 | 0 | 0 | 0 | 0 | 0 | 0 | 0
Scenario 3: Aggressive Fuel Sub | PG&E | Com | HVAC | Com - Lodging | Electric Demand (MW) | Energy Efficiency | 0.12286 | 0.12633 | 0.13337 | 0.13938 | 0.14534 | 0.14952 | 0.1538 | 0.15774 | 0.15697 | 0.15841 | 0.16062 | 0.16238 | 0.16366
Scenario 3: Aggressive Fuel Sub | PG&E | Com | HVAC | Com - Lodging | Electric Demand (MW) | Fuel Substitution | 0 | 0 | 0 | 0 | 0 | 0.0023724 | 0.0024406 | 0.0024593 | 0.0012668 | 0.0012541 | 0.0012356 | 0.0012131 | 0.0022918
Scenario 3: Aggressive Fuel Sub | PG&E | Com | HVAC | Com - Lodging | Electric Energy (GWh/year) | Energy Efficiency | 0.72019 | 0.70623 | 0.73178 | 0.75303 | 0.77491 | 0.78966 | 0.80581 | 0.82063 | 0.73092 | 0.81406 | 0.81618 | 0.81536 | 0.8109
Scenario 3: Aggressive Fuel Sub | PG&E | Com | HVAC | Com - Lodging | Electric Energy (GWh/year) | Fuel Substitution | -0.15474 | -0.16358 | -0.17057 | -0.17553 | -0.17841 | 0.0097812 | 0.010071 | 0.010155 | 0.0070936 | 0.0070226 | 0.0069185 | 0.0067918 | 0.009475
Scenario 3: Aggressive Fuel Sub | PG&E | Com | HVAC | Com - Lodging | Gas Energy (MMTherm/year) | Energy Efficiency | 0.031014 | 0.033082 | 0.03495 | 0.036497 | 0.037901 | 0.037408 | 0.038083 | 0.038453 | 0.030194 | 0.038423 | 0.038001 | 0.037413 | 0.036592
Scenario 3: Aggressive Fuel Sub | PG&E | Com | HVAC | Com - Lodging | Gas Energy (MMTherm/year) | Fuel Substitution | 0.026838 | 0.028426 | 0.029712 | 0.03067 | 0.03129 | 0 | 0 | 0 | 0 | 0 | 0 | 0 | 0
Scenario 3: Aggressive Fuel Sub | PG&E | Com | HVAC | Com - Office (Large) | Electric Demand (MW) | Energy Efficiency | 0.053091 | 0.055705 | 0.058137 | 0.059979 | 0.061574 | 0.053881 | 0.055015 | 0.05568 | 0.049116 | 0.045988 | 0.046053 | 0.046088 | 0.046022
Scenario 3: Aggressive Fuel Sub | PG&E | Com | HVAC | Com - Office (Large) | Electric Energy (GWh/year) | Energy Efficiency | 0.429 | 0.44421 | 0.4598 | 0.46985 | 0.47956 | 0.45557 | 0.46221 | 0.46387 | 0.43168 | 0.41635 | 0.41402 | 0.41164 | 0.4091
Scenario 3: Aggressive Fuel Sub | PG&E | Com | HVAC | Com - Office (Large) | Electric Energy (GWh/year) | Fuel Substitution | -0.00017252 | 0.0016587 | 0.0017127 | 0.0017498 | 0.0017705 | 0 | 0 | 0 | 0 | 0 | 0 | 0 | 0
Scenario 3: Aggressive Fuel Sub | PG&E | Com | HVAC | Com - Office (Large) | Gas Energy (MMTherm/year) | Energy Efficiency | 0.034613 | 0.035223 | 0.035709 | 0.035765 | 0.035742 | 0.010855 | 0.010952 | 0.010915 | 0.010759 | 0.010684 | 0.010577 | 0.010472 | 0.010374
Scenario 3: Aggressive Fuel Sub | PG&E | Com | HVAC | Com - Office (Large) | Gas Energy (MMTherm/year) | Fuel Substitution | 2.1975e-05 | 0.00021039 | 0.00021657 | 0.00022048 | 0.00022221 | 0 | 0 | 0 | 0 | 0 | 0 | 0 | 0
Scenario 3: Aggressive Fuel Sub | PG&E | Com | HVAC | Com - Office (Small) | Electric Demand (MW) | Energy Efficiency | 0.064507 | 0.066668 | 0.068618 | 0.015289 | 0.58537 | 0.062157 | 0.065048 | 0.066419 | 0.06468 | 0.064393 | 0.064787 | 0.065121 | 0.065389
Scenario 3: Aggressive Fuel Sub | PG&E | Com | HVAC | Com - Office (Small) | Electric Energy (GWh/year) | Energy Efficiency | 0.12266 | 0.12728 | 0.13143 | 0.047994 | 0.90087 | 0.1154 | 0.12619 | 0.13076 | 0.12244 | 0.12037 | 0.12127 | 0.12199 | 0.12251
Scenario 3: Aggressive Fuel Sub | PG&E | Com | HVAC | Com - Office (Small) | Electric Energy (GWh/year) | Fuel Substitution | -0.025829 | -0.027176 | -0.050644 | -0.041694 | -0.042192 | 0 | 0 | 0 | 0 | 0 | 0 | 0 | 0
Scenario 3: Aggressive Fuel Sub | PG&E | Com | HVAC | Com - Office (Small) | Gas Energy (MMTherm/year) | Energy Efficiency | 0.016326 | 0.016771 | 0.017116 | 0.0068948 | 0.10402 | 0.0051959 | 0.0052765 | 0.00534 | 0.0053765 | 0.0054162 | 0.0054558 | 0.0054931 | 0.0055312
Scenario 3: Aggressive Fuel Sub | PG&E | Com | HVAC | Com - Office (Small) | Gas Energy (MMTherm/year) | Fuel Substitution | 0.0048114 | 0.0050831 | 0.0080449 | 0.0066577 | 0.0067659 | 0 | 0 | 0 | 0 | 0 | 0 | 0 | 0
Scenario 3: Aggressive Fuel Sub | PG&E | Com | HVAC | Com - Other | Electric Demand (MW) | Energy Efficiency | 1.7159 | 1.1952 | 0.9134 | 0.9464 | 0.96839 | 0.99927 | 1.0296 | 1.0505 | 1.0379 | 1.0519 | 1.0655 | 1.075 | 1.0856
Scenario 3: Aggressive Fuel Sub | PG&E | Com | HVAC | Com - Other | Electric Energy (GWh/year) | Energy Efficiency | 2.5469 | 1.9268 | 1.6095 | 1.6718 | 1.7158 | 1.7683 | 1.8162 | 1.8478 | 1.61 | 1.6414 | 1.6664 | 1.6819 | 1.6982
Scenario 3: Aggressive Fuel Sub | PG&E | Com | HVAC | Com - Other | Electric Energy (GWh/year) | Fuel Substitution | -0.9308 | -0.98496 | -1.0277 | -1.0582 | -1.0762 | 0 | 0 | 0 | 0 | 0 | 0 | 0 | 0
Scenario 3: Aggressive Fuel Sub | PG&E | Com | HVAC | Com - Other | Gas Energy (MMTherm/year) | Energy Efficiency | 0.24474 | 0.17414 | 0.13734 | 0.1418 | 0.14461 | 0.14849 | 0.15211 | 0.15425 | 0.12913 | 0.1305 | 0.13197 | 0.13312 | 0.13447
Scenario 3: Aggressive Fuel Sub | PG&E | Com | HVAC | Com - Other | Gas Energy (MMTherm/year) | Fuel Substitution | 0.16518 | 0.17514 | 0.18323 | 0.18929 | 0.19328 | 0 | 0 | 0 | 0 | 0 | 0 | 0 | 0
Scenario 3: Aggressive Fuel Sub | PG&E | Com | HVAC | Com - Restaurant | Electric Demand (MW) | Energy Efficiency | 0.032048 | 0.03266 | 0.03355 | 0.034213 | 0.034705 | 0.035034 | 0.035548 | 0.035884 | 0.036087 | 0.036373 | 0.036594 | 0.0013102 | 0.39152
Scenario 3: Aggressive Fuel Sub | PG&E | Com | HVAC | Com - Restaurant | Electric Demand (MW) | Fuel Substitution | 0 | 0 | 0 | 0 | 0 | 1.9457e-06 | 1.9995e-06 | 2.0131e-06 | 2.004e-06 | 1.9812e-06 | 1.9497e-06 | 1.7212e-06 | 1.6852e-06
Scenario 3: Aggressive Fuel Sub | PG&E | Com | HVAC | Com - Restaurant | Electric Energy (GWh/year) | Energy Efficiency | 0.046007 | 0.047164 | 0.048808 | 0.050149 | 0.051234 | 0.052062 | 0.05312 | 0.053889 | 0.054431 | 0.055054 | 0.055421 | 0.05815 | 0.67228
Scenario 3: Aggressive Fuel Sub | PG&E | Com | HVAC | Com - Restaurant | Electric Energy (GWh/year) | Fuel Substitution | -0.035834 | -0.037769 | -0.039216 | -0.040151 | -0.040576 | 1.5894e-05 | 1.6333e-05 | 1.6445e-05 | 1.6371e-05 | 1.6185e-05 | 1.5927e-05 | 1.4061e-05 | 1.3766e-05
Scenario 3: Aggressive Fuel Sub | PG&E | Com | HVAC | Com - Restaurant | Gas Energy (MMTherm/year) | Energy Efficiency | 0.083791 | 0.08923 | 0.093935 | 0.097518 | 0.099933 | 0.10125 | 0.1018 | 0.10149 | 0.10053 | 0.099177 | 0.097457 | 0.068131 | 0.33974
Scenario 3: Aggressive Fuel Sub | PG&E | Com | HVAC | Com - Restaurant | Gas Energy (MMTherm/year) | Fuel Substitution | 0.008158 | 0.0086383 | 0.0090245 | 0.0093112 | 0.0094986 | 0 | 0 | 0 | 0 | 0 | 0 | 0 | 0
Scenario 3: Aggressive Fuel Sub | PG&E | Com | HVAC | Com - Retail | Electric Demand (MW) | Energy Efficiency | 0.36183 | 0.38575 | 0.40512 | 0.25727 | 1.6901 | 0.42654 | 0.45607 | 0.46726 | 0.43104 | 0.42822 | 0.4353 | 0.44101 | 0.4462
Scenario 3: Aggressive Fuel Sub | PG&E | Com | HVAC | Com - Retail | Electric Demand (MW) | Fuel Substitution | 0 | 0 | 0 | 0 | 0 | 0.0066616 | 0.0069063 | 0.0070061 | 0 | 0 | 0 | 0 | 0
Scenario 3: Aggressive Fuel Sub | PG&E | Com | HVAC | Com - Retail | Electric Energy (GWh/year) | Energy Efficiency | 0.84198 | 0.89637 | 0.8719 | 0.67111 | 3.2188 | 0.99488 | 1.0528 | 1.0788 | 0.92995 | 0.91117 | 0.92633 | 0.93839 | 0.94893
Scenario 3: Aggressive Fuel Sub | PG&E | Com | HVAC | Com - Retail | Electric Energy (GWh/year) | Fuel Substitution | -0.098799 | -0.10409 | -0.10801 | -0.099754 | -0.1008 | 0.020676 | 0.021449 | 0.021768 | 0 | 0 | 0 | 0 | 0
Scenario 3: Aggressive Fuel Sub | PG&E | Com | HVAC | Com - Retail | Gas Energy (MMTherm/year) | Energy Efficiency | 0.023471 | 0.024943 | 0.026353 | 0.015135 | 0.12075 | 0.023197 | 0.025005 | 0.025675 | 0.026156 | 0.026628 | 0.027097 | 0.027481 | 0.02784
Scenario 3: Aggressive Fuel Sub | PG&E | Com | HVAC | Com - Retail | Gas Energy (MMTherm/year) | Fuel Substitution | 0.024168 | 0.025593 | 0.026738 | 0.024937 | 0.025453 | 0 | 0 | 0 | 0 | 0 | 0 | 0 | 0
Scenario 3: Aggressive Fuel Sub | PG&E | Com | HVAC | Com - School | Electric Demand (MW) | Energy Efficiency | 0.059975 | 0.067444 | 0.0701 | 0.076364 | 0.08018 | 0.078131 | 0.07929 | 0.080252 | 0.060258 | 0.051024 | 0.051168 | 0.067933 | 0.075546
Scenario 3: Aggressive Fuel Sub | PG&E | Com | HVAC | Com - School | Electric Energy (GWh/year) | Energy Efficiency | 0.37347 | 0.40277 | 0.41237 | 0.45486 | 0.4801 | 0.4752 | 0.48002 | 0.4842 | 0.40961 | 0.37402 | 0.37479 | 0.41365 | 0.43083
Scenario 3: Aggressive Fuel Sub | PG&E | Com | HVAC | Com - School | Electric Energy (GWh/year) | Fuel Substitution | -0.1201 | -0.12481 | -0.12784 | -0.12902 | -0.12878 | 0 | 0 | 0 | 0 | 0 | 0 | 0 | 0
Scenario 3: Aggressive Fuel Sub | PG&E | Com | HVAC | Com - School | Gas Energy (MMTherm/year) | Energy Efficiency | 0.046146 | 0.048123 | 0.049185 | 0.051071 | 0.051816 | 0.041801 | 0.041911 | 0.042039 | 0.038783 | 0.037226 | 0.037195 | 0.039215 | 0.040042
Scenario 3: Aggressive Fuel Sub | PG&E | Com | HVAC | Com - School | Gas Energy (MMTherm/year) | Fuel Substitution | 0.019683 | 0.02049 | 0.021035 | 0.022015 | 0.022053 | 0 | 0 | 0 | 0 | 0 | 0 | 0 | 0
Scenario 3: Aggressive Fuel Sub | PG&E | Com | HVAC | Com - Warehouse | Electric Demand (MW) | Energy Efficiency | 0.022934 | 0.024817 | 0.026568 | 0.028163 | 0.029565 | 0.030895 | 0.031901 | 0.032781 | 0.021811 | 0.018537 | 0.018797 | 0.019003 | 0.01917
Scenario 3: Aggressive Fuel Sub | PG&E | Com | HVAC | Com - Warehouse | Electric Energy (GWh/year) | Energy Efficiency | 0.090734 | 0.098151 | 0.10509 | 0.11145 | 0.11704 | 0.12245 | 0.12644 | 0.12998 | 0.088664 | 0.066867 | 0.067772 | 0.074191 | 0.074822
Scenario 3: Aggressive Fuel Sub | PG&E | Com | HVAC | Com - Warehouse | Electric Energy (GWh/year) | Fuel Substitution | -0.083001 | -0.08821 | -0.092442 | -0.095614 | -0.097688 | 0 | 0 | 0 | 0 | 0 | 0 | 0 | 0
Scenario 3: Aggressive Fuel Sub | PG&E | Com | HVAC | Com - Warehouse | Gas Energy (MMTherm/year) | Energy Efficiency | 0.0024602 | 0.0026598 | 0.0028454 | 0.0030145 | 0.0031622 | 0.0033074 | 0.0034113 | 0.0035034 | 0.0026612 | 0.0020384 | 0.0020678 | 0.0023177 | 0.0023397
Scenario 3: Aggressive Fuel Sub | PG&E | Com | HVAC | Com - Warehouse | Gas Energy (MMTherm/year) | Fuel Substitution | 0.013115 | 0.013958 | 0.014654 | 0.015191 | 0.015565 | 0 | 0 | 0 | 0 | 0 | 0 | 0 | 0
Scenario 3: Aggressive Fuel Sub | PG&E | Com | Lighting | Com - College | Electric Demand (MW) | Energy Efficiency | 0 | 0 | 0 | 0 | 0 | 0 | 0 | 0 | 0 | 0 | 0 | 0 | 0
Scenario 3: Aggressive Fuel Sub | PG&E | Com | Lighting | Com - College | Electric Energy (GWh/year) | Energy Efficiency | 0 | 0 | 0 | 0 | 0 | 0 | 0 | 0 | 0 | 0 | 0 | 0 | 0
Scenario 3: Aggressive Fuel Sub | PG&E | Com | Lighting | Com - College | Gas Energy (MMTherm/year) | Energy Efficiency | 0 | 0 | 0 | 0 | 0 | 0 | 0 | 0 | 0 | 0 | 0 | 0 | 0
Scenario 3: Aggressive Fuel Sub | PG&E | Com | Lighting | Com - Grocery | Electric Demand (MW) | Energy Efficiency | 0.014623 | 0.014999 | 0.015321 | 0.01557 | 0.015718 | 0.015875 | 0.015984 | 0.016079 | 0.016125 | 0.016176 | 0.01623 | 0.016276 | 0.016333
Scenario 3: Aggressive Fuel Sub | PG&E | Com | Lighting | Com - Grocery | Electric Energy (GWh/year) | Energy Efficiency | 0.083617 | 0.085768 | 0.087607 | 0.089028 | 0.089875 | 0.09077 | 0.091393 | 0.091933 | 0.092197 | 0.092484 | 0.092792 | 0.093055 | 0.093381
Scenario 3: Aggressive Fuel Sub | PG&E | Com | Lighting | Com - Grocery | Gas Energy (MMTherm/year) | Energy Efficiency | -0.0011543 | -0.0011839 | -0.0012093 | -0.0012289 | -0.0012405 | -0.0012528 | -0.0012614 | -0.0012688 | -0.0012724 | -0.0012763 | -0.0012805 | -0.0012841 | -0.0012886
Scenario 3: Aggressive Fuel Sub | PG&E | Com | Lighting | Com - Health | Electric Demand (MW) | Energy Efficiency | 0.03477 | 0.035693 | 0.036919 | 0.037319 | 0.037835 | 0.038235 | 0.038506 | 0.038704 | 0.038762 | 0.038625 | 0.03831 | 0.038434 | 0.038573
Scenario 3: Aggressive Fuel Sub | PG&E | Com | Lighting | Com - Health | Electric Energy (GWh/year) | Energy Efficiency | 0.20731 | 0.21281 | 0.22011 | 0.22248 | 0.22555 | 0.22793 | 0.22953 | 0.23069 | 0.23102 | 0.2302 | 0.22831 | 0.22904 | 0.22986
Scenario 3: Aggressive Fuel Sub | PG&E | Com | Lighting | Com - Health | Gas Energy (MMTherm/year) | Energy Efficiency | -0.0025147 | -0.0025814 | -0.00267 | -0.0026988 | -0.0027361 | -0.002765 | -0.0027845 | -0.0027988 | -0.0028028 | -0.0027929 | -0.00277 | -0.002779 | -0.0027889
Scenario 3: Aggressive Fuel Sub | PG&E | Com | Lighting | Com - Lodging | Electric Demand (MW) | Energy Efficiency | 0 | 0 | 0 | 0 | 0 | 0 | 0 | 0 | 0 | 0 | 0 | 0 | 0
Scenario 3: Aggressive Fuel Sub | PG&E | Com | Lighting | Com - Lodging | Electric Energy (GWh/year) | Energy Efficiency | 0 | 0 | 0 | 0 | 0 | 0 | 0 | 0 | 0 | 0 | 0 | 0 | 0
Scenario 3: Aggressive Fuel Sub | PG&E | Com | Lighting | Com - Lodging | Gas Energy (MMTherm/year) | Energy Efficiency | 0 | 0 | 0 | 0 | 0 | 0 | 0 | 0 | 0 | 0 | 0 | 0 | 0
Scenario 3: Aggressive Fuel Sub | PG&E | Com | Lighting | Com - Office (Large) | Electric Demand (MW) | Energy Efficiency | 0.029447 | 0.030873 | 0.032232 | 0.033273 | 0.034243 | 0.034991 | 0.035698 | 0.036328 | 0.036911 | 0.037531 | 0.03801 | 0.038419 | 0.038778
Scenario 3: Aggressive Fuel Sub | PG&E | Com | Lighting | Com - Office (Large) | Electric Energy (GWh/year) | Energy Efficiency | 0.21104 | 0.22126 | 0.231 | 0.23846 | 0.2454 | 0.25077 | 0.25583 | 0.26035 | 0.26453 | 0.26898 | 0.27241 | 0.27534 | 0.27791
Scenario 3: Aggressive Fuel Sub | PG&E | Com | Lighting | Com - Office (Large) | Gas Energy (MMTherm/year) | Energy Efficiency | -0.0009843 | -0.001032 | -0.0010774 | -0.0011122 | -0.0011446 | -0.0011696 | -0.0011932 | -0.0012143 | -0.0012338 | -0.0012545 | -0.0012705 | -0.0012842 | -0.0012962
Scenario 3: Aggressive Fuel Sub | PG&E | Com | Lighting | Com - Office (Small) | Electric Demand (MW) | Energy Efficiency | 0 | 0 | 0 | 0 | 0 | 0 | 0 | 0 | 0 | 0 | 0 | 0 | 0
Scenario 3: Aggressive Fuel Sub | PG&E | Com | Lighting | Com - Office (Small) | Electric Energy (GWh/year) | Energy Efficiency | 0 | 0 | 0 | 0 | 0 | 0 | 0 | 0 | 0 | 0 | 0 | 0 | 0
Scenario 3: Aggressive Fuel Sub | PG&E | Com | Lighting | Com - Office (Small) | Gas Energy (MMTherm/year) | Energy Efficiency | 0 | 0 | 0 | 0 | 0 | 0 | 0 | 0 | 0 | 0 | 0 | 0 | 0
Scenario 3: Aggressive Fuel Sub | PG&E | Com | Lighting | Com - Other | Electric Demand (MW) | Energy Efficiency | 0 | 0 | 0 | 0 | 0 | 0 | 0 | 0 | 0 | 0 | 0 | 0 | 0
Scenario 3: Aggressive Fuel Sub | PG&E | Com | Lighting | Com - Other | Electric Energy (GWh/year) | Energy Efficiency | 0 | 0 | 0 | 0 | 0 | 0 | 0 | 0 | 0 | 0 | 0 | 0 | 0
Scenario 3: Aggressive Fuel Sub | PG&E | Com | Lighting | Com - Other | Gas Energy (MMTherm/year) | Energy Efficiency | 0 | 0 | 0 | 0 | 0 | 0 | 0 | 0 | 0 | 0 | 0 | 0 | 0
Scenario 3: Aggressive Fuel Sub | PG&E | Com | Lighting | Com - Refrig. Warehouse | Electric Demand (MW) | Energy Efficiency | 0.00020335 | 0.00020868 | 0.00021301 | 0.00021655 | 0.00021947 | 0.00022197 | 0.00022372 | 0.00022539 | 0.00022635 | 0.00022736 | 0.0002281 | 0.00022887 | 0.0002297
Scenario 3: Aggressive Fuel Sub | PG&E | Com | Lighting | Com - Refrig. Warehouse | Electric Energy (GWh/year) | Energy Efficiency | 0.0018684 | 0.0019175 | 0.0019573 | 0.0019899 | 0.0020168 | 0.0020398 | 0.002056 | 0.0020714 | 0.0020803 | 0.0020896 | 0.0020965 | 0.0021037 | 0.0021113
Scenario 3: Aggressive Fuel Sub | PG&E | Com | Lighting | Com - Restaurant | Electric Demand (MW) | Energy Efficiency | 0.0034858 | 0.0036506 | 0.0038004 | 0.003924 | 0.0040245 | 0.0080679 | 0.0089686 | 0.0089762 | 0.0089722 | 0.0054897 | 0.0046874 | 0.0032352 | 0.016614
Scenario 3: Aggressive Fuel Sub | PG&E | Com | Lighting | Com - Restaurant | Electric Energy (GWh/year) | Energy Efficiency | 0.020906 | 0.021894 | 0.022793 | 0.023534 | 0.024136 | 0.048363 | 0.05376 | 0.053806 | 0.053783 | 0.032919 | 0.028112 | 0.019403 | 0.099643
Scenario 3: Aggressive Fuel Sub | PG&E | Com | Lighting | Com - Restaurant | Gas Energy (MMTherm/year) | Energy Efficiency | -0.00022656 | -0.00023726 | -0.00024701 | -0.00025504 | -0.00026157 | -0.00052426 | -0.00058278 | -0.00058327 | -0.00058302 | -0.00035678 | -0.00030465 | -0.00021027 | -0.0010798
Scenario 3: Aggressive Fuel Sub | PG&E | Com | Lighting | Com - Retail | Electric Demand (MW) | Energy Efficiency | 0.071097 | 0.072885 | 0.074407 | 0.053773 | 0.21445 | 0.073795 | 0.07526 | 0.075809 | 0.076129 | 0.076448 | 0.076782 | 0.07707 | 0.077399
Scenario 3: Aggressive Fuel Sub | PG&E | Com | Lighting | Com - Retail | Electric Energy (GWh/year) | Energy Efficiency | 0.42331 | 0.43395 | 0.44302 | 0.32016 | 1.2769 | 0.43939 | 0.44812 | 0.45139 | 0.4533 | 0.45521 | 0.4572 | 0.45892 | 0.46088
Scenario 3: Aggressive Fuel Sub | PG&E | Com | Lighting | Com - Retail | Gas Energy (MMTherm/year) | Energy Efficiency | -0.0026038 | -0.0026693 | -0.0027252 | -0.0019694 | -0.0078556 | -0.002703 | -0.0027567 | -0.0027769 | -0.0027887 | -0.0028005 | -0.0028127 | -0.0028233 | -0.0028355
Scenario 3: Aggressive Fuel Sub | PG&E | Com | Lighting | Com - School | Electric Demand (MW) | Energy Efficiency | 0 | 0 | 0 | 0 | 0 | 0 | 0 | 0 | 0 | 0 | 0 | 0 | 0
Scenario 3: Aggressive Fuel Sub | PG&E | Com | Lighting | Com - School | Electric Energy (GWh/year) | Energy Efficiency | 0 | 0 | 0 | 0 | 0 | 0 | 0 | 0 | 0 | 0 | 0 | 0 | 0
Scenario 3: Aggressive Fuel Sub | PG&E | Com | Lighting | Com - School | Gas Energy (MMTherm/year) | Energy Efficiency | 0 | 0 | 0 | 0 | 0 | 0 | 0 | 0 | 0 | 0 | 0 | 0 | 0
Scenario 3: Aggressive Fuel Sub | PG&E | Com | Lighting | Com - Warehouse | Electric Demand (MW) | Energy Efficiency | 0.00044007 | 0.00046506 | 0.00048804 | 0.00050893 | 0.00052717 | 0.0005446 | 0.00056573 | 0.00058645 | 0.00018426 | 0 | 0 | 0 | 0
Scenario 3: Aggressive Fuel Sub | PG&E | Com | Lighting | Com - Warehouse | Electric Energy (GWh/year) | Energy Efficiency | 0.0035238 | 0.0037239 | 0.0039079 | 0.0040752 | 0.0042213 | 0.0043608 | 0.00453 | 0.0046959 | 0.0014754 | 0 | 0 | 0 | 0
Scenario 3: Aggressive Fuel Sub | PG&E | Com | Lighting | Com - Warehouse | Gas Energy (MMTherm/year) | Energy Efficiency | -2.4801e-05 | -2.6209e-05 | -2.7504e-05 | -2.8682e-05 | -2.971e-05 | -3.0692e-05 | -3.1882e-05 | -3.305e-05 | -1.0384e-05 | 0 | 0 | 0 | 0
Scenario 3: Aggressive Fuel Sub | PG&E | Com | WaterHeat | Com - College | Electric Demand (MW) | Energy Efficiency | -9.8944e-06 | -1.5388e-05 | -3.0965e-05 | 2.7194e-05 | -3.2267e-05 | 2.5037e-05 | 3.1418e-05 | 3.9331e-05 | 4.9387e-05 | 6.1936e-05 | 7.7585e-05 | 9.6938e-05 | 0.00012134
Scenario 3: Aggressive Fuel Sub | PG&E | Com | WaterHeat | Com - College | Electric Demand (MW) | Fuel Substitution | 0 | 0 | 0 | 0 | 0 | 0.24636 | 0.31319 | 0.3895 | 0.47238 | 0.60124 | 0.76655 | 0.9324 | 1.0992
Scenario 3: Aggressive Fuel Sub | PG&E | Com | WaterHeat | Com - College | Electric Energy (GWh/year) | Energy Efficiency | -9.3634e-05 | -0.00014553 | -0.00029099 | 0.00024383 | -0.0003083 | 0.0002054 | 0.00025775 | 0.00032266 | 0.00040516 | 0.0005081 | 0.00063649 | 0.00079525 | 0.00099543
Scenario 3: Aggressive Fuel Sub | PG&E | Com | WaterHeat | Com - College | Electric Energy (GWh/year) | Fuel Substitution | -0.74145 | -0.91227 | -1.1121 | -1.3458 | -1.6175 | 2.1005 | 2.6702 | 3.3207 | 4.0271 | 5.1256 | 6.5348 | 7.9482 | 9.3698
Scenario 3: Aggressive Fuel Sub | PG&E | Com | WaterHeat | Com - College | Gas Energy (MMTherm/year) | Energy Efficiency | 0.042715 | 0.069297 | 0.060734 | 0.10046 | 0.09335 | 0.09271 | 0.10947 | 0.12468 | 0.13575 | 0.14135 | 0.13922 | 0.12898 | 0.11206
Scenario 3: Aggressive Fuel Sub | PG&E | Com | WaterHeat | Com - College | Gas Energy (MMTherm/year) | Fuel Substitution | 0.083556 | 0.1028 | 0.12537 | 0.15181 | 0.18264 | 0 | 0 | 0 | 0 | 0 | 0 | 0 | 0
Scenario 3: Aggressive Fuel Sub | PG&E | Com | WaterHeat | Com - Grocery | Electric Demand (MW) | Energy Efficiency | 4.4708e-05 | 5.4098e-05 | 6.5902e-05 | 8.0682e-05 | 9.905e-05 | 0.00011421 | 0.00014345 | 0.00018017 | 0.00022595 | 0.00028344 | 0.00035563 | 0.0004461 | 0.00055981
Scenario 3: Aggressive Fuel Sub | PG&E | Com | WaterHeat | Com - Grocery | Electric Energy (GWh/year) | Energy Efficiency | 0.00023603 | 0.00028563 | 0.00034799 | 0.00042606 | 0.0005231 | 0.00060331 | 0.00075779 | 0.00095173 | 0.0011936 | 0.0014972 | 0.0018786 | 0.0023565 | 0.0029571
Scenario 3: Aggressive Fuel Sub | PG&E | Com | WaterHeat | Com - Grocery | Electric Energy (GWh/year) | Fuel Substitution | -0.028891 | -0.035256 | -0.043058 | -0.052582 | -0.064082 | 0 | 0 | 0 | 0 | 0 | 0 | 0 | 0
Scenario 3: Aggressive Fuel Sub | PG&E | Com | WaterHeat | Com - Grocery | Gas Energy (MMTherm/year) | Energy Efficiency | 0.026413 | 0.031409 | 0.037185 | 0.043763 | 0.05109 | 0.057131 | 0.06543 | 0.073609 | 0.081036 | 0.086985 | 0.09067 | 0.091384 | 0.088756
Scenario 3: Aggressive Fuel Sub | PG&E | Com | WaterHeat | Com - Grocery | Gas Energy (MMTherm/year) | Fuel Substitution | 0.0038766 | 0.0047307 | 0.0057776 | 0.0070555 | 0.0085986 | 0 | 0 | 0 | 0 | 0 | 0 | 0 | 0
Scenario 3: Aggressive Fuel Sub | PG&E | Com | WaterHeat | Com - Health | Electric Demand (MW) | Energy Efficiency | 2.0314e-05 | 1.2915e-05 | 7.8895e-06 | 5.0276e-06 | 7.345e-06 | 0.00017684 | 0.00022286 | 0.00028052 | 0.00035233 | 0.0004413 | 0.00055129 | 0.00069246 | 0.00086968
Scenario 3: Aggressive Fuel Sub | PG&E | Com | WaterHeat | Com - Health | Electric Demand (MW) | Fuel Substitution | 0 | 0 | 0 | 0 | 0 | 0.64684 | 0.8273 | 1.0348 | 1.2617 | 1.6042 | 2.0624 | 2.5256 | 2.994
Scenario 3: Aggressive Fuel Sub | PG&E | Com | WaterHeat | Com - Health | Electric Energy (GWh/year) | Energy Efficiency | 0.00013043 | 6.7272e-05 | 2.3267e-05 | -1.7369e-06 | 1.6199e-05 | 0.0014789 | 0.0018638 | 0.0023459 | 0.0029465 | 0.0036905 | 0.0046104 | 0.005791 | 0.007273
Scenario 3: Aggressive Fuel Sub | PG&E | Com | WaterHeat | Com - Health | Electric Energy (GWh/year) | Fuel Substitution | -1.9386 | -2.4008 | -2.9453 | -3.5845 | -4.3313 | 5.6128 | 7.1785 | 8.9789 | 10.9468 | 13.9182 | 17.8935 | 21.911 | 25.9727
Scenario 3: Aggressive Fuel Sub | PG&E | Com | WaterHeat | Com - Health | Gas Energy (MMTherm/year) | Energy Efficiency | 0.09558 | 0.11035 | 0.12833 | 0.14762 | 0.16041 | 0.1367 | 0.15477 | 0.16818 | 0.1749 | 0.17291 | 0.16179 | 0.14298 | 0.11938
Scenario 3: Aggressive Fuel Sub | PG&E | Com | WaterHeat | Com - Health | Gas Energy (MMTherm/year) | Fuel Substitution | 0.22458 | 0.27796 | 0.34104 | 0.41531 | 0.50233 | 0 | 0 | 0 | 0 | 0 | 0 | 0 | 0
Scenario 3: Aggressive Fuel Sub | PG&E | Com | WaterHeat | Com - Lodging | Electric Demand (MW) | Energy Efficiency | 0.0087077 | 0.0087818 | 0.0085589 | 0.0080441 | 0.007283 | 0.0059724 | 0.0049461 | 0.0038872 | 6.6092e-05 | 8.3328e-05 | 0.00018787 | 0.00020799 | 0.00028316
Scenario 3: Aggressive Fuel Sub | PG&E | Com | WaterHeat | Com - Lodging | Electric Demand (MW) | Fuel Substitution | 0 | 0 | 0 | 0 | 0 | 0.62935 | 0.80099 | 0.99852 | 1.2146 | 1.5662 | 2.0118 | 2.4617 | 2.9159
Scenario 3: Aggressive Fuel Sub | PG&E | Com | WaterHeat | Com - Lodging | Electric Energy (GWh/year) | Energy Efficiency | 0.030647 | 0.030835 | 0.03006 | 0.028326 | 0.025812 | 0.019827 | 0.016619 | 0.013307 | 0.0005381 | 0.00067848 | 0.0014757 | 0.0016443 | 0.0022331
Scenario 3: Aggressive Fuel Sub | PG&E | Com | WaterHeat | Com - Lodging | Electric Energy (GWh/year) | Fuel Substitution | -1.9738 | -2.4329 | -2.9749 | -3.6131 | -4.361 | 5.319 | 6.7693 | 8.4383 | 10.2634 | 13.235 | 17.0001 | 20.8004 | 24.6371
Scenario 3: Aggressive Fuel Sub | PG&E | Com | WaterHeat | Com - Lodging | Gas Energy (MMTherm/year) | Energy Efficiency | 0.32214 | 0.34075 | 0.36017 | 0.37816 | 0.39606 | 0.16789 | 0.17561 | 0.17568 | 0.13807 | 0.12066 | 0.00033159 | 0.085652 | 0.065555
Scenario 3: Aggressive Fuel Sub | PG&E | Com | WaterHeat | Com - Lodging | Gas Energy (MMTherm/year) | Fuel Substitution | 0.22448 | 0.27665 | 0.33843 | 0.41139 | 0.49714 | 0 | 0 | 0 | 0 | 0 | 0 | 0 | 0
Scenario 3: Aggressive Fuel Sub | PG&E | Com | WaterHeat | Com - Office (Large) | Electric Demand (MW) | Energy Efficiency | 3.6702e-05 | 3.7231e-05 | 3.8424e-05 | 4.0336e-05 | 4.359e-05 | 4.2376e-05 | 5.3596e-05 | 6.7577e-05 | 8.4985e-05 | 0.00010707 | 0.00013475 | 0.00016956 | 0.00021334
Scenario 3: Aggressive Fuel Sub | PG&E | Com | WaterHeat | Com - Office (Large) | Electric Demand (MW) | Fuel Substitution | 0 | 0 | 0 | 0 | 0 | 0.074902 | 0.094301 | 0.11644 | 0.14044 | 0.18422 | 0.23488 | 0.2854 | 0.33572
Scenario 3: Aggressive Fuel Sub | PG&E | Com | WaterHeat | Com - Office (Large) | Electric Energy (GWh/year) | Energy Efficiency | 0.00070821 | 0.00071311 | 0.0007297 | 0.0007588 | 0.00081216 | 0.0007743 | 0.00097931 | 0.0012348 | 0.0015529 | 0.0019564 | 0.0024622 | 0.0030981 | 0.0038981
Scenario 3: Aggressive Fuel Sub | PG&E | Com | WaterHeat | Com - Office (Large) | Electric Energy (GWh/year) | Fuel Substitution | -0.42547 | -0.52185 | -0.63395 | -0.76396 | -0.91414 | 1.4222 | 1.7905 | 2.2107 | 2.6664 | 3.4976 | 4.4592 | 5.418 | 6.3728
Scenario 3: Aggressive Fuel Sub | PG&E | Com | WaterHeat | Com - Office (Large) | Gas Energy (MMTherm/year) | Energy Efficiency | 0.29345 | 0.30906 | 0.308 | 0.28576 | 0.24458 | 0.1519 | 0.095333 | 0.04461 | 0.0048892 | 0 | 0 | 0 | 0
Scenario 3: Aggressive Fuel Sub | PG&E | Com | WaterHeat | Com - Office (Large) | Gas Energy (MMTherm/year) | Fuel Substitution | 0.047093 | 0.05776 | 0.070179 | 0.084599 | 0.10127 | 0 | 0 | 0 | 0 | 0 | 0 | 0 | 0
Scenario 3: Aggressive Fuel Sub | PG&E | Com | WaterHeat | Com - Office (Small) | Electric Demand (MW) | Energy Efficiency | -1.8273e-07 | -1.6926e-07 | -1.3399e-07 | -3.7526e-09 | -4.664e-07 | 1.4174e-06 | 1.8416e-06 | 2.3641e-06 | 3.0103e-06 | 3.8157e-06 | 4.8216e-06 | 6.08e-06 | 7.6568e-06
Scenario 3: Aggressive Fuel Sub | PG&E | Com | WaterHeat | Com - Office (Small) | Electric Demand (MW) | Fuel Substitution | 0 | 0 | 0 | 0 | 0 | 0.0030387 | 0.0038639 | 0.0048118 | 0.0058439 | 0.0077463 | 0.0098801 | 0.012016 | 0.014159
Scenario 3: Aggressive Fuel Sub | PG&E | Com | WaterHeat | Com - Office (Small) | Electric Energy (GWh/year) | Energy Efficiency | -2.583e-05 | -2.5341e-05 | -2.2561e-05 | -6.2177e-06 | -8.3883e-05 | 0.00015478 | 0.00020109 | 0.00025814 | 0.00032871 | 0.00041665 | 0.00052649 | 0.0006639 | 0.00083607
Scenario 3: Aggressive Fuel Sub | PG&E | Com | WaterHeat | Com - Office (Small) | Electric Energy (GWh/year) | Fuel Substitution | -0.11337 | -0.13933 | -0.1695 | -0.17099 | -0.2147 | 0.34478 | 0.43839 | 0.54591 | 0.66296 | 0.8788 | 1.1208 | 1.3631 | 1.606
Scenario 3: Aggressive Fuel Sub | PG&E | Com | WaterHeat | Com - Office (Small) | Gas Energy (MMTherm/year) | Energy Efficiency | 0.065207 | 0.081507 | 0.00097628 | 0.084697 | 0.10437 | 0.11606 | 0.12909 | 0.1368 | 0.13682 | 0.12812 | 0.11159 | 0.089979 | 0.066883
Scenario 3: Aggressive Fuel Sub | PG&E | Com | WaterHeat | Com - Office (Small) | Gas Energy (MMTherm/year) | Fuel Substitution | 0.012461 | 0.015313 | 0.018632 | 0.018796 | 0.023698 | 0 | 0 | 0 | 0 | 0 | 0 | 0 | 0
Scenario 3: Aggressive Fuel Sub | PG&E | Com | WaterHeat | Com - Other | Electric Demand (MW) | Energy Efficiency | -0.00017428 | -0.00018362 | -0.00017885 | -0.00015255 | -9.5809e-05 | 0.0010651 | 0.0013325 | 0.0016659 | 0.0020737 | 0.0025937 | 0.0032442 | 0.0040566 | 0.0050735
Scenario 3: Aggressive Fuel Sub | PG&E | Com | WaterHeat | Com - Other | Electric Demand (MW) | Fuel Substitution | 0 | 0 | 0 | 0 | 0 | 2.9346 | 3.7236 | 4.6246 | 5.6017 | 7.1012 | 9.0441 | 10.9887 | 12.9386
Scenario 3: Aggressive Fuel Sub | PG&E | Com | WaterHeat | Com - Other | Electric Energy (GWh/year) | Energy Efficiency | -0.0011187 | -0.0011771 | -0.0011435 | -0.00097019 | -0.00059916 | 0.006887 | 0.008626 | 0.010793 | 0.013462 | 0.016837 | 0.02106 | 0.026333 | 0.032935
Scenario 3: Aggressive Fuel Sub | PG&E | Com | WaterHeat | Com - Other | Electric Energy (GWh/year) | Fuel Substitution | -7.4795 | -9.1695 | -11.146 | -13.4529 | -16.1339 | 19.8176 | 25.1451 | 31.2285 | 37.8242 | 47.9489 | 61.0668 | 74.1932 | 87.3528
Scenario 3: Aggressive Fuel Sub | PG&E | Com | WaterHeat | Com - Other | Gas Energy (MMTherm/year) | Energy Efficiency | 0.21058 | 0.25323 | 0.30067 | 0.3547 | 0.41481 | 0.39541 | 0.45426 | 0.50751 | 0.54045 | 0.55964 | 0.55145 | 0.51405 | 0.45189
Scenario 3: Aggressive Fuel Sub | PG&E | Com | WaterHeat | Com - Other | Gas Energy (MMTherm/year) | Fuel Substitution | 0.83102 | 1.0187 | 1.2387 | 1.4961 | 1.7959 | 0 | 0 | 0 | 0 | 0 | 0 | 0 | 0
Scenario 3: Aggressive Fuel Sub | PG&E | Com | WaterHeat | Com - Refrig. Warehouse | Electric Demand (MW) | Energy Efficiency | 1.9415e-06 | 2.4161e-06 | 3.0386e-06 | 3.8545e-06 | 4.9213e-06 | 7.553e-06 | 9.534e-06 | 1.2032e-05 | 1.5159e-05 | 1.91e-05 | 2.4048e-05 | 3.0278e-05 | 3.8118e-05
Scenario 3: Aggressive Fuel Sub | PG&E | Com | WaterHeat | Com - Refrig. Warehouse | Electric Demand (MW) | Fuel Substitution | 0 | 0 | 0 | 0 | 0 | 0.0043085 | 0.0054908 | 0.0068568 | 0.0083547 | 0.010761 | 0.013834 | 0.016939 | 0.020069
Scenario 3: Aggressive Fuel Sub | PG&E | Com | WaterHeat | Com - Refrig. Warehouse | Electric Energy (GWh/year) | Energy Efficiency | 2.2311e-05 | 2.7752e-05 | 3.4899e-05 | 4.428e-05 | 5.6559e-05 | 8.7367e-05 | 0.00011028 | 0.00013918 | 0.00017534 | 0.00022093 | 0.00027817 | 0.00035023 | 0.00044092
Scenario 3: Aggressive Fuel Sub | PG&E | Com | WaterHeat | Com - Refrig. Warehouse | Electric Energy (GWh/year) | Fuel Substitution | -0.018517 | -0.022847 | -0.027971 | -0.034023 | -0.041128 | 0.051656 | 0.065828 | 0.0822 | 0.10015 | 0.12899 | 0.16583 | 0.20304 | 0.24055
Scenario 3: Aggressive Fuel Sub | PG&E | Com | WaterHeat | Com - Refrig. Warehouse | Gas Energy (MMTherm/year) | Energy Efficiency | 0.0065759 | 0.0085466 | 0.0106 | 0.013037 | 0.015882 | 0.018708 | 0.022248 | 0.025924 | 0.029433 | 0.032361 | 0.034242 | 0.034674 | 0.033429
Scenario 3: Aggressive Fuel Sub | PG&E | Com | WaterHeat | Com - Refrig. Warehouse | Gas Energy (MMTherm/year) | Fuel Substitution | 0.0021818 | 0.0026917 | 0.0032973 | 0.0040145 | 0.0048591 | 0 | 0 | 0 | 0 | 0 | 0 | 0 | 0
Scenario 3: Aggressive Fuel Sub | PG&E | Com | WaterHeat | Com - Restaurant | Electric Demand (MW) | Energy Efficiency | -0.00031971 | -0.00036522 | -0.00041091 | -0.00045357 | -0.00049019 | 0.00025813 | 0.00032284 | 0.00040347 | 0.00050399 | 0.00062965 | 0.00078643 | 0.0007788 | 0.0026128
Scenario 3: Aggressive Fuel Sub | PG&E | Com | WaterHeat | Com - Restaurant | Electric Demand (MW) | Fuel Substitution | 0 | 0 | 0 | 0 | 0 | 2.1671 | 2.7388 | 3.3883 | 4.0899 | 5.1777 | 6.5709 | 7.1562 | 8.9745
Scenario 3: Aggressive Fuel Sub | PG&E | Com | WaterHeat | Com - Restaurant | Electric Energy (GWh/year) | Energy Efficiency | -0.0016344 | -0.0018672 | -0.0021009 | -0.0023191 | -0.0025063 | 0.0013228 | 0.0016543 | 0.0020675 | 0.0025826 | 0.0032265 | 0.0040299 | 0.0039908 | 0.013389
Scenario 3: Aggressive Fuel Sub | PG&E | Com | WaterHeat | Com - Restaurant | Electric Energy (GWh/year) | Fuel Substitution | -3.3817 | -4.1412 | -5.0192 | -6.0318 | -7.195 | 11.5479 | 14.5945 | 18.0549 | 21.7922 | 27.5883 | 35.0107 | 38.1264 | 47.8144
Scenario 3: Aggressive Fuel Sub | PG&E | Com | WaterHeat | Com - Restaurant | Gas Energy (MMTherm/year) | Energy Efficiency | 0.051101 | 0.059886 | 0.069597 | 0.08015 | 0.091032 | 0.060061 | 0.065178 | 0.067622 | 0.066483 | 0.061568 | 0.0066655 | 0.046149 | 0.046485
Scenario 3: Aggressive Fuel Sub | PG&E | Com | WaterHeat | Com - Restaurant | Gas Energy (MMTherm/year) | Fuel Substitution | 0.38524 | 0.47174 | 0.57181 | 0.68733 | 0.82015 | 0 | 0 | 0 | 0 | 0 | 0 | 0 | 0
Scenario 3: Aggressive Fuel Sub | PG&E | Com | WaterHeat | Com - Retail | Electric Demand (MW) | Energy Efficiency | 0.0030078 | 0.0031415 | 7.9439e-06 | 0.0028473 | 0.0027827 | 0.0026482 | 0.0024185 | 0.002133 | 0.00013491 | 0.00016978 | 0.00021335 | 0.00026776 | 0.00033593
Scenario 3: Aggressive Fuel Sub | PG&E | Com | WaterHeat | Com - Retail | Electric Demand (MW) | Fuel Substitution | 0 | 0 | 0 | 0 | 0 | 0.094984 | 0.12048 | 0.14965 | 0.18131 | 0.23325 | 0.29708 | 0.36093 | 0.42495
Scenario 3: Aggressive Fuel Sub | PG&E | Com | WaterHeat | Com - Retail | Electric Energy (GWh/year) | Energy Efficiency | 0.0095407 | 0.0099716 | 4.8135e-05 | 0.0090606 | 0.0089061 | 0.0085994 | 0.0079308 | 0.0070964 | 0.00084927 | 0.0010687 | 0.001343 | 0.0016855 | 0.0021146
Scenario 3: Aggressive Fuel Sub | PG&E | Com | WaterHeat | Com - Retail | Electric Energy (GWh/year) | Fuel Substitution | -0.19423 | -0.23789 | -0.28828 | -0.31684 | -0.38377 | 0.62273 | 0.78984 | 0.98102 | 1.1885 | 1.529 | 1.9474 | 2.3658 | 2.7852
Scenario 3: Aggressive Fuel Sub | PG&E | Com | WaterHeat | Com - Retail | Gas Energy (MMTherm/year) | Energy Efficiency | 0.12015 | 0.15148 | 0.14393 | 0.20647 | 0.25181 | 0.29123 | 0.33368 | 0.36969 | 0.39025 | 0.39679 | 0.38283 | 0.34883 | 0.29921
Scenario 3: Aggressive Fuel Sub | PG&E | Com | WaterHeat | Com - Retail | Gas Energy (MMTherm/year) | Fuel Substitution | 0.020699 | 0.025349 | 0.030718 | 0.033759 | 0.040904 | 0 | 0 | 0 | 0 | 0 | 0 | 0 | 0
Scenario 3: Aggressive Fuel Sub | PG&E | Com | WaterHeat | Com - School | Electric Demand (MW) | Energy Efficiency | 0.00087776 | 0.00030917 | -4.1909e-08 | -5.2922e-08 | -6.6646e-08 | -8.4001e-08 | -1.0574e-07 | -1.3315e-07 | -1.6757e-07 | -2.1089e-07 | -2.6538e-07 | -3.3419e-07 | -4.2044e-07
Scenario 3: Aggressive Fuel Sub | PG&E | Com | WaterHeat | Com - School | Electric Demand (MW) | Fuel Substitution | 0 | 0 | 0 | 0 | 0 | -0.00048792 | -0.00061389 | -0.00075675 | -0.00091089 | -0.0011884 | -0.0015085 | -0.0018274 | -0.0021456
Scenario 3: Aggressive Fuel Sub | PG&E | Com | WaterHeat | Com - School | Electric Energy (GWh/year) | Energy Efficiency | 0.0024834 | 0.00058815 | -0.00048365 | -0.0005678 | -0.00063558 | 0.00068662 | 0.00086433 | 0.0010884 | 0.0013697 | 0.0017239 | 0.0021693 | 0.0027318 | 0.0034368
Scenario 3: Aggressive Fuel Sub | PG&E | Com | WaterHeat | Com - School | Electric Energy (GWh/year) | Fuel Substitution | -1.2704 | -1.5573 | -1.8905 | -2.2766 | -2.722 | 4.1313 | 5.1979 | 6.4074 | 7.7123 | 10.0621 | 12.7718 | 15.4721 | 18.1648
Scenario 3: Aggressive Fuel Sub | PG&E | Com | WaterHeat | Com - School | Gas Energy (MMTherm/year) | Energy Efficiency | 0.15754 | 0.17668 | 0.19065 | 0.19607 | 0.19037 | 0.13925 | 0.11186 | 0.080349 | 0.049829 | 0.024018 | 0.0044618 | 0.0018574 | 0.0018655
Scenario 3: Aggressive Fuel Sub | PG&E | Com | WaterHeat | Com - School | Gas Energy (MMTherm/year) | Fuel Substitution | 0.14367 | 0.17612 | 0.21384 | 0.25759 | 0.30809 | 0 | 0 | 0 | 0 | 0 | 0 | 0 | 0
Scenario 3: Aggressive Fuel Sub | PG&E | Com | WaterHeat | Com - Warehouse | Electric Demand (MW) | Energy Efficiency | 0.0018255 | 0.0020917 | 0.0023515 | 0.002592 | 0.0027987 | 0.0029554 | 0.0030485 | 0.0030664 | 7.8192e-06 | 9.8442e-06 | 1.2379e-05 | 1.5562e-05 | 1.9562e-05
Scenario 3: Aggressive Fuel Sub | PG&E | Com | WaterHeat | Com - Warehouse | Electric Demand (MW) | Fuel Substitution | 0 | 0 | 0 | 0 | 0 | 0.0017191 | 0.002194 | 0.0027419 | 0.0033415 | 0.004342 | 0.0055594 | 0.0067861 | 0.0080233
Scenario 3: Aggressive Fuel Sub | PG&E | Com | WaterHeat | Com - Warehouse | Electric Energy (GWh/year) | Energy Efficiency | 0.0058314 | 0.0066816 | 0.0075132 | 0.008286 | 0.0089549 | 0.009462 | 0.0097813 | 0.0098688 | 0.00021056 | 0.00026509 | 0.00033334 | 0.00041906 | 0.00052677
Scenario 3: Aggressive Fuel Sub | PG&E | Com | WaterHeat | Com - Warehouse | Electric Energy (GWh/year) | Fuel Substitution | -0.019508 | -0.024264 | -0.029872 | -0.036476 | -0.044225 | 0.048147 | 0.061447 | 0.076788 | 0.093574 | 0.12159 | 0.15568 | 0.19002 | 0.22464
Scenario 3: Aggressive Fuel Sub | PG&E | Com | WaterHeat | Com - Warehouse | Gas Energy (MMTherm/year) | Energy Efficiency | 0.085502 | 0.10719 | 0.13285 | 0.16249 | 0.19561 | 0.22958 | 0.2663 | 0.29897 | 0.32112 | 0.33513 | 0.33439 | 0.31761 | 0.28635
Scenario 3: Aggressive Fuel Sub | PG&E | Com | WaterHeat | Com - Warehouse | Gas Energy (MMTherm/year) | Fuel Substitution | 0.002217 | 0.0027548 | 0.0033907 | 0.0041416 | 0.0050252 | 0 | 0 | 0 | 0 | 0 | 0 | 0 | 0
Scenario 3: Aggressive Fuel Sub | PG&E | Com | WholeBlg | Com - College | Electric Demand (MW) | Energy Efficiency | 0.046922 | 0.047834 | 0.048653 | 0.049593 | 0.050664 | 0.051819 | 0.053343 | 0.055 | 0.056341 | 0.058871 | 0.060018 | 0.060786 | 0.062691
Scenario 3: Aggressive Fuel Sub | PG&E | Com | WholeBlg | Com - College | Electric Energy (GWh/year) | Energy Efficiency | 0.43532 | 0.44416 | 0.45208 | 0.4613 | 0.4716 | 0.48263 | 0.49717 | 0.51277 | 0.52575 | 0.54954 | 0.56057 | 0.56791 | 0.58578
Scenario 3: Aggressive Fuel Sub | PG&E | Com | WholeBlg | Com - College | Gas Energy (MMTherm/year) | Energy Efficiency | 0.0076038 | 0.0075491 | 0.007467 | 0.0073947 | 0.0073108 | 0.0072089 | 0.0071095 | 0.0070048 | 0.0069183 | 0.0068475 | 0.0067775 | 0.006695 | 0.0067304
Scenario 3: Aggressive Fuel Sub | PG&E | Com | WholeBlg | Com - Grocery | Electric Demand (MW) | Energy Efficiency | 0.41062 | 0.42163 | 0.43225 | 0.4444 | 0.4581 | 0.47246 | 0.48825 | 0.51975 | 0.53655 | 0.56285 | 0.57885 | 0.5917 | 0.6
Scenario 3: Aggressive Fuel Sub | PG&E | Com | WholeBlg | Com - Grocery | Electric Energy (GWh/year) | Energy Efficiency | 3.7421 | 3.8424 | 3.9392 | 4.0499 | 4.1748 | 4.3056 | 4.4495 | 4.7366 | 4.8897 | 5.1294 | 5.2752 | 5.3923 | 5.468
Scenario 3: Aggressive Fuel Sub | PG&E | Com | WholeBlg | Com - Grocery | Gas Energy (MMTherm/year) | Energy Efficiency | 0.0062871 | 0.0063179 | 0.0063316 | 0.0063555 | 0.0063741 | 0.0063701 | 0.0063721 | 0.0063758 | 0.0063946 | 0.0064164 | 0.0064547 | 0.0064877 | 0.0065184
Scenario 3: Aggressive Fuel Sub | PG&E | Com | WholeBlg | Com - Health | Electric Demand (MW) | Energy Efficiency | 0.45365 | 0.46758 | 0.48088 | 0.49579 | 0.51245 | 0.52981 | 0.54935 | 0.57495 | 0.59484 | 0.62702 | 0.64582 | 0.66099 | 0.67363
Scenario 3: Aggressive Fuel Sub | PG&E | Com | WholeBlg | Com - Health | Electric Energy (GWh/year) | Energy Efficiency | 4.1342 | 4.2612 | 4.3823 | 4.5182 | 4.6701 | 4.8283 | 5.0063 | 5.2397 | 5.421 | 5.7142 | 5.8855 | 6.0238 | 6.139
Scenario 3: Aggressive Fuel Sub | PG&E | Com | WholeBlg | Com - Health | Gas Energy (MMTherm/year) | Energy Efficiency | 0.02402 | 0.024421 | 0.02476 | 0.025145 | 0.025515 | 0.025761 | 0.026023 | 0.026302 | 0.02665 | 0.026967 | 0.027379 | 0.02777 | 0.02794
Scenario 3: Aggressive Fuel Sub | PG&E | Com | WholeBlg | Com - Lodging | Electric Demand (MW) | Energy Efficiency | 0.059227 | 0.060891 | 0.062469 | 0.064231 | 0.066244 | 0.068387 | 0.070845 | 0.073016 | 0.075544 | 0.0795 | 0.081914 | 0.083889 | 0.085328
Scenario 3: Aggressive Fuel Sub | PG&E | Com | WholeBlg | Com - Lodging | Electric Energy (GWh/year) | Energy Efficiency | 0.53975 | 0.55491 | 0.56929 | 0.58535 | 0.6037 | 0.62322 | 0.64563 | 0.66541 | 0.68845 | 0.7245 | 0.74651 | 0.76451 | 0.77761
Scenario 3: Aggressive Fuel Sub | PG&E | Com | WholeBlg | Com - Lodging | Gas Energy (MMTherm/year) | Energy Efficiency | 0.008521 | 0.0085307 | 0.0085194 | 0.0085248 | 0.0085274 | 0.0085037 | 0.0084837 | 0.0084722 | 0.0084861 | 0.0085152 | 0.0085627 | 0.0086077 | 0.0086565
Scenario 3: Aggressive Fuel Sub | PG&E | Com | WholeBlg | Com - Office (Large) | Electric Demand (MW) | Energy Efficiency | 0.64263 | 0.65924 | 0.67455 | 0.69164 | 0.71111 | 0.73206 | 0.75699 | 0.7629 | 0.78728 | 0.82629 | 0.84951 | 0.86792 | 0.88816
Scenario 3: Aggressive Fuel Sub | PG&E | Com | WholeBlg | Com - Office (Large) | Electric Energy (GWh/year) | Energy Efficiency | 5.8564 | 6.0077 | 6.1473 | 6.3031 | 6.4805 | 6.6714 | 6.8986 | 6.9525 | 7.1747 | 7.5302 | 7.7418 | 7.9096 | 8.094
Scenario 3: Aggressive Fuel Sub | PG&E | Com | WholeBlg | Com - Office (Large) | Gas Energy (MMTherm/year) | Energy Efficiency | 0.025769 | 0.025971 | 0.026102 | 0.026271 | 0.02642 | 0.026489 | 0.026594 | 0.026697 | 0.026863 | 0.027244 | 0.027489 | 0.027713 | 0.027814
Scenario 3: Aggressive Fuel Sub | PG&E | Com | WholeBlg | Com - Office (Small) | Electric Demand (MW) | Energy Efficiency | 0.11595 | 0.11907 | 0.12206 | 0.12542 | 0.12924 | 0.13326 | 0.13789 | 0.14665 | 0.15133 | 0.15879 | 0.16323 | 0.1668 | 0.17022
Scenario 3: Aggressive Fuel Sub | PG&E | Com | WholeBlg | Com - Office (Small) | Electric Energy (GWh/year) | Energy Efficiency | 1.0567 | 1.0851 | 1.1124 | 1.143 | 1.1778 | 1.2145 | 1.2567 | 1.3365 | 1.3792 | 1.4471 | 1.4875 | 1.5201 | 1.5512
Scenario 3: Aggressive Fuel Sub | PG&E | Com | WholeBlg | Com - Office (Small) | Gas Energy (MMTherm/year) | Energy Efficiency | 0.00384 | 0.003885 | 0.0039208 | 0.0039637 | 0.0040045 | 0.0040293 | 0.0040579 | 0.0040891 | 0.0041309 | 0.0041662 | 0.004222 | 0.0042751 | 0.0042972
Scenario 3: Aggressive Fuel Sub | PG&E | Com | WholeBlg | Com - Other | Electric Demand (MW) | Energy Efficiency | 0.4569 | 0.49401 | 0.5289 | 0.56077 | 0.59926 | 0.64766 | 0.69259 | 0.71153 | 0.74641 | 0.79496 | 0.82957 | 0.85982 | 0.87951
Scenario 3: Aggressive Fuel Sub | PG&E | Com | WholeBlg | Com - Other | Electric Energy (GWh/year) | Energy Efficiency | 4.1638 | 4.502 | 4.82 | 5.1104 | 5.4612 | 5.9023 | 6.3118 | 6.4843 | 6.8022 | 7.2447 | 7.5601 | 7.8358 | 8.0152
Scenario 3: Aggressive Fuel Sub | PG&E | Com | WholeBlg | Com - Other | Gas Energy (MMTherm/year) | Energy Efficiency | 0.044658 | 0.045114 | 0.045456 | 0.045877 | 0.046269 | 0.046435 | 0.046631 | 0.046867 | 0.047228 | 0.047583 | 0.048082 | 0.048553 | 0.048851
Scenario 3: Aggressive Fuel Sub | PG&E | Com | WholeBlg | Com - Refrig. Warehouse | Electric Demand (MW) | Energy Efficiency | 0.061301 | 0.063749 | 0.066214 | 0.068917 | 0.071885 | 0.074868 | 0.078047 | 0.085823 | 0.089421 | 0.094392 | 0.097983 | 0.10111 | 0.102
Scenario 3: Aggressive Fuel Sub | PG&E | Com | WholeBlg | Com - Refrig. Warehouse | Electric Energy (GWh/year) | Energy Efficiency | 0.55865 | 0.58095 | 0.60342 | 0.62805 | 0.6551 | 0.68229 | 0.71126 | 0.78212 | 0.81491 | 0.86022 | 0.89294 | 0.9214 | 0.92951
Scenario 3: Aggressive Fuel Sub | PG&E | Com | WholeBlg | Com - Refrig. Warehouse | Gas Energy (MMTherm/year) | Energy Efficiency | 0.00025113 | 0.00025699 | 0.00026229 | 0.00026812 | 0.00027383 | 0.00027812 | 0.00028259 | 0.00028734 | 0.00029286 | 0.00029796 | 0.00030441 | 0.00031069 | 0.00031265
Scenario 3: Aggressive Fuel Sub | PG&E | Com | WholeBlg | Com - Restaurant | Electric Demand (MW) | Energy Efficiency | 0.15489 | 0.15861 | 0.16215 | 0.16614 | 0.17075 | 0.17557 | 0.18092 | 0.18777 | 0.19338 | 0.20332 | 0.2085 | 0.21138 | 0.22678
Scenario 3: Aggressive Fuel Sub | PG&E | Com | WholeBlg | Com - Restaurant | Electric Energy (GWh/year) | Energy Efficiency | 1.4185 | 1.4529 | 1.4859 | 1.523 | 1.5657 | 1.6104 | 1.6599 | 1.7231 | 1.7749 | 1.8663 | 1.9143 | 1.9264 | 2.2362
Scenario 3: Aggressive Fuel Sub | PG&E | Com | WholeBlg | Com - Restaurant | Gas Energy (MMTherm/year) | Energy Efficiency | 0.014659 | 0.014869 | 0.015041 | 0.015241 | 0.015429 | 0.015526 | 0.015628 | 0.015745 | 0.015904 | 0.016031 | 0.016231 | 0.016583 | 0.014823
Scenario 3: Aggressive Fuel Sub | PG&E | Com | WholeBlg | Com - Retail | Electric Demand (MW) | Energy Efficiency | 0.23434 | 0.23839 | 0.24201 | 0.24671 | 0.24689 | 0.25667 | 0.26357 | 0.27456 | 0.28105 | 0.2926 | 0.29823 | 0.30214 | 0.31004
Scenario 3: Aggressive Fuel Sub | PG&E | Com | WholeBlg | Com - Retail | Electric Energy (GWh/year) | Energy Efficiency | 2.1955 | 2.2391 | 2.2797 | 2.2483 | 3.0672 | 2.4315 | 2.5029 | 2.6118 | 2.6787 | 2.7922 | 2.8522 | 2.8964 | 2.9777
Scenario 3: Aggressive Fuel Sub | PG&E | Com | WholeBlg | Com - Retail | Gas Energy (MMTherm/year) | Energy Efficiency | 0.0062528 | 0.0063104 | 0.0063587 | 0.0058542 | 0.011463 | 0.0064745 | 0.0065202 | 0.0065696 | 0.0066274 | 0.006707 | 0.006792 | 0.0068732 | 0.0069576
Scenario 3: Aggressive Fuel Sub | PG&E | Com | WholeBlg | Com - School | Electric Demand (MW) | Energy Efficiency | 0.073245 | 0.075039 | 0.076745 | 0.078647 | 0.080827 | 0.083241 | 0.086177 | 0.091043 | 0.093922 | 0.098534 | 0.10123 | 0.10339 | 0.1061
Scenario 3: Aggressive Fuel Sub | PG&E | Com | WholeBlg | Com - School | Electric Energy (GWh/year) | Energy Efficiency | 0.6675 | 0.68385 | 0.69939 | 0.71672 | 0.7366 | 0.75859 | 0.78535 | 0.8297 | 0.85594 | 0.89796 | 0.92251 | 0.94223 | 0.96695
Scenario 3: Aggressive Fuel Sub | PG&E | Com | WholeBlg | Com - School | Gas Energy (MMTherm/year) | Energy Efficiency | 0.018048 | 0.017957 | 0.017806 | 0.017676 | 0.017523 | 0.017333 | 0.017143 | 0.016948 | 0.016788 | 0.016678 | 0.016569 | 0.016442 | 0.016505
Scenario 3: Aggressive Fuel Sub | PG&E | Com | WholeBlg | Com - Warehouse | Electric Demand (MW) | Energy Efficiency | 0.26706 | 0.27661 | 0.28607 | 0.29646 | 0.30766 | 0.31985 | 0.33308 | 0.37041 | 0.38527 | 0.40644 | 0.4211 | 0.43361 | 0.43968
Scenario 3: Aggressive Fuel Sub | PG&E | Com | WholeBlg | Com - Warehouse | Electric Energy (GWh/year) | Energy Efficiency | 2.46 | 2.5491 | 2.6377 | 2.7351 | 2.8038 | 2.9149 | 3.0354 | 3.3756 | 3.5111 | 3.704 | 3.8376 | 3.9516 | 4.0069
Scenario 3: Aggressive Fuel Sub | PG&E | Com | WholeBlg | Com - Warehouse | Gas Energy (MMTherm/year) | Energy Efficiency | 0.003706 | 0.0037257 | 0.0037305 | 0.0037383 | 0.0041381 | 0.0041599 | 0.0041863 | 0.0042133 | 0.0042501 | 0.0042967 | 0.0043469 | 0.0043941 | 0.004411
Scenario 3: Aggressive Fuel Sub | PG&E | Ind | WholeBlg | Ind - All Other Industrial | Electric Demand (MW) | Energy Efficiency | 0.067562 | 0.067973 | 0.068057 | 0.068195 | 0.068162 | 0.068333 | 0.068376 | 0.068551 | 0.06855 | 0.068662 | 0.068684 | 0.068757 | 0.068804
Scenario 3: Aggressive Fuel Sub | PG&E | Ind | WholeBlg | Ind - All Other Industrial | Electric Energy (GWh/year) | Energy Efficiency | 0.49523 | 0.49823 | 0.49884 | 0.49984 | 0.49959 | 0.50083 | 0.50114 | 0.50241 | 0.50239 | 0.5032 | 0.50335 | 0.50388 | 0.50421
Scenario 3: Aggressive Fuel Sub | PG&E | Ind | WholeBlg | Ind - All Other Industrial | Gas Energy (MMTherm/year) | Energy Efficiency | 0.027599 | 0.027662 | 0.027696 | 0.02772 | 0.027732 | 0.027721 | 0.027709 | 0.027707 | 0.027714 | 0.027732 | 0.027763 | 0.027805 | 0.027849
Scenario 3: Aggressive Fuel Sub | PG&E | Ind | WholeBlg | Ind - Chemicals | Electric Demand (MW) | Energy Efficiency | 0.28191 | 0.28607 | 0.28869 | 0.29132 | 0.29309 | 0.29547 | 0.29702 | 0.29888 | 0.30005 | 0.3017 | 0.30286 | 0.3041 | 0.3051
Scenario 3: Aggressive Fuel Sub | PG&E | Ind | WholeBlg | Ind - Chemicals | Electric Energy (GWh/year) | Energy Efficiency | 2.0664 | 2.0969 | 2.116 | 2.1353 | 2.1482 | 2.1656 | 2.1769 | 2.1905 | 2.199 | 2.2111 | 2.2195 | 2.2285 | 2.2358
Scenario 3: Aggressive Fuel Sub | PG&E | Ind | WholeBlg | Ind - Chemicals | Gas Energy (MMTherm/year) | Energy Efficiency | 0.92088 | 0.9254 | 0.9291 | 0.93205 | 0.93447 | 0.93594 | 0.93675 | 0.93702 | 0.93743 | 0.93788 | 0.93819 | 0.93816 | 0.93783
Scenario 3: Aggressive Fuel Sub | PG&E | Ind | WholeBlg | Ind - Electronics | Electric Demand (MW) | Energy Efficiency | 0.54716 | 0.55265 | 0.55556 | 0.55884 | 0.56065 | 0.56417 | 0.56664 | 0.57015 | 0.57218 | 0.57507 | 0.57704 | 0.57929 | 0.5812
Scenario 3: Aggressive Fuel Sub | PG&E | Ind | WholeBlg | Ind - Electronics | Electric Energy (GWh/year) | Energy Efficiency | 4.0107 | 4.0509 | 4.0721 | 4.096 | 4.1093 | 4.135 | 4.153 | 4.1786 | 4.1934 | 4.2145 | 4.2289 | 4.2452 | 4.2592
Scenario 3: Aggressive Fuel Sub | PG&E | Ind | WholeBlg | Ind - Electronics | Gas Energy (MMTherm/year) | Energy Efficiency | 0.11882 | 0.11906 | 0.11926 | 0.11941 | 0.11953 | 0.11962 | 0.1197 | 0.11978 | 0.11985 | 0.11992 | 0.11999 | 0.12003 | 0.12005
Scenario 3: Aggressive Fuel Sub | PG&E | Ind | WholeBlg | Ind - Fabricated Metals | Electric Demand (MW) | Energy Efficiency | 0.10767 | 0.10928 | 0.11032 | 0.11109 | 0.11139 | 0.11185 | 0.11199 | 0.1123 | 0.11231 | 0.11249 | 0.11248 | 0.1125 | 0.11242
Scenario 3: Aggressive Fuel Sub | PG&E | Ind | WholeBlg | Ind - Fabricated Metals | Electric Energy (GWh/year) | Energy Efficiency | 0.78924 | 0.80101 | 0.80865 | 0.81422 | 0.81643 | 0.81979 | 0.82079 | 0.82301 | 0.82306 | 0.82439 | 0.82433 | 0.82445 | 0.82382
Scenario 3: Aggressive Fuel Sub | PG&E | Ind | WholeBlg | Ind - Fabricated Metals | Gas Energy (MMTherm/year) | Energy Efficiency | 0.064759 | 0.0655 | 0.066175 | 0.066558 | 0.066796 | 0.066876 | 0.066873 | 0.066845 | 0.066817 | 0.066798 | 0.066763 | 0.066695 | 0.066584
Scenario 3: Aggressive Fuel Sub | PG&E | Ind | WholeBlg | Ind - Food | Electric Demand (MW) | Energy Efficiency | 0.65948 | 0.66351 | 0.6643 | 0.66548 | 0.66483 | 0.66621 | 0.66633 | 0.66757 | 0.66705 | 0.66756 | 0.66701 | 0.66677 | 0.66616
Scenario 3: Aggressive Fuel Sub | PG&E | Ind | WholeBlg | Ind - Food | Electric Energy (GWh/year) | Energy Efficiency | 4.834 | 4.8634 | 4.8692 | 4.8777 | 4.8728 | 4.8828 | 4.8836 | 4.8926 | 4.8887 | 4.8923 | 4.8882 | 4.8864 | 4.8818
Scenario 3: Aggressive Fuel Sub | PG&E | Ind | WholeBlg | Ind - Food | Gas Energy (MMTherm/year) | Energy Efficiency | 1.7476 | 1.75 | 1.7506 | 1.7499 | 1.7479 | 1.7451 | 1.7422 | 1.7388 | 1.7355 | 1.7324 | 1.7291 | 1.7252 | 1.7209
Scenario 3: Aggressive Fuel Sub | PG&E | Ind | WholeBlg | Ind - Industrial Machinery | Electric Demand (MW) | Energy Efficiency | 0.097289 | 0.098778 | 0.099821 | 0.10053 | 0.10076 | 0.10116 | 0.10137 | 0.10174 | 0.10186 | 0.10215 | 0.10227 | 0.1024 | 0.10244
Scenario 3: Aggressive Fuel Sub | PG&E | Ind | WholeBlg | Ind - Industrial Machinery | Electric Energy (GWh/year) | Energy Efficiency | 0.71313 | 0.72403 | 0.73166 | 0.73685 | 0.7385 | 0.74145 | 0.74293 | 0.74566 | 0.74653 | 0.74866 | 0.74949 | 0.75046 | 0.75072
Scenario 3: Aggressive Fuel Sub | PG&E | Ind | WholeBlg | Ind - Industrial Machinery | Gas Energy (MMTherm/year) | Energy Efficiency | 0.032913 | 0.03347 | 0.034018 | 0.034336 | 0.03452 | 0.034616 | 0.034704 | 0.034784 | 0.034872 | 0.034971 | 0.035055 | 0.035115 | 0.035144
Scenario 3: Aggressive Fuel Sub | PG&E | Ind | WholeBlg | Ind - Lumber & Furniture | Electric Demand (MW) | Energy Efficiency | 0.082926 | 0.083293 | 0.083293 | 0.083375 | 0.083257 | 0.083389 | 0.08335 | 0.083459 | 0.083347 | 0.08336 | 0.083246 | 0.083174 | 0.083063
Scenario 3: Aggressive Fuel Sub | PG&E | Ind | WholeBlg | Ind - Lumber & Furniture | Electric Energy (GWh/year) | Energy Efficiency | 0.60785 | 0.61053 | 0.61052 | 0.61111 | 0.61022 | 0.61118 | 0.61088 | 0.61167 | 0.61084 | 0.61092 | 0.61007 | 0.60953 | 0.6087
Scenario 3: Aggressive Fuel Sub | PG&E | Ind | WholeBlg | Ind - Lumber & Furniture | Gas Energy (MMTherm/year) | Energy Efficiency | 0.01824 | 0.018287 | 0.018314 | 0.018336 | 0.018351 | 0.018326 | 0.018276 | 0.018234 | 0.018198 | 0.01817 | 0.018148 | 0.018126 | 0.0181
Scenario 3: Aggressive Fuel Sub | PG&E | Ind | WholeBlg | Ind - Paper | Electric Demand (MW) | Energy Efficiency | 0.036398 | 0.036535 | 0.036544 | 0.036637 | 0.036641 | 0.036729 | 0.036767 | 0.036922 | 0.037032 | 0.037255 | 0.037471 | 0.037736 | 0.037999
Scenario 3: Aggressive Fuel Sub | PG&E | Ind | WholeBlg | Ind - Paper | Electric Energy (GWh/year) | Energy Efficiency | 0.2668 | 0.26779 | 0.26786 | 0.26854 | 0.26856 | 0.2692 | 0.26947 | 0.2706 | 0.2714 | 0.27303 | 0.2746 | 0.27655 | 0.27846
Scenario 3: Aggressive Fuel Sub | PG&E | Ind | WholeBlg | Ind - Paper | Gas Energy (MMTherm/year) | Energy Efficiency | 0.061175 | 0.061448 | 0.061756 | 0.062087 | 0.062364 | 0.062548 | 0.062729 | 0.062955 | 0.063237 | 0.06359 | 0.063989 | 0.064412 | 0.064838
Scenario 3: Aggressive Fuel Sub | PG&E | Ind | WholeBlg | Ind - Petroleum | Electric Demand (MW) | Energy Efficiency | 0.52269 | 0.52472 | 0.5245 | 0.52482 | 0.52387 | 0.52461 | 0.52437 | 0.52502 | 0.52427 | 0.52428 | 0.52344 | 0.52287 | 0.52205
Scenario 3: Aggressive Fuel Sub | PG&E | Ind | WholeBlg | Ind - Petroleum | Electric Energy (GWh/year) | Energy Efficiency | 3.8313 | 3.8461 | 3.8444 | 3.8467 | 3.8396 | 3.845 | 3.8431 | 3.8478 | 3.8423 | 3.8422 | 3.8361 | 3.8318 | 3.8257
Scenario 3: Aggressive Fuel Sub | PG&E | Ind | WholeBlg | Ind - Petroleum | Gas Energy (MMTherm/year) | Energy Efficiency | 2.6217 | 2.6242 | 2.6261 | 2.6272 | 2.6264 | 2.6225 | 2.6173 | 2.611 | 2.6054 | 2.5999 | 2.5934 | 2.5857 | 2.5775
Scenario 3: Aggressive Fuel Sub | PG&E | Ind | WholeBlg | Ind - Plastics | Electric Demand (MW) | Energy Efficiency | 0.10169 | 0.10247 | 0.10278 | 0.10316 | 0.10327 | 0.10369 | 0.10386 | 0.10417 | 0.10421 | 0.1044 | 0.10442 | 0.10448 | 0.10449
Scenario 3: Aggressive Fuel Sub | PG&E | Ind | WholeBlg | Ind - Plastics | Electric Energy (GWh/year) | Energy Efficiency | 0.74539 | 0.75111 | 0.75335 | 0.7561 | 0.75692 | 0.75994 | 0.7612 | 0.76346 | 0.76371 | 0.76508 | 0.76521 | 0.76568 | 0.76571
Scenario 3: Aggressive Fuel Sub | PG&E | Ind | WholeBlg | Ind - Plastics | Gas Energy (MMTherm/year) | Energy Efficiency | 0.024031 | 0.025386 | 0.026671 | 0.027859 | 0.029016 | 0.030037 | 0.030874 | 0.031545 | 0.032259 | 0.032992 | 0.033724 | 0.034421 | 0.035078
Scenario 3: Aggressive Fuel Sub | PG&E | Ind | WholeBlg | Ind - Primary Metals | Electric Demand (MW) | Energy Efficiency | 0.057611 | 0.058729 | 0.059583 | 0.060383 | 0.060934 | 0.061606 | 0.062173 | 0.06285 | 0.063358 | 0.063955 | 0.064435 | 0.064928 | 0.065361
Scenario 3: Aggressive Fuel Sub | PG&E | Ind | WholeBlg | Ind - Primary Metals | Electric Energy (GWh/year) | Energy Efficiency | 0.42229 | 0.43047 | 0.43673 | 0.44259 | 0.44661 | 0.45153 | 0.45567 | 0.46063 | 0.46434 | 0.4687 | 0.47221 | 0.47581 | 0.47897
Scenario 3: Aggressive Fuel Sub | PG&E | Ind | WholeBlg | Ind - Primary Metals | Gas Energy (MMTherm/year) | Energy Efficiency | 0.091853 | 0.092134 | 0.092399 | 0.092583 | 0.092692 | 0.092741 | 0.092791 | 0.09283 | 0.09286 | 0.092882 | 0.092885 | 0.092862 | 0.092811
Scenario 3: Aggressive Fuel Sub | PG&E | Ind | WholeBlg | Ind - Printing & Publishing | Electric Demand (MW) | Energy Efficiency | 0.058941 | 0.059179 | 0.059161 | 0.059202 | 0.05909 | 0.059156 | 0.059113 | 0.059176 | 0.059088 | 0.05909 | 0.059001 | 0.058941 | 0.058853
Scenario 3: Aggressive Fuel Sub | PG&E | Ind | WholeBlg | Ind - Printing & Publishing | Electric Energy (GWh/year) | Energy Efficiency | 0.43204 | 0.43378 | 0.43363 | 0.43393 | 0.4331 | 0.43357 | 0.43325 | 0.4337 | 0.43304 | 0.43305 | 0.43239 | 0.43194 | 0.43129
Scenario 3: Aggressive Fuel Sub | PG&E | Ind | WholeBlg | Ind - Printing & Publishing | Gas Energy (MMTherm/year) | Energy Efficiency | 0.019147 | 0.019238 | 0.019317 | 0.019389 | 0.019432 | 0.019434 | 0.01943 | 0.019432 | 0.019447 | 0.019471 | 0.019493 | 0.019511 | 0.019524
Scenario 3: Aggressive Fuel Sub | PG&E | Ind | WholeBlg | Ind - Stone-Glass-Clay | Electric Demand (MW) | Energy Efficiency | 0.18882 | 0.19199 | 0.19385 | 0.19558 | 0.19666 | 0.1981 | 0.19895 | 0.20011 | 0.20073 | 0.20166 | 0.20231 | 0.20308 | 0.20371
Scenario 3: Aggressive Fuel Sub | PG&E | Ind | WholeBlg | Ind - Stone-Glass-Clay | Electric Energy (GWh/year) | Energy Efficiency | 1.3841 | 1.4073 | 1.4209 | 1.4335 | 1.4414 | 1.4519 | 1.4581 | 1.4666 | 1.4711 | 1.4779 | 1.4826 | 1.4883 | 1.4928
Scenario 3: Aggressive Fuel Sub | PG&E | Ind | WholeBlg | Ind - Stone-Glass-Clay | Gas Energy (MMTherm/year) | Energy Efficiency | 0.73384 | 0.74249 | 0.74915 | 0.75452 | 0.75917 | 0.76265 | 0.76522 | 0.76753 | 0.7697 | 0.77186 | 0.77402 | 0.77607 | 0.77778
Scenario 3: Aggressive Fuel Sub | PG&E | Ind | WholeBlg | Ind - Textiles | Electric Demand (MW) | Energy Efficiency | 0.0038965 | 0.0039131 | 0.0039099 | 0.0038993 | 0.0038724 | 0.0038533 | 0.0038259 | 0.0038052 | 0.0037761 | 0.0037553 | 0.0037304 | 0.0037087 | 0.0036864
Scenario 3: Aggressive Fuel Sub | PG&E | Ind | WholeBlg | Ind - Textiles | Electric Energy (GWh/year) | Energy Efficiency | 0.028562 | 0.028683 | 0.028659 | 0.028581 | 0.028383 | 0.028242 | 0.02804 | 0.027888 | 0.027675 | 0.027522 | 0.027339 | 0.027178 | 0.027014
Scenario 3: Aggressive Fuel Sub | PG&E | Ind | WholeBlg | Ind - Textiles | Gas Energy (MMTherm/year) | Energy Efficiency | 0.0023595 | 0.0023572 | 0.0023547 | 0.0023501 | 0.0023437 | 0.002336 | 0.0023279 | 0.0023196 | 0.0023112 | 0.0023031 | 0.0022949 | 0.0022865 | 0.0022779
Scenario 3: Aggressive Fuel Sub | PG&E | Ind | WholeBlg | Ind - Transportation Equipment | Electric Demand (MW) | Energy Efficiency | 0.095686 | 0.096844 | 0.098088 | 0.098889 | 0.099136 | 0.099541 | 0.099913 | 0.10052 | 0.10095 | 0.10158 | 0.102 | 0.10237 | 0.10258
Scenario 3: Aggressive Fuel Sub | PG&E | Ind | WholeBlg | Ind - Transportation Equipment | Electric Energy (GWh/year) | Energy Efficiency | 0.70138 | 0.70986 | 0.71896 | 0.72482 | 0.72661 | 0.72956 | 0.73227 | 0.73668 | 0.73982 | 0.74446 | 0.74753 | 0.75023 | 0.75175
Scenario 3: Aggressive Fuel Sub | PG&E | Ind | WholeBlg | Ind - Transportation Equipment | Gas Energy (MMTherm/year) | Energy Efficiency | 0.067362 | 0.06717 | 0.066983 | 0.066781 | 0.066569 | 0.066347 | 0.066129 | 0.065906 | 0.06568 | 0.065453 | 0.065219 | 0.064977 | 0.064727
Scenario 3: Aggressive Fuel Sub | PG&E | Res | AppPlug | Res - Multi Family | Electric Demand (MW) | Energy Efficiency | 0 | 0 | 0.0022415 | 0.0029143 | 0.0029191 | 0.0029162 | 0.0029104 | 0.0028274 | 0.0028163 | 0.0028066 | 0.0028002 | 0.0027996 | 0.0027574
Scenario 3: Aggressive Fuel Sub | PG&E | Res | AppPlug | Res - Multi Family | Electric Energy (GWh/year) | Energy Efficiency | 0 | 0 | 0.014072 | 0.018296 | 0.018326 | 0.018307 | 0.018271 | 0.01775 | 0.01768 | 0.01762 | 0.017579 | 0.017576 | 0.01731
Scenario 3: Aggressive Fuel Sub | PG&E | Res | AppPlug | Res - Multi Family | Electric Energy (GWh/year) | Fuel Substitution | -9.5289e-06 | -1.0289e-05 | -1.1059e-05 | -1.1832e-05 | -1.2603e-05 | 0 | 0 | 0 | 0 | 0 | 0 | 0 | 0
Scenario 3: Aggressive Fuel Sub | PG&E | Res | AppPlug | Res - Multi Family | Gas Energy (MMTherm/year) | Energy Efficiency | 0 | 0 | 0.0016117 | 0.0020954 | 0.0020989 | 0.0020968 | 0.0020926 | 0.0020329 | 0.002025 | 0.002018 | 0.0020134 | 0.002013 | 0.0019826
Scenario 3: Aggressive Fuel Sub | PG&E | Res | AppPlug | Res - Multi Family | Gas Energy (MMTherm/year) | Fuel Substitution | 1.9403e-06 | 2.095e-06 | 2.2518e-06 | 2.4092e-06 | 2.5663e-06 | 0 | 0 | 0 | 0 | 0 | 0 | 0 | 0
Scenario 3: Aggressive Fuel Sub | PG&E | Res | AppPlug | Res - Single Family | Electric Demand (MW) | Energy Efficiency | 0 | 0 | 0 | 0 | 0 | 0 | 0 | 0 | 0 | 0 | 0 | 0.0056018 | 0.006433
Scenario 3: Aggressive Fuel Sub | PG&E | Res | AppPlug | Res - Single Family | Electric Energy (GWh/year) | Energy Efficiency | 0 | 0 | 0 | 0 | 0 | 0 | 0 | 0 | 0 | 0 | 0 | 0.032146 | 0.036917
Scenario 3: Aggressive Fuel Sub | PG&E | Res | AppPlug | Res - Single Family | Electric Energy (GWh/year) | Fuel Substitution | -5.9521e-05 | -6.4158e-05 | -6.8817e-05 | -7.3487e-05 | -7.816e-05 | 0 | 0 | 0 | 0 | 0 | 0 | 0 | 0
Scenario 3: Aggressive Fuel Sub | PG&E | Res | AppPlug | Res - Single Family | Gas Energy (MMTherm/year) | Energy Efficiency | 1.4703e-05 | 1.7259e-05 | 1.9426e-05 | 2.1194e-05 | 2.2728e-05 | 0 | 0 | 0 | 0 | 0 | 0 | 0.0048204 | 0.0055358
Scenario 3: Aggressive Fuel Sub | PG&E | Res | AppPlug | Res - Single Family | Gas Energy (MMTherm/year) | Fuel Substitution | 1.214e-05 | 1.3086e-05 | 1.4037e-05 | 1.4989e-05 | 1.5942e-05 | 0 | 0 | 0 | 0 | 0 | 0 | 0 | 0
Scenario 3: Aggressive Fuel Sub | PG&E | Res | BROs | Income Qualified - Multi Family IQ | Electric Demand (MW) | Energy Efficiency | 1.623 | 1.6709 | 1.7214 | 1.7831 | 1.8478 | 1.9187 | 1.982 | 2.0541 | 2.1245 | 2.1955 | 2.2587 | 1.8609 | 1.8945
Scenario 3: Aggressive Fuel Sub | PG&E | Res | BROs | Income Qualified - Multi Family IQ | Electric Energy (GWh/year) | Energy Efficiency | 10.6811 | 10.9986 | 11.335 | 11.7479 | 12.1836 | 12.6629 | 13.0969 | 13.5941 | 14.086 | 14.5894 | 15.0493 | 13.6623 | 14.0609
Scenario 3: Aggressive Fuel Sub | PG&E | Res | BROs | Income Qualified - Multi Family IQ | Gas Energy (MMTherm/year) | Energy Efficiency | 0.33747 | 0.3416 | 0.34653 | 0.35218 | 0.35848 | 0.36518 | 0.37096 | 0.37786 | 0.38531 | 0.3932 | 0.40185 | 0.37716 | 0.38512
Scenario 3: Aggressive Fuel Sub | PG&E | Res | BROs | Income Qualified - Single Family IQ | Electric Demand (MW) | Energy Efficiency | 6.1031 | 6.2502 | 6.4032 | 6.6001 | 6.8056 | 7.0298 | 7.2345 | 7.464 | 7.6846 | 7.9 | 8.0855 | 6.766 | 6.8634
Scenario 3: Aggressive Fuel Sub | PG&E | Res | BROs | Income Qualified - Single Family IQ | Electric Energy (GWh/year) | Energy Efficiency | 40.3232 | 41.3154 | 42.3541 | 43.6939 | 45.1022 | 46.649 | 48.0842 | 49.705 | 51.2902 | 52.8685 | 54.2785 | 49.6746 | 50.9392
Scenario 3: Aggressive Fuel Sub | PG&E | Res | BROs | Income Qualified - Single Family IQ | Gas Energy (MMTherm/year) | Energy Efficiency | 1.1712 | 1.1841 | 1.1994 | 1.2169 | 1.2365 | 1.2571 | 1.2757 | 1.2974 | 1.3208 | 1.3447 | 1.371 | 1.2945 | 1.3191
Scenario 3: Aggressive Fuel Sub | PG&E | Res | BROs | Res - Multi Family | Electric Demand (MW) | Energy Efficiency | 14.4651 | 14.8265 | 15.2033 | 15.6855 | 16.1896 | 16.74 | 17.2452 | 17.8118 | 18.3592 | 18.8969 | 19.3653 | 19.9455 | 20.5435
Scenario 3: Aggressive Fuel Sub | PG&E | Res | BROs | Res - Multi Family | Electric Energy (GWh/year) | Energy Efficiency | 95.1952 | 97.5953 | 100.1119 | 103.3436 | 106.7446 | 110.4812 | 113.9553 | 117.88 | 121.7288 | 125.5728 | 129.0254 | 133.3031 | 137.7944
Scenario 3: Aggressive Fuel Sub | PG&E | Res | BROs | Res - Multi Family | Gas Energy (MMTherm/year) | Energy Efficiency | 4.0162 | 4.0618 | 4.1158 | 4.1776 | 4.2467 | 4.3194 | 4.3851 | 4.4616 | 4.5442 | 4.6287 | 4.7217 | 4.8246 | 4.9387
Scenario 3: Aggressive Fuel Sub | PG&E | Res | BROs | Res - Single Family | Electric Demand (MW) | Energy Efficiency | 3.7579 | 3.8667 | 3.9812 | 4.1214 | 4.2681 | 4.4286 | 4.571 | 4.7333 | 4.891 | 5.0499 | 5.1903 | 5.3602 | 5.5342
Scenario 3: Aggressive Fuel Sub | PG&E | Res | BROs | Res - Single Family | Electric Energy (GWh/year) | Energy Efficiency | 24.8286 | 25.5597 | 26.3341 | 27.2841 | 28.2858 | 29.3876 | 30.3811 | 31.5201 | 32.6449 | 33.7953 | 34.8429 | 36.1128 | 37.4389
Scenario 3: Aggressive Fuel Sub | PG&E | Res | BROs | Res - Single Family | Gas Energy (MMTherm/year) | Energy Efficiency | 0.99461 | 1.0065 | 1.0208 | 1.0372 | 1.0555 | 1.075 | 1.0917 | 1.1116 | 1.1332 | 1.1561 | 1.1812 | 1.2088 | 1.2395
Scenario 3: Aggressive Fuel Sub | PG&E | Res | BldgEnv | Res - Single Family | Electric Demand (MW) | Energy Efficiency | 0.014615 | 0.017015 | 0.017898 | 0.017838 | 0.017335 | 0.016642 | 0.015849 | 0.014988 | 0.014145 | 0 | 0 | 0 | 0
Scenario 3: Aggressive Fuel Sub | PG&E | Res | BldgEnv | Res - Single Family | Electric Energy (GWh/year) | Energy Efficiency | -0.0043969 | -0.0042491 | -0.0041029 | -0.0039588 | -0.0038171 | -0.0036774 | -0.0035391 | -0.0033993 | -0.0032586 | 0 | 0 | 0 | 0
Scenario 3: Aggressive Fuel Sub | PG&E | Res | BldgEnv | Res - Single Family | Gas Energy (MMTherm/year) | Energy Efficiency | 0.0025923 | 0.0030637 | 0.0032419 | 0.0032386 | 0.0031496 | 0.0030241 | 0.0028794 | 0.002722 | 0.0025681 | 0 | 0 | 0 | 0
Scenario 3: Aggressive Fuel Sub | PG&E | Res | HVAC | Res - Multi Family | Electric Demand (MW) | Energy Efficiency | 0.013002 | 0.014244 | 0.79067 | 0.016244 | 0.016986 | 0.017645 | 0.018243 | 0.017517 | 0.017971 | 0.018402 | 0.018812 | 0.019224 | 0.01912
Scenario 3: Aggressive Fuel Sub | PG&E | Res | HVAC | Res - Multi Family | Electric Demand (MW) | Fuel Substitution | 0 | 0 | 0 | 0 | 0 | 2.7113e-05 | 2.8682e-05 | 3.0046e-05 | 3.1233e-05 | 3.2884e-05 | 3.4098e-05 | 3.4905e-05 | 3.543e-05
Scenario 3: Aggressive Fuel Sub | PG&E | Res | HVAC | Res - Multi Family | Electric Energy (GWh/year) | Energy Efficiency | 0.10127 | 0.11106 | 0.7054 | 0.12663 | 0.13241 | 0.13754 | 0.14219 | 0.13595 | 0.13949 | 0.14285 | 0.14604 | 0.16483 | 0.16007
Scenario 3: Aggressive Fuel Sub | PG&E | Res | HVAC | Res - Multi Family | Electric Energy (GWh/year) | Fuel Substitution | -9.6681e-05 | -0.00012876 | -0.00013457 | -0.00014002 | -0.00015754 | 0.00020444 | 0.00021628 | 0.00022657 | 0.00023554 | 0.000248 | 0.00025716 | 0.00026325 | 0.00026722
Scenario 3: Aggressive Fuel Sub | PG&E | Res | HVAC | Res - Multi Family | Gas Energy (MMTherm/year) | Energy Efficiency | 1.853e-07 | 3.2559e-07 | 3.6496e-07 | 3.5231e-07 | 3.6533e-07 | 0 | 0 | 0 | 0 | 0 | 0 | 0.0023639 | 0.0017463
Scenario 3: Aggressive Fuel Sub | PG&E | Res | HVAC | Res - Multi Family | Gas Energy (MMTherm/year) | Fuel Substitution | 2.4966e-05 | 3.4418e-05 | 3.5979e-05 | 3.7442e-05 | 4.1709e-05 | 0 | 0 | 0 | 0 | 0 | 0 | 0 | 0
Scenario 3: Aggressive Fuel Sub | PG&E | Res | HVAC | Res - Single Family | Electric Demand (MW) | Energy Efficiency | 2.9383 | 3.0599 | 9.54 | 1.426 | 1.4792 | 0.73118 | 0.74856 | 0.76356 | 0.22408 | 0.1272 | 0.12514 | 0.12308 | 0.12096
Scenario 3: Aggressive Fuel Sub | PG&E | Res | HVAC | Res - Single Family | Electric Demand (MW) | Fuel Substitution | 0 | 0 | 0 | 0 | 0 | 0.00057655 | 0.00061149 | 0.00064958 | 3.9493e-05 | 4.221e-05 | 4.4287e-05 | 4.5779e-05 | 4.6929e-05
Scenario 3: Aggressive Fuel Sub | PG&E | Res | HVAC | Res - Single Family | Electric Energy (GWh/year) | Energy Efficiency | 5.6977 | 5.7722 | 8.839 | 1.5193 | 1.5761 | 0.77973 | 0.79863 | 0.81497 | 0.37959 | 0.30435 | 0.30606 | 0.42311 | 0.42068
Scenario 3: Aggressive Fuel Sub | PG&E | Res | HVAC | Res - Single Family | Electric Energy (GWh/year) | Fuel Substitution | -0.0096606 | -0.010223 | -0.011389 | -0.011913 | -0.012407 | 0.0025224 | 0.0026724 | 0.0028273 | 0.00018568 | 0.00019837 | 0.00020821 | 0.00021513 | 0.00022053
Scenario 3: Aggressive Fuel Sub | PG&E | Res | HVAC | Res - Single Family | Gas Energy (MMTherm/year) | Energy Efficiency | 0.0067203 | 0.01426 | 0.019498 | 0.04624 | 0.048047 | -0.0043348 | -0.0044553 | -0.0045608 | -0.00090242 | -0.00024886 | -0.00023947 | 0.014504 | 0.014066
Scenario 3: Aggressive Fuel Sub | PG&E | Res | HVAC | Res - Single Family | Gas Energy (MMTherm/year) | Fuel Substitution | 0.0013746 | 0.0014548 | 0.0016401 | 0.0017152 | 0.0017861 | 0 | 0 | 0 | 0 | 0 | 0 | 0 | 0
Scenario 3: Aggressive Fuel Sub | PG&E | Res | WaterHeat | Res - Multi Family | Electric Demand (MW) | Energy Efficiency | 0.060391 | 0.065193 | 0.069825 | 0.073602 | 0.076878 | 0.080457 | 0.083432 | 0.082449 | 0.085081 | 0.08774 | 0.09044 | 0.0933 | 0.093676
Scenario 3: Aggressive Fuel Sub | PG&E | Res | WaterHeat | Res - Multi Family | Electric Demand (MW) | Fuel Substitution | 0 | 0 | 0 | 0 | 0 | 0.015491 | 0.01809 | 0.020606 | 0.022824 | 0.025297 | 0.028575 | 0.031667 | 0.033945
Scenario 3: Aggressive Fuel Sub | PG&E | Res | WaterHeat | Res - Multi Family | Electric Energy (GWh/year) | Energy Efficiency | 0.34565 | 0.37315 | 0.39964 | 0.42111 | 0.43963 | 0.45987 | 0.47665 | 0.47065 | 0.48548 | 0.50047 | 0.51571 | 0.53188 | 0.53379
Scenario 3: Aggressive Fuel Sub | PG&E | Res | WaterHeat | Res - Multi Family | Electric Energy (GWh/year) | Fuel Substitution | -2.4002 | -2.5932 | -2.7917 | -2.9946 | -3.198 | 0.091668 | 0.107 | 0.12186 | 0.13494 | 0.14943 | 0.16872 | 0.18696 | 0.20039
Scenario 3: Aggressive Fuel Sub | PG&E | Res | WaterHeat | Res - Multi Family | Gas Energy (MMTherm/year) | Energy Efficiency | 0.042115 | 0.045111 | 0.047704 | 0.04889 | 0.049031 | 0.025561 | 0.024622 | 0.021796 | 0.020796 | 0.019848 | 0.019045 | 0.018499 | 0.016956
Scenario 3: Aggressive Fuel Sub | PG&E | Res | WaterHeat | Res - Multi Family | Gas Energy (MMTherm/year) | Fuel Substitution | 0.18385 | 0.1987 | 0.21396 | 0.22962 | 0.24534 | 0 | 0 | 0 | 0 | 0 | 0 | 0 | 0
Scenario 3: Aggressive Fuel Sub | PG&E | Res | WaterHeat | Res - Single Family | Electric Demand (MW) | Energy Efficiency | 0.17187 | 0.18903 | 0.20178 | 0.21176 | 0.22028 | 0.2305 | 0.23783 | 0.24473 | 0.25151 | 0.25844 | 0.26548 | 0.27265 | 0.27978
Scenario 3: Aggressive Fuel Sub | PG&E | Res | WaterHeat | Res - Single Family | Electric Demand (MW) | Fuel Substitution | 0 | 0 | 0 | 0 | 0 | 0.091375 | 0.10654 | 0.12114 | 0.13397 | 0.14638 | 0.16455 | 0.18245 | 0.19585
Scenario 3: Aggressive Fuel Sub | PG&E | Res | WaterHeat | Res - Single Family | Electric Energy (GWh/year) | Energy Efficiency | 1.1699 | 1.2857 | 1.3724 | 1.4402 | 1.4979 | 1.5691 | 1.6188 | 1.6656 | 1.7115 | 1.7585 | 1.8062 | 1.8549 | 1.9032
Scenario 3: Aggressive Fuel Sub | PG&E | Res | WaterHeat | Res - Single Family | Electric Energy (GWh/year) | Fuel Substitution | -0.064895 | -0.09016 | -0.11345 | -0.13663 | -0.16069 | 0.65115 | 0.759 | 0.8628 | 0.95395 | 1.0421 | 1.1712 | 1.2985 | 1.3937
Scenario 3: Aggressive Fuel Sub | PG&E | Res | WaterHeat | Res - Single Family | Gas Energy (MMTherm/year) | Energy Efficiency | 0.20747 | 0.23862 | 0.25827 | 0.26842 | 0.2725 | 0.10343 | 0.099002 | 0.094277 | 0.089797 | 0.085948 | 0.082573 | 0.079681 | 0.077055
Scenario 3: Aggressive Fuel Sub | PG&E | Res | WaterHeat | Res - Single Family | Gas Energy (MMTherm/year) | Fuel Substitution | 0.0087863 | 0.012206 | 0.015357 | 0.018491 | 0.021744 | 0 | 0 | 0 | 0 | 0 | 0 | 0 | 0
Scenario 3: Aggressive Fuel Sub | PG&E | Res | WholeBlg | Res - Multi Family | Electric Demand (MW) | Energy Efficiency | 0 | 0 | 0.00093991 | 0.00097017 | 0.00095678 | 0.00094411 | 0.24394 | 0.23333 | 0.21791 | 0.20438 | 0.18891 | 0.31839 | 0.29595
Scenario 3: Aggressive Fuel Sub | PG&E | Res | WholeBlg | Res - Multi Family | Electric Energy (GWh/year) | Energy Efficiency | 0 | 0 | 0.0090796 | 0.0093719 | 0.0092426 | 0.0091202 | 2.1434 | 2.0501 | 1.9147 | 1.7958 | 1.6598 | 2.5549 | 2.3748
Scenario 3: Aggressive Fuel Sub | PG&E | Res | WholeBlg | Res - Multi Family | Gas Energy (MMTherm/year) | Energy Efficiency | 0 | 0 | 6.7456e-05 | 6.9628e-05 | 6.8667e-05 | 6.7758e-05 | 0.018668 | 0.017856 | 0.016676 | 0.015641 | 0.014456 | 0.023815 | 0.022137
Scenario 3: Aggressive Fuel Sub | PG&E | Res | WholeBlg | Res - Single Family | Electric Demand (MW) | Energy Efficiency | 0 | 0 | 0.0076699 | 0.0079518 | 0.0077705 | 0.0076022 | 0.0072099 | 0.0067554 | 0.0062097 | 0.0057715 | 0.0052737 | 0.0048601 | 0.63092
Scenario 3: Aggressive Fuel Sub | PG&E | Res | WholeBlg | Res - Single Family | Electric Energy (GWh/year) | Energy Efficiency | 0 | 0 | 0.034337 | 0.035599 | 0.034787 | 0.034034 | 0.032277 | 0.030243 | 0.0278 | 0.025838 | 0.023609 | 0.021758 | 3.3928
Scenario 3: Aggressive Fuel Sub | PG&E | Res | WholeBlg | Res - Single Family | Gas Energy (MMTherm/year) | Energy Efficiency | 0 | 0 | 0.00019799 | 0.00020526 | 0.00020058 | 0.00019624 | 0.00018611 | 0.00017438 | 0.00016029 | 0.00014898 | 0.00013613 | 0.00012546 | 0.020886
Scenario 3: Aggressive Fuel Sub | SCE | Ag | WholeBlg | Ag - Dairies, fishing, hunting | Electric Demand (MW) | Energy Efficiency | 0.072711 | 0.073143 | 0.073527 | 0.073882 | 0.074221 | 0.074534 | 0.074837 | 0.075155 | 0.075481 | 0.075803 | 0.076111 | 0.076404 | 0.076686
Scenario 3: Aggressive Fuel Sub | SCE | Ag | WholeBlg | Ag - Dairies, fishing, hunting | Electric Energy (GWh/year) | Energy Efficiency | 0.30975 | 0.31159 | 0.31322 | 0.31474 | 0.31618 | 0.31751 | 0.3188 | 0.32016 | 0.32155 | 0.32292 | 0.32423 | 0.32548 | 0.32668
Scenario 3: Aggressive Fuel Sub | SCE | Ag | WholeBlg | Ag - Irrigated Agriculture, vineyards, forestry and greenhouses | Electric Demand (MW) | Energy Efficiency | 0.17501 | 0.18412 | 0.19251 | 0.2005 | 0.20823 | 0.21542 | 0.2223 | 0.22936 | 0.23657 | 0.24386 | 0.2511 | 0.25825 | 0.26537
Scenario 3: Aggressive Fuel Sub | SCE | Ag | WholeBlg | Ag - Irrigated Agriculture, vineyards, forestry and greenhouses | Electric Energy (GWh/year) | Energy Efficiency | 0.74555 | 0.78435 | 0.82011 | 0.85412 | 0.88706 | 0.9177 | 0.94698 | 0.97707 | 1.0078 | 1.0389 | 1.0697 | 1.1001 | 1.1305
Scenario 3: Aggressive Fuel Sub | SCE | Ag | WholeBlg | Ag - Water pumping | Electric Demand (MW) | Energy Efficiency | 1.0129 | 1.012 | 1.0112 | 1.0102 | 1.0092 | 1.0083 | 1.0076 | 1.0069 | 1.0063 | 1.0054 | 1.0044 | 1.0032 | 1.0018
Scenario 3: Aggressive Fuel Sub | SCE | Ag | WholeBlg | Ag - Water pumping | Electric Energy (GWh/year) | Energy Efficiency | 4.3148 | 4.3113 | 4.3075 | 4.3034 | 4.2992 | 4.2955 | 4.2924 | 4.2895 | 4.2866 | 4.2831 | 4.2787 | 4.2736 | 4.2678
Scenario 3: Aggressive Fuel Sub | SCE | Com | BROs | Com - Lodging | Electric Energy (GWh/year) | Energy Efficiency | 0.024629 | 0.050421 | 0.07744 | 0.10626 | 0.13713 | 0.16977 | 0.20492 | 0.24148 | 0.27995 | 0.32063 | 0.36258 | 0.40457 | 0.44519
Scenario 3: Aggressive Fuel Sub | SCE | Com | BROs | Com - Other | Electric Energy (GWh/year) | Energy Efficiency | 0.039575 | 0.080674 | 0.12345 | 0.1687 | 0.21682 | 0.26735 | 0.32173 | 0.3778 | 0.43648 | 0.49809 | 0.56125 | 0.6242 | 0.69509
Scenario 3: Aggressive Fuel Sub | SCE | Com | BROs | Com - Retail | Electric Demand (MW) | Energy Efficiency | 0.0073178 | 0.014871 | 0.022708 | 0.03091 | 0.039577 | 0.048623 | 0.058302 | 0.068216 | 0.078507 | 0.089219 | 0.10007 | 0.11081 | 0.12253
Scenario 3: Aggressive Fuel Sub | SCE | Com | BROs | Com - Retail | Electric Energy (GWh/year) | Energy Efficiency | 0.079116 | 0.16077 | 0.2455 | 0.33419 | 0.42788 | 0.52568 | 0.63033 | 0.73751 | 0.84878 | 0.96458 | 1.0819 | 1.198 | 1.3247
Scenario 3: Aggressive Fuel Sub | SCE | Com | BldgEnv | Com - College | Electric Demand (MW) | Energy Efficiency | 0.0014377 | 0.001523 | 0.0015615 | 0.0015452 | 0.0014709 | 0.0013483 | 0.0011869 | 0.0010011 | 7.2087e-05 | 0 | 0 | 0 | 0
Scenario 3: Aggressive Fuel Sub | SCE | Com | BldgEnv | Com - College | Electric Energy (GWh/year) | Energy Efficiency | 0.00049063 | 0.00051972 | 0.00053284 | 0.00052724 | 0.00050181 | 0.00045988 | 0.00040469 | 0.00034117 | 2.3744e-05 | 0 | 0 | 0 | 0
Scenario 3: Aggressive Fuel Sub | SCE | Com | BldgEnv | Com - College | Gas Energy (MMTherm/year) | Energy Efficiency | 0.0015634 | 0.0016562 | 0.0016978 | 0.0016795 | 0.001598 | 0.0014636 | 0.0012869 | 0.0010836 | 6.8947e-05 | 0 | 0 | 0 | 0
Scenario 3: Aggressive Fuel Sub | SCE | Com | BldgEnv | Com - Grocery | Electric Demand (MW) | Energy Efficiency | 0.0001349 | 0.00014159 | 0.00014619 | 0.00012737 | 0.00013613 | 0.00014383 | 0.00015014 | 0.00015743 | 0.00016367 | 0 | 0 | 0 | 0
Scenario 3: Aggressive Fuel Sub | SCE | Com | BldgEnv | Com - Grocery | Electric Energy (GWh/year) | Energy Efficiency | 4.4431e-05 | 4.6635e-05 | 4.815e-05 | 4.1954e-05 | 4.484e-05 | 4.7373e-05 | 4.9454e-05 | 5.1854e-05 | 5.391e-05 | 0 | 0 | 0 | 0
Scenario 3: Aggressive Fuel Sub | SCE | Com | BldgEnv | Com - Grocery | Gas Energy (MMTherm/year) | Energy Efficiency | 9.3973e-05 | 9.8636e-05 | 0.00010184 | 8.8742e-05 | 9.4846e-05 | 0.00010021 | 0.00010461 | 0.00010968 | 0.00011403 | 0 | 0 | 0 | 0
Scenario 3: Aggressive Fuel Sub | SCE | Com | BldgEnv | Com - Health | Electric Demand (MW) | Energy Efficiency | 0.002706 | 0.0024011 | 0.00041255 | 0.00035084 | 0.00029076 | 0.00023293 | 0.00018301 | 0.00013579 | 0.00013849 | 0 | 0 | 0 | 0
Scenario 3: Aggressive Fuel Sub | SCE | Com | BldgEnv | Com - Health | Electric Energy (GWh/year) | Energy Efficiency | 0.0012494 | 0.0011086 | 0.0001607 | 0.0001393 | 0.00011872 | 9.8705e-05 | 8.1533e-05 | 6.2694e-05 | 6.3939e-05 | 0 | 0 | 0 | 0
Scenario 3: Aggressive Fuel Sub | SCE | Com | BldgEnv | Com - Health | Gas Energy (MMTherm/year) | Energy Efficiency | 0.0021401 | 0.001899 | 0.00020301 | 0.00018357 | 0.00016567 | 0.00014762 | 0.00013247 | 0.00010739 | 0.00010952 | 0 | 0 | 0 | 0
Scenario 3: Aggressive Fuel Sub | SCE | Com | BldgEnv | Com - Lodging | Electric Demand (MW) | Energy Efficiency | 0.00012169 | 0.00014756 | 0.00017856 | 0.00021559 | 0.00025971 | 0.00031206 | 0.00037382 | 0.00044624 | 4.3823e-06 | 0 | 0 | 0 | 0
Scenario 3: Aggressive Fuel Sub | SCE | Com | BldgEnv | Com - Lodging | Electric Energy (GWh/year) | Energy Efficiency | 7.6201e-05 | 9.2394e-05 | 0.0001118 | 0.00013497 | 0.00016259 | 0.00019535 | 0.000234 | 0.00027932 | 2.8312e-06 | 0 | 0 | 0 | 0
Scenario 3: Aggressive Fuel Sub | SCE | Com | BldgEnv | Com - Lodging | Gas Energy (MMTherm/year) | Energy Efficiency | 4.8239e-05 | 5.8551e-05 | 7.0911e-05 | 8.5685e-05 | 0.00010329 | 0.00012418 | 0.00014884 | 0.00017776 | 7.3242e-07 | 0 | 0 | 0 | 0
Scenario 3: Aggressive Fuel Sub | SCE | Com | BldgEnv | Com - Office (Large) | Electric Demand (MW) | Energy Efficiency | 0.0029386 | 0.0030553 | 0.0031468 | 0.0032353 | 0.0033428 | 0.0034375 | 0.0034966 | 0.003553 | 0.0035672 | 0 | 0 | 0 | 0
Scenario 3: Aggressive Fuel Sub | SCE | Com | BldgEnv | Com - Office (Large) | Electric Energy (GWh/year) | Energy Efficiency | 0.00099605 | 0.0010356 | 0.0010666 | 0.0010966 | 0.0011331 | 0.0011652 | 0.0011852 | 0.0012043 | 0.0012091 | 0 | 0 | 0 | 0
Scenario 3: Aggressive Fuel Sub | SCE | Com | BldgEnv | Com - Office (Large) | Gas Energy (MMTherm/year) | Energy Efficiency | 0.0008313 | 0.00086432 | 0.0008902 | 0.00091525 | 0.00094565 | 0.00097246 | 0.00098916 | 0.0010051 | 0.0010091 | 0 | 0 | 0 | 0
Scenario 3: Aggressive Fuel Sub | SCE | Com | BldgEnv | Com - Office (Small) | Electric Demand (MW) | Energy Efficiency | 0.00013624 | 0.00014228 | 0.00014727 | 0.00013325 | 1.3864e-06 | 0.0016461 | 0.0001357 | 0.00014016 | 0.00014403 | 0 | 0 | 0 | 0
Scenario 3: Aggressive Fuel Sub | SCE | Com | BldgEnv | Com - Office (Small) | Electric Energy (GWh/year) | Energy Efficiency | 4.4875e-05 | 4.6864e-05 | 4.8508e-05 | 4.3889e-05 | 4.5669e-07 | 0.00054221 | 4.4698e-05 | 4.6165e-05 | 4.7442e-05 | 0 | 0 | 0 | 0
Scenario 3: Aggressive Fuel Sub | SCE | Com | BldgEnv | Com - Office (Small) | Gas Energy (MMTherm/year) | Energy Efficiency | 4.4756e-05 | 4.674e-05 | 4.838e-05 | 4.3771e-05 | 4.5554e-07 | 0.00054076 | 4.4579e-05 | 4.6042e-05 | 4.7315e-05 | 0 | 0 | 0 | 0
Scenario 3: Aggressive Fuel Sub | SCE | Com | BldgEnv | Com - Other | Electric Demand (MW) | Energy Efficiency | 0.0059813 | 0.0054516 | 0.0047499 | 0.0039526 | 0.0031409 | 0.0023786 | 0.0017136 | 0.0014 | 0.0013542 | 0 | 0 | 0 | 0
Scenario 3: Aggressive Fuel Sub | SCE | Com | BldgEnv | Com - Other | Electric Energy (GWh/year) | Energy Efficiency | 0.0020418 | 0.0018605 | 0.0016205 | 0.0013478 | 0.0010702 | 0.00080943 | 0.00058198 | 0.000475 | 0.00045925 | 0 | 0 | 0 | 0
Scenario 3: Aggressive Fuel Sub | SCE | Com | BldgEnv | Com - Other | Gas Energy (MMTherm/year) | Energy Efficiency | 0.0042105 | 0.0037613 | 0.0031766 | 0.0025184 | 0.00185 | 0.0012221 | 0.00067005 | 0.00041455 | 0.00041069 | 0 | 0 | 0 | 0
Scenario 3: Aggressive Fuel Sub | SCE | Com | BldgEnv | Com - Refrig. Warehouse | Electric Demand (MW) | Energy Efficiency | 2.3536e-05 | 2.3646e-06 | 2.4635e-06 | 2.5036e-06 | 2.5844e-06 | 2.6907e-06 | 2.8125e-06 | 2.9124e-06 | 3.0298e-06 | 0 | 0 | 0 | 0
Scenario 3: Aggressive Fuel Sub | SCE | Com | BldgEnv | Com - Refrig. Warehouse | Electric Energy (GWh/year) | Energy Efficiency | 1.0984e-05 | 1.1035e-06 | 1.1496e-06 | 1.1684e-06 | 1.2061e-06 | 1.2557e-06 | 1.3125e-06 | 1.3591e-06 | 1.4139e-06 | 0 | 0 | 0 | 0
Scenario 3: Aggressive Fuel Sub | SCE | Com | BldgEnv | Com - Refrig. Warehouse | Gas Energy (MMTherm/year) | Energy Efficiency | 1.3285e-05 | 1.3347e-06 | 1.3905e-06 | 1.4132e-06 | 1.4588e-06 | 1.5187e-06 | 1.5875e-06 | 1.6439e-06 | 1.7101e-06 | 0 | 0 | 0 | 0
Scenario 3: Aggressive Fuel Sub | SCE | Com | BldgEnv | Com - Restaurant | Electric Demand (MW) | Energy Efficiency | 0 | 0 | 0 | 0 | 0 | 0 | 0 | 0 | 0 | 0 | 0 | 0 | 0
Scenario 3: Aggressive Fuel Sub | SCE | Com | BldgEnv | Com - Restaurant | Electric Energy (GWh/year) | Energy Efficiency | 0 | 0 | 0 | 0 | 0 | 0 | 0 | 0 | 0 | 0 | 0 | 0 | 0
Scenario 3: Aggressive Fuel Sub | SCE | Com | BldgEnv | Com - Restaurant | Gas Energy (MMTherm/year) | Energy Efficiency | 0 | 0 | 0 | 0 | 0 | 0 | 0 | 0 | 0 | 0 | 0 | 0 | 0
Scenario 3: Aggressive Fuel Sub | SCE | Com | BldgEnv | Com - Retail | Electric Demand (MW) | Energy Efficiency | 0.00035585 | 0.00036989 | 0.00037961 | 0.00039004 | 0.00040095 | 0.00040504 | 0.00035324 | 0.00035976 | 0.00036112 | 0 | 0 | 0 | 0
Scenario 3: Aggressive Fuel Sub | SCE | Com | BldgEnv | Com - Retail | Electric Energy (GWh/year) | Energy Efficiency | 0.00012058 | 0.00012542 | 0.00012878 | 0.00013238 | 0.00013616 | 0.00013763 | 0.00012064 | 0.00012287 | 0.00012334 | 0 | 0 | 0 | 0
Scenario 3: Aggressive Fuel Sub | SCE | Com | BldgEnv | Com - Retail | Gas Energy (MMTherm/year) | Energy Efficiency | 0.0001254 | 0.00013055 | 0.00013414 | 0.000138 | 0.00014204 | 0.0001437 | 0.00012686 | 0.00012921 | 0.00012971 | 0 | 0 | 0 | 0
Scenario 3: Aggressive Fuel Sub | SCE | Com | BldgEnv | Com - School | Electric Demand (MW) | Energy Efficiency | 0.00016623 | 0.00017446 | 0.00018248 | 0.00018926 | 0.00019437 | 0.00019967 | 0.00020294 | 0.0002065 | 0.00020988 | 0 | 0 | 0 | 0
Scenario 3: Aggressive Fuel Sub | SCE | Com | BldgEnv | Com - School | Electric Energy (GWh/year) | Energy Efficiency | 5.4752e-05 | 5.7464e-05 | 6.0107e-05 | 6.2339e-05 | 6.4021e-05 | 6.5767e-05 | 6.6845e-05 | 6.8018e-05 | 6.913e-05 | 0 | 0 | 0 | 0
Scenario 3: Aggressive Fuel Sub | SCE | Com | BldgEnv | Com - School | Gas Energy (MMTherm/year) | Energy Efficiency | 5.4606e-05 | 5.731e-05 | 5.9946e-05 | 6.2172e-05 | 6.385e-05 | 6.5591e-05 | 6.6666e-05 | 6.7836e-05 | 6.8945e-05 | 0 | 0 | 0 | 0
Scenario 3: Aggressive Fuel Sub | SCE | Com | BldgEnv | Com - Warehouse | Electric Demand (MW) | Energy Efficiency | 0.0014825 | 0.0016923 | 0.0018965 | 0.0020879 | 0.0022539 | 0.0023741 | 0.0024381 | 0.00244 | 0.00021734 | 0 | 0 | 0 | 0
Scenario 3: Aggressive Fuel Sub | SCE | Com | BldgEnv | Com - Warehouse | Electric Energy (GWh/year) | Energy Efficiency | 0.00071705 | 0.00081697 | 0.00091397 | 0.0010054 | 0.0010855 | 0.0011435 | 0.0011749 | 0.0011773 | 0.00014097 | 0 | 0 | 0 | 0
Scenario 3: Aggressive Fuel Sub | SCE | Com | BldgEnv | Com - Warehouse | Gas Energy (MMTherm/year) | Energy Efficiency | 0.00084197 | 0.00096079 | 0.0010764 | 0.0011849 | 0.0012791 | 0.0013474 | 0.0013838 | 0.0013852 | 0.00013081 | 0 | 0 | 0 | 0
Scenario 3: Aggressive Fuel Sub | SCE | Com | ComRefrig | Com - College | Electric Demand (MW) | Energy Efficiency | 0.00014414 | 9.5911e-05 | 5.7997e-05 | 3.0644e-05 | 0.00087096 | 0.0010957 | 0.0010912 | 0.0011643 | 0.001164 | 0.0011272 | 0.0012238 | 0.001269 | 0.0012379
Scenario 3: Aggressive Fuel Sub | SCE | Com | ComRefrig | Com - College | Electric Energy (GWh/year) | Energy Efficiency | 0.0010609 | 0.00071467 | 0.00043911 | 0.00023801 | 0.0076187 | 0.0095904 | 0.009532 | 0.010077 | 0.010047 | 0.0097293 | 0.010578 | 0.010975 | 0.010706
Scenario 3: Aggressive Fuel Sub | SCE | Com | ComRefrig | Com - College | Gas Energy (MMTherm/year) | Energy Efficiency | 0 | 0 | 0 | 0 | -0.0001163 | -0.00014765 | -0.00014477 | -0.00014308 | -0.00013965 | -0.00013524 | -0.00015341 | -0.0001617 | -0.00015776
Scenario 3: Aggressive Fuel Sub | SCE | Com | ComRefrig | Com - Grocery | Electric Demand (MW) | Energy Efficiency | 0.20227 | 0.11157 | 0.046383 | 0.018139 | 0.0058077 | 0 | 0.041586 | 0.22135 | 0.28601 | 0.27756 | 0.27001 | 0.26277 | 0.25628
Scenario 3: Aggressive Fuel Sub | SCE | Com | ComRefrig | Com - Grocery | Electric Energy (GWh/year) | Energy Efficiency | 1.5109 | 0.85415 | 0.37534 | 0.15428 | 0.049399 | 0 | 0.33148 | 1.7437 | 2.2507 | 2.1842 | 2.1248 | 2.0678 | 2.0167
Scenario 3: Aggressive Fuel Sub | SCE | Com | ComRefrig | Com - Grocery | Gas Energy (MMTherm/year) | Energy Efficiency | 0 | 0 | 0 | 0 | 0 | 0 | -0.0010127 | -0.0053139 | -0.0068574 | -0.006655 | -0.0064738 | -0.0063003 | -0.0061446
Scenario 3: Aggressive Fuel Sub | SCE | Com | ComRefrig | Com - Health | Electric Demand (MW) | Energy Efficiency | 0 | 0 | 0 | 0 | 0.0057635 | 0.0076037 | 0.0073893 | 0.0071323 | 0.0068831 | 0.006606 | 0.007181 | 0.0073941 | 0.0072543
Scenario 3: Aggressive Fuel Sub | SCE | Com | ComRefrig | Com - Health | Electric Energy (GWh/year) | Energy Efficiency | 0 | 0 | 0 | 0 | 0.050453 | 0.066562 | 0.064685 | 0.062435 | 0.060254 | 0.057828 | 0.062856 | 0.064718 | 0.063495
Scenario 3: Aggressive Fuel Sub | SCE | Com | ComRefrig | Com - Health | Gas Energy (MMTherm/year) | Energy Efficiency | 0 | 0 | 0 | 0 | -0.00078044 | -0.0010296 | -0.0010006 | -0.00096578 | -0.00093204 | -0.00089452 | -0.0010024 | -0.0010445 | -0.0010248
Scenario 3: Aggressive Fuel Sub | SCE | Com | ComRefrig | Com - Refrig. Warehouse | Electric Demand (MW) | Energy Efficiency | 0.00034635 | 0.0002495 | 0.000164 | 9.7328e-05 | 4.9714e-05 | 1.7745e-05 | 5.1048e-05 | 0.00023128 | 0.00028959 | 0.00028254 | 0.00027564 | 0.00027009 | 0.00026488
Scenario 3: Aggressive Fuel Sub | SCE | Com | ComRefrig | Com - Refrig. Warehouse | Electric Energy (GWh/year) | Energy Efficiency | 0.0025238 | 0.0018365 | 0.0012221 | 0.0007372 | 0.00038698 | 0.0001494 | 0.00041113 | 0.0018229 | 0.0022789 | 0.0022234 | 0.0021691 | 0.0021254 | 0.0020844
Scenario 3: Aggressive Fuel Sub | SCE | Com | ComRefrig | Com - Refrig. Warehouse | Gas Energy (MMTherm/year) | Energy Efficiency | 0 | 0 | 0 | 0 | 0 | 0 | -1.0508e-06 | -5.5071e-06 | -6.9434e-06 | -6.7743e-06 | -6.6089e-06 | -6.4758e-06 | -6.3508e-06
Scenario 3: Aggressive Fuel Sub | SCE | Com | ComRefrig | Com - Restaurant | Electric Demand (MW) | Energy Efficiency | 0.0081584 | 0.0044867 | 0.0018612 | 0.00069501 | 0.00021413 | 0 | 0.0021641 | 0.01157 | 0.015398 | 0.014934 | 0.014508 | 0.014095 | 0.013723
Scenario 3: Aggressive Fuel Sub | SCE | Com | ComRefrig | Com - Restaurant | Electric Energy (GWh/year) | Energy Efficiency | 0.060784 | 0.034218 | 0.01497 | 0.0059115 | 0.0018213 | 0 | 0.01725 | 0.091132 | 0.12115 | 0.1175 | 0.11414 | 0.11089 | 0.10796
Scenario 3: Aggressive Fuel Sub | SCE | Com | ComRefrig | Com - Restaurant | Gas Energy (MMTherm/year) | Energy Efficiency | 0 | 0 | 0 | 0 | 0 | 0 | -5.2703e-05 | -0.00027772 | -0.00036911 | -0.00035797 | -0.00034775 | -0.00033785 | -0.00032891
Scenario 3: Aggressive Fuel Sub | SCE | Com | ComRefrig | Com - Retail | Electric Demand (MW) | Energy Efficiency | 0.098209 | 0.05559 | 0.024827 | 0.009123 | 0.0033344 | 0 | 0.019446 | 0.10296 | 0.13366 | 0.12931 | 0.1253 | 0.12138 | 0.11778
Scenario 3: Aggressive Fuel Sub | SCE | Com | ComRefrig | Com - Retail | Electric Energy (GWh/year) | Energy Efficiency | 0.7321 | 0.4236 | 0.19779 | 0.077597 | 0.028361 | 0 | 0.15501 | 0.81091 | 1.0516 | 1.0174 | 0.98583 | 0.95492 | 0.92659
Scenario 3: Aggressive Fuel Sub | SCE | Com | ComRefrig | Com - Retail | Gas Energy (MMTherm/year) | Energy Efficiency | 0 | 0 | 0 | 0 | 0 | 0 | -0.00047358 | -0.0024711 | -0.003204 | -0.0030997 | -0.0030035 | -0.0029093 | -0.002823
Scenario 3: Aggressive Fuel Sub | SCE | Com | ComRefrig | Com - School | Electric Demand (MW) | Energy Efficiency | 2.3808e-05 | 3.2167e-06 | 0 | 0 | 0 | 0 | 4.8577e-05 | 0.00026576 | 0.00037186 | 0.00035964 | 0.0003479 | 0.00033797 | 0.00032816
Scenario 3: Aggressive Fuel Sub | SCE | Com | ComRefrig | Com - School | Electric Energy (GWh/year) | Energy Efficiency | 0.00020251 | 2.736e-05 | 0 | 0 | 0 | 0 | 0.0003872 | 0.0020942 | 0.0029263 | 0.0028302 | 0.0027378 | 0.0026596 | 0.0025824
Scenario 3: Aggressive Fuel Sub | SCE | Com | ComRefrig | Com - School | Gas Energy (MMTherm/year) | Energy Efficiency | 0 | 0 | 0 | 0 | 0 | 0 | -1.183e-06 | -6.3827e-06 | -8.9159e-06 | -8.6229e-06 | -8.3415e-06 | -8.1033e-06 | -7.8681e-06
Scenario 3: Aggressive Fuel Sub | SCE | Com | FoodServ | Com - College | Electric Demand (MW) | Energy Efficiency | 0.0030427 | 0.004564 | 0.0051044 | 0.0053689 | 0.0054554 | 0.0077415 | 0.0086169 | 0.0086658 | 0.0093435 | 0.010018 | 0.010152 | 0.010464 | 0.010453
Scenario 3: Aggressive Fuel Sub | SCE | Com | FoodServ | Com - College | Electric Demand (MW) | Fuel Substitution | -0.00026923 | -0.00030267 | -0.00033445 | -0.0003647 | -0.00039348 | -0.00042087 | -0.00044689 | -0.00047214 | -0.00049853 | -0.00052494 | -0.00055064 | -0.0005757 | -0.00059991
Scenario 3: Aggressive Fuel Sub | SCE | Com | FoodServ | Com - College | Electric Energy (GWh/year) | Energy Efficiency | 0.015747 | 0.024484 | 0.027449 | 0.028804 | 0.029249 | 0.039255 | 0.043143 | 0.043383 | 0.046356 | 0.049298 | 0.04987 | 0.051375 | 0.051302
Scenario 3: Aggressive Fuel Sub | SCE | Com | FoodServ | Com - College | Electric Energy (GWh/year) | Fuel Substitution | -0.0035032 | -0.0039599 | -0.0044085 | -0.0048528 | -0.0052942 | -0.0057344 | -0.0061768 | -0.0066208 | -0.0070728 | -0.0075256 | -0.0079745 | -0.0084196 | -0.0088559
Scenario 3: Aggressive Fuel Sub | SCE | Com | FoodServ | Com - College | Gas Energy (MMTherm/year) | Energy Efficiency | 0.00030644 | 0.00048626 | 0.00057228 | 0.00059695 | 0.00060333 | 0.0006267 | 0.00064668 | 0.00065521 | 0.00066106 | 0.00066132 | 0.00066447 | 0.00069538 | 0.00069731
Scenario 3: Aggressive Fuel Sub | SCE | Com | FoodServ | Com - College | Gas Energy (MMTherm/year) | Fuel Substitution | 0.00036228 | 0.00040946 | 0.00045578 | 0.00050158 | 0.00054704 | 0.00059231 | 0.00063774 | 0.0006834 | 0.00073035 | 0.00077761 | 0.00082458 | 0.00087127 | 0.00091714
Scenario 3: Aggressive Fuel Sub | SCE | Com | FoodServ | Com - Grocery | Electric Demand (MW) | Energy Efficiency | 0.0145 | 0.0269 | 0.03099 | 0.032069 | 0.033104 | 0.051085 | 0.058542 | 0.058887 | 0.064416 | 0.070899 | 0.072418 | 0.07242 | 0.072439
Scenario 3: Aggressive Fuel Sub | SCE | Com | FoodServ | Com - Grocery | Electric Demand (MW) | Fuel Substitution | -0.0016611 | -0.0018688 | -0.0020653 | -0.0022516 | -0.0024285 | -0.0025966 | -0.0027564 | -0.0029131 | -0.0030722 | -0.0032269 | -0.0033763 | -0.00352 | -0.0036581
Scenario 3: Aggressive Fuel Sub | SCE | Com | FoodServ | Com - Grocery | Electric Energy (GWh/year) | Energy Efficiency | 0.078516 | 0.14982 | 0.17302 | 0.17875 | 0.18416 | 0.26223 | 0.2946 | 0.29633 | 0.32062 | 0.34908 | 0.3557 | 0.35554 | 0.35547
Scenario 3: Aggressive Fuel Sub | SCE | Com | FoodServ | Com - Grocery | Electric Energy (GWh/year) | Fuel Substitution | -0.036398 | -0.040735 | -0.044921 | -0.048992 | -0.052971 | -0.056894 | -0.060817 | -0.064729 | -0.068689 | -0.072615 | -0.076493 | -0.080304 | -0.084032
Scenario 3: Aggressive Fuel Sub | SCE | Com | FoodServ | Com - Grocery | Gas Energy (MMTherm/year) | Energy Efficiency | 0.001363 | 0.0028685 | 0.0036185 | 0.0036904 | 0.0037783 | 0.0038436 | 0.0038844 | 0.0039427 | 0.0039856 | 0.0040113 | 0.0040438 | 0.0040657 | 0.0040886
Scenario 3: Aggressive Fuel Sub | SCE | Com | FoodServ | Com - Grocery | Gas Energy (MMTherm/year) | Fuel Substitution | 0.0037799 | 0.0042294 | 0.0046633 | 0.0050849 | 0.0054968 | 0.0059027 | 0.0063086 | 0.0067141 | 0.0071268 | 0.0075367 | 0.0079422 | 0.0083414 | 0.0087324
Scenario 3: Aggressive Fuel Sub | SCE | Com | FoodServ | Com - Health | Electric Demand (MW) | Energy Efficiency | 0.0092185 | 0.013015 | 0.014594 | 0.014883 | 0.015319 | 0.019036 | 0.020712 | 0.020691 | 0.021546 | 0.022233 | 0.022004 | 0.022159 | 0.022474
Scenario 3: Aggressive Fuel Sub | SCE | Com | FoodServ | Com - Health | Electric Demand (MW) | Fuel Substitution | -0.00066568 | -0.00075314 | -0.00083672 | -0.00091658 | -0.00099294 | -0.0010658 | -0.0011375 | -0.0012123 | -0.0012893 | -0.0013655 | -0.0014405 | -0.0015145 | -0.0015876
Scenario 3: Aggressive Fuel Sub | SCE | Com | FoodServ | Com - Health | Electric Energy (GWh/year) | Energy Efficiency | 0.047321 | 0.068925 | 0.077573 | 0.079103 | 0.081335 | 0.097515 | 0.10496 | 0.10486 | 0.10854 | 0.11134 | 0.11007 | 0.11078 | 0.11229
Scenario 3: Aggressive Fuel Sub | SCE | Com | FoodServ | Com - Health | Electric Energy (GWh/year) | Fuel Substitution | -0.01003 | -0.011321 | -0.012583 | -0.013823 | -0.015048 | -0.016269 | -0.017497 | -0.018747 | -0.020012 | -0.02127 | -0.022515 | -0.023749 | -0.024969
Scenario 3: Aggressive Fuel Sub | SCE | Com | FoodServ | Com - Health | Gas Energy (MMTherm/year) | Energy Efficiency | 0.0009393 | 0.0012927 | 0.0015015 | 0.0015182 | 0.0015568 | 0.0015753 | 0.0016113 | 0.0016157 | 0.0016161 | 0.0015889 | 0.0015556 | 0.0015771 | 0.0016134
Scenario 3: Aggressive Fuel Sub | SCE | Com | FoodServ | Com - Health | Gas Energy (MMTherm/year) | Fuel Substitution | 0.0010625 | 0.0011993 | 0.0013329 | 0.001464 | 0.0015932 | 0.0017219 | 0.0018514 | 0.0019842 | 0.0021196 | 0.0022546 | 0.0023884 | 0.0025215 | 0.0026534
Scenario 3: Aggressive Fuel Sub | SCE | Com | FoodServ | Com - Lodging | Electric Demand (MW) | Energy Efficiency | 0.012402 | 0.02246 | 0.026315 | 0.026987 | 0.027592 | 0.031293 | 0.033204 | 0.033345 | 0.033759 | 0.034192 | 0.034221 | 0.034104 | 0.033986
Scenario 3: Aggressive Fuel Sub | SCE | Com | FoodServ | Com - Lodging | Electric Demand (MW) | Fuel Substitution | -0.00069043 | -0.00077757 | -0.00086088 | -0.00094069 | -0.0010172 | -0.0010906 | -0.0011626 | -0.0012345 | -0.0013063 | -0.0013762 | -0.0014441 | -0.0015099 | -0.0015743
Scenario 3: Aggressive Fuel Sub | SCE | Com | FoodServ | Com - Lodging | Electric Energy (GWh/year) | Energy Efficiency | 0.080396 | 0.13865 | 0.16086 | 0.16465 | 0.16806 | 0.18458 | 0.19317 | 0.194 | 0.19584 | 0.19767 | 0.19774 | 0.19715 | 0.19655
Scenario 3: Aggressive Fuel Sub | SCE | Com | FoodServ | Com - Lodging | Electric Energy (GWh/year) | Fuel Substitution | -0.0096829 | -0.010883 | -0.01205 | -0.01319 | -0.014317 | -0.015438 | -0.016555 | -0.017683 | -0.018815 | -0.019939 | -0.021051 | -0.022146 | -0.023224
Scenario 3: Aggressive Fuel Sub | SCE | Com | FoodServ | Com - Lodging | Gas Energy (MMTherm/year) | Energy Efficiency | 0.00079502 | 0.0014313 | 0.0018365 | 0.0018641 | 0.0018992 | 0.0019288 | 0.0019529 | 0.001974 | 0.0019855 | 0.0019913 | 0.001999 | 0.0020048 | 0.0020099
Scenario 3: Aggressive Fuel Sub | SCE | Com | FoodServ | Com - Lodging | Gas Energy (MMTherm/year) | Fuel Substitution | 0.0010026 | 0.0011269 | 0.0012476 | 0.0013655 | 0.001482 | 0.0015977 | 0.0017135 | 0.0018308 | 0.0019491 | 0.002067 | 0.0021838 | 0.0022991 | 0.0024128
Scenario 3: Aggressive Fuel Sub | SCE | Com | FoodServ | Com - Office (Large) | Electric Demand (MW) | Energy Efficiency | 0.0012764 | 0.0012656 | 0.0012541 | 0.0012456 | 0.0012433 | 0.0012416 | 0.001237 | 0.0012342 | 0.0012275 | 0.0012197 | 0.0012152 | 0.0012091 | 0.0012049
Scenario 3: Aggressive Fuel Sub | SCE | Com | FoodServ | Com - Office (Large) | Electric Energy (GWh/year) | Energy Efficiency | 0.011196 | 0.011101 | 0.011 | 0.010925 | 0.010905 | 0.01089 | 0.01085 | 0.010826 | 0.010767 | 0.010699 | 0.010659 | 0.010605 | 0.010568
Scenario 3: Aggressive Fuel Sub | SCE | Com | FoodServ | Com - Office (Small) | Electric Demand (MW) | Energy Efficiency | 0.00029616 | 0.0002971 | 0.00029805 | 0.00029906 | 0.00017039 | 0.0013147 | 0.00029316 | 0.00029468 | 0.00029614 | 0.00029743 | 0.00029889 | 0.0003003 | 0.00030178
Scenario 3: Aggressive Fuel Sub | SCE | Com | FoodServ | Com - Office (Small) | Electric Energy (GWh/year) | Energy Efficiency | 0.0025976 | 0.0026059 | 0.0026143 | 0.0026231 | 0.0014945 | 0.011532 | 0.0025713 | 0.0025847 | 0.0025975 | 0.0026088 | 0.0026216 | 0.002634 | 0.002647
Scenario 3: Aggressive Fuel Sub | SCE | Com | FoodServ | Com - Other | Electric Demand (MW) | Energy Efficiency | 0.012287 | 0.066447 | 0.084138 | 0.0871 | 0.089187 | 0.11802 | 0.13096 | 0.13109 | 0.13591 | 0.14212 | 0.14329 | 0.14294 | 0.14277
Scenario 3: Aggressive Fuel Sub | SCE | Com | FoodServ | Com - Other | Electric Demand (MW) | Fuel Substitution | -0.0065986 | -0.0074243 | -0.0082117 | -0.0089652 | -0.0096352 | -0.010373 | -0.011044 | -0.011694 | -0.012318 | -0.012914 | -0.013483 | -0.014023 | -0.014557
Scenario 3: Aggressive Fuel Sub | SCE | Com | FoodServ | Com - Other | Electric Energy (GWh/year) | Energy Efficiency | 0.060185 | 0.37411 | 0.47609 | 0.49273 | 0.50433 | 0.63007 | 0.6866 | 0.68707 | 0.7074 | 0.73392 | 0.7382 | 0.73566 | 0.73403
Scenario 3: Aggressive Fuel Sub | SCE | Com | FoodServ | Com - Other | Electric Energy (GWh/year) | Fuel Substitution | -0.041738 | -0.047053 | -0.052189 | -0.05718 | -0.06166 | -0.0668 | -0.071514 | -0.076173 | -0.080736 | -0.085195 | -0.089539 | -0.093758 | -0.097936
Scenario 3: Aggressive Fuel Sub | SCE | Com | FoodServ | Com - Other | Gas Energy (MMTherm/year) | Energy Efficiency | 0.0013328 | 0.0069852 | 0.0099343 | 0.010055 | 0.010163 | 0.010261 | 0.01038 | 0.010466 | 0.010515 | 0.010596 | 0.010682 | 0.010762 | 0.010856
Scenario 3: Aggressive Fuel Sub | SCE | Com | FoodServ | Com - Other | Gas Energy (MMTherm/year) | Fuel Substitution | 0.0040259 | 0.0045389 | 0.0050348 | 0.0055171 | 0.0059506 | 0.0064483 | 0.0069064 | 0.0073616 | 0.0078088 | 0.0082472 | 0.0086756 | 0.0090927 | 0.0095061
Scenario 3: Aggressive Fuel Sub | SCE | Com | FoodServ | Com - Restaurant | Electric Demand (MW) | Energy Efficiency | 0.081294 | 0.1878 | 0.22583 | 0.23276 | 0.23858 | 0.28377 | 0.3042 | 0.30467 | 0.31559 | 0.32807 | 0.33023 | 0.32892 | 0.32787
Scenario 3: Aggressive Fuel Sub | SCE | Com | FoodServ | Com - Restaurant | Electric Demand (MW) | Fuel Substitution | -0.015465 | -0.017386 | -0.01922 | -0.020978 | -0.022667 | -0.024289 | -0.025858 | -0.027377 | -0.028864 | -0.030294 | -0.031663 | -0.032971 | -0.034303
Scenario 3: Aggressive Fuel Sub | SCE | Com | FoodServ | Com - Restaurant | Electric Energy (GWh/year) | Energy Efficiency | 0.46403 | 1.0803 | 1.2989 | 1.3374 | 1.3694 | 1.5672 | 1.656 | 1.6583 | 1.7054 | 1.7589 | 1.767 | 1.7593 | 1.7531
Scenario 3: Aggressive Fuel Sub | SCE | Com | FoodServ | Com - Restaurant | Electric Energy (GWh/year) | Fuel Substitution | -0.16386 | -0.18379 | -0.20303 | -0.22174 | -0.24002 | -0.25816 | -0.27607 | -0.29389 | -0.31169 | -0.32922 | -0.34646 | -0.36334 | -0.38017
Scenario 3: Aggressive Fuel Sub | SCE | Com | FoodServ | Com - Restaurant | Gas Energy (MMTherm/year) | Energy Efficiency | 0.0069746 | 0.023662 | 0.032904 | 0.033399 | 0.03394 | 0.034186 | 0.034316 | 0.034532 | 0.034708 | 0.034818 | 0.03496 | 0.035049 | 0.035169
Scenario 3: Aggressive Fuel Sub | SCE | Com | FoodServ | Com - Restaurant | Gas Energy (MMTherm/year) | Fuel Substitution | 0.016507 | 0.01851 | 0.020446 | 0.022328 | 0.024167 | 0.025994 | 0.027801 | 0.029604 | 0.031413 | 0.0332 | 0.034961 | 0.036689 | 0.038413
Scenario 3: Aggressive Fuel Sub | SCE | Com | FoodServ | Com - Retail | Electric Demand (MW) | Energy Efficiency | 0.0050654 | 0.0053166 | 0.0054936 | 0.0056768 | 0.0058744 | 0.0060172 | 0.0061117 | 0.0062246 | 0.0062943 | 0.0063372 | 0.0063841 | 0.0064037 | 0.0064239
Scenario 3: Aggressive Fuel Sub | SCE | Com | FoodServ | Com - Retail | Electric Energy (GWh/year) | Energy Efficiency | 0.029075 | 0.030333 | 0.031217 | 0.032141 | 0.033148 | 0.03388 | 0.034368 | 0.034956 | 0.035325 | 0.03556 | 0.035817 | 0.035936 | 0.03606
Scenario 3: Aggressive Fuel Sub | SCE | Com | FoodServ | Com - Retail | Gas Energy (MMTherm/year) | Energy Efficiency | 0.00043005 | 0.00045652 | 0.00047527 | 0.00049438 | 0.00051472 | 0.00052932 | 0.00053887 | 0.00055013 | 0.00055691 | 0.00056088 | 0.00056519 | 0.00056668 | 0.00056817
Scenario 3: Aggressive Fuel Sub | SCE | Com | FoodServ | Com - School | Electric Demand (MW) | Energy Efficiency | 0.013529 | 0.024992 | 0.029872 | 0.030482 | 0.030729 | 0.042347 | 0.048468 | 0.048033 | 0.048316 | 0.048775 | 0.048435 | 0.048029 | 0.047502
Scenario 3: Aggressive Fuel Sub | SCE | Com | FoodServ | Com - School | Electric Demand (MW) | Fuel Substitution | -0.00037877 | -0.00042518 | -0.00046887 | -0.00051006 | -0.00054887 | -0.00058544 | -0.00061989 | -0.00065488 | -0.00069206 | -0.00072865 | -0.0007645 | -0.00079955 | -0.00083384
Scenario 3: Aggressive Fuel Sub | SCE | Com | FoodServ | Com - School | Electric Energy (GWh/year) | Energy Efficiency | 0.07545 | 0.14173 | 0.16977 | 0.1731 | 0.17443 | 0.22454 | 0.25063 | 0.2484 | 0.24926 | 0.25087 | 0.24891 | 0.24674 | 0.24397
Scenario 3: Aggressive Fuel Sub | SCE | Com | FoodServ | Com - School | Electric Energy (GWh/year) | Fuel Substitution | -0.0058702 | -0.0066355 | -0.0073857 | -0.0081275 | -0.0088649 | -0.0096045 | -0.010345 | -0.011096 | -0.011858 | -0.01262 | -0.013377 | -0.014128 | -0.014867
Scenario 3: Aggressive Fuel Sub | SCE | Com | FoodServ | Com - School | Gas Energy (MMTherm/year) | Energy Efficiency | 0.0012104 | 0.0017136 | 0.0020774 | 0.0020962 | 0.0020989 | 0.002103 | 0.0020911 | 0.0020835 | 0.0020767 | 0.0020698 | 0.0020567 | 0.0020522 | 0.002038
Scenario 3: Aggressive Fuel Sub | SCE | Com | FoodServ | Com - School | Gas Energy (MMTherm/year) | Fuel Substitution | 0.0006119 | 0.00069137 | 0.0007692 | 0.00084604 | 0.00092231 | 0.00099869 | 0.0010751 | 0.0011529 | 0.0012326 | 0.0013125 | 0.0013921 | 0.0014711 | 0.0015491
Scenario 3: Aggressive Fuel Sub | SCE | Com | HVAC | Com - College | Electric Demand (MW) | Energy Efficiency | 0.023197 | 0.024475 | 0.026403 | 0.028518 | 0.029724 | 0.03189 | 0.033912 | 0.035288 | 0.036485 | 0.037303 | 0.038251 | 0.040942 | 0.041743
Scenario 3: Aggressive Fuel Sub | SCE | Com | HVAC | Com - College | Electric Energy (GWh/year) | Energy Efficiency | 0.044623 | 0.046725 | 0.049702 | 0.052879 | 0.054703 | 0.057846 | 0.060741 | 0.06269 | 0.06436 | 0.065478 | 0.066762 | 0.070462 | 0.071521
Scenario 3: Aggressive Fuel Sub | SCE | Com | HVAC | Com - College | Electric Energy (GWh/year) | Fuel Substitution | 0.0079197 | 0.008029 | 0.0080508 | 0.008007 | 0.0079173 | 0 | 0 | 0 | 0 | 0 | 0 | 0 | 0
Scenario 3: Aggressive Fuel Sub | SCE | Com | HVAC | Com - College | Gas Energy (MMTherm/year) | Energy Efficiency | 0.0011371 | 0.0012107 | 0.0013279 | 0.0014589 | 0.0015334 | 0.0016711 | 0.0018009 | 0.0018899 | 0.0019681 | 0.0020222 | 0.0020853 | 0.0022627 | 0.0023168
Scenario 3: Aggressive Fuel Sub | SCE | Com | HVAC | Com - College | Gas Energy (MMTherm/year) | Fuel Substitution | 0.0010127 | 0.0010238 | 0.0010237 | 0.0010155 | 0.0010018 | 0 | 0 | 0 | 0 | 0 | 0 | 0 | 0
Scenario 3: Aggressive Fuel Sub | SCE | Com | HVAC | Com - Grocery | Electric Demand (MW) | Energy Efficiency | 0.028652 | 0.042952 | 0.048255 | 0.052518 | 0.056927 | 0.061277 | 0.06553 | 0.069905 | 0.073802 | 0.077846 | 0.08204 | 0.086145 | 0.090224
Scenario 3: Aggressive Fuel Sub | SCE | Com | HVAC | Com - Grocery | Electric Demand (MW) | Fuel Substitution | 0 | 0 | 0 | 0 | 0 | 0.011534 | 0.011421 | 0.011228 | 0.010983 | 0.010709 | 0.010421 | 0.010129 | 0.0098368
Scenario 3: Aggressive Fuel Sub | SCE | Com | HVAC | Com - Grocery | Electric Energy (GWh/year) | Energy Efficiency | 0.10944 | 0.16986 | 0.1921 | 0.20951 | 0.22752 | 0.24533 | 0.26277 | 0.28072 | 0.29661 | 0.31321 | 0.33047 | 0.34737 | 0.36418
Scenario 3: Aggressive Fuel Sub | SCE | Com | HVAC | Com - Grocery | Electric Energy (GWh/year) | Fuel Substitution | -0.49742 | -0.4861 | -0.46986 | -0.45149 | -0.43256 | 0.064235 | 0.063696 | 0.062686 | 0.061374 | 0.059892 | 0.058329 | 0.056742 | 0.055165
Scenario 3: Aggressive Fuel Sub | SCE | Com | HVAC | Com - Grocery | Gas Energy (MMTherm/year) | Energy Efficiency | 0.00041752 | 0.00052695 | 0.00057613 | 0.00063116 | 0.00068849 | 0.0007457 | 0.00080226 | 0.00086071 | 0.00080827 | 0.00082402 | 0.00087104 | 0.00091719 | 0.00096308
Scenario 3: Aggressive Fuel Sub | SCE | Com | HVAC | Com - Grocery | Gas Energy (MMTherm/year) | Fuel Substitution | 0.090075 | 0.08884 | 0.086696 | 0.084075 | 0.081246 | 1.2158e-07 | 1.2106e-07 | 1.1955e-07 | 1.1746e-07 | 1.1508e-07 | 1.126e-07 | 1.1013e-07 | 1.0773e-07
Scenario 3: Aggressive Fuel Sub | SCE | Com | HVAC | Com - Health | Electric Demand (MW) | Energy Efficiency | 0.014376 | 0.014951 | 0.032989 | 0.039151 | 0.045435 | 0.053588 | 0.075156 | 0.0783 | 0.024238 | 0.01686 | 0.016804 | 0.016954 | 0.017152
Scenario 3: Aggressive Fuel Sub | SCE | Com | HVAC | Com - Health | Electric Demand (MW) | Fuel Substitution | 0 | 0 | 0 | 0 | 0 | 0.008865 | 0.0088738 | 0.0088088 | 0.0086897 | 0.0085363 | 0.0083628 | 0.0081791 | 0.0079861
Scenario 3: Aggressive Fuel Sub | SCE | Com | HVAC | Com - Health | Electric Energy (GWh/year) | Energy Efficiency | 0.094246 | 0.098 | 0.17976 | 0.20798 | 0.2404 | 0.29348 | 0.45235 | 0.46871 | 0.1449 | 0.11078 | 0.11041 | 0.11139 | 0.11269
Scenario 3: Aggressive Fuel Sub | SCE | Com | HVAC | Com - Health | Electric Energy (GWh/year) | Fuel Substitution | -0.014611 | -0.011921 | -0.0091046 | -0.0064057 | -0.0039439 | 0.05315 | 0.053245 | 0.052888 | 0.052199 | 0.051302 | 0.050286 | 0.049212 | 0.048097
Scenario 3: Aggressive Fuel Sub | SCE | Com | HVAC | Com - Health | Gas Energy (MMTherm/year) | Energy Efficiency | 6.091e-05 | 6.7622e-05 | 0.00082745 | 0.0010852 | 0.0013642 | 0.0014766 | 0.0013896 | 0.001516 | 0.00035493 | 0 | 0 | 0 | 0
Scenario 3: Aggressive Fuel Sub | SCE | Com | HVAC | Com - Health | Gas Energy (MMTherm/year) | Fuel Substitution | 0.020169 | 0.020012 | 0.019646 | 0.019159 | 0.018612 | 0 | 0 | 0 | 0 | 0 | 0 | 0 | 0
Scenario 3: Aggressive Fuel Sub | SCE | Com | HVAC | Com - Lodging | Electric Demand (MW) | Energy Efficiency | 0.032921 | 0.036257 | 0.039602 | 0.059545 | 0.070806 | 0.07686 | 0.082351 | 0.087833 | 0.029182 | 0.010008 | 0.01009 | 0.010157 | 0.010212
Scenario 3: Aggressive Fuel Sub | SCE | Com | HVAC | Com - Lodging | Electric Demand (MW) | Fuel Substitution | 0 | 0 | 0 | 0 | 0 | 0.0046053 | 0.0045736 | 0.0045073 | 0.0044149 | 0.0043118 | 0.0042015 | 0.0040882 | 0.0039747
Scenario 3: Aggressive Fuel Sub | SCE | Com | HVAC | Com - Lodging | Electric Energy (GWh/year) | Energy Efficiency | 0.13773 | 0.15049 | 0.16313 | 0.25375 | 0.29298 | 0.31437 | 0.33309 | 0.35138 | 0.12638 | 0.060053 | 0.060549 | 0.060951 | 0.061287
Scenario 3: Aggressive Fuel Sub | SCE | Com | HVAC | Com - Lodging | Electric Energy (GWh/year) | Fuel Substitution | -0.06111 | -0.059173 | -0.056645 | -0.053877 | -0.051089 | 0.022726 | 0.02259 | 0.022279 | 0.021817 | 0.021322 | 0.020791 | 0.020247 | 0.019704
Scenario 3: Aggressive Fuel Sub | SCE | Com | HVAC | Com - Lodging | Gas Energy (MMTherm/year) | Energy Efficiency | 0.0012956 | 0.001447 | 0.0016048 | 0.0020552 | 0.0025191 | 0.0027937 | 0.0030489 | 0.0033102 | 0.00087511 | 0 | 0 | 0 | 0
Scenario 3: Aggressive Fuel Sub | SCE | Com | HVAC | Com - Lodging | Gas Energy (MMTherm/year) | Fuel Substitution | 0.014756 | 0.014575 | 0.014245 | 0.013831 | 0.013379 | 6.0688e-09 | 6.0366e-09 | 5.9577e-09 | 5.848e-09 | 5.7211e-09 | 5.5859e-09 | 5.4483e-09 | 5.3118e-09
Scenario 3: Aggressive Fuel Sub | SCE | Com | HVAC | Com - Office (Large) | Electric Demand (MW) | Energy Efficiency | 0.013263 | 0.013542 | 0.013747 | 0.013927 | 0.014128 | 0.014289 | 0.014372 | 0.014442 | 0.01443 | 0.014376 | 0.01434 | 0.014264 | 0.014195
Scenario 3: Aggressive Fuel Sub | SCE | Com | HVAC | Com - Office (Large) | Electric Energy (GWh/year) | Energy Efficiency | 0.032138 | 0.032813 | 0.03331 | 0.033748 | 0.034233 | 0.034624 | 0.034825 | 0.034995 | 0.034966 | 0.034835 | 0.034747 | 0.034563 | 0.034397
Scenario 3: Aggressive Fuel Sub | SCE | Com | HVAC | Com - Office (Large) | Electric Energy (GWh/year) | Fuel Substitution | -0.00046723 | -0.00044582 | -0.00042081 | -0.00039467 | -0.00036895 | 0 | 0 | 0 | 0 | 0 | 0 | 0 | 0
Scenario 3: Aggressive Fuel Sub | SCE | Com | HVAC | Com - Office (Large) | Gas Energy (MMTherm/year) | Energy Efficiency | 0 | 0 | 0 | 0 | 0 | 0 | 0 | 0 | 0 | 0 | 0 | 0 | 0
Scenario 3: Aggressive Fuel Sub | SCE | Com | HVAC | Com - Office (Large) | Gas Energy (MMTherm/year) | Fuel Substitution | 6.025e-05 | 5.7805e-05 | 5.4867e-05 | 5.1738e-05 | 4.861e-05 | 0 | 0 | 0 | 0 | 0 | 0 | 0 | 0
Scenario 3: Aggressive Fuel Sub | SCE | Com | HVAC | Com - Office (Small) | Electric Demand (MW) | Energy Efficiency | 0.023926 | 0.025359 | 0.026732 | 0.028046 | 0.0043574 | 0.29452 | 0.029037 | 0.030119 | 0.031078 | 0.031889 | 0.032656 | 0.033319 | 0.033925
Scenario 3: Aggressive Fuel Sub | SCE | Com | HVAC | Com - Office (Small) | Electric Energy (GWh/year) | Energy Efficiency | 0.040003 | 0.042283 | 0.044453 | 0.046515 | 0.0093359 | 0.45878 | 0.048019 | 0.049685 | 0.051159 | 0.0524 | 0.05357 | 0.054578 | 0.055499
Scenario 3: Aggressive Fuel Sub | SCE | Com | HVAC | Com - Office (Small) | Electric Energy (GWh/year) | Fuel Substitution | 0.002078 | 0.0021091 | 0.0021161 | 0.0021043 | 0.0021619 | 0 | 0 | 0 | 0 | 0 | 0 | 0 | 0
Scenario 3: Aggressive Fuel Sub | SCE | Com | HVAC | Com - Office (Small) | Gas Energy (MMTherm/year) | Energy Efficiency | 0.0010726 | 0.001148 | 0.0012217 | 0.0012935 | 0 | 0.016418 | 0.0013529 | 0.0014151 | 0.0014707 | 0.0015181 | 0.0015631 | 0.0016023 | 0.0016384
Scenario 3: Aggressive Fuel Sub | SCE | Com | HVAC | Com - Office (Small) | Gas Energy (MMTherm/year) | Fuel Substitution | 0.00033124 | 0.00033266 | 0.00033043 | 0.00032562 | 0.0003066 | 0 | 0 | 0 | 0 | 0 | 0 | 0 | 0
Scenario 3: Aggressive Fuel Sub | SCE | Com | HVAC | Com - Other | Electric Demand (MW) | Energy Efficiency | 0.43116 | 0.46949 | 0.50892 | 0.54715 | 0.58505 | 0.62215 | 0.66184 | 0.69667 | 0.71869 | 0.75064 | 0.78226 | 0.81117 | 0.84063
Scenario 3: Aggressive Fuel Sub | SCE | Com | HVAC | Com - Other | Electric Demand (MW) | Fuel Substitution | 0 | 0 | 0 | 0 | 0 | 3.6688e-05 | 3.6353e-05 | 3.5786e-05 | 3.5089e-05 | 3.4327e-05 | 3.3541e-05 | 3.2753e-05 | 3.198e-05
Scenario 3: Aggressive Fuel Sub | SCE | Com | HVAC | Com - Other | Electric Energy (GWh/year) | Energy Efficiency | 0.73796 | 0.79595 | 0.85369 | 0.90726 | 0.95829 | 1.0059 | 1.0554 | 1.0965 | 1.0425 | 1.088 | 1.1333 | 1.1748 | 1.2171
Scenario 3: Aggressive Fuel Sub | SCE | Com | HVAC | Com - Other | Electric Energy (GWh/year) | Fuel Substitution | -0.36902 | -0.29161 | -0.27735 | -0.26197 | -0.23775 | 0.00027275 | 0.00027025 | 0.00026604 | 0.00026086 | 0.0002552 | 0.00024935 | 0.0002435 | 0.00023775
Scenario 3: Aggressive Fuel Sub | SCE | Com | HVAC | Com - Other | Gas Energy (MMTherm/year) | Energy Efficiency | 0.046936 | 0.05026 | 0.053458 | 0.056262 | 0.058748 | 0.060918 | 0.063074 | 0.064683 | 0.055712 | 0.058167 | 0.060646 | 0.062912 | 0.065222
Scenario 3: Aggressive Fuel Sub | SCE | Com | HVAC | Com - Other | Gas Energy (MMTherm/year) | Fuel Substitution | 0.08408 | 0.089266 | 0.087399 | 0.085 | 0.08343 | 0 | 0 | 0 | 0 | 0 | 0 | 0 | 0
Scenario 3: Aggressive Fuel Sub | SCE | Com | HVAC | Com - Restaurant | Electric Demand (MW) | Energy Efficiency | 0.029905 | 0.032314 | 0.034759 | 0.037267 | 0.039908 | 0.04188 | 0.043536 | 0.045304 | 0.04685 | 0.048099 | 0.049296 | 0.050198 | 0.051039
Scenario 3: Aggressive Fuel Sub | SCE | Com | HVAC | Com - Restaurant | Electric Demand (MW) | Fuel Substitution | 0 | 0 | 0 | 0 | 0 | 5.0618e-06 | 5.0078e-06 | 4.9213e-06 | 4.8161e-06 | 4.7015e-06 | 4.5835e-06 | 4.4655e-06 | 4.3497e-06
Scenario 3: Aggressive Fuel Sub | SCE | Com | HVAC | Com - Restaurant | Electric Energy (GWh/year) | Energy Efficiency | 0.025523 | 0.027311 | 0.029096 | 0.030904 | 0.032782 | 0.034186 | 0.035358 | 0.036597 | 0.037678 | 0.038551 | 0.039386 | 0.04002 | 0.040613
Scenario 3: Aggressive Fuel Sub | SCE | Com | HVAC | Com - Restaurant | Electric Energy (GWh/year) | Fuel Substitution | 0.011794 | 0.011913 | 0.011901 | 0.011793 | 0.011618 | 4.1349e-05 | 4.0908e-05 | 4.0202e-05 | 3.9342e-05 | 3.8406e-05 | 3.7442e-05 | 3.6478e-05 | 3.5532e-05
Scenario 3: Aggressive Fuel Sub | SCE | Com | HVAC | Com - Restaurant | Gas Energy (MMTherm/year) | Energy Efficiency | 0.0017012 | 0.0018462 | 0.0019942 | 0.0021469 | 0.0023085 | 0.0024298 | 0.0025322 | 0.0026419 | 0.0027384 | 0.002817 | 0.0028928 | 0.0029506 | 0.003005
Scenario 3: Aggressive Fuel Sub | SCE | Com | HVAC | Com - Restaurant | Gas Energy (MMTherm/year) | Fuel Substitution | 0.0012019 | 0.0012099 | 0.0012048 | 0.0011903 | 0.0011694 | 0 | 0 | 0 | 0 | 0 | 0 | 0 | 0
Scenario 3: Aggressive Fuel Sub | SCE | Com | HVAC | Com - Retail | Electric Demand (MW) | Energy Efficiency | 0.16304 | 0.17936 | 0.23225 | 0.27112 | 0.29735 | 0.32037 | 0.34256 | 0.36567 | 0.17021 | 0.11233 | 0.11502 | 0.11687 | 0.11849
Scenario 3: Aggressive Fuel Sub | SCE | Com | HVAC | Com - Retail | Electric Demand (MW) | Fuel Substitution | 0 | 0 | 0 | 0 | 0 | 0.018645 | 0.018678 | 0.018528 | 0.0013069 | 0.0012775 | 0.0012442 | 0.0012087 | 1.3511e-05
Scenario 3: Aggressive Fuel Sub | SCE | Com | HVAC | Com - Retail | Electric Energy (GWh/year) | Energy Efficiency | 0.34192 | 0.37678 | 0.50525 | 0.59767 | 0.6563 | 0.70727 | 0.75699 | 0.81725 | 0.28068 | 0.11456 | 0.11676 | 0.11816 | 0.11933
Scenario 3: Aggressive Fuel Sub | SCE | Com | HVAC | Com - Retail | Electric Energy (GWh/year) | Fuel Substitution | 0.041627 | 0.042048 | 0.042009 | 0.04163 | 0.040917 | 0.070505 | 0.070652 | 0.070106 | 0.0037633 | 0.0036787 | 0.0035827 | 0.0034807 | 9.1785e-05
Scenario 3: Aggressive Fuel Sub | SCE | Com | HVAC | Com - Retail | Gas Energy (MMTherm/year) | Energy Efficiency | 0.0043116 | 0.0046101 | 0.005386 | 0.0058526 | 0.006164 | 0.0064341 | 0.0066671 | 0.0069019 | 0.0031082 | 0.0024209 | 0.0024829 | 0.0025262 | 0.0025644
Scenario 3: Aggressive Fuel Sub | SCE | Com | HVAC | Com - Retail | Gas Energy (MMTherm/year) | Fuel Substitution | 0.0027325 | 0.0027523 | 0.0027422 | 0.0027105 | 0.0026579 | 0 | 0 | 0 | 0 | 0 | 0 | 0 | 0
Scenario 3: Aggressive Fuel Sub | SCE | Com | HVAC | Com - School | Electric Demand (MW) | Energy Efficiency | 0.063765 | 0.067105 | 0.070491 | 0.073515 | 0.081357 | 0.082324 | 0.081275 | 0.082463 | 0.084417 | 0.086255 | 0.087639 | 0.089318 | 0.090334
Scenario 3: Aggressive Fuel Sub | SCE | Com | HVAC | Com - School | Electric Energy (GWh/year) | Energy Efficiency | 0.056211 | 0.059048 | 0.061909 | 0.064453 | 0.098549 | 0.090364 | 0.074997 | 0.071908 | 0.073521 | 0.075033 | 0.076165 | 0.077541 | 0.078362
Scenario 3: Aggressive Fuel Sub | SCE | Com | HVAC | Com - School | Electric Energy (GWh/year) | Fuel Substitution | -0.00087181 | -0.00083696 | -0.00079494 | -0.00075079 | 0.0040651 | 0 | 0 | 0 | 0 | 0 | 0 | 0 | 0
Scenario 3: Aggressive Fuel Sub | SCE | Com | HVAC | Com - School | Gas Energy (MMTherm/year) | Energy Efficiency | 0.0035232 | 0.0037144 | 0.0039091 | 0.0040835 | 0.0041759 | 0.0043442 | 0.0044793 | 0.004604 | 0.0047185 | 0.0048264 | 0.0049081 | 0.0050071 | 0.0050675
Scenario 3: Aggressive Fuel Sub | SCE | Com | HVAC | Com - School | Gas Energy (MMTherm/year) | Fuel Substitution | 0.00087476 | 0.00086582 | 0.0008475 | 0.00082297 | 0.0013939 | 0 | 0 | 0 | 0 | 0 | 0 | 0 | 0
Scenario 3: Aggressive Fuel Sub | SCE | Com | HVAC | Com - Warehouse | Electric Demand (MW) | Energy Efficiency | 0.00091505 | 0.00095924 | 0.00099692 | 0.001035 | 0.0010827 | 0.0011155 | 0.0011428 | 0.0011691 | 0.0011204 | 0.0011353 | 0.0011488 | 0.0011583 | 0.0011682
Scenario 3: Aggressive Fuel Sub | SCE | Com | HVAC | Com - Warehouse | Electric Demand (MW) | Fuel Substitution | 0 | 0 | 0 | 0 | 0 | 1.9996e-06 | 1.9923e-06 | 1.9704e-06 | 0 | 0 | 0 | 0 | 0
Scenario 3: Aggressive Fuel Sub | SCE | Com | HVAC | Com - Warehouse | Electric Energy (GWh/year) | Energy Efficiency | 0.0029275 | 0.003072 | 0.0031963 | 0.003322 | 0.003515 | 0.0036266 | 0.0037211 | 0.0038123 | 0.0034991 | 0.0035458 | 0.003588 | 0.0036179 | 0.003649
Scenario 3: Aggressive Fuel Sub | SCE | Com | HVAC | Com - Warehouse | Electric Energy (GWh/year) | Fuel Substitution | -0.077914 | -0.076344 | -0.07398 | -0.071226 | -0.068347 | 2.7667e-05 | 2.7566e-05 | 2.7263e-05 | 0 | 0 | 0 | 0 | 0
Scenario 3: Aggressive Fuel Sub | SCE | Com | HVAC | Com - Warehouse | Gas Energy (MMTherm/year) | Energy Efficiency | 1.346e-05 | 1.4711e-05 | 1.5964e-05 | 1.7213e-05 | 1.8454e-05 | 1.9686e-05 | 2.0903e-05 | 2.2101e-05 | 0 | 0 | 0 | 0 | 0
Scenario 3: Aggressive Fuel Sub | SCE | Com | HVAC | Com - Warehouse | Gas Energy (MMTherm/year) | Fuel Substitution | 0.01661 | 0.016472 | 0.016163 | 0.015755 | 0.015299 | 0 | 0 | 0 | 0 | 0 | 0 | 0 | 0
Scenario 3: Aggressive Fuel Sub | SCE | Com | Lighting | Com - College | Electric Demand (MW) | Energy Efficiency | 0 | 0.0046432 | 0.0064351 | 0.0068877 | 0.0072505 | 0.007662 | 0.008043 | 0.0083554 | 0.0086345 | 0.0088655 | 0.0090889 | 0.0094347 | 0.0097424
Scenario 3: Aggressive Fuel Sub | SCE | Com | Lighting | Com - College | Electric Energy (GWh/year) | Energy Efficiency | 0 | 0.017449 | 0.024183 | 0.025883 | 0.027247 | 0.028793 | 0.030225 | 0.031399 | 0.032448 | 0.033316 | 0.034156 | 0.035455 | 0.036611
Scenario 3: Aggressive Fuel Sub | SCE | Com | Lighting | Com - College | Gas Energy (MMTherm/year) | Energy Efficiency | 0 | -9.6654e-05 | -0.00013395 | -0.00014338 | -0.00015093 | -0.00015949 | -0.00016743 | -0.00017393 | -0.00017974 | -0.00018455 | -0.0001892 | -0.0001964 | -0.0002028
Scenario 3: Aggressive Fuel Sub | SCE | Com | Lighting | Com - Grocery | Electric Demand (MW) | Energy Efficiency | 0.022284 | 0.023428 | 0.024396 | 0.025309 | 0.026197 | 0.026957 | 0.027581 | 0.028196 | 0.028709 | 0.029116 | 0.029495 | 0.029794 | 0.030067
Scenario 3: Aggressive Fuel Sub | SCE | Com | Lighting | Com - Grocery | Electric Energy (GWh/year) | Energy Efficiency | 0.12503 | 0.13145 | 0.13687 | 0.14199 | 0.14696 | 0.15122 | 0.15471 | 0.15816 | 0.16103 | 0.16331 | 0.16543 | 0.1671 | 0.16862
Scenario 3: Aggressive Fuel Sub | SCE | Com | Lighting | Com - Grocery | Gas Energy (MMTherm/year) | Energy Efficiency | -0.0013211 | -0.0013889 | -0.0014463 | -0.0015004 | -0.0015531 | -0.0015981 | -0.0016351 | -0.0016715 | -0.001702 | -0.0017261 | -0.0017486 | -0.0017662 | -0.0017824
Scenario 3: Aggressive Fuel Sub | SCE | Com | Lighting | Com - Health | Electric Demand (MW) | Energy Efficiency | 0.023401 | 0.024646 | 0.02587 | 0.026745 | 0.027661 | 0.028398 | 0.029164 | 0.029687 | 0.030121 | 0.030328 | 0.030433 | 0.030813 | 0.031264
Scenario 3: Aggressive Fuel Sub | SCE | Com | Lighting | Com - Health | Electric Energy (GWh/year) | Energy Efficiency | 0.13688 | 0.14416 | 0.15133 | 0.15645 | 0.16182 | 0.16613 | 0.17062 | 0.17368 | 0.17622 | 0.17744 | 0.17806 | 0.18028 | 0.18293
Scenario 3: Aggressive Fuel Sub | SCE | Com | Lighting | Com - Health | Gas Energy (MMTherm/year) | Energy Efficiency | -0.00089642 | -0.00094414 | -0.00099106 | -0.0010246 | -0.0010597 | -0.001088 | -0.0011173 | -0.0011374 | -0.001154 | -0.001162 | -0.001166 | -0.0011806 | -0.0011979
Scenario 3: Aggressive Fuel Sub | SCE | Com | Lighting | Com - Lodging | Electric Demand (MW) | Energy Efficiency | 0 | 0 | 0 | 0 | 0 | 0 | 0 | 0 | 0 | 0 | 0 | 0 | 0
Scenario 3: Aggressive Fuel Sub | SCE | Com | Lighting | Com - Lodging | Electric Energy (GWh/year) | Energy Efficiency | 0 | 0 | 0 | 0 | 0 | 0 | 0 | 0 | 0 | 0 | 0 | 0 | 0
Scenario 3: Aggressive Fuel Sub | SCE | Com | Lighting | Com - Lodging | Gas Energy (MMTherm/year) | Energy Efficiency | 0 | 0 | 0 | 0 | 0 | 0 | 0 | 0 | 0 | 0 | 0 | 0 | 0
Scenario 3: Aggressive Fuel Sub | SCE | Com | Lighting | Com - Office (Large) | Electric Demand (MW) | Energy Efficiency | 0 | 0.0084758 | 0.015289 | 0.016103 | 0.016915 | 0.017662 | 0.018293 | 0.018881 | 0.019338 | 0.019707 | 0.020066 | 0.020341 | 0.020596
Scenario 3: Aggressive Fuel Sub | SCE | Com | Lighting | Com - Office (Large) | Electric Energy (GWh/year) | Energy Efficiency | 0 | 0.058903 | 0.10626 | 0.11191 | 0.11755 | 0.12274 | 0.12713 | 0.13122 | 0.13439 | 0.13695 | 0.13945 | 0.14136 | 0.14313
Scenario 3: Aggressive Fuel Sub | SCE | Com | Lighting | Com - Office (Large) | Gas Energy (MMTherm/year) | Energy Efficiency | 0 | -0.0001396 | -0.00025183 | -0.00026522 | -0.0002786 | -0.0002909 | -0.0003013 | -0.00031098 | -0.0003185 | -0.00032458 | -0.00033049 | -0.00033503 | -0.00033922
Scenario 3: Aggressive Fuel Sub | SCE | Com | Lighting | Com - Office (Small) | Electric Demand (MW) | Energy Efficiency | 0 | 0 | 0 | 0 | 0 | 0 | 0 | 0 | 0 | 0 | 0 | 0 | 0
Scenario 3: Aggressive Fuel Sub | SCE | Com | Lighting | Com - Office (Small) | Electric Energy (GWh/year) | Energy Efficiency | 0 | 0 | 0 | 0 | 0 | 0 | 0 | 0 | 0 | 0 | 0 | 0 | 0
Scenario 3: Aggressive Fuel Sub | SCE | Com | Lighting | Com - Office (Small) | Gas Energy (MMTherm/year) | Energy Efficiency | 0 | 0 | 0 | 0 | 0 | 0 | 0 | 0 | 0 | 0 | 0 | 0 | 0
Scenario 3: Aggressive Fuel Sub | SCE | Com | Lighting | Com - Other | Electric Demand (MW) | Energy Efficiency | 0 | 0 | 0 | 0 | 0 | 0 | 0 | 0 | 0 | 0 | 0 | 0 | 0
Scenario 3: Aggressive Fuel Sub | SCE | Com | Lighting | Com - Other | Electric Energy (GWh/year) | Energy Efficiency | 0 | 0 | 0 | 0 | 0 | 0 | 0 | 0 | 0 | 0 | 0 | 0 | 0
Scenario 3: Aggressive Fuel Sub | SCE | Com | Lighting | Com - Other | Gas Energy (MMTherm/year) | Energy Efficiency | 0 | 0 | 0 | 0 | 0 | 0 | 0 | 0 | 0 | 0 | 0 | 0 | 0
Scenario 3: Aggressive Fuel Sub | SCE | Com | Lighting | Com - Refrig. Warehouse | Electric Demand (MW) | Energy Efficiency | 0.00095049 | 0.00029357 | 0.00030544 | 0.0003142 | 0.00032302 | 0.00033155 | 0.0003396 | 0.00034614 | 0.00035246 | 0.00035791 | 0.00036228 | 0.00036694 | 0.00037111
Scenario 3: Aggressive Fuel Sub | SCE | Com | Lighting | Com - Refrig. Warehouse | Electric Energy (GWh/year) | Energy Efficiency | 0.009027 | 0.0027878 | 0.0029007 | 0.0029841 | 0.0030679 | 0.0031491 | 0.0032257 | 0.0032879 | 0.003348 | 0.0033999 | 0.0034415 | 0.003486 | 0.0035258
Scenario 3: Aggressive Fuel Sub | SCE | Com | Lighting | Com - Restaurant | Electric Demand (MW) | Energy Efficiency | 0.013262 | 0.013988 | 0.014658 | 0.015282 | 0.015871 | 0.016341 | 0.016735 | 0.017106 | 0.017424 | 0.017686 | 0.01792 | 0.018107 | 0.018275
Scenario 3: Aggressive Fuel Sub | SCE | Com | Lighting | Com - Restaurant | Electric Energy (GWh/year) | Energy Efficiency | 0.080389 | 0.084793 | 0.08886 | 0.092641 | 0.096215 | 0.099072 | 0.10146 | 0.10372 | 0.10565 | 0.10724 | 0.10866 | 0.1098 | 0.11082
Scenario 3: Aggressive Fuel Sub | SCE | Com | Lighting | Com - Restaurant | Gas Energy (MMTherm/year) | Energy Efficiency | -0.00039474 | -0.00041636 | -0.00043633 | -0.00045489 | -0.00047243 | -0.00048646 | -0.0004982 | -0.00050925 | -0.00051874 | -0.00052652 | -0.00053351 | -0.00053909 | -0.0005441
Scenario 3: Aggressive Fuel Sub | SCE | Com | Lighting | Com - Retail | Electric Demand (MW) | Energy Efficiency | 0.085127 | 0.089487 | 0.093188 | 0.096653 | 0.099951 | 0.10273 | 0.10503 | 0.10721 | 0.10895 | 0.11036 | 0.11161 | 0.11254 | 0.1134
Scenario 3: Aggressive Fuel Sub | SCE | Com | Lighting | Com - Retail | Electric Energy (GWh/year) | Energy Efficiency | 0.50668 | 0.53262 | 0.55464 | 0.57526 | 0.59488 | 0.61142 | 0.62507 | 0.63806 | 0.64843 | 0.65677 | 0.6642 | 0.66974 | 0.67483
Scenario 3: Aggressive Fuel Sub | SCE | Com | Lighting | Com - Retail | Gas Energy (MMTherm/year) | Energy Efficiency | -0.0012947 | -0.001361 | -0.0014173 | -0.00147 | -0.0015202 | -0.0015625 | -0.0015974 | -0.0016307 | -0.0016572 | -0.0016785 | -0.0016975 | -0.0017117 | -0.0017248
Scenario 3: Aggressive Fuel Sub | SCE | Com | Lighting | Com - School | Electric Demand (MW) | Energy Efficiency | 0 | 0 | 0 | 0 | 0 | 0 | 0 | 0 | 0 | 0 | 0 | 0 | 0
Scenario 3: Aggressive Fuel Sub | SCE | Com | Lighting | Com - School | Electric Energy (GWh/year) | Energy Efficiency | 0 | 0 | 0 | 0 | 0 | 0 | 0 | 0 | 0 | 0 | 0 | 0 | 0
Scenario 3: Aggressive Fuel Sub | SCE | Com | Lighting | Com - School | Gas Energy (MMTherm/year) | Energy Efficiency | 0 | 0 | 0 | 0 | 0 | 0 | 0 | 0 | 0 | 0 | 0 | 0 | 0
Scenario 3: Aggressive Fuel Sub | SCE | Com | Lighting | Com - Warehouse | Electric Demand (MW) | Energy Efficiency | 0.0011359 | 0.0012374 | 0.0013309 | 0.0014244 | 0.0015201 | 0.0034819 | 0.0040139 | 0.004111 | 0.00095044 | 0 | 0 | 0 | 0
Scenario 3: Aggressive Fuel Sub | SCE | Com | Lighting | Com - Warehouse | Electric Energy (GWh/year) | Energy Efficiency | 0.0095173 | 0.010368 | 0.011152 | 0.011935 | 0.012737 | 0.029174 | 0.033631 | 0.034445 | 0.0079635 | 0 | 0 | 0 | 0
Scenario 3: Aggressive Fuel Sub | SCE | Com | Lighting | Com - Warehouse | Gas Energy (MMTherm/year) | Energy Efficiency | -3.6754e-05 | -4.004e-05 | -4.3067e-05 | -4.6092e-05 | -4.9188e-05 | -5.195e-05 | -5.444e-05 | -5.6849e-05 | -1.5258e-05 | 0 | 0 | 0 | 0
Scenario 3: Aggressive Fuel Sub | SCE | Com | WaterHeat | Com - College | Electric Demand (MW) | Energy Efficiency | 0.00012319 | 0.00014823 | 0.0001787 | 0.00021523 | 0.00025751 | 0.00030947 | 0.00037133 | 0.00044389 | 0.00053001 | 0.00063156 | 0.00075289 | 0.00090434 | 0.0010772
Scenario 3: Aggressive Fuel Sub | SCE | Com | WaterHeat | Com - College | Electric Demand (MW) | Fuel Substitution | 0 | 0 | 0 | 0 | 0 | 0.34463 | 0.42398 | 0.49419 | 0.54424 | 0.57381 | 0.58752 | 0.59074 | 0.58727
Scenario 3: Aggressive Fuel Sub | SCE | Com | WaterHeat | Com - College | Electric Energy (GWh/year) | Energy Efficiency | 0.00050415 | 0.00060666 | 0.00073133 | 0.00088085 | 0.0010539 | 0.0012665 | 0.0015197 | 0.0018167 | 0.0021691 | 0.0025847 | 0.0030813 | 0.0037011 | 0.0044088
Scenario 3: Aggressive Fuel Sub | SCE | Com | WaterHeat | Com - College | Electric Energy (GWh/year) | Fuel Substitution | -1.541 | -1.5127 | -1.4862 | -1.4624 | -1.4411 | 1.452 | 1.7866 | 2.0827 | 2.2937 | 2.4183 | 2.476 | 2.4897 | 2.4751
Scenario 3: Aggressive Fuel Sub | SCE | Com | WaterHeat | Com - College | Gas Energy (MMTherm/year) | Fuel Substitution | 0.16894 | 0.16577 | 0.16281 | 0.16017 | 0.15781 | 0 | 0 | 0 | 0 | 0 | 0 | 0 | 0
Scenario 3: Aggressive Fuel Sub | SCE | Com | WaterHeat | Com - Grocery | Electric Demand (MW) | Energy Efficiency | 0.00036116 | 0.00043467 | 0.00052142 | 0.00062553 | 0.00075099 | 0.00089999 | 0.0010765 | 0.0012889 | 0.0015412 | 0.0018403 | 0.0021979 | 0.0026223 | 0.003128
Scenario 3: Aggressive Fuel Sub | SCE | Com | WaterHeat | Com - Grocery | Electric Energy (GWh/year) | Energy Efficiency | 0.0020331 | 0.0024469 | 0.0029353 | 0.0035214 | 0.0042276 | 0.0050664 | 0.0060601 | 0.0072555 | 0.0086758 | 0.01036 | 0.012373 | 0.014762 | 0.017609
Scenario 3: Aggressive Fuel Sub | SCE | Com | WaterHeat | Com - Grocery | Electric Energy (GWh/year) | Fuel Substitution | -0.048038 | -0.04678 | -0.045646 | -0.044738 | -0.04403 | 0 | 0 | 0 | 0 | 0 | 0 | 0 | 0
Scenario 3: Aggressive Fuel Sub | SCE | Com | WaterHeat | Com - Grocery | Gas Energy (MMTherm/year) | Fuel Substitution | 0.0063715 | 0.0062046 | 0.0060543 | 0.0059339 | 0.0058399 | 0 | 0 | 0 | 0 | 0 | 0 | 0 | 0
Scenario 3: Aggressive Fuel Sub | SCE | Com | WaterHeat | Com - Health | Electric Demand (MW) | Energy Efficiency | 0.00036177 | 0.00043755 | 0.00052932 | 0.00063555 | 0.00076478 | 0.00091756 | 0.0011027 | 0.0013198 | 0.001578 | 0.0018798 | 0.0022362 | 0.0026757 | 0.0032054
Scenario 3: Aggressive Fuel Sub | SCE | Com | WaterHeat | Com - Health | Electric Demand (MW) | Fuel Substitution | 0 | 0 | 0 | 0 | 0 | 0.39175 | 0.4855 | 0.57049 | 0.63278 | 0.67099 | 0.69005 | 0.69635 | 0.69463
Scenario 3: Aggressive Fuel Sub | SCE | Com | WaterHeat | Com - Health | Electric Energy (GWh/year) | Energy Efficiency | 0.0031973 | 0.003867 | 0.0046781 | 0.0056169 | 0.0067591 | 0.0081094 | 0.009746 | 0.011664 | 0.013947 | 0.016613 | 0.019764 | 0.023647 | 0.028329
Scenario 3: Aggressive Fuel Sub | SCE | Com | WaterHeat | Com - Health | Electric Energy (GWh/year) | Fuel Substitution | -3.8288 | -3.7659 | -3.7076 | -3.6558 | -3.6108 | 3.5791 | 4.4361 | 5.2131 | 5.7824 | 6.1315 | 6.3056 | 6.3633 | 6.3478
Scenario 3: Aggressive Fuel Sub | SCE | Com | WaterHeat | Com - Health | Gas Energy (MMTherm/year) | Fuel Substitution | 0.42671 | 0.41955 | 0.41293 | 0.40709 | 0.40204 | 0 | 0 | 0 | 0 | 0 | 0 | 0 | 0
Scenario 3: Aggressive Fuel Sub | SCE | Com | WaterHeat | Com - Lodging | Electric Demand (MW) | Energy Efficiency | 7.5311e-05 | 9.1288e-05 | 0.00011045 | 0.0001332 | 0.00016069 | 0.00019357 | 0.00023287 | 0.00027989 | 0.00033579 | 0.00040234 | 0.00048197 | 0.00057692 | 0.00069015
Scenario 3: Aggressive Fuel Sub | SCE | Com | WaterHeat | Com - Lodging | Electric Demand (MW) | Fuel Substitution | 0 | 0 | 0 | 0 | 0 | 0.40592 | 0.50515 | 0.59507 | 0.66115 | 0.70209 | 0.72304 | 0.73018 | 0.72838
Scenario 3: Aggressive Fuel Sub | SCE | Com | WaterHeat | Com - Lodging | Electric Energy (GWh/year) | Energy Efficiency | 0.00064865 | 0.00078627 | 0.00095135 | 0.0011473 | 0.001384 | 0.0016672 | 0.0020057 | 0.0024107 | 0.0028922 | 0.0034654 | 0.0041512 | 0.0049691 | 0.0059443
Scenario 3: Aggressive Fuel Sub | SCE | Com | WaterHeat | Com - Lodging | Electric Energy (GWh/year) | Fuel Substitution | -3.8774 | -3.8076 | -3.7425 | -3.6975 | -3.6973 | 3.6142 | 4.4983 | 5.2994 | 5.8879 | 6.2523 | 6.4387 | 6.5023 | 6.4864
Scenario 3: Aggressive Fuel Sub | SCE | Com | WaterHeat | Com - Lodging | Gas Energy (MMTherm/year) | Fuel Substitution | 0.42546 | 0.41769 | 0.41047 | 0.40544 | 0.4052 | 0 | 0 | 0 | 0 | 0 | 0 | 0 | 0
Scenario 3: Aggressive Fuel Sub | SCE | Com | WaterHeat | Com - Office (Large) | Electric Demand (MW) | Energy Efficiency | 9.534e-05 | 0.00011542 | 0.00013902 | 0.00016708 | 0.00020085 | 0.00024101 | 0.00028829 | 0.00034469 | 0.00041082 | 0.00048885 | 0.00058208 | 0.00069195 | 0.00082266
Scenario 3: Aggressive Fuel Sub | SCE | Com | WaterHeat | Com - Office (Large) | Electric Demand (MW) | Fuel Substitution | 0 | 0 | 0 | 0 | 0 | 0.055373 | 0.068745 | 0.080577 | 0.089007 | 0.093975 | 0.096235 | 0.096619 | 0.095789
Scenario 3: Aggressive Fuel Sub | SCE | Com | WaterHeat | Com - Office (Large) | Electric Energy (GWh/year) | Energy Efficiency | 0.0018255 | 0.00221 | 0.0026618 | 0.0031991 | 0.0038458 | 0.0046147 | 0.00552 | 0.0065999 | 0.0078661 | 0.0093602 | 0.011145 | 0.013249 | 0.015752
Scenario 3: Aggressive Fuel Sub | SCE | Com | WaterHeat | Com - Office (Large) | Electric Energy (GWh/year) | Fuel Substitution | -1.013 | -0.98765 | -0.98322 | -0.9847 | -0.98798 | 1.0985 | 1.3641 | 1.599 | 1.7662 | 1.8648 | 1.9095 | 1.9171 | 1.9006
Scenario 3: Aggressive Fuel Sub | SCE | Com | WaterHeat | Com - Office (Large) | Gas Energy (MMTherm/year) | Fuel Substitution | 0.10999 | 0.10723 | 0.10673 | 0.10687 | 0.1072 | 0 | 0 | 0 | 0 | 0 | 0 | 0 | 0
Scenario 3: Aggressive Fuel Sub | SCE | Com | WaterHeat | Com - Office (Small) | Electric Demand (MW) | Energy Efficiency | 3.5317e-06 | 4.2511e-06 | 5.1063e-06 | 6.1228e-06 | 4.9788e-06 | 2.5024e-05 | 1.0099e-05 | 1.2371e-05 | 1.5017e-05 | 1.8111e-05 | 2.1754e-05 | 2.6045e-05 | 3.1114e-05
Scenario 3: Aggressive Fuel Sub | SCE | Com | WaterHeat | Com - Office (Small) | Electric Demand (MW) | Fuel Substitution | 0 | 0 | 0 | 0 | 0 | 0.0020958 | 0.0025989 | 0.0030415 | 0.0033559 | 0.0035413 | 0.0036268 | 0.0036444 | 0.0036191
Scenario 3: Aggressive Fuel Sub | SCE | Com | WaterHeat | Com - Office (Small) | Electric Energy (GWh/year) | Energy Efficiency | 0.00040625 | 0.00048901 | 0.00058737 | 0.0007043 | 0.00057271 | 0.0028785 | 0.0011617 | 0.001423 | 0.0017274 | 0.0020833 | 0.0025024 | 0.0029959 | 0.0035789
Scenario 3: Aggressive Fuel Sub | SCE | Com | WaterHeat | Com - Office (Small) | Electric Energy (GWh/year) | Fuel Substitution | -0.25821 | -0.25294 | -0.24795 | -0.24337 | -0.20739 | 0.24937 | 0.30929 | 0.362 | 0.39942 | 0.42148 | 0.43164 | 0.43373 | 0.43072
Scenario 3: Aggressive Fuel Sub | SCE | Com | WaterHeat | Com - Office (Small) | Gas Energy (MMTherm/year) | Fuel Substitution | 0.027747 | 0.027178 | 0.02664 | 0.026147 | 0.022282 | 0 | 0 | 0 | 0 | 0 | 0 | 0 | 0
Scenario 3: Aggressive Fuel Sub | SCE | Com | WaterHeat | Com - Other | Electric Demand (MW) | Energy Efficiency | 0.0037514 | 0.0045312 | 0.005463 | 0.0065735 | 0.0078995 | 0.0094831 | 0.011386 | 0.013646 | 0.016325 | 0.019541 | 0.023384 | 0.027961 | 0.033436
Scenario 3: Aggressive Fuel Sub | SCE | Com | WaterHeat | Com - Other | Electric Demand (MW) | Fuel Substitution | 0 | 0 | 0 | 0 | 0 | 2.4808 | 3.0622 | 3.5848 | 3.9647 | 4.1967 | 4.3117 | 4.346 | 4.3282
Scenario 3: Aggressive Fuel Sub | SCE | Com | WaterHeat | Com - Other | Electric Energy (GWh/year) | Energy Efficiency | 0.025663 | 0.030997 | 0.037372 | 0.044968 | 0.05404 | 0.064872 | 0.077888 | 0.093353 | 0.11168 | 0.13368 | 0.15996 | 0.19128 | 0.22873
Scenario 3: Aggressive Fuel Sub | SCE | Com | WaterHeat | Com - Other | Electric Energy (GWh/year) | Fuel Substitution | -19.8886 | -19.5191 | -19.1745 | -18.8661 | -18.4752 | 17.5338 | 21.6462 | 25.3419 | 28.0284 | 29.6681 | 30.4813 | 30.7239 | 30.599
Scenario 3: Aggressive Fuel Sub | SCE | Com | WaterHeat | Com - Other | Gas Energy (MMTherm/year) | Fuel Substitution | 2.1363 | 2.096 | 2.0586 | 2.0253 | 1.9824 | 0 | 0 | 0 | 0 | 0 | 0 | 0 | 0
Scenario 3: Aggressive Fuel Sub | SCE | Com | WaterHeat | Com - Refrig. Warehouse | Electric Demand (MW) | Energy Efficiency | 2.7462e-05 | 1.3198e-05 | 1.6161e-05 | 1.9563e-05 | 2.3614e-05 | 2.8439e-05 | 3.4188e-05 | 4.0971e-05 | 4.9078e-05 | 5.8708e-05 | 7.0115e-05 | 8.3784e-05 | 0.00010001
Scenario 3: Aggressive Fuel Sub | SCE | Com | WaterHeat | Com - Refrig. Warehouse | Electric Demand (MW) | Fuel Substitution | 0 | 0 | 0 | 0 | 0 | 0.0016467 | 0.0020577 | 0.0024282 | 0.0026985 | 0.0028638 | 0.0029459 | 0.0029712 | 0.0029605
Scenario 3: Aggressive Fuel Sub | SCE | Com | WaterHeat | Com - Refrig. Warehouse | Electric Energy (GWh/year) | Energy Efficiency | 0.00033548 | 0.00016123 | 0.00019743 | 0.00023898 | 0.00028847 | 0.00034742 | 0.00041764 | 0.00050051 | 0.00059955 | 0.00071719 | 0.00085654 | 0.0010235 | 0.0012217
Scenario 3: Aggressive Fuel Sub | SCE | Com | WaterHeat | Com - Refrig. Warehouse | Electric Energy (GWh/year) | Fuel Substitution | -0.021848 | -0.021451 | -0.018971 | -0.020611 | -0.020658 | 0.020783 | 0.025973 | 0.03065 | 0.034062 | 0.036147 | 0.037181 | 0.0375 | 0.037365
Scenario 3: Aggressive Fuel Sub | SCE | Com | WaterHeat | Com - Refrig. Warehouse | Gas Energy (MMTherm/year) | Fuel Substitution | 0.0024822 | 0.0024356 | 0.0021536 | 0.0023443 | 0.0023467 | 0 | 0 | 0 | 0 | 0 | 0 | 0 | 0
Scenario 3: Aggressive Fuel Sub | SCE | Com | WaterHeat | Com - Restaurant | Electric Demand (MW) | Energy Efficiency | 0.0014176 | 0.0017164 | 0.0020732 | 0.0025 | 0.003012 | 0.0036143 | 0.0043285 | 0.0051838 | 0.0062004 | 0.007406 | 0.0088425 | 0.010544 | 0.012569
Scenario 3: Aggressive Fuel Sub | SCE | Com | WaterHeat | Com - Restaurant | Electric Demand (MW) | Fuel Substitution | 0 | 0 | 0 | 0 | 0 | 2.8054 | 3.4705 | 4.0616 | 4.4889 | 4.7498 | 4.8806 | 4.9219 | 4.9054
Scenario 3: Aggressive Fuel Sub | SCE | Com | WaterHeat | Com - Restaurant | Electric Energy (GWh/year) | Energy Efficiency | 0.0077392 | 0.0093713 | 0.01132 | 0.01365 | 0.016447 | 0.019737 | 0.023638 | 0.028311 | 0.033865 | 0.040453 | 0.048303 | 0.057604 | 0.06867
Scenario 3: Aggressive Fuel Sub | SCE | Com | WaterHeat | Com - Restaurant | Electric Energy (GWh/year) | Fuel Substitution | -13.5045 | -13.266 | -13.0869 | -13.0967 | -13.1819 | 15.8424 | 19.6016 | 22.9421 | 25.3565 | 26.8295 | 27.5676 | 27.8009 | 27.7085
Scenario 3: Aggressive Fuel Sub | SCE | Com | WaterHeat | Com - Restaurant | Gas Energy (MMTherm/year) | Fuel Substitution | 1.5168 | 1.4898 | 1.4696 | 1.4704 | 1.4797 | 0 | 0 | 0 | 0 | 0 | 0 | 0 | 0
Scenario 3: Aggressive Fuel Sub | SCE | Com | WaterHeat | Com - Retail | Electric Demand (MW) | Energy Efficiency | 0.0002363 | 0.00032476 | 0.00038357 | 0.00045283 | 0.00053476 | 0.00063069 | 0.0007433 | 0.00087744 | 0.00099817 | 0.0011887 | 0.0014153 | 0.0016827 | 0.0019997
Scenario 3: Aggressive Fuel Sub | SCE | Com | WaterHeat | Com - Retail | Electric Demand (MW) | Fuel Substitution | 0 | 0 | 0 | 0 | 0 | 0.08567 | 0.10546 | 0.12319 | 0.13602 | 0.14379 | 0.14758 | 0.14863 | 0.14791
Scenario 3: Aggressive Fuel Sub | SCE | Com | WaterHeat | Com - Retail | Electric Energy (GWh/year) | Energy Efficiency | 0.0015763 | 0.0020244 | 0.0024096 | 0.002867 | 0.0034121 | 0.0040538 | 0.0048102 | 0.0057134 | 0.0066615 | 0.0079339 | 0.0094468 | 0.011233 | 0.01335
Scenario 3: Aggressive Fuel Sub | SCE | Com | WaterHeat | Com - Retail | Electric Energy (GWh/year) | Fuel Substitution | -0.58539 | -0.57443 | -0.56405 | -0.55453 | -0.54223 | 0.59149 | 0.72826 | 0.85072 | 0.93935 | 0.99302 | 1.0192 | 1.0265 | 1.0215
Scenario 3: Aggressive Fuel Sub | SCE | Com | WaterHeat | Com - Retail | Gas Energy (MMTherm/year) | Fuel Substitution | 0.06189 | 0.060728 | 0.059629 | 0.058622 | 0.05732 | 0 | 0 | 0 | 0 | 0 | 0 | 0 | 0
Scenario 3: Aggressive Fuel Sub | SCE | Com | WaterHeat | Com - School | Electric Demand (MW) | Energy Efficiency | 0.00011739 | 0.00014224 | 0.00017173 | 0.00020654 | 0.00024752 | 0.00029639 | 0.00035388 | 0.00042246 | 0.00050404 | 0.00060104 | 0.00071578 | 0.0008529 | 0.0010146
Scenario 3: Aggressive Fuel Sub | SCE | Com | WaterHeat | Com - School | Electric Demand (MW) | Fuel Substitution | 0 | 0 | 0 | 0 | 0 | 0.18604 | 0.22988 | 0.2681 | 0.29496 | 0.3106 | 0.31761 | 0.31877 | 0.3162
Scenario 3: Aggressive Fuel Sub | SCE | Com | WaterHeat | Com - School | Electric Energy (GWh/year) | Energy Efficiency | 0.0017392 | 0.0021074 | 0.0025444 | 0.00306 | 0.0036672 | 0.0043912 | 0.005243 | 0.006259 | 0.0074678 | 0.0089048 | 0.010605 | 0.012636 | 0.015032
Scenario 3: Aggressive Fuel Sub | SCE | Com | WaterHeat | Com - School | Electric Energy (GWh/year) | Fuel Substitution | -2.5963 | -2.5408 | -2.5292 | -2.5344 | -2.5429 | 2.8238 | 3.49 | 4.0705 | 4.4784 | 4.7159 | 4.8221 | 4.8398 | 4.8007
Scenario 3: Aggressive Fuel Sub | SCE | Com | WaterHeat | Com - School | Gas Energy (MMTherm/year) | Fuel Substitution | 0.28825 | 0.28205 | 0.28071 | 0.28121 | 0.2821 | 0 | 0 | 0 | 0 | 0 | 0 | 0 | 0
Scenario 3: Aggressive Fuel Sub | SCE | Com | WaterHeat | Com - Warehouse | Electric Demand (MW) | Energy Efficiency | 1.1265e-05 | 1.3541e-05 | 1.6224e-05 | 1.9446e-05 | 2.3334e-05 | 2.7912e-05 | 3.3325e-05 | 0.00010202 | 4.7417e-05 | 5.6471e-05 | 6.7235e-05 | 7.9933e-05 | 9.5061e-05
Scenario 3: Aggressive Fuel Sub | SCE | Com | WaterHeat | Com - Warehouse | Electric Demand (MW) | Fuel Substitution | 0 | 0 | 0 | 0 | 0 | 0.0016011 | 0.0019683 | 0.0022977 | 0.0025362 | 0.0026803 | 0.0027502 | 0.0027691 | 0.0027559
Scenario 3: Aggressive Fuel Sub | SCE | Com | WaterHeat | Com - Warehouse | Electric Energy (GWh/year) | Energy Efficiency | 0.00031891 | 0.00038336 | 0.00045933 | 0.00055057 | 0.0006607 | 0.00079039 | 0.00094371 | 0.001323 | 0.001343 | 0.0015995 | 0.0019045 | 0.0022644 | 0.0026932
Scenario 3: Aggressive Fuel Sub | SCE | Com | WaterHeat | Com - Warehouse | Electric Energy (GWh/year) | Fuel Substitution | -0.058764 | -0.057663 | -0.056639 | -0.055732 | -0.054939 | 0.046767 | 0.0575 | 0.067129 | 0.074098 | 0.078309 | 0.080351 | 0.080906 | 0.080523
Scenario 3: Aggressive Fuel Sub | SCE | Com | WaterHeat | Com - Warehouse | Gas Energy (MMTherm/year) | Fuel Substitution | 0.0064357 | 0.0063123 | 0.0061978 | 0.0060968 | 0.006009 | 0 | 0 | 0 | 0 | 0 | 0 | 0 | 0
Scenario 3: Aggressive Fuel Sub | SCE | Com | WholeBlg | Com - College | Electric Demand (MW) | Energy Efficiency | 0.10183 | 0.1041 | 0.10659 | 0.10961 | 0.11305 | 0.1166 | 0.12069 | 0.12445 | 0.12826 | 0.1323 | 0.13594 | 0.13913 | 0.14208
Scenario 3: Aggressive Fuel Sub | SCE | Com | WholeBlg | Com - College | Electric Energy (GWh/year) | Energy Efficiency | 0.92799 | 0.94869 | 0.97139 | 0.99889 | 1.0302 | 1.0626 | 1.0999 | 1.1342 | 1.1689 | 1.2057 | 1.2389 | 1.2679 | 1.2948
Scenario 3: Aggressive Fuel Sub | SCE | Com | WholeBlg | Com - College | Gas Energy (MMTherm/year) | Energy Efficiency | 0 | 0 | 0 | 0 | 0 | 0 | 0 | 0 | 0 | 0 | 0 | 0 | 0
Scenario 3: Aggressive Fuel Sub | SCE | Com | WholeBlg | Com - Grocery | Electric Demand (MW) | Energy Efficiency | 0.34915 | 0.35725 | 0.36652 | 0.37713 | 0.38947 | 0.40199 | 0.41474 | 0.42711 | 0.43993 | 0.45255 | 0.465 | 0.47564 | 0.47285
Scenario 3: Aggressive Fuel Sub | SCE | Com | WholeBlg | Com - Grocery | Electric Energy (GWh/year) | Energy Efficiency | 3.1819 | 3.2557 | 3.3402 | 3.4369 | 3.5494 | 3.6634 | 3.7796 | 3.8923 | 4.0092 | 4.1242 | 4.2377 | 4.3346 | 4.3093
Scenario 3: Aggressive Fuel Sub | SCE | Com | WholeBlg | Com - Health | Electric Demand (MW) | Energy Efficiency | 0.33291 | 0.34191 | 0.35164 | 0.36287 | 0.37568 | 0.38857 | 0.40298 | 0.41632 | 0.42993 | 0.44387 | 0.45713 | 0.46851 | 0.47886
Scenario 3: Aggressive Fuel Sub | SCE | Com | WholeBlg | Com - Health | Electric Energy (GWh/year) | Energy Efficiency | 3.0339 | 3.1159 | 3.2045 | 3.3069 | 3.4236 | 3.5411 | 3.6725 | 3.7941 | 3.918 | 4.0451 | 4.1659 | 4.2696 | 4.3639
Scenario 3: Aggressive Fuel Sub | SCE | Com | WholeBlg | Com - Lodging | Electric Demand (MW) | Energy Efficiency | 0.15748 | 0.16124 | 0.16515 | 0.17001 | 0.17557 | 0.18118 | 0.18752 | 0.1934 | 0.19936 | 0.20556 | 0.21138 | 0.21627 | 0.21974
Scenario 3: Aggressive Fuel Sub | SCE | Com | WholeBlg | Com - Lodging | Electric Energy (GWh/year) | Energy Efficiency | 1.4351 | 1.4694 | 1.505 | 1.5493 | 1.6 | 1.6512 | 1.7089 | 1.7625 | 1.8168 | 1.8733 | 1.9264 | 1.9709 | 2.0026
Scenario 3: Aggressive Fuel Sub | SCE | Com | WholeBlg | Com - Office (Large) | Electric Demand (MW) | Energy Efficiency | 0.66256 | 0.67284 | 0.68416 | 0.69778 | 0.71404 | 0.73023 | 0.74929 | 0.76586 | 0.78237 | 0.79927 | 0.8143 | 0.82589 | 0.84627
Scenario 3: Aggressive Fuel Sub | SCE | Com | WholeBlg | Com - Office (Large) | Electric Energy (GWh/year) | Energy Efficiency | 6.0381 | 6.1318 | 6.2349 | 6.359 | 6.5072 | 6.6548 | 6.8284 | 6.9795 | 7.1299 | 7.2839 | 7.421 | 7.5265 | 7.7123
Scenario 3: Aggressive Fuel Sub | SCE | Com | WholeBlg | Com - Office (Large) | Gas Energy (MMTherm/year) | Energy Efficiency | 0 | 0 | 0 | 0 | 0 | 0 | 0 | 0 | 0 | 0 | 0 | 0 | 0
Scenario 3: Aggressive Fuel Sub | SCE | Com | WholeBlg | Com - Office (Small) | Electric Demand (MW) | Energy Efficiency | 0.11632 | 0.11844 | 0.12083 | 0.12367 | 0.127 | 0.13033 | 0.13402 | 0.13737 | 0.14077 | 0.14432 | 0.14749 | 0.15006 | 0.15227
Scenario 3: Aggressive Fuel Sub | SCE | Com | WholeBlg | Com - Office (Small) | Electric Energy (GWh/year) | Energy Efficiency | 1.06 | 1.0793 | 1.1011 | 1.127 | 1.1574 | 1.1877 | 1.2214 | 1.2519 | 1.2829 | 1.3152 | 1.3441 | 1.3675 | 1.3877
Scenario 3: Aggressive Fuel Sub | SCE | Com | WholeBlg | Com - Other | Electric Demand (MW) | Energy Efficiency | 0.50609 | 0.51598 | 0.52652 | 0.53981 | 0.5552 | 0.57066 | 0.5888 | 0.60516 | 0.62165 | 0.63866 | 0.65442 | 0.66735 | 0.68619
Scenario 3: Aggressive Fuel Sub | SCE | Com | WholeBlg | Com - Other | Electric Energy (GWh/year) | Energy Efficiency | 4.6121 | 4.7023 | 4.7983 | 4.9194 | 5.0596 | 5.2006 | 5.3659 | 5.515 | 5.6653 | 5.8203 | 5.9639 | 6.0817 | 6.2534
Scenario 3: Aggressive Fuel Sub | SCE | Com | WholeBlg | Com - Other | Gas Energy (MMTherm/year) | Energy Efficiency | 0 | 0 | 0 | 0 | 0 | 0 | 0 | 0 | 0 | 0 | 0 | 0 | 0
Scenario 3: Aggressive Fuel Sub | SCE | Com | WholeBlg | Com - Refrig. Warehouse | Electric Demand (MW) | Energy Efficiency | 0.038941 | 0.040379 | 0.041924 | 0.043757 | 0.04578 | 0.047748 | 0.049702 | 0.051671 | 0.053729 | 0.055734 | 0.057804 | 0.059645 | 0.059059
Scenario 3: Aggressive Fuel Sub | SCE | Com | WholeBlg | Com - Refrig. Warehouse | Electric Energy (GWh/year) | Energy Efficiency | 0.35487 | 0.36798 | 0.38206 | 0.39877 | 0.4172 | 0.43514 | 0.45294 | 0.47089 | 0.48965 | 0.50791 | 0.52678 | 0.54356 | 0.53822
Scenario 3: Aggressive Fuel Sub | SCE | Com | WholeBlg | Com - Restaurant | Electric Demand (MW) | Energy Efficiency | 0.2939 | 0.30287 | 0.31266 | 0.32437 | 0.33771 | 0.35118 | 0.36526 | 0.37927 | 0.3938 | 0.40832 | 0.4229 | 0.43598 | 0.43903
Scenario 3: Aggressive Fuel Sub | SCE | Com | WholeBlg | Com - Restaurant | Electric Energy (GWh/year) | Energy Efficiency | 2.7838 | 2.883 | 2.9919 | 3.1207 | 3.2673 | 3.4147 | 3.5686 | 3.7254 | 3.8888 | 4.0536 | 4.2221 | 4.3788 | 4.4475
Scenario 3: Aggressive Fuel Sub | SCE | Com | WholeBlg | Com - Restaurant | Gas Energy (MMTherm/year) | Energy Efficiency | -0.0011657 | -0.0013579 | -0.0015756 | -0.0018201 | -0.0020968 | -0.0023695 | -0.0026524 | -0.002973 | -0.003316 | -0.003675 | -0.0040685 | -0.004483 | -0.0049353
Scenario 3: Aggressive Fuel Sub | SCE | Com | WholeBlg | Com - Retail | Electric Demand (MW) | Energy Efficiency | 0.39802 | 0.40402 | 0.41089 | 0.41901 | 0.42864 | 0.43826 | 0.44984 | 0.45982 | 0.46962 | 0.47953 | 0.48802 | 0.4943 | 0.50347
Scenario 3: Aggressive Fuel Sub | SCE | Com | WholeBlg | Com - Retail | Electric Energy (GWh/year) | Energy Efficiency | 4.2142 | 4.3651 | 4.529 | 4.721 | 4.9465 | 5.1807 | 5.4411 | 5.7108 | 5.9884 | 6.2783 | 6.5773 | 6.8685 | 7.2078
Scenario 3: Aggressive Fuel Sub | SCE | Com | WholeBlg | Com - Retail | Gas Energy (MMTherm/year) | Energy Efficiency | 0.0040287 | 0.0046885 | 0.0053838 | 0.0061932 | 0.0071386 | 0.0081448 | 0.0092076 | 0.010435 | 0.011726 | 0.013096 | 0.014617 | 0.016223 | 0.017978
Scenario 3: Aggressive Fuel Sub | SCE | Com | WholeBlg | Com - School | Electric Demand (MW) | Energy Efficiency | 0.12234 | 0.12453 | 0.12687 | 0.12986 | 0.13332 | 0.13678 | 0.14085 | 0.14448 | 0.14808 | 0.1518 | 0.15509 | 0.15769 | 0.1612
Scenario 3: Aggressive Fuel Sub | SCE | Com | WholeBlg | Com - School | Electric Energy (GWh/year) | Energy Efficiency | 1.1149 | 1.1349 | 1.1562 | 1.1834 | 1.215 | 1.2465 | 1.2836 | 1.3167 | 1.3495 | 1.3834 | 1.4134 | 1.4371 | 1.4691
Scenario 3: Aggressive Fuel Sub | SCE | Com | WholeBlg | Com - Warehouse | Electric Demand (MW) | Energy Efficiency | 0.20517 | 0.20977 | 0.21468 | 0.22086 | 0.22802 | 0.23524 | 0.24326 | 0.25074 | 0.25836 | 0.26635 | 0.27386 | 0.28025 | 0.28759
Scenario 3: Aggressive Fuel Sub | SCE | Com | WholeBlg | Com - Warehouse | Electric Energy (GWh/year) | Energy Efficiency | 1.981 | 2.0438 | 2.1113 | 2.1956 | 2.2957 | 2.3971 | 2.5073 | 2.6182 | 2.7314 | 2.8515 | 2.972 | 3.0842 | 3.2124
Scenario 3: Aggressive Fuel Sub | SCE | Com | WholeBlg | Com - Warehouse | Gas Energy (MMTherm/year) | Energy Efficiency | -0.0012158 | -0.0014447 | -0.0016922 | -0.0019987 | -0.0023797 | -0.0027685 | -0.0031744 | -0.0036406 | -0.0041188 | -0.0046366 | -0.005205 | -0.0057951 | -0.0064646
Scenario 3: Aggressive Fuel Sub | SCE | Ind | WholeBlg | Ind - All Other Industrial | Electric Demand (MW) | Energy Efficiency | 0.13253 | 0.13236 | 0.13252 | 0.13289 | 0.13315 | 0.13334 | 0.13349 | 0.13362 | 0.13373 | 0.13379 | 0.13377 | 0.13377 | 0.13375
Scenario 3: Aggressive Fuel Sub | SCE | Ind | WholeBlg | Ind - All Other Industrial | Electric Energy (GWh/year) | Energy Efficiency | 0.97146 | 0.97015 | 0.97131 | 0.97402 | 0.97591 | 0.97725 | 0.97836 | 0.97927 | 0.98005 | 0.98053 | 0.98035 | 0.98035 | 0.98011
Scenario 3: Aggressive Fuel Sub | SCE | Ind | WholeBlg | Ind - Chemicals | Electric Demand (MW) | Energy Efficiency | 0.40129 | 0.40416 | 0.40798 | 0.41227 | 0.4161 | 0.41934 | 0.42211 | 0.42442 | 0.42677 | 0.42894 | 0.43071 | 0.43235 | 0.43375
Scenario 3: Aggressive Fuel Sub | SCE | Ind | WholeBlg | Ind - Chemicals | Electric Energy (GWh/year) | Energy Efficiency | 2.9415 | 2.9624 | 2.9904 | 3.0217 | 3.0497 | 3.0735 | 3.0937 | 3.1106 | 3.1277 | 3.1435 | 3.1564 | 3.1684 | 3.1786
Scenario 3: Aggressive Fuel Sub | SCE | Ind | WholeBlg | Ind - Electronics | Electric Demand (MW) | Energy Efficiency | 0.19729 | 0.19744 | 0.1982 | 0.19932 | 0.20027 | 0.20117 | 0.20204 | 0.20288 | 0.20368 | 0.20439 | 0.20491 | 0.20543 | 0.20587
Scenario 3: Aggressive Fuel Sub | SCE | Ind | WholeBlg | Ind - Electronics | Electric Energy (GWh/year) | Energy Efficiency | 1.4461 | 1.4472 | 1.4528 | 1.4609 | 1.4679 | 1.4744 | 1.4808 | 1.4869 | 1.4928 | 1.4979 | 1.5017 | 1.5055 | 1.5086
Scenario 3: Aggressive Fuel Sub | SCE | Ind | WholeBlg | Ind - Fabricated Metals | Electric Demand (MW) | Energy Efficiency | 0.27261 | 0.27442 | 0.27719 | 0.27962 | 0.28145 | 0.28278 | 0.28384 | 0.28472 | 0.28551 | 0.28619 | 0.28655 | 0.28679 | 0.28682
Scenario 3: Aggressive Fuel Sub | SCE | Ind | WholeBlg | Ind - Fabricated Metals | Electric Energy (GWh/year) | Energy Efficiency | 1.9982 | 2.0114 | 2.0318 | 2.0495 | 2.0629 | 2.0725 | 2.0803 | 2.0867 | 2.0925 | 2.0974 | 2.1 | 2.1017 | 2.1019
Scenario 3: Aggressive Fuel Sub | SCE | Ind | WholeBlg | Ind - Food | Electric Demand (MW) | Energy Efficiency | 0.56746 | 0.56515 | 0.5645 | 0.56485 | 0.56475 | 0.56449 | 0.56425 | 0.56382 | 0.56332 | 0.56259 | 0.56142 | 0.56021 | 0.55882
Scenario 3: Aggressive Fuel Sub | SCE | Ind | WholeBlg | Ind - Food | Electric Energy (GWh/year) | Energy Efficiency | 4.1595 | 4.1425 | 4.1376 | 4.1401 | 4.1393 | 4.1373 | 4.1355 | 4.1322 | 4.1284 | 4.1231 | 4.1143 | 4.1054 | 4.0951
Scenario 3: Aggressive Fuel Sub | SCE | Ind | WholeBlg | Ind - Industrial Machinery | Electric Demand (MW) | Energy Efficiency | 0.085271 | 0.085894 | 0.086859 | 0.087633 | 0.088137 | 0.088485 | 0.088836 | 0.089141 | 0.089438 | 0.089706 | 0.089862 | 0.089974 | 0.090013
Scenario 3: Aggressive Fuel Sub | SCE | Ind | WholeBlg | Ind - Industrial Machinery | Electric Energy (GWh/year) | Energy Efficiency | 0.62504 | 0.6296 | 0.63665 | 0.64231 | 0.64599 | 0.64853 | 0.65109 | 0.65331 | 0.65548 | 0.65742 | 0.65856 | 0.65936 | 0.65963
Scenario 3: Aggressive Fuel Sub | SCE | Ind | WholeBlg | Ind - Lumber & Furniture | Electric Demand (MW) | Energy Efficiency | 0.046975 | 0.046888 | 0.046947 | 0.047084 | 0.047191 | 0.047247 | 0.04726 | 0.047263 | 0.047259 | 0.047238 | 0.047184 | 0.047128 | 0.047053
Scenario 3: Aggressive Fuel Sub | SCE | Ind | WholeBlg | Ind - Lumber & Furniture | Electric Energy (GWh/year) | Energy Efficiency | 0.34433 | 0.34368 | 0.34411 | 0.34511 | 0.34589 | 0.34629 | 0.34637 | 0.34639 | 0.34635 | 0.34619 | 0.34579 | 0.34537 | 0.34481
Scenario 3: Aggressive Fuel Sub | SCE | Ind | WholeBlg | Ind - Paper | Electric Demand (MW) | Energy Efficiency | 0.18393 | 0.18039 | 0.17783 | 0.1761 | 0.17444 | 0.1727 | 0.17124 | 0.16999 | 0.16901 | 0.16825 | 0.16755 | 0.16698 | 0.16645
Scenario 3: Aggressive Fuel Sub | SCE | Ind | WholeBlg | Ind - Paper | Electric Energy (GWh/year) | Energy Efficiency | 1.3483 | 1.3222 | 1.3034 | 1.2907 | 1.2786 | 1.2658 | 1.255 | 1.2458 | 1.2386 | 1.233 | 1.2279 | 1.2237 | 1.2198
Scenario 3: Aggressive Fuel Sub | SCE | Ind | WholeBlg | Ind - Petroleum | Electric Demand (MW) | Energy Efficiency | 0.70429 | 0.70123 | 0.70041 | 0.701 | 0.70107 | 0.70096 | 0.70072 | 0.70035 | 0.69987 | 0.69907 | 0.69766 | 0.69626 | 0.69466
Scenario 3: Aggressive Fuel Sub | SCE | Ind | WholeBlg | Ind - Petroleum | Electric Energy (GWh/year) | Energy Efficiency | 5.1625 | 5.1399 | 5.1338 | 5.138 | 5.1384 | 5.1375 | 5.1357 | 5.1328 | 5.1292 | 5.1232 | 5.1128 | 5.1024 | 5.0906
Scenario 3: Aggressive Fuel Sub | SCE | Ind | WholeBlg | Ind - Plastics | Electric Demand (MW) | Energy Efficiency | 0.32338 | 0.32301 | 0.32359 | 0.32472 | 0.32557 | 0.32625 | 0.32673 | 0.32701 | 0.32726 | 0.32736 | 0.32716 | 0.32695 | 0.32662
Scenario 3: Aggressive Fuel Sub | SCE | Ind | WholeBlg | Ind - Plastics | Electric Energy (GWh/year) | Energy Efficiency | 2.3704 | 2.3676 | 2.3718 | 2.3801 | 2.3863 | 2.3912 | 2.3946 | 2.3967 | 2.3984 | 2.3991 | 2.3976 | 2.396 | 2.3935
Scenario 3: Aggressive Fuel Sub | SCE | Ind | WholeBlg | Ind - Primary Metals | Electric Demand (MW) | Energy Efficiency | 0.15345 | 0.15515 | 0.15758 | 0.16005 | 0.16215 | 0.16403 | 0.16597 | 0.16785 | 0.16971 | 0.17148 | 0.17303 | 0.17448 | 0.17582
Scenario 3: Aggressive Fuel Sub | SCE | Ind | WholeBlg | Ind - Primary Metals | Electric Energy (GWh/year) | Energy Efficiency | 1.1248 | 1.1372 | 1.155 | 1.1731 | 1.1884 | 1.2022 | 1.2164 | 1.2302 | 1.2438 | 1.2567 | 1.268 | 1.2787 | 1.2884
Scenario 3: Aggressive Fuel Sub | SCE | Ind | WholeBlg | Ind - Printing & Publishing | Electric Demand (MW) | Energy Efficiency | 0.054327 | 0.054108 | 0.054065 | 0.054125 | 0.054131 | 0.05409 | 0.05405 | 0.054003 | 0.053969 | 0.053924 | 0.053832 | 0.053733 | 0.053612
Scenario 3: Aggressive Fuel Sub | SCE | Ind | WholeBlg | Ind - Printing & Publishing | Electric Energy (GWh/year) | Energy Efficiency | 0.39822 | 0.3966 | 0.39628 | 0.39672 | 0.39675 | 0.39644 | 0.39614 | 0.39579 | 0.39553 | 0.39519 | 0.39451 | 0.39378 | 0.39288
Scenario 3: Aggressive Fuel Sub | SCE | Ind | WholeBlg | Ind - Stone-Glass-Clay | Electric Demand (MW) | Energy Efficiency | 0.2751 | 0.27837 | 0.2819 | 0.2855 | 0.28866 | 0.29141 | 0.2938 | 0.29609 | 0.29824 | 0.30027 | 0.30209 | 0.30394 | 0.30562
Scenario 3: Aggressive Fuel Sub | SCE | Ind | WholeBlg | Ind - Stone-Glass-Clay | Electric Energy (GWh/year) | Energy Efficiency | 2.0165 | 2.0405 | 2.0663 | 2.0926 | 2.1157 | 2.1358 | 2.1533 | 2.17 | 2.1857 | 2.2006 | 2.2139 | 2.2274 | 2.2396
Scenario 3: Aggressive Fuel Sub | SCE | Ind | WholeBlg | Ind - Textiles | Electric Demand (MW) | Energy Efficiency | 0.038505 | 0.038413 | 0.038428 | 0.038449 | 0.03842 | 0.038352 | 0.038287 | 0.038195 | 0.038106 | 0.038015 | 0.037896 | 0.037783 | 0.037662
Scenario 3: Aggressive Fuel Sub | SCE | Ind | WholeBlg | Ind - Textiles | Electric Energy (GWh/year) | Energy Efficiency | 0.28224 | 0.28157 | 0.28166 | 0.28181 | 0.28159 | 0.28109 | 0.28061 | 0.27993 | 0.27927 | 0.2786 | 0.27772 | 0.27689 | 0.276
Scenario 3: Aggressive Fuel Sub | SCE | Ind | WholeBlg | Ind - Transportation Equipment | Electric Demand (MW) | Energy Efficiency | 0.32431 | 0.32519 | 0.32902 | 0.33166 | 0.33309 | 0.33384 | 0.33521 | 0.33654 | 0.33817 | 0.33984 | 0.34099 | 0.34175 | 0.34204
Scenario 3: Aggressive Fuel Sub | SCE | Ind | WholeBlg | Ind - Transportation Equipment | Electric Energy (GWh/year) | Energy Efficiency | 2.3772 | 2.3836 | 2.4116 | 2.4309 | 2.4413 | 2.4468 | 2.4568 | 2.4665 | 2.4784 | 2.4906 | 2.4989 | 2.5045 | 2.5065
Scenario 3: Aggressive Fuel Sub | SCE | Res | AppPlug | Res - Multi Family | Electric Demand (MW) | Energy Efficiency | 0 | 0 | 0 | 0 | 0 | 0 | 0 | 0 | 0 | 0 | 0 | 0 | 0
Scenario 3: Aggressive Fuel Sub | SCE | Res | AppPlug | Res - Multi Family | Electric Energy (GWh/year) | Energy Efficiency | 0 | 0 | 0 | 0 | 0 | 0 | 0 | 0 | 0 | 0 | 0 | 0 | 0
Scenario 3: Aggressive Fuel Sub | SCE | Res | AppPlug | Res - Multi Family | Electric Energy (GWh/year) | Fuel Substitution | -0.014484 | -0.015625 | -0.016774 | -0.017932 | -0.019099 | 0 | 0 | 0 | 0 | 0 | 0 | 0 | 0
Scenario 3: Aggressive Fuel Sub | SCE | Res | AppPlug | Res - Multi Family | Gas Energy (MMTherm/year) | Energy Efficiency | 0 | 0 | 0 | 0 | 0 | 0 | 0 | 0 | 0 | 0 | 0 | 0 | 0
Scenario 3: Aggressive Fuel Sub | SCE | Res | AppPlug | Res - Multi Family | Gas Energy (MMTherm/year) | Fuel Substitution | 0.0029499 | 0.0031824 | 0.0034163 | 0.0036522 | 0.0038899 | 0 | 0 | 0 | 0 | 0 | 0 | 0 | 0
Scenario 3: Aggressive Fuel Sub | SCE | Res | AppPlug | Res - Single Family | Electric Demand (MW) | Energy Efficiency | 0 | 0 | 0 | 0 | 0 | 0 | 0 | 0 | 0 | 0 | 0 | 0 | 0
Scenario 3: Aggressive Fuel Sub | SCE | Res | AppPlug | Res - Single Family | Electric Energy (GWh/year) | Energy Efficiency | 0 | 0 | 0 | 0 | 0 | 0 | 0 | 0 | 0 | 0 | 0 | 0 | 0
Scenario 3: Aggressive Fuel Sub | SCE | Res | AppPlug | Res - Single Family | Electric Energy (GWh/year) | Fuel Substitution | -0.10869 | -0.11739 | -0.1261 | -0.13486 | -0.14368 | 0 | 0 | 0 | 0 | 0 | 0 | 0 | 0
Scenario 3: Aggressive Fuel Sub | SCE | Res | AppPlug | Res - Single Family | Gas Energy (MMTherm/year) | Energy Efficiency | 0 | 0 | 0 | 0 | 0 | 0 | 0 | 0 | 0 | 0 | 0 | 0 | 0
Scenario 3: Aggressive Fuel Sub | SCE | Res | AppPlug | Res - Single Family | Gas Energy (MMTherm/year) | Fuel Substitution | 0.022063 | 0.023828 | 0.025596 | 0.027374 | 0.029164 | 0 | 0 | 0 | 0 | 0 | 0 | 0 | 0
Scenario 3: Aggressive Fuel Sub | SCE | Res | BROs | Income Qualified - Multi Family IQ | Electric Demand (MW) | Energy Efficiency | 2.6492 | 2.7675 | 2.8929 | 3.0048 | 3.0809 | 3.1625 | 3.2358 | 3.3198 | 3.4 | 3.4841 | 3.5569 | 3.6463 | 3.7381
Scenario 3: Aggressive Fuel Sub | SCE | Res | BROs | Income Qualified - Multi Family IQ | Electric Energy (GWh/year) | Energy Efficiency | 11.846 | 12.4085 | 13.0114 | 13.5709 | 13.9959 | 14.4595 | 14.8998 | 15.4065 | 15.9147 | 16.4624 | 16.9806 | 17.605 | 18.2718
Scenario 3: Aggressive Fuel Sub | SCE | Res | BROs | Income Qualified - Single Family IQ | Electric Demand (MW) | Energy Efficiency | 9.0294 | 9.3687 | 9.7261 | 10.067 | 10.2865 | 10.5247 | 10.7392 | 10.9854 | 11.2183 | 11.4547 | 11.6538 | 11.9071 | 12.1677
Scenario 3: Aggressive Fuel Sub | SCE | Res | BROs | Income Qualified - Single Family IQ | Electric Energy (GWh/year) | Energy Efficiency | 40.3774 | 42.0082 | 43.7462 | 45.4696 | 46.7327 | 48.1237 | 49.4539 | 50.9844 | 52.5144 | 54.1291 | 55.6414 | 57.4964 | 59.4833
Scenario 3: Aggressive Fuel Sub | SCE | Res | BROs | Res - Multi Family | Electric Demand (MW) | Energy Efficiency | 19.6664 | 20.4106 | 21.195 | 21.9413 | 22.4232 | 22.9459 | 23.4166 | 23.9569 | 24.4684 | 24.9885 | 25.4271 | 25.9842 | 26.5574
Scenario 3: Aggressive Fuel Sub | SCE | Res | BROs | Res - Multi Family | Electric Energy (GWh/year) | Energy Efficiency | 87.9402 | 91.5157 | 95.3273 | 99.0972 | 101.8653 | 104.9126 | 107.8264 | 111.1788 | 114.5307 | 118.0714 | 121.3894 | 125.4558 | 129.8108
Scenario 3: Aggressive Fuel Sub | SCE | Res | BROs | Res - Single Family | Electric Demand (MW) | Energy Efficiency | 4.7019 | 4.913 | 5.1369 | 5.336 | 5.4716 | 5.6171 | 5.7476 | 5.8972 | 6.0401 | 6.19 | 6.3198 | 6.4792 | 6.6427
Scenario 3: Aggressive Fuel Sub | SCE | Res | BROs | Res - Single Family | Electric Energy (GWh/year) | Energy Efficiency | 21.0259 | 22.0293 | 23.1049 | 24.101 | 24.8581 | 25.6837 | 26.4676 | 27.3698 | 28.2747 | 29.2506 | 30.174 | 31.2862 | 32.4738
Scenario 3: Aggressive Fuel Sub | SCE | Res | BldgEnv | Res - Single Family | Electric Demand (MW) | Energy Efficiency | 0.022623 | 0.025907 | 0.027346 | 0.027344 | 0.027765 | 0.027405 | 0.026701 | 0.025886 | 0.016647 | 0 | 0 | 0 | 0
Scenario 3: Aggressive Fuel Sub | SCE | Res | BldgEnv | Res - Single Family | Electric Energy (GWh/year) | Energy Efficiency | 0.010421 | 0.012143 | 0.013404 | 0.014284 | 0.015218 | 0.015917 | 0.016505 | 0.017048 | -0.0060448 | 0 | 0 | 0 | 0
Scenario 3: Aggressive Fuel Sub | SCE | Res | BldgEnv | Res - Single Family | Gas Energy (MMTherm/year) | Energy Efficiency | 0.0064075 | 0.0071407 | 0.0074846 | 0.007521 | 0.0076429 | 0.0075944 | 0.0074703 | 0.0073215 | 0.0036368 | 0 | 0 | 0 | 0
Scenario 3: Aggressive Fuel Sub | SCE | Res | HVAC | Res - Multi Family | Electric Demand (MW) | Energy Efficiency | 1.6551 | 1.3542 | 1.0797 | 0.84156 | 0.64306 | 0.48181 | 0.35449 | 0.2554 | 0.17932 | 0.12148 | 0.077869 | 0.045175 | 0.020769
Scenario 3: Aggressive Fuel Sub | SCE | Res | HVAC | Res - Multi Family | Electric Demand (MW) | Fuel Substitution | 0 | 0 | 0 | 0 | 0 | 2.5596e-07 | 2.7144e-07 | 2.8297e-07 | 2.53e-07 | 2.5636e-07 | 2.5761e-07 | 2.5751e-07 | 2.5657e-07
Scenario 3: Aggressive Fuel Sub | SCE | Res | HVAC | Res - Multi Family | Electric Energy (GWh/year) | Energy Efficiency | 1.8481 | 1.5445 | 1.2526 | 0.99469 | 0.7799 | 0.60155 | 0.46381 | 0.35665 | 0.27438 | 0.21184 | 0.16467 | 0.12929 | 0.10275
Scenario 3: Aggressive Fuel Sub | SCE | Res | HVAC | Res - Multi Family | Electric Energy (GWh/year) | Fuel Substitution | 7.2441e-06 | 7.2727e-06 | 7.2318e-06 | 6.5746e-06 | 1.1421e-05 | 2.4719e-06 | 2.6218e-06 | 2.7335e-06 | 2.424e-06 | 2.4564e-06 | 2.4686e-06 | 2.4678e-06 | 2.459e-06
Scenario 3: Aggressive Fuel Sub | SCE | Res | HVAC | Res - Multi Family | Gas Energy (MMTherm/year) | Fuel Substitution | 1.0728e-05 | 1.0743e-05 | 1.0662e-05 | 1.0969e-05 | 1.2871e-05 | 0 | 0 | 0 | 0 | 0 | 0 | 0 | 0
Scenario 3: Aggressive Fuel Sub | SCE | Res | HVAC | Res - Single Family | Electric Demand (MW) | Energy Efficiency | 20.4012 | 17.0725 | 14.0224 | 11.3552 | 9.124 | 7.2997 | 5.8432 | 4.7014 | 2.7462 | 1.8635 | 1.3409 | 0.94639 | 0.64992
Scenario 3: Aggressive Fuel Sub | SCE | Res | HVAC | Res - Single Family | Electric Demand (MW) | Fuel Substitution | 0 | 0 | 0 | 0 | 0 | 1.0486e-05 | 1.1079e-05 | 1.1309e-05 | 3.9271e-06 | 3.9881e-06 | 4.0141e-06 | 4.0171e-06 | 4.0055e-06
Scenario 3: Aggressive Fuel Sub | SCE | Res | HVAC | Res - Single Family | Electric Energy (GWh/year) | Energy Efficiency | 30.0747 | 25.9773 | 21.9593 | 18.2285 | 14.9299 | 12.1011 | 9.7425 | 7.8188 | 5.2818 | 3.8695 | 2.9046 | 2.1548 | 1.5757
Scenario 3: Aggressive Fuel Sub | SCE | Res | HVAC | Res - Single Family | Electric Energy (GWh/year) | Fuel Substitution | -0.00086492 | -0.00087922 | -0.00087982 | -0.00089875 | -0.00089525 | 7.0445e-05 | 7.4193e-05 | 7.5306e-05 | 2.6697e-05 | 2.7119e-05 | 2.7302e-05 | 2.7327e-05 | 2.7254e-05
Scenario 3: Aggressive Fuel Sub | SCE | Res | HVAC | Res - Single Family | Gas Energy (MMTherm/year) | Energy Efficiency | -0.050393 | -0.044729 | -0.038805 | -0.033029 | -0.027734 | -0.023042 | -0.019023 | -0.01567 | -0.010213 | -0.0074845 | -0.0057062 | -0.0043064 | -0.0032122
Scenario 3: Aggressive Fuel Sub | SCE | Res | HVAC | Res - Single Family | Gas Energy (MMTherm/year) | Fuel Substitution | 0.00026661 | 0.00027086 | 0.00027069 | 0.0002856 | 0.00028433 | 0 | 0 | 0 | 0 | 0 | 0 | 0 | 0
Scenario 3: Aggressive Fuel Sub | SCE | Res | WaterHeat | Res - Multi Family | Electric Demand (MW) | Energy Efficiency | 0.027264 | 0.029011 | 0.031178 | 0.033097 | 0.035026 | 0.036569 | 0.038249 | 0.039867 | 0.041439 | 0.042979 | 0.044517 | 0.046789 | 0.049522
Scenario 3: Aggressive Fuel Sub | SCE | Res | WaterHeat | Res - Multi Family | Electric Demand (MW) | Fuel Substitution | 0 | 0 | 0 | 0 | 0 | 0.19761 | 0.23679 | 0.27733 | 0.30691 | 0.32555 | 0.3357 | 0.34007 | 0.34077
Scenario 3: Aggressive Fuel Sub | SCE | Res | WaterHeat | Res - Multi Family | Electric Energy (GWh/year) | Energy Efficiency | 0.14363 | 0.15279 | 0.1642 | 0.17428 | 0.18443 | 0.19253 | 0.20135 | 0.20986 | 0.21811 | 0.2262 | 0.23429 | 0.24628 | 0.26074
Scenario 3: Aggressive Fuel Sub | SCE | Res | WaterHeat | Res - Multi Family | Electric Energy (GWh/year) | Fuel Substitution | -46.3869 | -45.4389 | -44.5131 | -43.6924 | -42.9762 | 1.0716 | 1.2849 | 1.5049 | 1.6653 | 1.7664 | 1.8214 | 1.845 | 1.8487
Scenario 3: Aggressive Fuel Sub | SCE | Res | WaterHeat | Res - Multi Family | Gas Energy (MMTherm/year) | Fuel Substitution | 3.3019 | 3.2331 | 3.1658 | 3.1064 | 3.0551 | 0 | 0 | 0 | 0 | 0 | 0 | 0 | 0
Scenario 3: Aggressive Fuel Sub | SCE | Res | WaterHeat | Res - Single Family | Electric Demand (MW) | Energy Efficiency | 0.024684 | 0.028175 | 0.030892 | 0.032962 | 0.035262 | 0.037225 | 0.038999 | 0.040666 | 0.042296 | 0.043909 | 0.045625 | 0.04757 | 0.049534
Scenario 3: Aggressive Fuel Sub | SCE | Res | WaterHeat | Res - Single Family | Electric Demand (MW) | Fuel Substitution | 0 | 0 | 0 | 0 | 0 | 1.4277 | 1.6974 | 1.9822 | 2.1885 | 2.3178 | 2.388 | 2.418 | 2.4228
Scenario 3: Aggressive Fuel Sub | SCE | Res | WaterHeat | Res - Single Family | Electric Energy (GWh/year) | Energy Efficiency | 0.12642 | 0.14424 | 0.1582 | 0.16891 | 0.18073 | 0.19082 | 0.19992 | 0.20848 | 0.21685 | 0.22512 | 0.23393 | 0.24394 | 0.25401
Scenario 3: Aggressive Fuel Sub | SCE | Res | WaterHeat | Res - Single Family | Electric Energy (GWh/year) | Fuel Substitution | -7.4927 | -7.242 | -6.958 | -6.7402 | -6.5961 | 7.654 | 9.1009 | 10.6284 | 11.7342 | 12.427 | 12.8024 | 12.9628 | 12.9877
Scenario 3: Aggressive Fuel Sub | SCE | Res | WaterHeat | Res - Single Family | Gas Energy (MMTherm/year) | Fuel Substitution | 1.0408 | 1.0057 | 0.96605 | 0.93565 | 0.91557 | 0 | 0 | 0 | 0 | 0 | 0 | 0 | 0
Scenario 3: Aggressive Fuel Sub | SCE | Res | WholeBlg | Res - Multi Family | Electric Demand (MW) | Energy Efficiency | 0 | 0 | 0 | 0 | 0.012356 | 0.011434 | 0.010602 | 0.0097651 | 0.0089481 | 0.0081604 | 0.0074966 | 0.0069653 | 0.0064653
Scenario 3: Aggressive Fuel Sub | SCE | Res | WholeBlg | Res - Multi Family | Electric Energy (GWh/year) | Energy Efficiency | 0 | 0 | 0 | 0 | 0.11936 | 0.11046 | 0.10241 | 0.094332 | 0.086439 | 0.07883 | 0.072417 | 0.067285 | 0.062456
Scenario 3: Aggressive Fuel Sub | SCE | Res | WholeBlg | Res - Multi Family | Gas Energy (MMTherm/year) | Energy Efficiency | 0 | 0 | 0 | 0 | 0.0008868 | 0.00082062 | 0.00076088 | 0.00070083 | 0.00064219 | 0.00058566 | 0.00053802 | 0.00049989 | 0.00046401
Scenario 3: Aggressive Fuel Sub | SCE | Res | WholeBlg | Res - Single Family | Electric Demand (MW) | Energy Efficiency | 0 | 0 | 0.091141 | 0.091406 | 0.088619 | 0.082851 | 0.076004 | 0.068977 | 0.06255 | 0.056604 | 0.051415 | 0.047124 | 0.043171
Scenario 3: Aggressive Fuel Sub | SCE | Res | WholeBlg | Res - Single Family | Electric Energy (GWh/year) | Energy Efficiency | 0 | 0 | 0.40802 | 0.40921 | 0.39673 | 0.37091 | 0.34026 | 0.3088 | 0.28002 | 0.25341 | 0.23018 | 0.21097 | 0.19327
Scenario 3: Aggressive Fuel Sub | SCE | Res | WholeBlg | Res - Single Family | Gas Energy (MMTherm/year) | Energy Efficiency | 0 | 0 | 0.0023526 | 0.0023595 | 0.0022875 | 0.0021387 | 0.0019619 | 0.0017805 | 0.0016146 | 0.0014611 | 0.0013272 | 0.0012164 | 0.0011144
Scenario 3: Aggressive Fuel Sub | SCG | Ag | WholeBlg | Ag - Dairies, fishing, hunting | Gas Energy (MMTherm/year) | Energy Efficiency | 0.010787 | 0.010787 | 0.010787 | 0.010787 | 0.010787 | 0.010787 | 0.010787 | 0.010787 | 0.010787 | 0.010787 | 0.010787 | 0.010787 | 0.010787
Scenario 3: Aggressive Fuel Sub | SCG | Ag | WholeBlg | Ag - Irrigated Agriculture, vineyards, forestry and greenhouses | Gas Energy (MMTherm/year) | Energy Efficiency | 0.046276 | 0.046276 | 0.046276 | 0.046276 | 0.046276 | 0.046276 | 0.046276 | 0.046276 | 0.046276 | 0.046276 | 0.046276 | 0.046276 | 0.046276
Scenario 3: Aggressive Fuel Sub | SCG | Ag | WholeBlg | Ag - Water pumping | Gas Energy (MMTherm/year) | Energy Efficiency | 0.015198 | 0.015198 | 0.015198 | 0.015198 | 0.015198 | 0.015198 | 0.015198 | 0.015198 | 0.015198 | 0.015198 | 0.015198 | 0.015198 | 0.015198
Scenario 3: Aggressive Fuel Sub | SCG | Com | AppPlug | Com - College | Gas Energy (MMTherm/year) | Energy Efficiency | 0 | 0 | 0 | 0 | 0 | 0 | 0 | 0 | 0 | 0 | 0 | 0 | 0.0032292
Scenario 3: Aggressive Fuel Sub | SCG | Com | AppPlug | Com - Health | Gas Energy (MMTherm/year) | Energy Efficiency | 0.8812 | 0.97682 | 1.0673 | 1.1297 | 1.1888 | 1.2347 | 1.2715 | 1.2873 | 1.2852 | 1.2611 | 1.2188 | 1.1711 | 1.1122
Scenario 3: Aggressive Fuel Sub | SCG | Com | AppPlug | Com - Lodging | Gas Energy (MMTherm/year) | Energy Efficiency | 0.62564 | 0.68793 | 0.74758 | 0.78084 | 0.81169 | 0.83737 | 0.856 | 0.8661 | 0.86576 | 0.85524 | 0.83576 | 0.80703 | 0.77062
Scenario 3: Aggressive Fuel Sub | SCG | Com | AppPlug | Com - Other | Gas Energy (MMTherm/year) | Energy Efficiency | 0.030337 | 0.031392 | 0.031563 | 0.0308 | 0.025493 | 0.030829 | 0.024067 | 0.021077 | 0.018085 | 0.01533 | 0.012912 | 0.01086 | 0.0092063
Scenario 3: Aggressive Fuel Sub | SCG | Com | BldgEnv | Com - College | Electric Demand (MW) | Energy Efficiency | 0.0042218 | 0.0042063 | 0.0041031 | 0.0038121 | 0.0034058 | 0.0029419 | 0.0024523 | 0.0019669 | 0.0015198 | 0.0011241 | 0.00079235 | 0.0005385 | 0.00050454
Scenario 3: Aggressive Fuel Sub | SCG | Com | BldgEnv | Com - College | Electric Energy (GWh/year) | Energy Efficiency | 0.0014365 | 0.0014312 | 0.0013917 | 0.0012931 | 0.0011554 | 0.00099817 | 0.00083224 | 0.00066774 | 0.0005162 | 0.00038209 | 0.00026965 | 0.00018366 | 0.00017219
Scenario 3: Aggressive Fuel Sub | SCG | Com | BldgEnv | Com - College | Gas Energy (MMTherm/year) | Energy Efficiency | 0.0038306 | 0.0038046 | 0.0036478 | 0.0033559 | 0.0029611 | 0.0025056 | 0.0020267 | 0.0015573 | 0.0011254 | 0.00074562 | 0.0004258 | 0.00016984 | 0.00013495
Scenario 3: Aggressive Fuel Sub | SCG | Com | BldgEnv | Com - Grocery | Electric Demand (MW) | Energy Efficiency | 0.0042402 | 0.00294 | 0.00168 | 0.00086289 | 0.00088135 | 0.00081136 | 0.00084764 | 0.00088711 | 0.00091973 | 0.00094645 | 0.00097416 | 0.00099679 | 0.0010187
Scenario 3: Aggressive Fuel Sub | SCG | Com | BldgEnv | Com - Grocery | Electric Energy (GWh/year) | Energy Efficiency | 0.0014432 | 0.0010009 | 0.00057131 | 0.00029447 | 0.00030076 | 0.00027683 | 0.0002892 | 0.00030267 | 0.0003138 | 0.00032292 | 0.00033237 | 0.00034009 | 0.00034757
Scenario 3: Aggressive Fuel Sub | SCG | Com | BldgEnv | Com - Grocery | Gas Energy (MMTherm/year) | Energy Efficiency | 0.0029026 | 0.0018462 | 0.00081873 | 0.00015934 | 0.00016625 | 0.00016612 | 0.00017358 | 0.0001817 | 0.00018841 | 0.00019391 | 0.00019961 | 0.00020426 | 0.00020876
Scenario 3: Aggressive Fuel Sub | SCG | Com | BldgEnv | Com - Health | Electric Demand (MW) | Energy Efficiency | 0.0060866 | 0.0054974 | 0.0047352 | 0.0038534 | 0.0029787 | 0.0021516 | 0.0014428 | 0.0010524 | 0.00099671 | 0.00091515 | 0.00090958 | 0.00094889 | 0.00099405
Scenario 3: Aggressive Fuel Sub | SCG | Com | BldgEnv | Com - Health | Electric Energy (GWh/year) | Energy Efficiency | 0.0029019 | 0.0026214 | 0.0022586 | 0.0018387 | 0.0014222 | 0.0010284 | 0.00069088 | 0.00050496 | 0.0004782 | 0.00043902 | 0.00043635 | 0.0004552 | 0.00047687
Scenario 3: Aggressive Fuel Sub | SCG | Com | BldgEnv | Com - Health | Gas Energy (MMTherm/year) | Energy Efficiency | 0.0037239 | 0.0033065 | 0.0027697 | 0.0021644 | 0.001557 | 0.00098681 | 0.00048912 | 0.00021947 | 0.00021377 | 0.00020275 | 0.0002015 | 0.00021021 | 0.00022022
Scenario 3: Aggressive Fuel Sub | SCG | Com | BldgEnv | Com - Lodging | Electric Demand (MW) | Energy Efficiency | 0.00016434 | 0.00019883 | 0.00024007 | 0.00050558 | 0.00060797 | 0.00072896 | 0.0008711 | 0.0010368 | 0.0012282 | 0.0014466 | 0.0016926 | 0.0019644 | 0.002258
Scenario 3: Aggressive Fuel Sub | SCG | Com | BldgEnv | Com - Lodging | Electric Energy (GWh/year) | Energy Efficiency | 0.00010566 | 0.00012782 | 0.00015433 | 0.0003273 | 0.00039358 | 0.0004719 | 0.00056391 | 0.00067117 | 0.00079504 | 0.00093647 | 0.0010956 | 0.0012716 | 0.0014617
Scenario 3: Aggressive Fuel Sub | SCG | Com | BldgEnv | Com - Lodging | Gas Energy (MMTherm/year) | Energy Efficiency | 6.1967e-05 | 7.5073e-05 | 9.0751e-05 | 0.00018992 | 0.00022851 | 0.00027413 | 0.00032772 | 0.00039022 | 0.00046242 | 0.00054487 | 0.00063767 | 0.00074024 | 0.00085103
Scenario 3: Aggressive Fuel Sub | SCG | Com | BldgEnv | Com - Office (Large) | Electric Demand (MW) | Energy Efficiency | 0.0044593 | 0.0046327 | 0.0047628 | 0.004887 | 0.0050237 | 0.0051514 | 0.0052353 | 0.0053068 | 0.0053214 | 0.0053115 | 0.0053129 | 0.0052862 | 0.0052622
Scenario 3: Aggressive Fuel Sub | SCG | Com | BldgEnv | Com - Office (Large) | Electric Energy (GWh/year) | Energy Efficiency | 0.0015214 | 0.0015806 | 0.001625 | 0.0016674 | 0.001714 | 0.0017576 | 0.0017862 | 0.0018106 | 0.0018156 | 0.0018122 | 0.0018127 | 0.0018036 | 0.0017954
Scenario 3: Aggressive Fuel Sub | SCG | Com | BldgEnv | Com - Office (Large) | Gas Energy (MMTherm/year) | Energy Efficiency | 0.00057006 | 0.00059231 | 0.00060899 | 0.00062492 | 0.00064247 | 0.00065886 | 0.00066966 | 0.00067887 | 0.0006808 | 0.00067957 | 0.0006798 | 0.00067641 | 0.00067335
Scenario 3: Aggressive Fuel Sub | SCG | Com | BldgEnv | Com - Office (Small) | Electric Demand (MW) | Energy Efficiency | 0.0025873 | 0.0018891 | 0.0012294 | 0.00074915 | 9.6686e-05 | 0.0075342 | 0.00077527 | 0.00079866 | 0.00081887 | 0.00083567 | 0.00085151 | 0.00086456 | 0.00087675
Scenario 3: Aggressive Fuel Sub | SCG | Com | BldgEnv | Com - Office (Small) | Electric Energy (GWh/year) | Energy Efficiency | 0.00087884 | 0.00064224 | 0.0004179 | 0.0002556 | 3.3031e-05 | 0.0025706 | 0.00026451 | 0.00027249 | 0.00027939 | 0.00028512 | 0.00029053 | 0.00029498 | 0.00029914
Scenario 3: Aggressive Fuel Sub | SCG | Com | BldgEnv | Com - Office (Small) | Gas Energy (MMTherm/year) | Energy Efficiency | 0.00073407 | 0.00048026 | 0.00023913 | 9.5615e-05 | 8.0186e-06 | 0.00096212 | 9.8972e-05 | 0.00010197 | 0.00010456 | 0.00010671 | 0.00010874 | 0.00011042 | 0.00011197
Scenario 3: Aggressive Fuel Sub | SCG | Com | BldgEnv | Com - Other | Electric Demand (MW) | Energy Efficiency | 0.011844 | 0.010666 | 0.0092333 | 0.026304 | 0.017586 | 0.01356 | 0.0058479 | 0.0017639 | 0.0018239 | 0.0018885 | 0.0019519 | 0.0020073 | 0.0020645
Scenario 3: Aggressive Fuel Sub | SCG | Com | BldgEnv | Com - Other | Electric Energy (GWh/year) | Energy Efficiency | 0.0040326 | 0.0036315 | 0.003135 | 0.0089751 | 0.0060006 | 0.0046278 | 0.0019964 | 0.00060221 | 0.00062271 | 0.00064475 | 0.0006664 | 0.00068531 | 0.00070484
Scenario 3: Aggressive Fuel Sub | SCG | Com | BldgEnv | Com - Other | Gas Energy (MMTherm/year) | Energy Efficiency | 0.0087138 | 0.0077337 | 0.0064817 | 0.0090123 | 0.0059843 | 0.0044015 | 0.0017659 | 0.00052947 | 0.0005475 | 0.00056687 | 0.00058591 | 0.00060254 | 0.00061972
Scenario 3: Aggressive Fuel Sub | SCG | Com | BldgEnv | Com - Refrig. Warehouse | Electric Demand (MW) | Energy Efficiency | 0.001028 | 9.4359e-05 | 0.00019534 | 0.001301 | 0.00057111 | 0.00064523 | 0.00072201 | 0.00079697 | 0.00086803 | 0.00092948 | 0.00097624 | 0.0010056 | 0.0010125
Scenario 3: Aggressive Fuel Sub | SCG | Com | BldgEnv | Com - Refrig. Warehouse | Electric Energy (GWh/year) | Energy Efficiency | 0.00035302 | 3.2297e-05 | 6.8093e-05 | 0.00044664 | 0.00019704 | 0.00022264 | 0.00024916 | 0.00027505 | 0.00029959 | 0.00032081 | 0.00033696 | 0.00034707 | 0.00034943
Scenario 3: Aggressive Fuel Sub | SCG | Com | BldgEnv | Com - Refrig. Warehouse | Gas Energy (MMTherm/year) | Energy Efficiency | 0.00022943 | 1.8082e-05 | 7.1884e-05 | 0.00031907 | 0.00019075 | 0.00021709 | 0.0002443 | 0.00027099 | 0.0002961 | 0.00031777 | 0.00033417 | 0.00034404 | 0.0003458
Scenario 3: Aggressive Fuel Sub | SCG | Com | BldgEnv | Com - Restaurant | Electric Demand (MW) | Energy Efficiency | 0.00066666 | 0.0007195 | 0.0007714 | 0.00082331 | 0.00087673 | 0.00092016 | 0.00095754 | 0.00099614 | 0.0010314 | 0.0010618 | 0.0010916 | 0.0011171 | 0.0011423
Scenario 3: Aggressive Fuel Sub | SCG | Com | BldgEnv | Com - Restaurant | Electric Energy (GWh/year) | Energy Efficiency | 0.0002275 | 0.00024553 | 0.00026324 | 0.00028095 | 0.00029918 | 0.000314 | 0.00032676 | 0.00033993 | 0.00035196 | 0.00036232 | 0.0003725 | 0.00038121 | 0.0003898
Scenario 3: Aggressive Fuel Sub | SCG | Com | BldgEnv | Com - Restaurant | Gas Energy (MMTherm/year) | Energy Efficiency | 0.00017695 | 0.00019097 | 0.00020475 | 0.00021853 | 0.00023271 | 0.00024424 | 0.00025416 | 0.0002644 | 0.00027377 | 0.00028182 | 0.00028974 | 0.00029651 | 0.0003032
Scenario 3: Aggressive Fuel Sub | SCG | Com | BldgEnv | Com - Retail | Electric Demand (MW) | Energy Efficiency | 0.021345 | 0.018424 | 0.015106 | 0.0031779 | 0.0065215 | 0.0095405 | 0.0035937 | 0.0036949 | 0.0034955 | 0.0035992 | 0.0037035 | 0.00379 | 0.003875
Scenario 3: Aggressive Fuel Sub | SCG | Com | BldgEnv | Com - Retail | Electric Energy (GWh/year) | Energy Efficiency | 0.0072638 | 0.0062705 | 0.0051274 | 0.0010846 | 0.0022115 | 0.0032495 | 0.0012265 | 0.001261 | 0.0011928 | 0.0012282 | 0.0012638 | 0.0012933 | 0.0013223
Scenario 3: Aggressive Fuel Sub | SCG | Com | BldgEnv | Com - Retail | Gas Energy (MMTherm/year) | Energy Efficiency | 0.028829 | 0.024246 | 0.018876 | 0.0010643 | 0.0090879 | 0.006329 | 0.0012222 | 0.0012675 | 0.0012613 | 0.0012986 | 0.0013362 | 0.0013673 | 0.001398
Scenario 3: Aggressive Fuel Sub | SCG | Com | BldgEnv | Com - School | Electric Demand (MW) | Energy Efficiency | 0.0009696 | 0.0010161 | 0.0010621 | 0.0011019 | 0.0011226 | 0.0011536 | 0.0011708 | 0.0011856 | 0.0012015 | 0.0012189 | 0.0012298 | 0.001246 | 0.0012533
Scenario 3: Aggressive Fuel Sub | SCG | Com | BldgEnv | Com - School | Electric Energy (GWh/year) | Energy Efficiency | 0.00033081 | 0.00034667 | 0.00036238 | 0.00037597 | 0.00038303 | 0.00039358 | 0.00039947 | 0.00040449 | 0.00040994 | 0.00041588 | 0.0004196 | 0.0004251 | 0.00042761
Scenario 3: Aggressive Fuel Sub | SCG | Com | BldgEnv | Com - School | Gas Energy (MMTherm/year) | Energy Efficiency | 0.00012394 | 0.0001299 | 0.0001358 | 0.00014091 | 0.00014356 | 0.00014753 | 0.00014976 | 0.00015165 | 0.00015371 | 0.00015595 | 0.00015736 | 0.00015943 | 0.00016037
Scenario 3: Aggressive Fuel Sub | SCG | Com | BldgEnv | Com - Warehouse | Electric Demand (MW) | Energy Efficiency | 0.0072048 | 0.008202 | 0.0091671 | 0.016669 | 0.017986 | 0.018962 | 0.019494 | 0.019532 | 0.019035 | 0.018045 | 0.016647 | 0.014944 | 0.01309
Scenario 3: Aggressive Fuel Sub | SCG | Com | BldgEnv | Com - Warehouse | Electric Energy (GWh/year) | Energy Efficiency | 0.0046014 | 0.0052374 | 0.0058528 | 0.010741 | 0.01159 | 0.012219 | 0.012563 | 0.012588 | 0.012269 | 0.011633 | 0.010733 | 0.009638 | 0.0084451
Scenario 3: Aggressive Fuel Sub | SCG | Com | BldgEnv | Com - Warehouse | Gas Energy (MMTherm/year) | Energy Efficiency | 0.0039323 | 0.0044978 | 0.0050491 | 0.0095354 | 0.010287 | 0.010836 | 0.011124 | 0.011113 | 0.010787 | 0.010166 | 0.0092989 | 0.0082544 | 0.0071165
Scenario 3: Aggressive Fuel Sub | SCG | Com | FoodServ | Com - College | Electric Demand (MW) | Energy Efficiency | 0.0024571 | 0.0026536 | 0.0028892 | 0.003139 | 0.0033271 | 0.0035806 | 0.0038329 | 0.0040325 | 0.0042253 | 0.0043866 | 0.0045615 | 0.0048658 | 0.005035
Scenario 3: Aggressive Fuel Sub | SCG | Com | FoodServ | Com - College | Electric Energy (GWh/year) | Energy Efficiency | 0.012071 | 0.013028 | 0.014177 | 0.015397 | 0.016314 | 0.017552 | 0.018783 | 0.019756 | 0.020696 | 0.021481 | 0.022333 | 0.023818 | 0.024641
Scenario 3: Aggressive Fuel Sub | SCG | Com | FoodServ | Com - College | Gas Energy (MMTherm/year) | Energy Efficiency | 0.013253 | 0.013847 | 0.014433 | 0.014974 | 0.015353 | 0.01578 | 0.016834 | 0.017309 | 0.017535 | 0.017674 | 0.01781 | 0.018108 | 0.018197
Scenario 3: Aggressive Fuel Sub | SCG | Com | FoodServ | Com - Grocery | Electric Demand (MW) | Energy Efficiency | 0.014704 | 0.016007 | 0.017172 | 0.018363 | 0.019574 | 0.020783 | 0.021904 | 0.023097 | 0.024195 | 0.025211 | 0.026263 | 0.027243 | 0.028225
Scenario 3: Aggressive Fuel Sub | SCG | Com | FoodServ | Com - Grocery | Electric Energy (GWh/year) | Energy Efficiency | 0.072308 | 0.078644 | 0.084305 | 0.090105 | 0.095998 | 0.10189 | 0.10734 | 0.11315 | 0.11849 | 0.12343 | 0.12854 | 0.13329 | 0.13806
Scenario 3: Aggressive Fuel Sub | SCG | Com | FoodServ | Com - Grocery | Gas Energy (MMTherm/year) | Energy Efficiency | 0.10027 | 0.10552 | 0.10997 | 0.11414 | 0.11802 | 0.12153 | 0.14013 | 0.14981 | 0.15356 | 0.15685 | 0.16007 | 0.16293 | 0.16566
Scenario 3: Aggressive Fuel Sub | SCG | Com | FoodServ | Com - Health | Electric Demand (MW) | Energy Efficiency | 0.0064313 | 0.0070856 | 0.0078017 | 0.008295 | 0.0089286 | 0.0094825 | 0.010213 | 0.010749 | 0.011262 | 0.011576 | 0.011813 | 0.012521 | 0.013313
Scenario 3: Aggressive Fuel Sub | SCG | Com | FoodServ | Com - Health | Electric Energy (GWh/year) | Energy Efficiency | 0.031423 | 0.034606 | 0.038092 | 0.040493 | 0.043579 | 0.046277 | 0.049842 | 0.05245 | 0.054949 | 0.056475 | 0.057625 | 0.061076 | 0.064937
Scenario 3: Aggressive Fuel Sub | SCG | Com | FoodServ | Com - Health | Gas Energy (MMTherm/year) | Energy Efficiency | 0.03523 | 0.037162 | 0.039023 | 0.040326 | 0.041722 | 0.04283 | 0.04745 | 0.049511 | 0.050392 | 0.050873 | 0.051172 | 0.052144 | 0.053185
Scenario 3: Aggressive Fuel Sub | SCG | Com | FoodServ | Com - Lodging | Electric Demand (MW) | Energy Efficiency | 0.0079131 | 0.0085383 | 0.0091563 | 0.0097125 | 0.010307 | 0.010907 | 0.011497 | 0.012065 | 0.012571 | 0.013036 | 0.013508 | 0.013957 | 0.014394
Scenario 3: Aggressive Fuel Sub | SCG | Com | FoodServ | Com - Lodging | Electric Energy (GWh/year) | Energy Efficiency | 0.038819 | 0.041861 | 0.044872 | 0.047583 | 0.05048 | 0.053401 | 0.05627 | 0.059036 | 0.061496 | 0.063753 | 0.066048 | 0.068228 | 0.070343
Scenario 3: Aggressive Fuel Sub | SCG | Com | FoodServ | Com - Lodging | Gas Energy (MMTherm/year) | Energy Efficiency | 0.030353 | 0.031966 | 0.033473 | 0.034777 | 0.036038 | 0.037198 | 0.042141 | 0.044886 | 0.045992 | 0.046971 | 0.047911 | 0.048763 | 0.049547
Scenario 3: Aggressive Fuel Sub | SCG | Com | FoodServ | Com - Other | Electric Demand (MW) | Energy Efficiency | 0.043758 | 0.047381 | 0.050762 | 0.053876 | 0.033848 | 0.082951 | 0.062262 | 0.064782 | 0.067026 | 0.069335 | 0.071637 | 0.073826 | 0.076073
Scenario 3: Aggressive Fuel Sub | SCG | Com | FoodServ | Com - Other | Electric Energy (GWh/year) | Energy Efficiency | 0.21399 | 0.23145 | 0.24775 | 0.26277 | 0.16528 | 0.40392 | 0.30321 | 0.31535 | 0.32614 | 0.33724 | 0.34829 | 0.35879 | 0.36956
Scenario 3: Aggressive Fuel Sub | SCG | Com | FoodServ | Com - Other | Gas Energy (MMTherm/year) | Energy Efficiency | 0.15484 | 0.16439 | 0.17327 | 0.18141 | 0.13735 | 0.24767 | 0.20724 | 0.21523 | 0.22072 | 0.22613 | 0.23128 | 0.23595 | 0.24042
Scenario 3: Aggressive Fuel Sub | SCG | Com | FoodServ | Com - Restaurant | Electric Demand (MW) | Energy Efficiency | 0.12619 | 0.13581 | 0.14479 | 0.15372 | 0.16278 | 0.17081 | 0.17821 | 0.18575 | 0.19295 | 0.19954 | 0.2061 | 0.21228 | 0.2185
Scenario 3: Aggressive Fuel Sub | SCG | Com | FoodServ | Com - Restaurant | Electric Energy (GWh/year) | Energy Efficiency | 0.62656 | 0.67373 | 0.71779 | 0.76155 | 0.80592 | 0.84516 | 0.88127 | 0.91801 | 0.95307 | 0.9851 | 1.017 | 1.0469 | 1.0771
Scenario 3: Aggressive Fuel Sub | SCG | Com | FoodServ | Com - Restaurant | Gas Energy (MMTherm/year) | Energy Efficiency | 0.47511 | 0.50314 | 0.52925 | 0.55408 | 0.57801 | 0.59846 | 0.67693 | 0.72293 | 0.74477 | 0.76476 | 0.78401 | 0.80174 | 0.81848
Scenario 3: Aggressive Fuel Sub | SCG | Com | FoodServ | Com - Retail | Electric Demand (MW) | Energy Efficiency | 0.0018986 | 0.0021056 | 0.0023011 | 0.0025159 | 0 | 0.0063065 | 0.0032086 | 0.003458 | 0.0036901 | 0.0039163 | 0.0041509 | 0.0043722 | 0.004597
Scenario 3: Aggressive Fuel Sub | SCG | Com | FoodServ | Com - Retail | Electric Energy (GWh/year) | Energy Efficiency | 0.0093001 | 0.010314 | 0.011271 | 0.012324 | 0 | 0.030891 | 0.015717 | 0.016938 | 0.018075 | 0.019183 | 0.020333 | 0.021416 | 0.022517
Scenario 3: Aggressive Fuel Sub | SCG | Com | FoodServ | Com - Retail | Gas Energy (MMTherm/year) | Energy Efficiency | 0.00020595 | 0.00022841 | 0.00024961 | 0.00027291 | 0 | 0.0006841 | 0.00034805 | 0.00037511 | 0.00040029 | 0.00042482 | 0.00045027 | 0.00047427 | 0.00049865
Scenario 3: Aggressive Fuel Sub | SCG | Com | FoodServ | Com - School | Electric Demand (MW) | Energy Efficiency | 0.014718 | 0.01562 | 0.016525 | 0.017376 | 0.018039 | 0.01881 | 0.019445 | 0.020053 | 0.020675 | 0.021314 | 0.021881 | 0.022507 | 0.023029
Scenario 3: Aggressive Fuel Sub | SCG | Com | FoodServ | Com - School | Electric Energy (GWh/year) | Energy Efficiency | 0.070572 | 0.074903 | 0.079248 | 0.083334 | 0.086517 | 0.090223 | 0.093268 | 0.096188 | 0.099177 | 0.10225 | 0.10497 | 0.10798 | 0.11049
Scenario 3: Aggressive Fuel Sub | SCG | Com | FoodServ | Com - School | Gas Energy (MMTherm/year) | Energy Efficiency | 0.035938 | 0.037436 | 0.038803 | 0.039975 | 0.040781 | 0.041642 | 0.043603 | 0.044765 | 0.045275 | 0.045763 | 0.04612 | 0.046524 | 0.046776
Scenario 3: Aggressive Fuel Sub | SCG | Com | HVAC | Com - College | Electric Demand (MW) | Energy Efficiency | 0.045837 | 0.045917 | 0.04713 | 0.048677 | 0.048886 | 0.049416 | 0.050905 | 0.051395 | 0.051791 | 0.051707 | 0.051899 | 0.054044 | 0.054155
Scenario 3: Aggressive Fuel Sub | SCG | Com | HVAC | Com - College | Electric Energy (GWh/year) | Energy Efficiency | 0.058376 | 0.058359 | 0.059702 | 0.061449 | 0.061594 | 0.058177 | 0.05993 | 0.060506 | 0.060973 | 0.060874 | 0.0611 | 0.063625 | 0.063755
Scenario 3: Aggressive Fuel Sub | SCG | Com | HVAC | Com - College | Gas Energy (MMTherm/year) | Energy Efficiency | 0.0064063 | 0.0063248 | 0.0063384 | 0.0063828 | 0.0082458 | 0.0052272 | 0.0057359 | 0.0057923 | 0.0058383 | 0.0054742 | 0.0058535 | 0.0060973 | 0.0061121
Scenario 3: Aggressive Fuel Sub | SCG | Com | HVAC | Com - Grocery | Gas Energy (MMTherm/year) | Energy Efficiency | 0.0046115 | 0.0047235 | 0.0047777 | 0.0048528 | 0.0049401 | 0.0050281 | 0.0050842 | 0.0051665 | 0.0052172 | 0.0052442 | 0.0052867 | 0.0053113 | 0.0053418
Scenario 3: Aggressive Fuel Sub | SCG | Com | HVAC | Com - Health | Electric Demand (MW) | Energy Efficiency | 0.0012734 | 0.0012515 | 0.0012332 | 0.0012012 | 0.0011796 | 0 | 0 | 0 | 0 | 0 | 0 | 0 | 0
Scenario 3: Aggressive Fuel Sub | SCG | Com | HVAC | Com - Health | Electric Energy (GWh/year) | Energy Efficiency | 0.0063598 | 0.0062505 | 0.0061592 | 0.0059989 | 0.0058913 | 0 | 0 | 0 | 0 | 0 | 0 | 0 | 0
Scenario 3: Aggressive Fuel Sub | SCG | Com | HVAC | Com - Health | Gas Energy (MMTherm/year) | Energy Efficiency | 0.13192 | 0.13532 | 0.13617 | 0.13353 | 0.12856 | 0.1175 | 0.10849 | 0.097805 | 0.086493 | 0.074844 | 0.063609 | 0.054069 | 0.045705
Scenario 3: Aggressive Fuel Sub | SCG | Com | HVAC | Com - Lodging | Electric Demand (MW) | Energy Efficiency | 0.00052636 | 0.00051591 | 0.00050623 | 0.00049563 | 0.00048717 | 0 | 0 | 0 | 0 | 0 | 0 | 0 | 0
Scenario 3: Aggressive Fuel Sub | SCG | Com | HVAC | Com - Lodging | Electric Energy (GWh/year) | Energy Efficiency | 0.0026288 | 0.0025766 | 0.0025282 | 0.0024752 | 0.002433 | 0 | 0 | 0 | 0 | 0 | 0 | 0 | 0
Scenario 3: Aggressive Fuel Sub | SCG | Com | HVAC | Com - Lodging | Gas Energy (MMTherm/year) | Energy Efficiency | 0.067688 | 0.06864 | 0.068115 | 0.066 | 0.062523 | 0.056422 | 0.050915 | 0.044901 | 0.0084788 | 0.0084635 | 0.0084674 | 0.0084608 | 0.016536
Scenario 3: Aggressive Fuel Sub | SCG | Com | HVAC | Com - Office (Large) | Electric Demand (MW) | Energy Efficiency | 0.0095609 | 0.0092422 | 0.0089129 | 0.0086178 | 0.0083731 | 0 | 0 | 0 | 0 | 0 | 0 | 0 | 0
Scenario 3: Aggressive Fuel Sub | SCG | Com | HVAC | Com - Office (Large) | Electric Energy (GWh/year) | Energy Efficiency | 0.047749 | 0.046157 | 0.044513 | 0.043038 | 0.041816 | 0 | 0 | 0 | 0 | 0 | 0 | 0 | 0
Scenario 3: Aggressive Fuel Sub | SCG | Com | HVAC | Com - Office (Large) | Gas Energy (MMTherm/year) | Energy Efficiency | 0.028856 | 0.027895 | 0.026902 | 0.026012 | 0.025274 | 6.4374e-05 | 6.3423e-05 | 6.2556e-05 | 6.1237e-05 | 5.9845e-05 | 5.8766e-05 | 5.7534e-05 | 5.6477e-05
Scenario 3: Aggressive Fuel Sub | SCG | Com | HVAC | Com - Office (Small) | Electric Demand (MW) | Energy Efficiency | 0.050668 | 0.050681 | 0.0506 | 0.050598 | 0.0018926 | 0.44173 | 0.043596 | 0.043672 | 0.043692 | 0.043638 | 0.043634 | 0.043574 | 0.043552
Scenario 3: Aggressive Fuel Sub | SCG | Com | HVAC | Com - Office (Small) | Electric Energy (GWh/year) | Energy Efficiency | 0.086303 | 0.086 | 0.085551 | 0.085231 | 0.0094519 | 0.6302 | 0.062197 | 0.062306 | 0.062335 | 0.062258 | 0.062251 | 0.062167 | 0.062135
Scenario 3: Aggressive Fuel Sub | SCG | Com | HVAC | Com - Office (Small) | Gas Energy (MMTherm/year) | Energy Efficiency | 0.014521 | 0.014256 | 0.013975 | 0.013712 | 0.0056982 | 0.025445 | 0.0025113 | 0.0025157 | 0.0025168 | 0.0025137 | 0.0025135 | 0.0025101 | 0.0025088
Scenario 3: Aggressive Fuel Sub | SCG | Com | HVAC | Com - Other | Electric Demand (MW) | Energy Efficiency | 1.0882 | 1.1116 | 1.1363 | 1.1588 | 0.049949 | 2.3303 | 1.2283 | 1.2483 | 1.2597 | 1.2766 | 1.2948 | 1.3096 | 1.3275
Scenario 3: Aggressive Fuel Sub | SCG | Com | HVAC | Com - Other | Electric Energy (GWh/year) | Energy Efficiency | 1.5218 | 1.5545 | 1.5891 | 1.6205 | 0.069852 | 3.2589 | 1.7177 | 1.7457 | 1.7616 | 1.7852 | 1.8107 | 1.8314 | 1.8564
Scenario 3: Aggressive Fuel Sub | SCG | Com | HVAC | Com - Other | Gas Energy (MMTherm/year) | Energy Efficiency | 0.082476 | 0.084269 | 0.086137 | 0.087816 | 0.0040921 | 0.17618 | 0.092953 | 0.094424 | 0.095245 | 0.096485 | 0.09783 | 0.098927 | 0.10026
Scenario 3: Aggressive Fuel Sub | SCG | Com | HVAC | Com - Restaurant | Electric Demand (MW) | Energy Efficiency | 0.081016 | 0.082553 | 0.084157 | 0.085935 | 0.088016 | 0.089239 | 0.090072 | 0.091221 | 0.092241 | 0.092994 | 0.093868 | 0.094526 | 0.095306
Scenario 3: Aggressive Fuel Sub | SCG | Com | HVAC | Com - Restaurant | Electric Energy (GWh/year) | Energy Efficiency | 0.051883 | 0.052867 | 0.053895 | 0.055033 | 0.056366 | 0.057149 | 0.057683 | 0.058419 | 0.059073 | 0.059555 | 0.060115 | 0.060537 | 0.061036
Scenario 3: Aggressive Fuel Sub | SCG | Com | HVAC | Com - Restaurant | Gas Energy (MMTherm/year) | Energy Efficiency | 0.28828 | 0.28744 | 0.28382 | 0.27889 | 0.27374 | 0.26776 | 0.26173 | 0.25653 | 0.25175 | 0.24727 | 0.24346 | 0.23994 | 0.23702
Scenario 3: Aggressive Fuel Sub | SCG | Com | HVAC | Com - Retail | Electric Demand (MW) | Energy Efficiency | 0.19346 | 0.19643 | 0.19772 | 0.20019 | 0.00095105 | 0.43339 | 0.20731 | 0.21054 | 0.21252 | 0.21409 | 0.2161 | 0.21745 | 0.21907
Scenario 3: Aggressive Fuel Sub | SCG | Com | HVAC | Com - Retail | Electric Energy (GWh/year) | Energy Efficiency | 0.17119 | 0.17358 | 0.17452 | 0.17649 | 0.0047496 | 0.36799 | 0.17602 | 0.17877 | 0.18045 | 0.18178 | 0.18349 | 0.18463 | 0.18601
Scenario 3: Aggressive Fuel Sub | SCG | Com | HVAC | Com - Retail | Gas Energy (MMTherm/year) | Energy Efficiency | 0.009617 | 0.009595 | 0.0095173 | 0.0094813 | 0.0028633 | 0.010374 | 0.0049624 | 0.00504 | 0.0050873 | 0.0051249 | 0.0051732 | 0.0052056 | 0.0052445
Scenario 3: Aggressive Fuel Sub | SCG | Com | HVAC | Com - School | Electric Demand (MW) | Energy Efficiency | 0.17724 | 0.17493 | 0.1735 | 0.17188 | 0.16813 | 0.16363 | 0.16095 | 0.15854 | 0.15683 | 0.15575 | 0.15421 | 0.15368 | 0.15236
Scenario 3: Aggressive Fuel Sub | SCG | Com | HVAC | Com - School | Electric Energy (GWh/year) | Energy Efficiency | 0.15132 | 0.14912 | 0.14761 | 0.14598 | 0.14263 | 0.12593 | 0.12387 | 0.12201 | 0.1207 | 0.11986 | 0.11868 | 0.11828 | 0.11726
Scenario 3: Aggressive Fuel Sub | SCG | Com | HVAC | Com - School | Gas Energy (MMTherm/year) | Energy Efficiency | 0.038858 | 0.038203 | 0.03773 | 0.03722 | 0.036316 | 0.026662 | 0.026235 | 0.025849 | 0.025577 | 0.025408 | 0.025166 | 0.025088 | 0.024882
Scenario 3: Aggressive Fuel Sub | SCG | Com | HVAC | Com - Warehouse | Gas Energy (MMTherm/year) | Energy Efficiency | 2.0083e-06 | 2.1237e-06 | 2.1983e-06 | 2.2994e-06 | 2.4316e-06 | 2.5434e-06 | 2.6312e-06 | 2.7259e-06 | 2.794e-06 | 2.8592e-06 | 2.9273e-06 | 2.9771e-06 | 3.0415e-06
Scenario 3: Aggressive Fuel Sub | SCG | Com | WaterHeat | Com - College | Electric Demand (MW) | Energy Efficiency | -0.00038007 | -0.0003749 | -0.00037224 | -0.00037074 | -0.00036725 | 0 | 0 | 0 | 0 | 0 | 0 | 0 | 0
Scenario 3: Aggressive Fuel Sub | SCG | Com | WaterHeat | Com - College | Electric Energy (GWh/year) | Energy Efficiency | -0.0014981 | -0.0014777 | -0.0014672 | -0.0014613 | -0.0014475 | 0 | 0 | 0 | 0 | 0 | 0 | 0 | 0
Scenario 3: Aggressive Fuel Sub | SCG | Com | WaterHeat | Com - College | Gas Energy (MMTherm/year) | Energy Efficiency | 0.027912 | 0.026187 | 0.02586 | 0.025844 | 0.025313 | 0.00042004 | 0.0002816 | 0.00019959 | 0.00011117 | 0.00011181 | 0.00011254 | 0.00011386 | 0.0001146
Scenario 3: Aggressive Fuel Sub | SCG | Com | WaterHeat | Com - Grocery | Electric Demand (MW) | Energy Efficiency | 9.6615e-06 | 9.5943e-06 | 9.4971e-06 | 9.4347e-06 | 9.3977e-06 | 0 | 0 | 0 | 0 | 0 | 0 | 0 | 0
Scenario 3: Aggressive Fuel Sub | SCG | Com | WaterHeat | Com - Grocery | Electric Energy (GWh/year) | Energy Efficiency | 5.2535e-05 | 5.2169e-05 | 5.1641e-05 | 5.1301e-05 | 5.11e-05 | 0 | 0 | 0 | 0 | 0 | 0 | 0 | 0
Scenario 3: Aggressive Fuel Sub | SCG | Com | WaterHeat | Com - Grocery | Gas Energy (MMTherm/year) | Energy Efficiency | 0.043302 | 0.018898 | 0.00532 | 0.0049211 | 0.0049364 | 0.002678 | 0.0027005 | 0.0027264 | 0.0027502 | 0.0027719 | 0.0027952 | 0.0028169 | 0.0028393
Scenario 3: Aggressive Fuel Sub | SCG | Com | WaterHeat | Com - Health | Electric Demand (MW) | Energy Efficiency | -0.00043114 | -0.00042927 | -0.000429 | -0.00042457 | -0.00042365 | 0 | 0 | 0 | 0 | 0 | 0 | 0 | 0
Scenario 3: Aggressive Fuel Sub | SCG | Com | WaterHeat | Com - Health | Electric Energy (GWh/year) | Energy Efficiency | -0.0037711 | -0.0037546 | -0.0037522 | -0.0037133 | -0.0037051 | 0 | 0 | 0 | 0 | 0 | 0 | 0 | 0
Scenario 3: Aggressive Fuel Sub | SCG | Com | WaterHeat | Com - Health | Gas Energy (MMTherm/year) | Energy Efficiency | 0.78608 | 0.59024 | 0.41928 | 0.29042 | 0.20412 | 0.081553 | 0.042798 | 0.016833 | 0.00039956 | 0.00040164 | 0.00040327 | 0.00040812 | 0.00041353
Scenario 3: Aggressive Fuel Sub | SCG | Com | WaterHeat | Com - Lodging | Electric Demand (MW) | Energy Efficiency | -2.4791e-05 | -2.6774e-05 | -2.8453e-05 | -2.6346e-05 | -2.2204e-05 | 0 | 0 | 0 | 0 | 0 | 0 | 0 | 0
Scenario 3: Aggressive Fuel Sub | SCG | Com | WaterHeat | Com - Lodging | Electric Energy (GWh/year) | Energy Efficiency | -0.00020594 | -0.00022224 | -0.00023605 | -0.00021872 | -0.00018463 | 0 | 0 | 0 | 0 | 0 | 0 | 0 | 0
Scenario 3: Aggressive Fuel Sub | SCG | Com | WaterHeat | Com - Lodging | Gas Energy (MMTherm/year) | Energy Efficiency | 0.39742 | 0.35536 | 0.31731 | 0.28758 | 0.26726 | 0.0072815 | 0.00033353 | 0.00033708 | 0.00034024 | 0.00034319 | 0.00034628 | 0.00034929 | 0.00035228
Scenario 3: Aggressive Fuel Sub | SCG | Com | WaterHeat | Com - Office (Large) | Electric Demand (MW) | Energy Efficiency | -5.307e-05 | -5.1694e-05 | -4.9873e-05 | -4.8323e-05 | -4.7134e-05 | 0 | 0 | 0 | 0 | 0 | 0 | 0 | 0
Scenario 3: Aggressive Fuel Sub | SCG | Com | WaterHeat | Com - Office (Large) | Electric Energy (GWh/year) | Energy Efficiency | -0.001085 | -0.0010569 | -0.0010197 | -0.00098795 | -0.00096364 | 0 | 0 | 0 | 0 | 0 | 0 | 0 | 0
Scenario 3: Aggressive Fuel Sub | SCG | Com | WaterHeat | Com - Office (Large) | Gas Energy (MMTherm/year) | Energy Efficiency | 0.056101 | 0.054755 | 0.053278 | 0.052024 | 0.051082 | 0 | 0 | 0 | 0 | 0 | 0 | 0 | 0
Scenario 3: Aggressive Fuel Sub | SCG | Com | WaterHeat | Com - Office (Small) | Electric Demand (MW) | Energy Efficiency | -2.832e-06 | -2.804e-06 | -2.7756e-06 | -2.7515e-06 | -1.534e-06 | 0 | 0 | 0 | 0 | 0 | 0 | 0 | 0
Scenario 3: Aggressive Fuel Sub | SCG | Com | WaterHeat | Com - Office (Small) | Electric Energy (GWh/year) | Energy Efficiency | -0.00034477 | -0.00034135 | -0.0003379 | -0.00033496 | -0.00018675 | 0 | 0 | 0 | 0 | 0 | 0 | 0 | 0
Scenario 3: Aggressive Fuel Sub | SCG | Com | WaterHeat | Com - Office (Small) | Gas Energy (MMTherm/year) | Energy Efficiency | 0.0033637 | 0.0033304 | 0.0032967 | 0.003268 | 0.001822 | 0 | 0 | 0 | 0 | 0 | 0 | 0 | 0
Scenario 3: Aggressive Fuel Sub | SCG | Com | WaterHeat | Com - Other | Electric Demand (MW) | Energy Efficiency | -0.0033729 | -0.0033595 | -0.00335 | -0.0033421 | -0.0022251 | 0 | 0 | 0 | 0 | 0 | 0 | 0 | 0
Scenario 3: Aggressive Fuel Sub | SCG | Com | WaterHeat | Com - Other | Electric Energy (GWh/year) | Energy Efficiency | -0.022408 | -0.022319 | -0.022256 | -0.022203 | -0.014783 | 0 | 0 | 0 | 0 | 0 | 0 | 0 | 0
Scenario 3: Aggressive Fuel Sub | SCG | Com | WaterHeat | Com - Other | Gas Energy (MMTherm/year) | Energy Efficiency | 0.25868 | 0.24581 | 0.24256 | 0.24022 | 0.15738 | 0.009915 | 0.0085195 | 0.0085496 | 0.0086356 | 0.0087291 | 0.0088253 | 0.0089184 | 0.0090164
Scenario 3: Aggressive Fuel Sub | SCG | Com | WaterHeat | Com - Refrig. Warehouse | Electric Demand (MW) | Energy Efficiency | -6.6659e-06 | -1.9449e-06 | -1.2474e-06 | -6.0122e-06 | -1.7805e-06 | 0 | 0 | 0 | 0 | 0 | 0 | 0 | 0
Scenario 3: Aggressive Fuel Sub | SCG | Com | WaterHeat | Com - Refrig. Warehouse | Electric Energy (GWh/year) | Energy Efficiency | -8.1343e-05 | -2.374e-05 | -1.5228e-05 | -7.3367e-05 | -2.1734e-05 | 0 | 0 | 0 | 0 | 0 | 0 | 0 | 0
Scenario 3: Aggressive Fuel Sub | SCG | Com | WaterHeat | Com - Refrig. Warehouse | Gas Energy (MMTherm/year) | Energy Efficiency | 0.0049347 | 0.00034637 | 0.00038606 | 0.0012122 | 0.0003169 | 0 | 0 | 0 | 0 | 0 | 0 | 0 | 0
Scenario 3: Aggressive Fuel Sub | SCG | Com | WaterHeat | Com - Restaurant | Electric Demand (MW) | Energy Efficiency | -0.0038573 | -0.0038493 | -0.0038212 | -0.003781 | -0.0037512 | 0 | 0 | 0 | 0 | 0 | 0 | 0 | 0
Scenario 3: Aggressive Fuel Sub | SCG | Com | WaterHeat | Com - Restaurant | Electric Energy (GWh/year) | Energy Efficiency | -0.020354 | -0.020311 | -0.020164 | -0.019952 | -0.019794 | 0 | 0 | 0 | 0 | 0 | 0 | 0 | 0
Scenario 3: Aggressive Fuel Sub | SCG | Com | WaterHeat | Com - Restaurant | Gas Energy (MMTherm/year) | Energy Efficiency | 0.21513 | 0.21489 | 0.21366 | 0.21182 | 0.21054 | 0.014277 | 0.01443 | 0.014593 | 0.014754 | 0.014909 | 0.015069 | 0.015223 | 0.015384
Scenario 3: Aggressive Fuel Sub | SCG | Com | WaterHeat | Com - Retail | Electric Demand (MW) | Energy Efficiency | -0.00012046 | -0.0001198 | -0.00011888 | -0.00011832 | -7.5157e-05 | 0 | 0 | 0 | 0 | 0 | 0 | 0 | 0
Scenario 3: Aggressive Fuel Sub | SCG | Com | WaterHeat | Com - Retail | Electric Energy (GWh/year) | Energy Efficiency | -0.00078617 | -0.00078188 | -0.00077583 | -0.00077217 | -0.0004905 | 0 | 0 | 0 | 0 | 0 | 0 | 0 | 0
Scenario 3: Aggressive Fuel Sub | SCG | Com | WaterHeat | Com - Retail | Gas Energy (MMTherm/year) | Energy Efficiency | 0.035611 | 0.012294 | 0.010654 | 0.0074214 | 0.0061249 | 0.00065561 | 5.9876e-05 | 0 | 0 | 0 | 0 | 0 | 0
Scenario 3: Aggressive Fuel Sub | SCG | Com | WaterHeat | Com - School | Electric Demand (MW) | Energy Efficiency | -0.00025735 | -0.00025184 | -0.0002454 | -0.00023972 | -0.00023349 | 0 | 0 | 0 | 0 | 0 | 0 | 0 | 0
Scenario 3: Aggressive Fuel Sub | SCG | Com | WaterHeat | Com - School | Electric Energy (GWh/year) | Energy Efficiency | -0.0039976 | -0.0039122 | -0.0038122 | -0.0037239 | -0.0036271 | 0 | 0 | 0 | 0 | 0 | 0 | 0 | 0
Scenario 3: Aggressive Fuel Sub | SCG | Com | WaterHeat | Com - School | Gas Energy (MMTherm/year) | Energy Efficiency | 0.061963 | 0.060762 | 0.059465 | 0.058293 | 0.056918 | 0.001774 | 0.0017764 | 0.0017794 | 0.0017841 | 0.0017906 | 0.0017961 | 0.0018043 | 0.0018108
Scenario 3: Aggressive Fuel Sub | SCG | Com | WaterHeat | Com - Warehouse | Electric Demand (MW) | Energy Efficiency | -7.2395e-07 | -7.1569e-07 | -7.0726e-07 | -7.0169e-07 | -6.9949e-07 | 0 | 0 | 0 | 0 | 0 | 0 | 0 | 0
Scenario 3: Aggressive Fuel Sub | SCG | Com | WaterHeat | Com - Warehouse | Electric Energy (GWh/year) | Energy Efficiency | -2.2047e-05 | -2.1795e-05 | -2.1537e-05 | -2.1367e-05 | -2.1299e-05 | 0 | 0 | 0 | 0 | 0 | 0 | 0 | 0
Scenario 3: Aggressive Fuel Sub | SCG | Com | WaterHeat | Com - Warehouse | Gas Energy (MMTherm/year) | Energy Efficiency | 0.059924 | 0.015032 | 0.0071555 | 0.0052876 | 0.003981 | 0.0010603 | 0.00040785 | 0 | 0 | 0 | 0 | 0 | 0
Scenario 3: Aggressive Fuel Sub | SCG | Com | WholeBlg | Com - College | Electric Demand (MW) | Energy Efficiency | 0 | 0 | 0 | 0 | 0 | 0 | 0 | 0 | 0 | 0 | 0 | 0 | 0
Scenario 3: Aggressive Fuel Sub | SCG | Com | WholeBlg | Com - College | Electric Energy (GWh/year) | Energy Efficiency | 0 | 0 | 0 | 0 | 0 | 0 | 0 | 0 | 0 | 0 | 0 | 0 | 0
Scenario 3: Aggressive Fuel Sub | SCG | Com | WholeBlg | Com - College | Gas Energy (MMTherm/year) | Energy Efficiency | 0.01122 | 0.011217 | 0.011183 | 0.011177 | 0.011176 | 0.011192 | 0.011218 | 0.01122 | 0.011221 | 0.011235 | 0.011211 | 0.01116 | 0.011152
Scenario 3: Aggressive Fuel Sub | SCG | Com | WholeBlg | Com - Grocery | Gas Energy (MMTherm/year) | Energy Efficiency | 0.00422 | 0.0042741 | 0.0043182 | 0.0043735 | 0.0044324 | 0.0044741 | 0.0045169 | 0.0045577 | 0.0045995 | 0.0046286 | 0.004656 | 0.0046705 | 0.004682
Scenario 3: Aggressive Fuel Sub | SCG | Com | WholeBlg | Com - Health | Gas Energy (MMTherm/year) | Energy Efficiency | 0.015493 | 0.015743 | 0.015958 | 0.016211 | 0.016479 | 0.016699 | 0.016929 | 0.01714 | 0.017353 | 0.017521 | 0.017681 | 0.017788 | 0.017815
Scenario 3: Aggressive Fuel Sub | SCG | Com | WholeBlg | Com - Lodging | Electric Demand (MW) | Energy Efficiency | 0 | 0 | 0 | 0 | 0 | 0 | 0 | 0 | 0 | 0 | 0 | 0 | 0
Scenario 3: Aggressive Fuel Sub | SCG | Com | WholeBlg | Com - Lodging | Electric Energy (GWh/year) | Energy Efficiency | 0 | 0 | 0 | 0 | 0 | 0 | 0 | 0 | 0 | 0 | 0 | 0 | 0
Scenario 3: Aggressive Fuel Sub | SCG | Com | WholeBlg | Com - Lodging | Gas Energy (MMTherm/year) | Energy Efficiency | 0.0075833 | 0.0076916 | 0.0077817 | 0.0078913 | 0.0080077 | 0.0081004 | 0.0081961 | 0.0082861 | 0.0083787 | 0.0084563 | 0.008525 | 0.0085705 | 0.0085866
Scenario 3: Aggressive Fuel Sub | SCG | Com | WholeBlg | Com - Office (Large) | Electric Demand (MW) | Energy Efficiency | 0 | 0 | 0 | 0 | 0 | 0 | 0 | 0 | 0 | 0 | 0 | 0 | 0
Scenario 3: Aggressive Fuel Sub | SCG | Com | WholeBlg | Com - Office (Large) | Electric Energy (GWh/year) | Energy Efficiency | 0 | 0 | 0 | 0 | 0 | 0 | 0 | 0 | 0 | 0 | 0 | 0 | 0
Scenario 3: Aggressive Fuel Sub | SCG | Com | WholeBlg | Com - Office (Large) | Gas Energy (MMTherm/year) | Energy Efficiency | 0.02428 | 0.024401 | 0.024449 | 0.02455 | 0.024667 | 0.024776 | 0.024923 | 0.025022 | 0.025114 | 0.025306 | 0.025332 | 0.025287 | 0.025255
Scenario 3: Aggressive Fuel Sub | SCG | Com | WholeBlg | Com - Office (Small) | Electric Demand (MW) | Energy Efficiency | 0 | 0 | 0 | 0 | 0 | 0 | 0 | 0 | 0 | 0 | 0 | 0 | 0
Scenario 3: Aggressive Fuel Sub | SCG | Com | WholeBlg | Com - Office (Small) | Electric Energy (GWh/year) | Energy Efficiency | 0 | 0 | 0 | 0 | 0 | 0 | 0 | 0 | 0 | 0 | 0 | 0 | 0
Scenario 3: Aggressive Fuel Sub | SCG | Com | WholeBlg | Com - Office (Small) | Gas Energy (MMTherm/year) | Energy Efficiency | 0.0028911 | 0.002922 | 0.0029464 | 0.0029785 | 0.0030128 | 0.0030342 | 0.0030556 | 0.0030758 | 0.0030969 | 0.0031162 | 0.0031276 | 0.0031309 | 0.003138
Scenario 3: Aggressive Fuel Sub | SCG | Com | WholeBlg | Com - Other | Electric Demand (MW) | Energy Efficiency | 0 | 0 | 0 | 0 | 0 | 0 | 0 | 0 | 0 | 0 | 0 | 0 | 0
Scenario 3: Aggressive Fuel Sub | SCG | Com | WholeBlg | Com - Other | Electric Energy (GWh/year) | Energy Efficiency | 0 | 0 | 0 | 0 | 0 | 0 | 0 | 0 | 0 | 0 | 0 | 0 | 0
Scenario 3: Aggressive Fuel Sub | SCG | Com | WholeBlg | Com - Other | Gas Energy (MMTherm/year) | Energy Efficiency | 0.050505 | 0.051223 | 0.051835 | 0.052588 | 0.053388 | 0.054002 | 0.05465 | 0.05526 | 0.055887 | 0.056388 | 0.056853 | 0.057162 | 0.057273
Scenario 3: Aggressive Fuel Sub | SCG | Com | WholeBlg | Com - Refrig. Warehouse | Gas Energy (MMTherm/year) | Energy Efficiency | 0.0009793 | 0.0009973 | 0.0010134 | 0.0010323 | 0.001052 | 0.0010664 | 0.0010807 | 0.0010949 | 0.0011095 | 0.0011199 | 0.0011308 | 0.0011386 | 0.0011421
Scenario 3: Aggressive Fuel Sub | SCG | Com | WholeBlg | Com - Restaurant | Electric Demand (MW) | Energy Efficiency | 0 | 0 | 0 | 0 | 0 | 0 | 0 | 0 | 0 | 0 | 0 | 0 | 0
Scenario 3: Aggressive Fuel Sub | SCG | Com | WholeBlg | Com - Restaurant | Electric Energy (GWh/year) | Energy Efficiency | 0 | 0 | 0 | 0 | 0 | 0 | 0 | 0 | 0 | 0 | 0 | 0 | 0
Scenario 3: Aggressive Fuel Sub | SCG | Com | WholeBlg | Com - Restaurant | Gas Energy (MMTherm/year) | Energy Efficiency | 0.02148 | 0.021881 | 0.022238 | 0.022656 | 0.023096 | 0.023427 | 0.023759 | 0.024086 | 0.024423 | 0.024678 | 0.024936 | 0.025125 | 0.025197
Scenario 3: Aggressive Fuel Sub | SCG | Com | WholeBlg | Com - Retail | Electric Demand (MW) | Energy Efficiency | 0 | 0 | 0 | 0 | 0 | 0 | 0 | 0 | 0 | 0 | 0 | 0 | -0.0054537
Scenario 3: Aggressive Fuel Sub | SCG | Com | WholeBlg | Com - Retail | Electric Energy (GWh/year) | Energy Efficiency | 0 | 0 | 0 | 0 | 0 | 0 | 0 | 0 | 0 | 0 | 0 | 0 | 0.87409
Scenario 3: Aggressive Fuel Sub | SCG | Com | WholeBlg | Com - Retail | Gas Energy (MMTherm/year) | Energy Efficiency | 0.00582 | 0.0059048 | 0.0059766 | 0.0060645 | 0.0061578 | 0.0062252 | 0.0062934 | 0.0063598 | 0.0064282 | 0.0064811 | 0.0065292 | 0.0065595 | 0.012916
Scenario 3: Aggressive Fuel Sub | SCG | Com | WholeBlg | Com - School | Electric Demand (MW) | Energy Efficiency | 0 | 0 | 0 | 0 | 0 | 0 | 0 | 0 | 0 | 0 | 0 | 0 | 0
Scenario 3: Aggressive Fuel Sub | SCG | Com | WholeBlg | Com - School | Electric Energy (GWh/year) | Energy Efficiency | 0 | 0 | 0 | 0 | 0 | 0 | 0 | 0 | 0 | 0 | 0 | 0 | 0
Scenario 3: Aggressive Fuel Sub | SCG | Com | WholeBlg | Com - School | Gas Energy (MMTherm/year) | Energy Efficiency | 0.0093335 | 0.00937 | 0.0093839 | 0.009421 | 0.0094621 | 0.0094897 | 0.0095163 | 0.0095317 | 0.009547 | 0.0095614 | 0.0095511 | 0.009515 | 0.0095296
Scenario 3: Aggressive Fuel Sub | SCG | Com | WholeBlg | Com - Warehouse | Electric Demand (MW) | Energy Efficiency | 0 | 0 | 0 | 0 | 0 | 0 | 0 | 0 | 0 | 0 | 0 | 0 | 0
Scenario 3: Aggressive Fuel Sub | SCG | Com | WholeBlg | Com - Warehouse | Electric Energy (GWh/year) | Energy Efficiency | 0 | 0 | 0 | 0 | 0 | 0 | 0 | 0 | 0 | 0 | 0 | 0 | 0
Scenario 3: Aggressive Fuel Sub | SCG | Com | WholeBlg | Com - Warehouse | Gas Energy (MMTherm/year) | Energy Efficiency | 0.019112 | 0.019394 | 0.019636 | 0.019934 | 0.020251 | 0.02047 | 0.02069 | 0.020908 | 0.021134 | 0.021292 | 0.021451 | 0.021551 | 0.021616
Scenario 3: Aggressive Fuel Sub | SCG | Ind | WholeBlg | Ind - All Other Industrial | Gas Energy (MMTherm/year) | Energy Efficiency | 0.079331 | 0.079702 | 0.079948 | 0.080148 | 0.080321 | 0.080411 | 0.080469 | 0.080537 | 0.080619 | 0.080738 | 0.080884 | 0.081054 | 0.081241
Scenario 3: Aggressive Fuel Sub | SCG | Ind | WholeBlg | Ind - Chemicals | Gas Energy (MMTherm/year) | Energy Efficiency | 0.95915 | 0.9644 | 0.96911 | 0.97324 | 0.97695 | 0.97972 | 0.98168 | 0.98301 | 0.98445 | 0.98588 | 0.98709 | 0.98797 | 0.9887
Scenario 3: Aggressive Fuel Sub | SCG | Ind | WholeBlg | Ind - Electronics | Gas Energy (MMTherm/year) | Energy Efficiency | 0.04582 | 0.046081 | 0.046336 | 0.046575 | 0.046802 | 0.047014 | 0.047224 | 0.047437 | 0.047646 | 0.047855 | 0.048055 | 0.048247 | 0.048435
Scenario 3: Aggressive Fuel Sub | SCG | Ind | WholeBlg | Ind - Fabricated Metals | Gas Energy (MMTherm/year) | Energy Efficiency | 0.27502 | 0.27795 | 0.28097 | 0.28295 | 0.28441 | 0.2853 | 0.28581 | 0.28621 | 0.28657 | 0.28695 | 0.2872 | 0.28728 | 0.28722
Scenario 3: Aggressive Fuel Sub | SCG | Ind | WholeBlg | Ind - Food | Gas Energy (MMTherm/year) | Energy Efficiency | 1.3185 | 1.3154 | 1.3121 | 1.3087 | 1.305 | 1.301 | 1.2971 | 1.2929 | 1.2888 | 1.2848 | 1.2807 | 1.2763 | 1.2719
Scenario 3: Aggressive Fuel Sub | SCG | Ind | WholeBlg | Ind - Industrial Machinery | Gas Energy (MMTherm/year) | Energy Efficiency | 0.028598 | 0.02905 | 0.029538 | 0.029848 | 0.030046 | 0.030173 | 0.030293 | 0.030409 | 0.030526 | 0.030648 | 0.030751 | 0.030827 | 0.030882
Scenario 3: Aggressive Fuel Sub | SCG | Ind | WholeBlg | Ind - Lumber & Furniture | Gas Energy (MMTherm/year) | Energy Efficiency | 0.012864 | 0.012936 | 0.013003 | 0.013063 | 0.013123 | 0.013146 | 0.013136 | 0.01313 | 0.013126 | 0.013128 | 0.013134 | 0.013137 | 0.013136
Scenario 3: Aggressive Fuel Sub | SCG | Ind | WholeBlg | Ind - Paper | Gas Energy (MMTherm/year) | Energy Efficiency | 0.20099 | 0.20093 | 0.20091 | 0.20122 | 0.2016 | 0.20181 | 0.20211 | 0.2026 | 0.2033 | 0.20419 | 0.20516 | 0.20614 | 0.20713
Scenario 3: Aggressive Fuel Sub | SCG | Ind | WholeBlg | Ind - Petroleum | Gas Energy (MMTherm/year) | Energy Efficiency | 3.9121 | 3.9159 | 3.9196 | 3.9227 | 3.9233 | 3.9194 | 3.9136 | 3.9062 | 3.9 | 3.894 | 3.8862 | 3.8768 | 3.8672
Scenario 3: Aggressive Fuel Sub | SCG | Ind | WholeBlg | Ind - Plastics | Gas Energy (MMTherm/year) | Energy Efficiency | 0.04497 | 0.047073 | 0.049093 | 0.050978 | 0.052814 | 0.054419 | 0.055684 | 0.056644 | 0.057678 | 0.058743 | 0.059793 | 0.060776 | 0.061704
Scenario 3: Aggressive Fuel Sub | SCG | Ind | WholeBlg | Ind - Primary Metals | Gas Energy (MMTherm/year) | Energy Efficiency | 0.29429 | 0.29519 | 0.29622 | 0.29704 | 0.29766 | 0.29812 | 0.29859 | 0.29903 | 0.29945 | 0.29984 | 0.30014 | 0.30035 | 0.30052
Scenario 3: Aggressive Fuel Sub | SCG | Ind | WholeBlg | Ind - Printing & Publishing | Gas Energy (MMTherm/year) | Energy Efficiency | 0.016289 | 0.016326 | 0.016362 | 0.016394 | 0.016402 | 0.016368 | 0.016332 | 0.016306 | 0.016302 | 0.016312 | 0.016319 | 0.016314 | 0.016303
Scenario 3: Aggressive Fuel Sub | SCG | Ind | WholeBlg | Ind - Stone-Glass-Clay | Gas Energy (MMTherm/year) | Energy Efficiency | 0.31118 | 0.31301 | 0.31439 | 0.31546 | 0.31635 | 0.31693 | 0.31724 | 0.3175 | 0.3177 | 0.31793 | 0.31813 | 0.31831 | 0.31847
Scenario 3: Aggressive Fuel Sub | SCG | Ind | WholeBlg | Ind - Textiles | Gas Energy (MMTherm/year) | Energy Efficiency | 0.14869 | 0.14863 | 0.14856 | 0.1484 | 0.14817 | 0.14788 | 0.14757 | 0.14724 | 0.1469 | 0.14657 | 0.14622 | 0.14584 | 0.14547
Scenario 3: Aggressive Fuel Sub | SCG | Ind | WholeBlg | Ind - Transportation Equipment | Gas Energy (MMTherm/year) | Energy Efficiency | 0.11064 | 0.11039 | 0.11016 | 0.1099 | 0.10963 | 0.10936 | 0.10908 | 0.10881 | 0.10852 | 0.10824 | 0.10794 | 0.10763 | 0.10732
Scenario 3: Aggressive Fuel Sub | SCG | Res | AppPlug | Res - Multi Family | Electric Demand (MW) | Energy Efficiency | 0 | 0 | 0 | 0 | 0 | 0 | 0 | 0 | 0 | 0 | 0 | 0 | 0
Scenario 3: Aggressive Fuel Sub | SCG | Res | AppPlug | Res - Multi Family | Electric Energy (GWh/year) | Energy Efficiency | 0 | 0 | 0 | 0 | 0 | 0 | 0 | 0 | 0 | 0 | 0 | 0 | 0
Scenario 3: Aggressive Fuel Sub | SCG | Res | AppPlug | Res - Multi Family | Gas Energy (MMTherm/year) | Energy Efficiency | 0 | 0 | 0 | 0 | 0 | 0 | 0 | 0 | 0 | 0 | 0 | 0 | 0
Scenario 3: Aggressive Fuel Sub | SCG | Res | AppPlug | Res - Single Family | Electric Demand (MW) | Energy Efficiency | 0 | 0 | 0 | 0 | 0 | 0 | 0 | 0 | 0 | 0 | 0 | 0 | 0
Scenario 3: Aggressive Fuel Sub | SCG | Res | AppPlug | Res - Single Family | Electric Energy (GWh/year) | Energy Efficiency | 0 | 0 | 0 | 0 | 0 | 0 | 0 | 0 | 0 | 0 | 0 | 0 | 0
Scenario 3: Aggressive Fuel Sub | SCG | Res | AppPlug | Res - Single Family | Gas Energy (MMTherm/year) | Energy Efficiency | 0 | 0 | 0 | 0 | 0 | 0 | 0 | 0 | 0 | 0 | 0 | 0 | 0
Scenario 3: Aggressive Fuel Sub | SCG | Res | BROs | Income Qualified - Multi Family IQ | Gas Energy (MMTherm/year) | Energy Efficiency | 0.23348 | 0.2365 | 0.24016 | 0.24449 | 0.24945 | 0.25506 | 0.26114 | 0.26853 | 0.27677 | 0.2863 | 0.29665 | 0.30796 | 0.32045
Scenario 3: Aggressive Fuel Sub | SCG | Res | BROs | Income Qualified - Single Family IQ | Gas Energy (MMTherm/year) | Energy Efficiency | 0.72066 | 0.72917 | 0.73953 | 0.75176 | 0.76591 | 0.78207 | 0.80011 | 0.82174 | 0.84593 | 0.87291 | 0.90228 | 0.93442 | 0.96995
Scenario 3: Aggressive Fuel Sub | SCG | Res | BROs | Res - Multi Family | Gas Energy (MMTherm/year) | Energy Efficiency | 2.4695 | 2.4988 | 2.5345 | 2.5767 | 2.6254 | 2.681 | 2.743 | 2.8174 | 2.9005 | 2.9935 | 3.0946 | 3.2053 | 3.3277
Scenario 3: Aggressive Fuel Sub | SCG | Res | BROs | Res - Single Family | Gas Energy (MMTherm/year) | Energy Efficiency | 0.70639 | 0.71555 | 0.7267 | 0.73985 | 0.75495 | 0.77198 | 0.79043 | 0.81285 | 0.83786 | 0.86681 | 0.89829 | 0.93269 | 0.97065
Scenario 3: Aggressive Fuel Sub | SCG | Res | BldgEnv | Res - Multi Family | Electric Demand (MW) | Energy Efficiency | 0 | 0 | 0 | 0 | 0 | 0 | 0 | 0 | 5.9701e-05 | 6.0618e-05 | 6.147e-05 | 6.2258e-05 | 6.298e-05
Scenario 3: Aggressive Fuel Sub | SCG | Res | BldgEnv | Res - Multi Family | Electric Energy (GWh/year) | Energy Efficiency | 0 | 0 | 0 | 0 | 0 | 0 | 0 | 0 | 9.1657e-05 | 9.3065e-05 | 9.4374e-05 | 9.5583e-05 | 9.6692e-05
Scenario 3: Aggressive Fuel Sub | SCG | Res | BldgEnv | Res - Multi Family | Gas Energy (MMTherm/year) | Energy Efficiency | 0 | 0 | 0 | 0 | 0 | 0 | 0 | 0 | 2.8705e-05 | 2.9146e-05 | 2.9555e-05 | 2.9934e-05 | 3.0281e-05
Scenario 3: Aggressive Fuel Sub | SCG | Res | BldgEnv | Res - Single Family | Electric Demand (MW) | Energy Efficiency | 0.01741 | 0.020185 | 0.02135 | 0.021484 | 0.021491 | 0.020916 | 0.020414 | 0.019404 | 0.018024 | 0 | 0 | 0 | 0
Scenario 3: Aggressive Fuel Sub | SCG | Res | BldgEnv | Res - Single Family | Electric Energy (GWh/year) | Energy Efficiency | -0.014794 | -0.014164 | -0.013576 | -0.013073 | -0.01259 | -0.01215 | -0.011282 | -0.010877 | -0.010951 | 0 | 0 | 0 | 0
Scenario 3: Aggressive Fuel Sub | SCG | Res | BldgEnv | Res - Single Family | Gas Energy (MMTherm/year) | Energy Efficiency | 0.0037316 | 0.0043573 | 0.0046248 | 0.0046619 | 0.0046701 | 0.0045476 | 0.0044641 | 0.0042438 | 0.0039164 | 0 | 0 | 0 | 0
Scenario 3: Aggressive Fuel Sub | SCG | Res | HVAC | Res - Multi Family | Electric Demand (MW) | Energy Efficiency | -4.4923e-05 | -4.5649e-05 | -4.5293e-05 | -4.4449e-05 | -4.3516e-05 | 0 | 0 | 0 | 0 | 0 | 0 | 0 | 0
Scenario 3: Aggressive Fuel Sub | SCG | Res | HVAC | Res - Multi Family | Electric Energy (GWh/year) | Energy Efficiency | -4.2381e-09 | -4.3067e-09 | -4.2731e-09 | -4.1934e-09 | -4.1054e-09 | 0 | 0 | 0 | 0 | 0 | 0 | 0 | 0.00053283
Scenario 3: Aggressive Fuel Sub | SCG | Res | HVAC | Res - Multi Family | Gas Energy (MMTherm/year) | Energy Efficiency | 1.0606e-05 | 1.0777e-05 | 1.0693e-05 | 1.0494e-05 | 1.0273e-05 | 0 | 0 | 0 | 0 | 0 | 0 | 0 | 3.428e-05
Scenario 3: Aggressive Fuel Sub | SCG | Res | HVAC | Res - Single Family | Electric Demand (MW) | Energy Efficiency | 0.99941 | 0.07115 | 0.076523 | 0.078786 | 0.048799 | 0 | 0 | 0 | 0 | 0 | 0 | 0 | 0
Scenario 3: Aggressive Fuel Sub | SCG | Res | HVAC | Res - Single Family | Electric Energy (GWh/year) | Energy Efficiency | 1.1531 | 0.19477 | 0.20736 | 0.21241 | 0.17545 | 0 | 0 | 0 | 0 | 0 | 0 | 0 | 0.011024
Scenario 3: Aggressive Fuel Sub | SCG | Res | HVAC | Res - Single Family | Gas Energy (MMTherm/year) | Energy Efficiency | 0.027409 | 0.014705 | 0.015533 | 0.015847 | 0.015405 | 0 | 0 | 0 | 0 | 0 | 0 | 0 | 0.00060383
Scenario 3: Aggressive Fuel Sub | SCG | Res | WaterHeat | Res - Multi Family | Electric Demand (MW) | Energy Efficiency | -0.0032772 | -0.0033003 | -0.0033563 | -0.0033645 | -0.0033489 | 0 | 0 | 0 | 0 | 0 | 0 | 0 | 0
Scenario 3: Aggressive Fuel Sub | SCG | Res | WaterHeat | Res - Multi Family | Electric Energy (GWh/year) | Energy Efficiency | -0.016888 | -0.017007 | -0.017296 | -0.017338 | -0.017257 | 0 | 0 | 0 | 0 | 0 | 0 | 0 | 0
Scenario 3: Aggressive Fuel Sub | SCG | Res | WaterHeat | Res - Multi Family | Gas Energy (MMTherm/year) | Energy Efficiency | 0.30928 | 0.2705 | 0.24876 | 0.23177 | 0.21899 | 0.048314 | 0.04536 | 0.04306 | 0.040703 | 0.038378 | 0.036262 | 0.0345 | 0.032817
Scenario 3: Aggressive Fuel Sub | SCG | Res | WaterHeat | Res - Single Family | Electric Demand (MW) | Energy Efficiency | -0.020107 | -0.021282 | -0.021947 | -0.022136 | -0.022186 | 0 | 0 | 0 | 0 | 0 | 0 | 0 | 0
Scenario 3: Aggressive Fuel Sub | SCG | Res | WaterHeat | Res - Single Family | Electric Energy (GWh/year) | Energy Efficiency | -0.1143 | -0.12105 | -0.12483 | -0.12589 | -0.12618 | 0 | 0 | 0 | 0 | 0 | 0 | 0 | 0
Scenario 3: Aggressive Fuel Sub | SCG | Res | WaterHeat | Res - Single Family | Gas Energy (MMTherm/year) | Energy Efficiency | 1.8118 | 1.7347 | 1.6777 | 1.6206 | 1.5801 | 0.21131 | 0.18353 | 0.16123 | 0.14807 | 0.13813 | 0.1293 | 0.12148 | 0.11421
Scenario 3: Aggressive Fuel Sub | SCG | Res | WholeBlg | Res - Multi Family | Electric Demand (MW) | Energy Efficiency | 0 | 0 | 0 | 0 | 0 | 0 | 0 | 0 | 0 | 0 | 0 | 0 | 0
Scenario 3: Aggressive Fuel Sub | SCG | Res | WholeBlg | Res - Multi Family | Electric Energy (GWh/year) | Energy Efficiency | 0 | 0 | 0 | 0 | 0 | 0 | 0 | 0 | 0 | 0 | 0 | 0 | 0
Scenario 3: Aggressive Fuel Sub | SCG | Res | WholeBlg | Res - Multi Family | Gas Energy (MMTherm/year) | Energy Efficiency | 0 | 0 | 0 | 0 | 0 | 0 | 0 | 0 | 0 | 0 | 0 | 0 | 0
Scenario 3: Aggressive Fuel Sub | SCG | Res | WholeBlg | Res - Single Family | Electric Demand (MW) | Energy Efficiency | 0 | 0 | 0 | 0 | 0 | 0 | 0 | 0 | 0 | 0 | 0 | 0 | 0
Scenario 3: Aggressive Fuel Sub | SCG | Res | WholeBlg | Res - Single Family | Electric Energy (GWh/year) | Energy Efficiency | 0 | 0 | 0 | 0 | 0 | 0 | 0 | 0 | 0 | 0 | 0 | 0 | 0
Scenario 3: Aggressive Fuel Sub | SCG | Res | WholeBlg | Res - Single Family | Gas Energy (MMTherm/year) | Energy Efficiency | 0 | 0 | 0 | 0 | 0 | 0 | 0 | 0 | 0 | 0 | 0 | 0 | 0
Scenario 3: Aggressive Fuel Sub | SDG&E | Ag | WholeBlg | Ag - Dairies, fishing, hunting | Electric Demand (MW) | Energy Efficiency | 0.0032232 | 0.003246 | 0.0032673 | 0.0032878 | 0.0033067 | 0.0033237 | 0.0033397 | 0.0033556 | 0.0033714 | 0.0033871 | 0.0034024 | 0.0034174 | 0.0034321
Scenario 3: Aggressive Fuel Sub | SDG&E | Ag | WholeBlg | Ag - Dairies, fishing, hunting | Electric Energy (GWh/year) | Energy Efficiency | 0.013731 | 0.013828 | 0.013919 | 0.014006 | 0.014086 | 0.014159 | 0.014227 | 0.014295 | 0.014362 | 0.014429 | 0.014494 | 0.014558 | 0.014621
Scenario 3: Aggressive Fuel Sub | SDG&E | Ag | WholeBlg | Ag - Dairies, fishing, hunting | Gas Energy (MMTherm/year) | Energy Efficiency | 3.6951e-05 | 3.6951e-05 | 3.6951e-05 | 3.6951e-05 | 3.6951e-05 | 3.6951e-05 | 3.6951e-05 | 3.6951e-05 | 3.6951e-05 | 3.6951e-05 | 3.6951e-05 | 3.6951e-05 | 3.6951e-05
Scenario 3: Aggressive Fuel Sub | SDG&E | Ag | WholeBlg | Ag - Irrigated Agriculture, vineyards, forestry and greenhouses | Electric Demand (MW) | Energy Efficiency | 0.022666 | 0.023465 | 0.024219 | 0.024954 | 0.025644 | 0.026273 | 0.026874 | 0.027476 | 0.028087 | 0.028698 | 0.029299 | 0.029895 | 0.030478
Scenario 3: Aggressive Fuel Sub | SDG&E | Ag | WholeBlg | Ag - Irrigated Agriculture, vineyards, forestry and greenhouses | Electric Energy (GWh/year) | Energy Efficiency | 0.096557 | 0.09996 | 0.10317 | 0.1063 | 0.10924 | 0.11192 | 0.11448 | 0.11705 | 0.11965 | 0.12225 | 0.12481 | 0.12735 | 0.12984
Scenario 3: Aggressive Fuel Sub | SDG&E | Ag | WholeBlg | Ag - Irrigated Agriculture, vineyards, forestry and greenhouses | Gas Energy (MMTherm/year) | Energy Efficiency | 0.002672 | 0.002672 | 0.002672 | 0.002672 | 0.002672 | 0.002672 | 0.002672 | 0.002672 | 0.002672 | 0.002672 | 0.002672 | 0.002672 | 0.002672
Scenario 3: Aggressive Fuel Sub | SDG&E | Ag | WholeBlg | Ag - Water pumping | Electric Demand (MW) | Energy Efficiency | 0.070902 | 0.070764 | 0.070629 | 0.070489 | 0.070347 | 0.070213 | 0.070077 | 0.069936 | 0.069784 | 0.069629 | 0.069471 | 0.069312 | 0.069154
Scenario 3: Aggressive Fuel Sub | SDG&E | Ag | WholeBlg | Ag - Water pumping | Electric Energy (GWh/year) | Energy Efficiency | 0.30204 | 0.30145 | 0.30088 | 0.30028 | 0.29968 | 0.2991 | 0.29853 | 0.29793 | 0.29728 | 0.29662 | 0.29595 | 0.29527 | 0.29459
Scenario 3: Aggressive Fuel Sub | SDG&E | Ag | WholeBlg | Ag - Water pumping | Gas Energy (MMTherm/year) | Energy Efficiency | 0.00076531 | 0.00076531 | 0.00076531 | 0.00076531 | 0.00076531 | 0.00076531 | 0.00076531 | 0.00076531 | 0.00076531 | 0.00076531 | 0.00076531 | 0.00076531 | 0.00076531
Scenario 3: Aggressive Fuel Sub | SDG&E | Com | AppPlug | Com - Health | Gas Energy (MMTherm/year) | Energy Efficiency | 0.046686 | 0.052198 | 0.11921 | 0.13266 | 0.1452 | 0.15747 | 0.16469 | 0.1776 | 0.19246 | 0.20834 | 0.22313 | 0.22335 | 0.22586
Scenario 3: Aggressive Fuel Sub | SDG&E | Com | AppPlug | Com - Lodging | Gas Energy (MMTherm/year) | Energy Efficiency | 0.023976 | 0.02613 | 0.097691 | 0.1068 | 0.11462 | 0.12379 | 0.13249 | 0.14115 | 0.1502 | 0.15872 | 0.16516 | 0.16847 | 0.17175
Scenario 3: Aggressive Fuel Sub | SDG&E | Com | AppPlug | Com - Other | Gas Energy (MMTherm/year) | Energy Efficiency | 0.00021041 | 0.00024489 | 0.00028271 | 0.00032409 | 0.00036439 | 0.00041183 | 0.00046191 | 0.00051318 | 0.00056545 | 0.00062032 | 0.00067469 | 0.00073066 | 0.00078876
Scenario 3: Aggressive Fuel Sub | SDG&E | Com | BROs | Com - Lodging | Electric Energy (GWh/year) | Energy Efficiency | 0.0087675 | 0.017942 | 0.027556 | 0.037827 | 0.048759 | 0.060287 | 0.07269 | 0.08562 | 0.099235 | 0.11359 | 0.12828 | 0.14288 | 0.1577
Scenario 3: Aggressive Fuel Sub | SDG&E | Com | BROs | Com - Other | Electric Energy (GWh/year) | Energy Efficiency | 0.0079453 | 0.016295 | 0.025078 | 0.034484 | 0.044544 | 0.055196 | 0.066813 | 0.078968 | 0.091831 | 0.10546 | 0.11952 | 0.13362 | 0.14899
Scenario 3: Aggressive Fuel Sub | SDG&E | Com | BROs | Com - Retail | Electric Demand (MW) | Energy Efficiency | 0.0016338 | 0.0033258 | 0.0050803 | 0.0069276 | 0.008875 | 0.010905 | 0.013094 | 0.015353 | 0.017704 | 0.020162 | 0.022645 | 0.025101 | 0.027999
Scenario 3: Aggressive Fuel Sub | SDG&E | Com | BROs | Com - Retail | Electric Energy (GWh/year) | Energy Efficiency | 0.017664 | 0.035957 | 0.054926 | 0.074897 | 0.095951 | 0.1179 | 0.14157 | 0.16598 | 0.19141 | 0.21798 | 0.24482 | 0.27138 | 0.30271
Scenario 3: Aggressive Fuel Sub | SDG&E | Com | BldgEnv | Com - College | Electric Demand (MW) | Energy Efficiency | 1.5285e-06 | 1.5244e-06 | 1.5203e-06 | 1.5205e-06 | 1.5152e-06 | 1.5156e-06 | 1.5166e-06 | 1.516e-06 | 1.5161e-06 | 1.5176e-06 | 1.5174e-06 | 1.5338e-06 | 1.5363e-06
Scenario 3: Aggressive Fuel Sub | SDG&E | Com | BldgEnv | Com - College | Electric Energy (GWh/year) | Energy Efficiency | 5.2225e-07 | 5.2085e-07 | 5.1943e-07 | 5.1951e-07 | 5.1769e-07 | 5.1782e-07 | 5.1817e-07 | 5.1796e-07 | 5.1799e-07 | 5.1851e-07 | 5.1844e-07 | 5.2405e-07 | 5.249e-07
Scenario 3: Aggressive Fuel Sub | SDG&E | Com | BldgEnv | Com - College | Gas Energy (MMTherm/year) | Energy Efficiency | 1.118e-06 | 1.1113e-06 | 1.1043e-06 | 1.0986e-06 | 1.0912e-06 | 1.0855e-06 | 1.08e-06 | 1.074e-06 | 1.0683e-06 | 1.0631e-06 | 1.0573e-06 | 1.0567e-06 | 1.0519e-06
Scenario 3: Aggressive Fuel Sub | SDG&E | Com | BldgEnv | Com - Grocery | Electric Demand (MW) | Energy Efficiency | 4.9843e-06 | 4.8247e-06 | 4.672e-06 | 4.5436e-06 | 4.4146e-06 | 4.3165e-06 | 4.2326e-06 | 4.1558e-06 | 4.078e-06 | 4.0156e-06 | 3.9525e-06 | 3.8953e-06 | 3.8461e-06
Scenario 3: Aggressive Fuel Sub | SDG&E | Com | BldgEnv | Com - Grocery | Electric Energy (GWh/year) | Energy Efficiency | 1.703e-06 | 1.6484e-06 | 1.5963e-06 | 1.5524e-06 | 1.5083e-06 | 1.4748e-06 | 1.4461e-06 | 1.4199e-06 | 1.3933e-06 | 1.372e-06 | 1.3504e-06 | 1.3309e-06 | 1.3141e-06
Scenario 3: Aggressive Fuel Sub | SDG&E | Com | BldgEnv | Com - Grocery | Gas Energy (MMTherm/year) | Energy Efficiency | 1.2854e-06 | 1.2439e-06 | 1.2047e-06 | 1.1716e-06 | 1.1381e-06 | 1.1125e-06 | 1.0903e-06 | 1.0696e-06 | 1.0485e-06 | 1.0315e-06 | 1.0146e-06 | 9.9955e-07 | 9.8699e-07
Scenario 3: Aggressive Fuel Sub | SDG&E | Com | BldgEnv | Com - Health | Electric Demand (MW) | Energy Efficiency | 8.1815e-06 | 7.5745e-06 | 6.9147e-06 | 6.2403e-06 | 5.4497e-06 | 4.5729e-06 | 3.8301e-06 | 3.7167e-06 | 3.6608e-06 | 3.693e-06 | 3.7879e-06 | 3.5471e-06 | 3.3838e-06
Scenario 3: Aggressive Fuel Sub | SDG&E | Com | BldgEnv | Com - Health | Electric Energy (GWh/year) | Energy Efficiency | 3.9301e-06 | 3.6385e-06 | 3.3216e-06 | 2.9976e-06 | 2.6179e-06 | 2.1966e-06 | 1.8399e-06 | 1.7854e-06 | 1.7585e-06 | 1.774e-06 | 1.8196e-06 | 1.7039e-06 | 1.6255e-06
Scenario 3: Aggressive Fuel Sub | SDG&E | Com | BldgEnv | Com - Health | Gas Energy (MMTherm/year) | Energy Efficiency | 3.3966e-06 | 3.1327e-06 | 2.847e-06 | 2.5559e-06 | 2.2199e-06 | 1.854e-06 | 1.5501e-06 | 1.5041e-06 | 1.4815e-06 | 1.4951e-06 | 1.5343e-06 | 1.4362e-06 | 1.3699e-06
Scenario 3: Aggressive Fuel Sub | SDG&E | Com | BldgEnv | Com - Lodging | Electric Demand (MW) | Energy Efficiency | 1.4917e-06 | 1.4775e-06 | 1.4634e-06 | 1.4586e-06 | 1.4404e-06 | 1.4323e-06 | 1.4199e-06 | 1.4077e-06 | 3.9659e-07 | 1.3882e-06 | 2.147e-06 | 2.1228e-06 | 2.1023e-06
Scenario 3: Aggressive Fuel Sub | SDG&E | Com | BldgEnv | Com - Lodging | Electric Energy (GWh/year) | Energy Efficiency | 9.7476e-07 | 9.6544e-07 | 9.5627e-07 | 9.531e-07 | 9.4122e-07 | 9.3591e-07 | 9.2781e-07 | 9.1985e-07 | 2.5915e-07 | 9.0709e-07 | 1.403e-06 | 1.3871e-06 | 1.3738e-06
Scenario 3: Aggressive Fuel Sub | SDG&E | Com | BldgEnv | Com - Lodging | Gas Energy (MMTherm/year) | Energy Efficiency | 4.9072e-07 | 4.8488e-07 | 4.791e-07 | 4.7511e-07 | 4.6861e-07 | 4.6408e-07 | 4.5877e-07 | 4.5355e-07 | 7.6145e-08 | 4.4384e-07 | 7.258e-07 | 7.1646e-07 | 7.0789e-07
Scenario 3: Aggressive Fuel Sub | SDG&E | Com | BldgEnv | Com - Office (Large) | Electric Demand (MW) | Energy Efficiency | 1.3948e-05 | 1.3577e-05 | 1.3216e-05 | 1.288e-05 | 1.2521e-05 | 1.2265e-05 | 1.2054e-05 | 1.1811e-05 | 1.1489e-05 | 1.1222e-05 | 1.0953e-05 | 1.0711e-05 | 1.0492e-05
Scenario 3: Aggressive Fuel Sub | SDG&E | Com | BldgEnv | Com - Office (Large) | Electric Energy (GWh/year) | Energy Efficiency | 4.7656e-06 | 4.6387e-06 | 4.5155e-06 | 4.4008e-06 | 4.278e-06 | 4.1905e-06 | 4.1184e-06 | 4.0356e-06 | 3.9253e-06 | 3.834e-06 | 3.7422e-06 | 3.6595e-06 | 3.5847e-06
Scenario 3: Aggressive Fuel Sub | SDG&E | Com | BldgEnv | Com - Office (Large) | Gas Energy (MMTherm/year) | Energy Efficiency | 1.7582e-06 | 1.7129e-06 | 1.6686e-06 | 1.6273e-06 | 1.583e-06 | 1.5519e-06 | 1.5267e-06 | 1.4973e-06 | 1.4568e-06 | 1.424e-06 | 1.3905e-06 | 1.3604e-06 | 1.3333e-06
Scenario 3: Aggressive Fuel Sub | SDG&E | Com | BldgEnv | Com - Office (Small) | Electric Demand (MW) | Energy Efficiency | 5.6524e-06 | 5.4627e-06 | 5.2847e-06 | 5.1173e-06 | 4.9596e-06 | 4.8144e-06 | 4.6781e-06 | 4.5476e-06 | 4.4236e-06 | 4.3076e-06 | 4.1987e-06 | 4.098e-06 | 4.0052e-06
Scenario 3: Aggressive Fuel Sub | SDG&E | Com | BldgEnv | Com - Office (Small) | Electric Energy (GWh/year) | Energy Efficiency | 1.9312e-06 | 1.8664e-06 | 1.8056e-06 | 1.7484e-06 | 1.6945e-06 | 1.6449e-06 | 1.5984e-06 | 1.5538e-06 | 1.5114e-06 | 1.4718e-06 | 1.4346e-06 | 1.4001e-06 | 1.3685e-06
Scenario 3: Aggressive Fuel Sub | SDG&E | Com | BldgEnv | Com - Office (Small) | Gas Energy (MMTherm/year) | Energy Efficiency | 7.0599e-07 | 6.827e-07 | 6.6085e-07 | 6.4035e-07 | 6.2152e-07 | 6.0422e-07 | 5.8791e-07 | 5.7219e-07 | 5.5684e-07 | 5.4277e-07 | 5.2931e-07 | 5.1685e-07 | 5.0544e-07
Scenario 3: Aggressive Fuel Sub | SDG&E | Com | BldgEnv | Com - Other | Electric Demand (MW) | Energy Efficiency | 9.155e-06 | 8.9658e-06 | 8.7632e-06 | 8.5469e-06 | 8.3009e-06 | 8.0571e-06 | 7.7994e-06 | 7.525e-06 | 6.9515e-06 | 6.9335e-06 | 6.7986e-06 | 6.4461e-06 | 6.082e-06
Scenario 3: Aggressive Fuel Sub | SDG&E | Com | BldgEnv | Com - Other | Electric Energy (GWh/year) | Energy Efficiency | 3.1295e-06 | 3.0648e-06 | 2.9955e-06 | 2.9216e-06 | 2.8375e-06 | 2.7542e-06 | 2.6661e-06 | 2.5723e-06 | 2.3762e-06 | 2.3701e-06 | 2.324e-06 | 2.2035e-06 | 2.079e-06
Scenario 3: Aggressive Fuel Sub | SDG&E | Com | BldgEnv | Com - Other | Gas Energy (MMTherm/year) | Energy Efficiency | 1.2783e-06 | 1.2538e-06 | 1.2266e-06 | 1.1968e-06 | 1.1625e-06 | 1.1277e-06 | 1.0904e-06 | 1.0501e-06 | 9.0519e-07 | 9.6151e-07 | 9.7909e-07 | 9.2046e-07 | 8.5962e-07
Scenario 3: Aggressive Fuel Sub | SDG&E | Com | BldgEnv | Com - Refrig. Warehouse | Electric Demand (MW) | Energy Efficiency | 1.5741e-07 | 1.5489e-07 | 1.524e-07 | 1.4924e-07 | 1.4646e-07 | 1.4381e-07 | 1.4142e-07 | 1.5974e-07 | 1.3702e-07 | 1.5628e-07 | 1.7241e-07 | 1.7131e-07 | 1.7018e-07
Scenario 3: Aggressive Fuel Sub | SDG&E | Com | BldgEnv | Com - Refrig. Warehouse | Electric Energy (GWh/year) | Energy Efficiency | 5.3783e-08 | 5.292e-08 | 5.2069e-08 | 5.0991e-08 | 5.0042e-08 | 4.9135e-08 | 4.832e-08 | 5.4577e-08 | 4.6816e-08 | 5.3397e-08 | 5.8908e-08 | 5.8531e-08 | 5.8144e-08
Scenario 3: Aggressive Fuel Sub | SDG&E | Com | BldgEnv | Com - Refrig. Warehouse | Gas Energy (MMTherm/year) | Energy Efficiency | 2.0331e-08 | 1.9993e-08 | 1.9658e-08 | 1.9239e-08 | 1.8871e-08 | 1.8519e-08 | 1.8204e-08 | 2.5327e-08 | 1.7634e-08 | 2.5061e-08 | 3.1288e-08 | 3.1282e-08 | 3.1262e-08
Scenario 3: Aggressive Fuel Sub | SDG&E | Com | BldgEnv | Com - Restaurant | Electric Demand (MW) | Energy Efficiency | 1.7432e-06 | 1.6457e-06 | 1.5564e-06 | 1.4652e-06 | 1.7398e-06 | 1.7008e-06 | 1.6679e-06 | 1.6382e-06 | 1.6077e-06 | 1.5811e-06 | 1.5577e-06 | 1.5372e-06 | 1.5189e-06
Scenario 3: Aggressive Fuel Sub | SDG&E | Com | BldgEnv | Com - Restaurant | Electric Energy (GWh/year) | Energy Efficiency | 5.9558e-07 | 5.623e-07 | 5.3176e-07 | 5.0062e-07 | 5.9444e-07 | 5.8112e-07 | 5.6987e-07 | 5.5971e-07 | 5.4931e-07 | 5.4019e-07 | 5.3221e-07 | 5.252e-07 | 5.1896e-07
Scenario 3: Aggressive Fuel Sub | SDG&E | Com | BldgEnv | Com - Restaurant | Gas Energy (MMTherm/year) | Energy Efficiency | 2.0809e-07 | 1.9688e-07 | 1.8647e-07 | 1.761e-07 | 2.1777e-07 | 2.1308e-07 | 2.0916e-07 | 2.0576e-07 | 2.0213e-07 | 1.9905e-07 | 1.9627e-07 | 1.9382e-07 | 1.9165e-07
Scenario 3: Aggressive Fuel Sub | SDG&E | Com | BldgEnv | Com - Retail | Electric Demand (MW) | Energy Efficiency | 1.7926e-05 | 1.5656e-05 | 1.3296e-05 | 1.0623e-05 | 7.6609e-06 | 5.637e-06 | 5.2015e-06 | 4.794e-06 | 4.428e-06 | 4.1121e-06 | 3.8273e-06 | 3.5878e-06 | 3.3785e-06
Scenario 3: Aggressive Fuel Sub | SDG&E | Com | BldgEnv | Com - Retail | Electric Energy (GWh/year) | Energy Efficiency | 6.1247e-06 | 5.3491e-06 | 4.5427e-06 | 3.6295e-06 | 2.6175e-06 | 1.926e-06 | 1.7772e-06 | 1.638e-06 | 1.5129e-06 | 1.405e-06 | 1.3076e-06 | 1.2258e-06 | 1.1543e-06
Scenario 3: Aggressive Fuel Sub | SDG&E | Com | BldgEnv | Com - Retail | Gas Energy (MMTherm/year) | Energy Efficiency | 4.4413e-06 | 3.8348e-06 | 3.1944e-06 | 2.4939e-06 | 1.7428e-06 | 1.2483e-06 | 1.165e-06 | 1.0868e-06 | 1.0153e-06 | 9.5179e-07 | 8.9349e-07 | 8.423e-07 | 7.9615e-07
Scenario 3: Aggressive Fuel Sub | SDG&E | Com | BldgEnv | Com - School | Electric Demand (MW) | Energy Efficiency | 2.4161e-06 | 2.4092e-06 | 2.4046e-06 | 2.4026e-06 | 2.4083e-06 | 2.4092e-06 | 2.411e-06 | 2.417e-06 | 2.4284e-06 | 2.4407e-06 | 2.4565e-06 | 2.474e-06 | 2.4918e-06
Scenario 3: Aggressive Fuel Sub | SDG&E | Com | BldgEnv | Com - School | Electric Energy (GWh/year) | Energy Efficiency | 8.2551e-07 | 8.2314e-07 | 8.2159e-07 | 8.209e-07 | 8.2284e-07 | 8.2313e-07 | 8.2376e-07 | 8.2582e-07 | 8.297e-07 | 8.339e-07 | 8.393e-07 | 8.453e-07 | 8.5137e-07
Scenario 3: Aggressive Fuel Sub | SDG&E | Com | BldgEnv | Com - School | Gas Energy (MMTherm/year) | Energy Efficiency | 3.067e-07 | 3.0613e-07 | 3.0584e-07 | 3.0598e-07 | 3.0711e-07 | 3.0757e-07 | 3.0813e-07 | 3.092e-07 | 3.1086e-07 | 3.1271e-07 | 3.1494e-07 | 3.1739e-07 | 3.1986e-07
Scenario 3: Aggressive Fuel Sub | SDG&E | Com | BldgEnv | Com - Warehouse | Electric Demand (MW) | Energy Efficiency | 9.8745e-06 | 9.7662e-06 | 9.6553e-06 | 9.5512e-06 | 9.4224e-06 | 9.3034e-06 | 9.1712e-06 | 9.0363e-06 | 8.3534e-06 | 8.7589e-06 | 9.0629e-06 | 8.9219e-06 | 8.7874e-06
Scenario 3: Aggressive Fuel Sub | SDG&E | Com | BldgEnv | Com - Warehouse | Electric Energy (GWh/year) | Energy Efficiency | 6.4525e-06 | 6.3817e-06 | 6.3093e-06 | 6.2412e-06 | 6.157e-06 | 6.0793e-06 | 5.9929e-06 | 5.9047e-06 | 5.4585e-06 | 5.7235e-06 | 5.9221e-06 | 5.83e-06 | 5.7421e-06
Scenario 3: Aggressive Fuel Sub | SDG&E | Com | BldgEnv | Com - Warehouse | Gas Energy (MMTherm/year) | Energy Efficiency | 2.3157e-06 | 2.2992e-06 | 2.2814e-06 | 2.2646e-06 | 2.2421e-06 | 2.2213e-06 | 2.1973e-06 | 2.1722e-06 | 1.8173e-06 | 2.1176e-06 | 2.3593e-06 | 2.3319e-06 | 2.3048e-06
Scenario 3: Aggressive Fuel Sub | SDG&E | Com | ComRefrig | Com - College | Electric Demand (MW) | Energy Efficiency | 8.3703e-05 | 5.6641e-05 | 3.371e-05 | 1.7279e-05 | 6.7551e-06 | 2.7982e-06 | 8.5115e-07 | 0 | 0 | 0 | 0 | 0 | 0
Scenario 3: Aggressive Fuel Sub | SDG&E | Com | ComRefrig | Com - College | Electric Energy (GWh/year) | Energy Efficiency | 0.00061412 | 0.0004226 | 0.00025682 | 0.00013553 | 5.6363e-05 | 2.4001e-05 | 7.3006e-06 | 0 | 0 | 0 | 0 | 0 | 0
Scenario 3: Aggressive Fuel Sub | SDG&E | Com | ComRefrig | Com - College | Gas Energy (MMTherm/year) | Energy Efficiency | 0 | 0 | 0 | 0 | 0 | 0 | 0 | 0 | 0 | 0 | 0 | 0 | 0
Scenario 3: Aggressive Fuel Sub | SDG&E | Com | ComRefrig | Com - Grocery | Electric Demand (MW) | Energy Efficiency | 0.076956 | 0.039982 | 0.014777 | 0.0059645 | 0.0013996 | 0 | 0 | 0 | 0 | 0 | 0 | 0 | 0
Scenario 3: Aggressive Fuel Sub | SDG&E | Com | ComRefrig | Com - Grocery | Electric Energy (GWh/year) | Energy Efficiency | 0.57843 | 0.31061 | 0.12355 | 0.051159 | 0.012004 | 0 | 0 | 0 | 0 | 0 | 0 | 0 | 0
Scenario 3: Aggressive Fuel Sub | SDG&E | Com | ComRefrig | Com - Grocery | Gas Energy (MMTherm/year) | Energy Efficiency | 0 | 0 | 0 | 0 | 0 | 0 | 0 | 0 | 0 | 0 | 0 | 0 | 0
Scenario 3: Aggressive Fuel Sub | SDG&E | Com | ComRefrig | Com - Refrig. Warehouse | Electric Demand (MW) | Energy Efficiency | 2.5652e-05 | 1.6589e-05 | 9.3319e-06 | 4.3727e-06 | 1.4953e-06 | 6.0582e-07 | 7.0775e-08 | 0 | 0 | 0 | 0 | 0 | 0
Scenario 3: Aggressive Fuel Sub | SDG&E | Com | ComRefrig | Com - Refrig. Warehouse | Electric Energy (GWh/year) | Energy Efficiency | 0.00018885 | 0.00012429 | 7.1505e-05 | 3.4701e-05 | 1.2825e-05 | 5.1963e-06 | 6.0706e-07 | 0 | 0 | 0 | 0 | 0 | 0
Scenario 3: Aggressive Fuel Sub | SDG&E | Com | ComRefrig | Com - Refrig. Warehouse | Gas Energy (MMTherm/year) | Energy Efficiency | 0 | 0 | 0 | 0 | 0 | 0 | 0 | 0 | 0 | 0 | 0 | 0 | 0
Scenario 3: Aggressive Fuel Sub | SDG&E | Com | ComRefrig | Com - Restaurant | Electric Demand (MW) | Energy Efficiency | 0.0029604 | 0.0015702 | 0.0006134 | 0.0002494 | 7.1402e-05 | 0 | 0 | 0 | 0 | 0 | 0 | 0 | 0
Scenario 3: Aggressive Fuel Sub | SDG&E | Com | ComRefrig | Com - Restaurant | Electric Energy (GWh/year) | Energy Efficiency | 0.022241 | 0.012183 | 0.0050893 | 0.0021392 | 0.00061244 | 0 | 0 | 0 | 0 | 0 | 0 | 0 | 0
Scenario 3: Aggressive Fuel Sub | SDG&E | Com | ComRefrig | Com - Restaurant | Gas Energy (MMTherm/year) | Energy Efficiency | 0 | 0 | 0 | 0 | 0 | 0 | 0 | 0 | 0 | 0 | 0 | 0 | 0
Scenario 3: Aggressive Fuel Sub | SDG&E | Com | ComRefrig | Com - Retail | Electric Demand (MW) | Energy Efficiency | 0.033315 | 0.017771 | 0.0070916 | 0.002681 | 0.00075895 | 0 | 0 | 0 | 0 | 0 | 0 | 0 | 0
Scenario 3: Aggressive Fuel Sub | SDG&E | Com | ComRefrig | Com - Retail | Electric Energy (GWh/year) | Energy Efficiency | 0.24981 | 0.13734 | 0.05817 | 0.022996 | 0.0065097 | 0 | 0 | 0 | 0 | 0 | 0 | 0 | 0
Scenario 3: Aggressive Fuel Sub | SDG&E | Com | ComRefrig | Com - Retail | Gas Energy (MMTherm/year) | Energy Efficiency | 0 | 0 | 0 | 0 | 0 | 0 | 0 | 0 | 0 | 0 | 0 | 0 | 0
Scenario 3: Aggressive Fuel Sub | SDG&E | Com | ComRefrig | Com - School | Electric Demand (MW) | Energy Efficiency | 3.3773e-06 | 0 | 0 | 0 | 0 | 0 | 0 | 0 | 0 | 0 | 0 | 0 | 0
Scenario 3: Aggressive Fuel Sub | SDG&E | Com | ComRefrig | Com - School | Electric Energy (GWh/year) | Energy Efficiency | 2.8968e-05 | 0 | 0 | 0 | 0 | 0 | 0 | 0 | 0 | 0 | 0 | 0 | 0
Scenario 3: Aggressive Fuel Sub | SDG&E | Com | ComRefrig | Com - School | Gas Energy (MMTherm/year) | Energy Efficiency | 0 | 0 | 0 | 0 | 0 | 0 | 0 | 0 | 0 | 0 | 0 | 0 | 0
Scenario 3: Aggressive Fuel Sub | SDG&E | Com | FoodServ | Com - College | Electric Demand (MW) | Energy Efficiency | 0.0017152 | 0.0018287 | 0.00192 | 0.0020337 | 0.0021125 | 0.0022192 | 0.0023252 | 0.0024183 | 0.0025114 | 0.0026082 | 0.0026926 | 0.0028553 | 0.0029465
Scenario 3: Aggressive Fuel Sub | SDG&E | Com | FoodServ | Com - College | Electric Demand (MW) | Fuel Substitution | -0.00026343 | -0.00030295 | -0.00034179 | -0.00038026 | -0.00041828 | -0.00045589 | -0.00049317 | -0.00053001 | -0.00056634 | -0.00060212 | -0.00063716 | -0.00067145 | -0.00070483
Scenario 3: Aggressive Fuel Sub | SDG&E | Com | FoodServ | Com - College | Electric Energy (GWh/year) | Energy Efficiency | 0.0082653 | 0.0088054 | 0.0092468 | 0.0097966 | 0.010179 | 0.010696 | 0.01121 | 0.011663 | 0.012117 | 0.012589 | 0.013001 | 0.013793 | 0.014239
Scenario 3: Aggressive Fuel Sub | SDG&E | Com | FoodServ | Com - College | Electric Energy (GWh/year) | Fuel Substitution | -0.0031853 | -0.0036491 | -0.0041144 | -0.0045875 | -0.0050677 | -0.0055593 | -0.0060643 | -0.0065823 | -0.0071131 | -0.0076648 | -0.0082315 | -0.0088139 | -0.0094074
Scenario 3: Aggressive Fuel Sub | SDG&E | Com | FoodServ | Com - College | Gas Energy (MMTherm/year) | Energy Efficiency | 0.0035485 | 0.0036913 | 0.0038217 | 0.003973 | 0.0040711 | 0.0041985 | 0.0043185 | 0.004417 | 0.0045107 | 0.0046037 | 0.0046781 | 0.0048395 | 0.0049142
Scenario 3: Aggressive Fuel Sub | SDG&E | Com | FoodServ | Com - College | Gas Energy (MMTherm/year) | Fuel Substitution | 0.00032922 | 0.00037732 | 0.00042553 | 0.00047448 | 0.0005241 | 0.00057482 | 0.00062684 | 0.00068012 | 0.00073463 | 0.00079122 | 0.00084929 | 0.00090888 | 0.00096954
Scenario 3: Aggressive Fuel Sub | SDG&E | Com | FoodServ | Com - Grocery | Electric Demand (MW) | Energy Efficiency | 0.010752 | 0.011585 | 0.012221 | 0.012874 | 0.013435 | 0.014066 | 0.014685 | 0.015271 | 0.015791 | 0.016338 | 0.016847 | 0.017355 | 0.017879
Scenario 3: Aggressive Fuel Sub | SDG&E | Com | FoodServ | Com - Grocery | Electric Demand (MW) | Fuel Substitution | -0.0015483 | -0.0017747 | -0.0019962 | -0.0022146 | -0.00243 | -0.0026424 | -0.0028525 | -0.0030597 | -0.0032637 | -0.0034642 | -0.0036602 | -0.0038511 | -0.0040364
Scenario 3: Aggressive Fuel Sub | SDG&E | Com | FoodServ | Com - Grocery | Electric Energy (GWh/year) | Energy Efficiency | 0.051692 | 0.055639 | 0.058702 | 0.061854 | 0.064563 | 0.067615 | 0.07061 | 0.073455 | 0.075985 | 0.078644 | 0.08113 | 0.083611 | 0.086169
Scenario 3: Aggressive Fuel Sub | SDG&E | Com | FoodServ | Com - Grocery | Electric Energy (GWh/year) | Fuel Substitution | -0.033715 | -0.038107 | -0.042423 | -0.046695 | -0.050926 | -0.055123 | -0.059369 | -0.063633 | -0.067967 | -0.072487 | -0.077049 | -0.081644 | -0.086259
Scenario 3: Aggressive Fuel Sub | SDG&E | Com | FoodServ | Com - Grocery | Gas Energy (MMTherm/year) | Energy Efficiency | 0.022327 | 0.023416 | 0.024396 | 0.025377 | 0.026188 | 0.027086 | 0.027928 | 0.028698 | 0.02934 | 0.029986 | 0.030559 | 0.031113 | 0.031671
Scenario 3: Aggressive Fuel Sub | SDG&E | Com | FoodServ | Com - Grocery | Gas Energy (MMTherm/year) | Fuel Substitution | 0.0035023 | 0.0039584 | 0.0044063 | 0.0048495 | 0.0052881 | 0.0057229 | 0.0061623 | 0.0066032 | 0.0070511 | 0.0075181 | 0.0079893 | 0.0084635 | 0.0089395
Scenario 3: Aggressive Fuel Sub | SDG&E | Com | FoodServ | Com - Health | Electric Demand (MW) | Energy Efficiency | 0.0041091 | 0.0043449 | 0.0045378 | 0.004807 | 0.0049624 | 0.0050718 | 0.0048868 | 0.0050261 | 0.0052632 | 0.005665 | 0.0061844 | 0.0059995 | 0.0059551
Scenario 3: Aggressive Fuel Sub | SDG&E | Com | FoodServ | Com - Health | Electric Demand (MW) | Fuel Substitution | -0.00068295 | -0.00079008 | -0.00089612 | -0.0010019 | -0.0011071 | -0.0012116 | -0.0013152 | -0.0014176 | -0.0015186 | -0.0016185 | -0.0017168 | -0.0018127 | -0.0019056
Scenario 3: Aggressive Fuel Sub | SDG&E | Com | FoodServ | Com - Health | Electric Energy (GWh/year) | Energy Efficiency | 0.020195 | 0.021336 | 0.022287 | 0.023611 | 0.024379 | 0.024925 | 0.024031 | 0.024724 | 0.025895 | 0.027874 | 0.030428 | 0.029538 | 0.029336
Scenario 3: Aggressive Fuel Sub | SDG&E | Com | FoodServ | Com - Health | Electric Energy (GWh/year) | Fuel Substitution | -0.010042 | -0.011463 | -0.012894 | -0.014333 | -0.015788 | -0.017266 | -0.018764 | -0.020278 | -0.021809 | -0.023401 | -0.025044 | -0.026697 | -0.028355
Scenario 3: Aggressive Fuel Sub | SDG&E | Com | FoodServ | Com - Health | Gas Energy (MMTherm/year) | Energy Efficiency | 0.010044 | 0.01042 | 0.010767 | 0.011209 | 0.011468 | 0.011646 | 0.011404 | 0.011603 | 0.011921 | 0.012436 | 0.013083 | 0.012815 | 0.012722
Scenario 3: Aggressive Fuel Sub | SDG&E | Com | FoodServ | Com - Health | Gas Energy (MMTherm/year) | Fuel Substitution | 0.0010632 | 0.0012146 | 0.0013667 | 0.0015195 | 0.0016738 | 0.0018303 | 0.0019887 | 0.0021485 | 0.0023098 | 0.0024773 | 0.0026498 | 0.002823 | 0.0029966
Scenario 3: Aggressive Fuel Sub | SDG&E | Com | FoodServ | Com - Lodging | Electric Demand (MW) | Energy Efficiency | 0.006325 | 0.0065801 | 0.0068106 | 0.007115 | 0.0072844 | 0.0075319 | 0.0077295 | 0.0079176 | 0.0081287 | 0.0083163 | 0.0084599 | 0.008599 | 0.0087595
Scenario 3: Aggressive Fuel Sub | SDG&E | Com | FoodServ | Com - Lodging | Electric Demand (MW) | Fuel Substitution | -0.00094857 | -0.0010855 | -0.0012196 | -0.001352 | -0.0014823 | -0.0016105 | -0.0017369 | -0.0018611 | -0.0019827 | -0.0021016 | -0.0022171 | -0.0023288 | -0.0024364
Scenario 3: Aggressive Fuel Sub | SDG&E | Com | FoodServ | Com - Lodging | Electric Energy (GWh/year) | Energy Efficiency | 0.037843 | 0.03929 | 0.040614 | 0.042347 | 0.043319 | 0.044722 | 0.045841 | 0.046903 | 0.048089 | 0.049141 | 0.049946 | 0.050723 | 0.051616
Scenario 3: Aggressive Fuel Sub | SDG&E | Com | FoodServ | Com - Lodging | Electric Energy (GWh/year) | Fuel Substitution | -0.013263 | -0.015028 | -0.016768 | -0.01849 | -0.020195 | -0.021886 | -0.023576 | -0.025263 | -0.02694 | -0.028606 | -0.030325 | -0.032036 | -0.033732
Scenario 3: Aggressive Fuel Sub | SDG&E | Com | FoodServ | Com - Lodging | Gas Energy (MMTherm/year) | Energy Efficiency | 0.0089694 | 0.0092272 | 0.009463 | 0.0097694 | 0.0099208 | 0.010146 | 0.010309 | 0.010452 | 0.010611 | 0.010737 | 0.010806 | 0.010863 | 0.010936
Scenario 3: Aggressive Fuel Sub | SDG&E | Com | FoodServ | Com - Lodging | Gas Energy (MMTherm/year) | Fuel Substitution | 0.0013729 | 0.0015558 | 0.0017361 | 0.0019145 | 0.002091 | 0.0022658 | 0.0024405 | 0.0026147 | 0.0027877 | 0.0029594 | 0.0031367 | 0.0033129 | 0.0034876
Scenario 3: Aggressive Fuel Sub | SDG&E | Com | FoodServ | Com - Office (Large) | Electric Demand (MW) | Energy Efficiency | 0.00029645 | 0.00030414 | 0.00031071 | 0.00031668 | 0.00032092 | 0.00032667 | 0.00033255 | 0.00033681 | 0.00033846 | 0.00034056 | 0.00034198 | 0.00034336 | 0.00034466
Scenario 3: Aggressive Fuel Sub | SDG&E | Com | FoodServ | Com - Office (Large) | Electric Energy (GWh/year) | Energy Efficiency | 0.0026002 | 0.0026677 | 0.0027253 | 0.0027777 | 0.0028149 | 0.0028653 | 0.0029168 | 0.0029542 | 0.0029687 | 0.0029871 | 0.0029995 | 0.0030117 | 0.0030231
Scenario 3: Aggressive Fuel Sub | SDG&E | Com | FoodServ | Com - Office (Small) | Electric Demand (MW) | Energy Efficiency | 0.00010533 | 0.00010921 | 0.00011271 | 0.00011587 | 0.00011867 | 0.00012125 | 0.00012358 | 0.00012561 | 0.00012742 | 0.000129 | 0.00013042 | 0.00013168 | 0.00013282
Scenario 3: Aggressive Fuel Sub | SDG&E | Com | FoodServ | Com - Office (Small) | Electric Energy (GWh/year) | Energy Efficiency | 0.00092383 | 0.00095788 | 0.0009886 | 0.0010163 | 0.0010408 | 0.0010635 | 0.0010839 | 0.0011018 | 0.0011177 | 0.0011315 | 0.0011439 | 0.001155 | 0.001165
Scenario 3: Aggressive Fuel Sub | SDG&E | Com | FoodServ | Com - Other | Electric Demand (MW) | Energy Efficiency | 0.015911 | 0.017174 | 0.018296 | 0.019399 | 0.020393 | 0.02145 | 0.022484 | 0.023478 | 0.024439 | 0.025401 | 0.026326 | 0.027251 | 0.028192
Scenario 3: Aggressive Fuel Sub | SDG&E | Com | FoodServ | Com - Other | Electric Demand (MW) | Fuel Substitution | -0.004855 | -0.0055614 | -0.0062583 | -0.0069514 | -0.0076401 | -0.0083252 | -0.0090083 | -0.0096878 | -0.010362 | -0.01103 | -0.011689 | -0.012337 | -0.012971
Scenario 3: Aggressive Fuel Sub | SDG&E | Com | FoodServ | Com - Other | Electric Energy (GWh/year) | Energy Efficiency | 0.077118 | 0.083265 | 0.08879 | 0.094242 | 0.099181 | 0.10444 | 0.1096 | 0.11458 | 0.11942 | 0.12426 | 0.12894 | 0.13364 | 0.13841
Scenario 3: Aggressive Fuel Sub | SDG&E | Com | FoodServ | Com - Other | Electric Energy (GWh/year) | Fuel Substitution | -0.029755 | -0.03403 | -0.038272 | -0.042525 | -0.04679 | -0.051079 | -0.055405 | -0.059763 | -0.064152 | -0.068613 | -0.07309 | -0.077572 | -0.082046
Scenario 3: Aggressive Fuel Sub | SDG&E | Com | FoodServ | Com - Other | Gas Energy (MMTherm/year) | Energy Efficiency | 0.024746 | 0.026144 | 0.027475 | 0.028751 | 0.029854 | 0.031018 | 0.032127 | 0.033162 | 0.034131 | 0.035075 | 0.035952 | 0.03681 | 0.037666
Scenario 3: Aggressive Fuel Sub | SDG&E | Com | FoodServ | Com - Other | Gas Energy (MMTherm/year) | Fuel Substitution | 0.0028618 | 0.0032733 | 0.0036817 | 0.004091 | 0.0045017 | 0.0049145 | 0.0053312 | 0.0057509 | 0.0061738 | 0.0066042 | 0.0070363 | 0.0074691 | 0.0079015
Scenario 3: Aggressive Fuel Sub | SDG&E | Com | FoodServ | Com - Restaurant | Electric Demand (MW) | Energy Efficiency | 0.027023 | 0.027824 | 0.028561 | 0.029028 | 0.038381 | 0.040134 | 0.041921 | 0.043648 | 0.045232 | 0.046791 | 0.048341 | 0.049866 | 0.051347
Scenario 3: Aggressive Fuel Sub | SDG&E | Com | FoodServ | Com - Restaurant | Electric Demand (MW) | Fuel Substitution | -0.0097372 | -0.011091 | -0.0124 | -0.013673 | -0.014939 | -0.016186 | -0.017419 | -0.018634 | -0.019829 | -0.021004 | -0.022151 | -0.023269 | -0.024353
Scenario 3: Aggressive Fuel Sub | SDG&E | Com | FoodServ | Com - Restaurant | Electric Energy (GWh/year) | Energy Efficiency | 0.14184 | 0.14597 | 0.14985 | 0.15236 | 0.19989 | 0.20895 | 0.21819 | 0.22712 | 0.23534 | 0.24343 | 0.25149 | 0.25941 | 0.26712
Scenario 3: Aggressive Fuel Sub | SDG&E | Com | FoodServ | Com - Restaurant | Electric Energy (GWh/year) | Fuel Substitution | -0.10585 | -0.11957 | -0.13284 | -0.14579 | -0.15845 | -0.17094 | -0.1833 | -0.19562 | -0.20791 | -0.22039 | -0.23306 | -0.24567 | -0.25818
Scenario 3: Aggressive Fuel Sub | SDG&E | Com | FoodServ | Com - Restaurant | Gas Energy (MMTherm/year) | Energy Efficiency | 0.054022 | 0.055265 | 0.05649 | 0.057297 | 0.069573 | 0.071953 | 0.074322 | 0.076538 | 0.078494 | 0.080333 | 0.082076 | 0.083733 | 0.085284
Scenario 3: Aggressive Fuel Sub | SDG&E | Com | FoodServ | Com - Restaurant | Gas Energy (MMTherm/year) | Fuel Substitution | 0.010671 | 0.012051 | 0.013387 | 0.01469 | 0.015961 | 0.017215 | 0.018456 | 0.019692 | 0.020925 | 0.022177 | 0.02345 | 0.024718 | 0.025975
Scenario 3: Aggressive Fuel Sub | SDG&E | Com | FoodServ | Com - Retail | Electric Demand (MW) | Energy Efficiency | 0.00035049 | 0.00034892 | 0.00034723 | 0.00034092 | 0.00032564 | 0.00031936 | 0.00030857 | 0.00029748 | 0.00028823 | 0.00028302 | 0.00027803 | 0.00027761 | 0.00027961
Scenario 3: Aggressive Fuel Sub | SDG&E | Com | FoodServ | Com - Retail | Electric Energy (GWh/year) | Energy Efficiency | 0.002424 | 0.0024301 | 0.0024336 | 0.00241 | 0.0023359 | 0.002309 | 0.0022563 | 0.0022007 | 0.0021538 | 0.0021275 | 0.0021014 | 0.0020989 | 0.0021085
Scenario 3: Aggressive Fuel Sub | SDG&E | Com | FoodServ | Com - Retail | Gas Energy (MMTherm/year) | Energy Efficiency | 1.4513e-05 | 1.4068e-05 | 1.3659e-05 | 1.2952e-05 | 1.1615e-05 | 1.0985e-05 | 1.0049e-05 | 9.1188e-06 | 8.3552e-06 | 7.9215e-06 | 7.5268e-06 | 7.5015e-06 | 7.6793e-06
Scenario 3: Aggressive Fuel Sub | SDG&E | Com | FoodServ | Com - School | Electric Demand (MW) | Energy Efficiency | 0.0078561 | 0.0083337 | 0.0087638 | 0.0091791 | 0.0095957 | 0.0099822 | 0.010357 | 0.01073 | 0.011106 | 0.011471 | 0.011833 | 0.012187 | 0.012526
Scenario 3: Aggressive Fuel Sub | SDG&E | Com | FoodServ | Com - School | Electric Demand (MW) | Fuel Substitution | -0.00033338 | -0.0003807 | -0.0004268 | -0.00047212 | -0.00051666 | -0.00056047 | -0.00060368 | -0.0006462 | -0.00068793 | -0.00072887 | -0.00076877 | -0.00080754 | -0.00084506
Scenario 3: Aggressive Fuel Sub | SDG&E | Com | FoodServ | Com - School | Electric Energy (GWh/year) | Energy Efficiency | 0.039259 | 0.041621 | 0.043767 | 0.045842 | 0.047927 | 0.049865 | 0.051746 | 0.053621 | 0.055515 | 0.057351 | 0.059179 | 0.060968 | 0.062686
Scenario 3: Aggressive Fuel Sub | SDG&E | Com | FoodServ | Com - School | Electric Energy (GWh/year) | Fuel Substitution | -0.0047365 | -0.0053975 | -0.0060593 | -0.0067323 | -0.0074198 | -0.0081245 | -0.0088519 | -0.0096141 | -0.010403 | -0.01122 | -0.01206 | -0.012922 | -0.013804
Scenario 3: Aggressive Fuel Sub | SDG&E | Com | FoodServ | Com - School | Gas Energy (MMTherm/year) | Energy Efficiency | 0.0085721 | 0.0089068 | 0.0092098 | 0.009485 | 0.009751 | 0.0099784 | 0.010186 | 0.010384 | 0.010578 | 0.010756 | 0.010928 | 0.011088 | 0.011232
Scenario 3: Aggressive Fuel Sub | SDG&E | Com | FoodServ | Com - School | Gas Energy (MMTherm/year) | Fuel Substitution | 0.00049392 | 0.00056299 | 0.00063201 | 0.00070208 | 0.0007735 | 0.00084658 | 0.00092185 | 0.0010006 | 0.001082 | 0.0011661 | 0.0012524 | 0.0013409 | 0.0014313
Scenario 3: Aggressive Fuel Sub | SDG&E | Com | HVAC | Com - College | Electric Demand (MW) | Energy Efficiency | 0.0074254 | 0.0080536 | 0.0086585 | 0.0093495 | 0.0098719 | 0.010416 | 0.01103 | 0.011552 | 0.0063087 | 0.0066738 | 0.0069811 | 0.0076962 | 0.0080419
Scenario 3: Aggressive Fuel Sub | SDG&E | Com | HVAC | Com - College | Electric Energy (GWh/year) | Energy Efficiency | 0.019094 | 0.021069 | 0.022844 | 0.024496 | 0.025962 | 0.026699 | 0.027973 | 0.029047 | 0.011128 | 0.0055853 | 0.0058225 | 0.006323 | 0.013673
Scenario 3: Aggressive Fuel Sub | SDG&E | Com | HVAC | Com - College | Electric Energy (GWh/year) | Fuel Substitution | 2.2667e-07 | 2.4968e-07 | 2.7346e-07 | 4.7593e-07 | 5.1717e-07 | 0 | 0 | 0 | 0 | 0 | 0 | 0 | 0
Scenario 3: Aggressive Fuel Sub | SDG&E | Com | HVAC | Com - College | Gas Energy (MMTherm/year) | Energy Efficiency | 0.00032301 | 0.00054436 | 0.00067286 | 0.00073514 | 0.00077988 | 0.00045559 | 0.00049063 | 0.00052074 | 0.00097113 | 0.00060295 | 0.00063137 | 0.00069912 | 0.0012213
Scenario 3: Aggressive Fuel Sub | SDG&E | Com | HVAC | Com - College | Gas Energy (MMTherm/year) | Fuel Substitution | 5.4886e-08 | 6.0456e-08 | 6.6213e-08 | 8.5731e-08 | 9.3085e-08 | 0 | 0 | 0 | 0 | 0 | 0 | 0 | 0
Scenario 3: Aggressive Fuel Sub | SDG&E | Com | HVAC | Com - Grocery | Electric Demand (MW) | Energy Efficiency | 0.0045476 | 0.0050779 | 0.0056266 | 0.00621 | 0.0067986 | 0.0074391 | 0.0081095 | 0.0088041 | 0.0034156 | 0.0018542 | 0.0019857 | 0.0021194 | 0.00064954
Scenario 3: Aggressive Fuel Sub | SDG&E | Com | HVAC | Com - Grocery | Electric Energy (GWh/year) | Energy Efficiency | 0.024125 | 0.026882 | 0.029727 | 0.032765 | 0.035804 | 0.039144 | 0.042641 | 0.046256 | 0.019133 | 0.011357 | 0.012122 | 0.012907 | 0.0063541
Scenario 3: Aggressive Fuel Sub | SDG&E | Com | HVAC | Com - Grocery | Electric Energy (GWh/year) | Fuel Substitution | -8.472e-05 | -9.2871e-05 | -0.00010124 | -0.00011 | -0.00011918 | 0 | 0 | 0 | 0 | 0 | 0 | 0 | 0
Scenario 3: Aggressive Fuel Sub | SDG&E | Com | HVAC | Com - Grocery | Gas Energy (MMTherm/year) | Energy Efficiency | 0.00027849 | 0.00029864 | 0.00031765 | 0.00034022 | 0.00035748 | 0.00038248 | 0.0004084 | 0.0004335 | 0.00054053 | 0.00059806 | 0.00063029 | 0.00066412 | 0.00070609
Scenario 3: Aggressive Fuel Sub | SDG&E | Com | HVAC | Com - Grocery | Gas Energy (MMTherm/year) | Fuel Substitution | 1.2842e-05 | 1.4074e-05 | 1.5339e-05 | 1.6655e-05 | 1.8027e-05 | 0 | 0 | 0 | 0 | 0 | 0 | 0 | 0
Scenario 3: Aggressive Fuel Sub | SDG&E | Com | HVAC | Com - Health | Electric Demand (MW) | Energy Efficiency | 0.0071464 | 0.0078699 | 0.0086187 | 0.0095103 | 0.010332 | 0.010936 | 0.011536 | 0.012276 | 0.012526 | 0.013168 | 0.01399 | 0.014446 | 0.014927
Scenario 3: Aggressive Fuel Sub | SDG&E | Com | HVAC | Com - Health | Electric Energy (GWh/year) | Energy Efficiency | 0.066788 | 0.072389 | 0.078161 | 0.085237 | 0.091402 | 0.095836 | 0.099225 | 0.1048 | 0.094479 | 0.11228 | 0.11981 | 0.12459 | 0.12771
Scenario 3: Aggressive Fuel Sub | SDG&E | Com | HVAC | Com - Health | Electric Energy (GWh/year) | Fuel Substitution | 3.5146e-06 | 3.8683e-06 | 4.2361e-06 | 4.6152e-06 | 5.0051e-06 | 0 | 0 | 0 | 0 | 0 | 0 | 0 | 0
Scenario 3: Aggressive Fuel Sub | SDG&E | Com | HVAC | Com - Health | Gas Energy (MMTherm/year) | Energy Efficiency | 0.0042392 | 0.0044328 | 0.00463 | 0.0052477 | 0.0056395 | 0.0052149 | 0.0050985 | 0.0052779 | 0.0025505 | 0.0054851 | 0.0059911 | 0.0063496 | 0.0063733
Scenario 3: Aggressive Fuel Sub | SDG&E | Com | HVAC | Com - Health | Gas Energy (MMTherm/year) | Fuel Substitution | 7.0537e-07 | 7.7929e-07 | 8.5603e-07 | 9.359e-07 | 1.0191e-06 | 0 | 0 | 0 | 0 | 0 | 0 | 0 | 0
Scenario 3: Aggressive Fuel Sub | SDG&E | Com | HVAC | Com - Lodging | Electric Demand (MW) | Energy Efficiency | 0.00563 | 0.0062112 | 0.0068049 | 0.0074453 | 0.0080234 | 0.0085709 | 0.0091607 | 0.0097435 | 0.0043888 | 0.0036355 | 0.005459 | 0.0040652 | 0.004293
Scenario 3: Aggressive Fuel Sub | SDG&E | Com | HVAC | Com - Lodging | Electric Energy (GWh/year) | Energy Efficiency | 0.045251 | 0.048854 | 0.052494 | 0.056476 | 0.059889 | 0.06309 | 0.066534 | 0.069883 | 0.027165 | 0.024045 | 0.037358 | 0.026384 | 0.027683
Scenario 3: Aggressive Fuel Sub | SDG&E | Com | HVAC | Com - Lodging | Electric Energy (GWh/year) | Fuel Substitution | -1.183e-05 | -1.3006e-05 | -1.423e-05 | -1.5516e-05 | -1.6868e-05 | 0 | 0 | 0 | 0 | 0 | 0 | 0 | 0
Scenario 3: Aggressive Fuel Sub | SDG&E | Com | HVAC | Com - Lodging | Gas Energy (MMTherm/year) | Energy Efficiency | 0.0021467 | 0.0022546 | 0.0023652 | 0.0025003 | 0.0026021 | 0.0024434 | 0.0025443 | 0.0026458 | 0.00086472 | 0.00085722 | 0.0008435 | 0.00090017 | 0.00093033
Scenario 3: Aggressive Fuel Sub | SDG&E | Com | HVAC | Com - Lodging | Gas Energy (MMTherm/year) | Fuel Substitution | 2.8994e-06 | 3.1828e-06 | 3.4764e-06 | 3.7819e-06 | 4.0998e-06 | 0 | 0 | 0 | 0 | 0 | 0 | 0 | 0
Scenario 3: Aggressive Fuel Sub | SDG&E | Com | HVAC | Com - Office (Large) | Electric Demand (MW) | Energy Efficiency | 0.0084201 | 0.0064834 | 0.0043988 | 0.0022866 | 0.00072668 | 0.00021732 | 0.00022709 | 0.00023566 | 0.0002422 | 0.00024886 | 0.00025477 | 0.00026038 | 0.00026564
Scenario 3: Aggressive Fuel Sub | SDG&E | Com | HVAC | Com - Office (Large) | Electric Energy (GWh/year) | Energy Efficiency | 0.07492 | 0.057135 | 0.038004 | 0.018623 | 0.0042863 | 0.00055604 | 0.00058104 | 0.00060298 | 0.00061971 | 0.00063675 | 0.00065187 | 0.00066623 | 0.00067969
Scenario 3: Aggressive Fuel Sub | SDG&E | Com | HVAC | Com - Office (Large) | Gas Energy (MMTherm/year) | Energy Efficiency | 0.0015236 | 0.0016469 | 0.0017693 | 0.0018932 | 0.00201 | 0 | 0 | 0 | 0 | 0 | 0 | 0 | 0
Scenario 3: Aggressive Fuel Sub | SDG&E | Com | HVAC | Com - Office (Small) | Electric Demand (MW) | Energy Efficiency | 0.0038523 | 0.004153 | 0.0044548 | 0.0047588 | 0.0050542 | 0.0053599 | 0.0056651 | 0.005955 | 0.0062379 | 0.0065065 | 0.0067676 | 0.0070215 | 0.0072675
Scenario 3: Aggressive Fuel Sub | SDG&E | Com | HVAC | Com - Office (Small) | Electric Energy (GWh/year) | Energy Efficiency | 0.0029274 | 0.0031535 | 0.0033788 | 0.0036037 | 0.0038212 | 0.0040433 | 0.004263 | 0.004471 | 0.0046726 | 0.004863 | 0.0050469 | 0.0052241 | 0.0053946
Scenario 3: Aggressive Fuel Sub | SDG&E | Com | HVAC | Com - Office (Small) | Gas Energy (MMTherm/year) | Energy Efficiency | 0.00022801 | 0.00024591 | 0.00026395 | 0.0002822 | 0.00029997 | 0.00031849 | 0.00033705 | 0.00035471 | 0.000372 | 0.00038845 | 0.00040449 | 0.00042014 | 0.00043537
Scenario 3: Aggressive Fuel Sub | SDG&E | Com | HVAC | Com - Other | Electric Demand (MW) | Energy Efficiency | 0.049267 | 0.054405 | 0.059661 | 0.065072 | 0.069847 | 0.075521 | 0.08125 | 0.086819 | 0.088463 | 0.092527 | 0.10116 | 0.10758 | 0.11312
Scenario 3: Aggressive Fuel Sub | SDG&E | Com | HVAC | Com - Other | Electric Energy (GWh/year) | Energy Efficiency | 0.050083 | 0.055701 | 0.0613 | 0.066936 | 0.072022 | 0.07798 | 0.084034 | 0.089985 | 0.083493 | 0.084621 | 0.10186 | 0.11137 | 0.11745
Scenario 3: Aggressive Fuel Sub | SDG&E | Com | HVAC | Com - Other | Electric Energy (GWh/year) | Fuel Substitution | -4.7384e-05 | -5.2234e-05 | -5.7254e-05 | -6.1375e-05 | -6.6738e-05 | 0 | 0 | 0 | 0 | 0 | 0 | 0 | 0
Scenario 3: Aggressive Fuel Sub | SDG&E | Com | HVAC | Com - Other | Gas Energy (MMTherm/year) | Energy Efficiency | 0.0067236 | 0.0073953 | 0.0080917 | 0.0088165 | 0.009452 | 0.010211 | 0.010978 | 0.011721 | 0.012187 | 0.012828 | 0.013772 | 0.014564 | 0.015308
Scenario 3: Aggressive Fuel Sub | SDG&E | Com | HVAC | Com - Other | Gas Energy (MMTherm/year) | Fuel Substitution | 7.8468e-06 | 8.6435e-06 | 9.4674e-06 | 1.0486e-05 | 1.1392e-05 | 0 | 0 | 0 | 0 | 0 | 0 | 0 | 0
Scenario 3: Aggressive Fuel Sub | SDG&E | Com | HVAC | Com - Restaurant | Electric Demand (MW) | Energy Efficiency | 0.0011356 | 0.0010542 | 0.0009884 | 0.00087887 | 0.0035354 | 0.0038023 | 0.0041004 | 0.0044031 | 0.0046849 | 0.0049732 | 0.0052695 | 0.0055662 | 0.0058564
Scenario 3: Aggressive Fuel Sub | SDG&E | Com | HVAC | Com - Restaurant | Electric Energy (GWh/year) | Energy Efficiency | -0.00017584 | -0.0001345 | -9.9614e-05 | -5.4443e-05 | 5.9372e-05 | 7.7573e-05 | 9.8974e-05 | 0.00012407 | 0.00015336 | 0.00018644 | 0.00022363 | 0.00026557 | 0.00031257
Scenario 3: Aggressive Fuel Sub | SDG&E | Com | HVAC | Com - Restaurant | Electric Energy (GWh/year) | Fuel Substitution | 4.0145e-08 | 4.4062e-08 | 3.4933e-07 | 3.7999e-07 | 4.1141e-07 | 0 | 0 | 0 | 0 | 0 | 0 | 0 | 0
Scenario 3: Aggressive Fuel Sub | SDG&E | Com | HVAC | Com - Restaurant | Gas Energy (MMTherm/year) | Energy Efficiency | 0.0031923 | 0.0034953 | 0.0038215 | 0.0041501 | 0.0052409 | 0.0057703 | 0.0063456 | 0.0069594 | 0.0076033 | 0.0082896 | 0.0090206 | 0.0097942 | 0.010608
Scenario 3: Aggressive Fuel Sub | SDG&E | Com | HVAC | Com - Restaurant | Gas Energy (MMTherm/year) | Fuel Substitution | 9.2326e-09 | 1.0133e-08 | 5.1177e-08 | 5.5659e-08 | 6.0254e-08 | 0 | 0 | 0 | 0 | 0 | 0 | 0 | 0
Scenario 3: Aggressive Fuel Sub | SDG&E | Com | HVAC | Com - Retail | Electric Demand (MW) | Energy Efficiency | 0.011917 | 0.012568 | 0.013231 | 0.013746 | 0.013984 | 0.014407 | 0.014751 | 0.015086 | 0.0011148 | 0.00058961 | 0.00030296 | 0.00015029 | 6.4762e-05
Scenario 3: Aggressive Fuel Sub | SDG&E | Com | HVAC | Com - Retail | Electric Energy (GWh/year) | Energy Efficiency | 0.032317 | 0.035226 | 0.038167 | 0.040945 | 0.043397 | 0.045491 | 0.047981 | 0.050422 | 0.0013827 | 0.00041163 | 0.00028351 | 0.00021603 | 0.00017872
Scenario 3: Aggressive Fuel Sub | SDG&E | Com | HVAC | Com - Retail | Electric Energy (GWh/year) | Fuel Substitution | 3.75e-06 | 4.1176e-06 | 4.4952e-06 | 4.8833e-06 | 5.2823e-06 | 0 | 0 | 0 | 0 | 0 | 0 | 0 | 0
Scenario 3: Aggressive Fuel Sub | SDG&E | Com | HVAC | Com - Retail | Gas Energy (MMTherm/year) | Energy Efficiency | 0.00049452 | 0.0005277 | 0.00056117 | 0.00059086 | 0.00061302 | 0.00029929 | 0.00030871 | 0.00031813 | 1.9937e-05 | 9.7231e-06 | 4.6e-06 | 1.8674e-06 | 3.3363e-07
Scenario 3: Aggressive Fuel Sub | SDG&E | Com | HVAC | Com - Retail | Gas Energy (MMTherm/year) | Fuel Substitution | 2.7877e-07 | 3.0604e-07 | 3.3407e-07 | 3.6289e-07 | 3.9253e-07 | 0 | 0 | 0 | 0 | 0 | 0 | 0 | 0
Scenario 3: Aggressive Fuel Sub | SDG&E | Com | HVAC | Com - School | Electric Demand (MW) | Energy Efficiency | 0.014361 | 0.014641 | 0.014804 | 0.014875 | 0.014929 | 0.014895 | 0.014848 | 0.01484 | 0.01541 | 0.016088 | 0.016764 | 0.017418 | 0.018035
Scenario 3: Aggressive Fuel Sub | SDG&E | Com | HVAC | Com - School | Electric Energy (GWh/year) | Energy Efficiency | 0.04549 | 0.043972 | 0.041764 | 0.039021 | 0.036011 | 0.032739 | 0.029471 | 0.026415 | 0.026664 | 0.027666 | 0.028681 | 0.029674 | 0.03062
Scenario 3: Aggressive Fuel Sub | SDG&E | Com | HVAC | Com - School | Electric Energy (GWh/year) | Fuel Substitution | 2.5859e-08 | 2.7968e-08 | 3.0067e-08 | 3.2159e-08 | 3.4245e-08 | 0 | 0 | 0 | 0 | 0 | 0 | 0 | 0
Scenario 3: Aggressive Fuel Sub | SDG&E | Com | HVAC | Com - School | Gas Energy (MMTherm/year) | Energy Efficiency | 0.0027858 | 0.0029375 | 0.0030889 | 0.0032401 | 0.0034043 | 0.0035529 | 0.0036986 | 0.0038484 | 0.0040021 | 0.00415 | 0.0043002 | 0.0044476 | 0.0045882
Scenario 3: Aggressive Fuel Sub | SDG&E | Com | HVAC | Com - School | Gas Energy (MMTherm/year) | Fuel Substitution | 9.8776e-08 | 1.0682e-07 | 1.1483e-07 | 1.2281e-07 | 1.3077e-07 | 0 | 0 | 0 | 0 | 0 | 0 | 0 | 0
Scenario 3: Aggressive Fuel Sub | SDG&E | Com | HVAC | Com - Warehouse | Electric Demand (MW) | Energy Efficiency | 1.3077e-05 | 1.4163e-05 | 1.5235e-05 | 1.634e-05 | 1.7342e-05 | 1.8378e-05 | 1.9349e-05 | 2.029e-05 | 2.1198e-05 | 2.2081e-05 | 2.2895e-05 | 2.3676e-05 | 6.1577e-06
Scenario 3: Aggressive Fuel Sub | SDG&E | Com | HVAC | Com - Warehouse | Electric Energy (GWh/year) | Energy Efficiency | 4.004e-05 | 4.3367e-05 | 4.6648e-05 | 5.0031e-05 | 5.3098e-05 | 5.6273e-05 | 5.9244e-05 | 6.2127e-05 | 6.4906e-05 | 6.761e-05 | 7.0104e-05 | 7.2493e-05 | 1.8854e-05
Scenario 3: Aggressive Fuel Sub | SDG&E | Com | HVAC | Com - Warehouse | Electric Energy (GWh/year) | Fuel Substitution | -8.1579e-06 | -8.9952e-06 | -9.8228e-06 | -1.0736e-05 | -1.1384e-05 | 0 | 0 | 0 | 0 | 0 | 0 | 0 | 0
Scenario 3: Aggressive Fuel Sub | SDG&E | Com | HVAC | Com - Warehouse | Gas Energy (MMTherm/year) | Energy Efficiency | 0 | 0 | 0 | 0 | 0 | 0 | 0 | 0 | 0 | 0 | 0 | 0 | 0
Scenario 3: Aggressive Fuel Sub | SDG&E | Com | HVAC | Com - Warehouse | Gas Energy (MMTherm/year) | Fuel Substitution | 1.3642e-06 | 1.5043e-06 | 1.6678e-06 | 1.8221e-06 | 2.0876e-06 | 0 | 0 | 0 | 0 | 0 | 0 | 0 | 0
Scenario 3: Aggressive Fuel Sub | SDG&E | Com | Lighting | Com - College | Electric Demand (MW) | Energy Efficiency | 0 | 0.0050287 | 0.0073437 | 0.0074618 | 0.0074892 | 0.0075821 | 0.007671 | 0.0077319 | 0.0023867 | 0 | 0 | 0 | 0
Scenario 3: Aggressive Fuel Sub | SDG&E | Com | Lighting | Com - College | Electric Energy (GWh/year) | Energy Efficiency | 0 | 0.019603 | 0.028627 | 0.029088 | 0.029194 | 0.029557 | 0.029903 | 0.03014 | 0.0093039 | 0 | 0 | 0 | 0
Scenario 3: Aggressive Fuel Sub | SDG&E | Com | Lighting | Com - College | Gas Energy (MMTherm/year) | Energy Efficiency | 0 | -8.8034e-05 | -0.00012856 | -0.00013063 | -0.00013111 | -0.00013274 | -0.00013429 | -0.00013536 | -4.1783e-05 | 0 | 0 | 0 | 0
Scenario 3: Aggressive Fuel Sub | SDG&E | Com | Lighting | Com - Grocery | Electric Demand (MW) | Energy Efficiency | 0.008634 | 0.0085813 | 0.0085311 | 0.0085145 | 0.0084693 | 0.0084797 | 0.0084991 | 0.0085169 | 0.0085173 | 0.0061268 | 0.0049939 | 0.0050447 | 0.0050983
Scenario 3: Aggressive Fuel Sub | SDG&E | Com | Lighting | Com - Grocery | Electric Energy (GWh/year) | Energy Efficiency | 0.049473 | 0.049173 | 0.048887 | 0.048794 | 0.048536 | 0.048597 | 0.048709 | 0.048812 | 0.048816 | 0.035157 | 0.028684 | 0.028977 | 0.029284
Scenario 3: Aggressive Fuel Sub | SDG&E | Com | Lighting | Com - Grocery | Gas Energy (MMTherm/year) | Energy Efficiency | -0.00059215 | -0.00058852 | -0.00058507 | -0.00058393 | -0.00058082 | -0.00058153 | -0.00058285 | -0.00058407 | -0.00058409 | -0.00041994 | -0.00034214 | -0.00034563 | -0.0003493
Scenario 3: Aggressive Fuel Sub | SDG&E | Com | Lighting | Com - Health | Electric Demand (MW) | Energy Efficiency | 0.020348 | 0.020046 | 0.019797 | 0.019797 | 0.019545 | 0.019231 | 0.018298 | 0.018156 | 0.018249 | 0.018688 | 0.019351 | 0.018678 | 0.018311
Scenario 3: Aggressive Fuel Sub | SDG&E | Com | Lighting | Com - Health | Electric Energy (GWh/year) | Energy Efficiency | 0.12468 | 0.12283 | 0.12131 | 0.12131 | 0.11976 | 0.11784 | 0.11213 | 0.11126 | 0.11183 | 0.11452 | 0.11858 | 0.11446 | 0.11221
Scenario 3: Aggressive Fuel Sub | SDG&E | Com | Lighting | Com - Health | Gas Energy (MMTherm/year) | Energy Efficiency | -0.00068864 | -0.00067842 | -0.00067001 | -0.00067001 | -0.00066148 | -0.00065084 | -0.0006193 | -0.0006145 | -0.00061764 | -0.0006325 | -0.00065495 | -0.00063217 | -0.00061975
Scenario 3: Aggressive Fuel Sub | SDG&E | Com | Lighting | Com - Office (Large) | Electric Demand (MW) | Energy Efficiency | 0.017217 | 0.017065 | 0.01691 | 0.01678 | 0.016596 | 0.016557 | 0.016566 | 0.016513 | 0.01634 | 0.016227 | 0.016104 | 0.016006 | 0.015926
Scenario 3: Aggressive Fuel Sub | SDG&E | Com | Lighting | Com - Office (Large) | Electric Energy (GWh/year) | Energy Efficiency | 0.12666 | 0.12555 | 0.12441 | 0.12345 | 0.1221 | 0.12181 | 0.12188 | 0.12149 | 0.12021 | 0.11938 | 0.11848 | 0.11776 | 0.11717
Scenario 3: Aggressive Fuel Sub | SDG&E | Com | Lighting | Com - Office (Large) | Gas Energy (MMTherm/year) | Energy Efficiency | -0.00012559 | -0.00012448 | -0.00012335 | -0.0001224 | -0.00012106 | -0.00012078 | -0.00012084 | -0.00012045 | -0.00011919 | -0.00011837 | -0.00011747 | -0.00011675 | -0.00011617
Scenario 3: Aggressive Fuel Sub | SDG&E | Com | Lighting | Com - Refrig. Warehouse | Electric Demand (MW) | Energy Efficiency | 2.0286e-05 | 2.0184e-05 | 2.0117e-05 | 1.9864e-05 | 1.9762e-05 | 1.9716e-05 | 1.9762e-05 | 1.982e-05 | 1.9956e-05 | 2.0058e-05 | 2.0236e-05 | 2.0447e-05 | 2.0653e-05
Scenario 3: Aggressive Fuel Sub | SDG&E | Com | Lighting | Com - Refrig. Warehouse | Electric Energy (GWh/year) | Energy Efficiency | 0.0001805 | 0.00017959 | 0.00017898 | 0.00017673 | 0.00017581 | 0.0001754 | 0.0001758 | 0.00017631 | 0.00017752 | 0.00017843 | 0.00018 | 0.00018188 | 0.00018371
Scenario 3: Aggressive Fuel Sub | SDG&E | Com | Lighting | Com - Restaurant | Electric Demand (MW) | Energy Efficiency | 0.0051987 | 0.0050051 | 0.0048471 | 0.0046828 | 0.0055303 | 0.0055177 | 0.0055195 | 0.0055241 | 0.0055227 | 0.0055266 | 0.0055366 | 0.0055501 | 0.0055653
Scenario 3: Aggressive Fuel Sub | SDG&E | Com | Lighting | Com - Restaurant | Electric Energy (GWh/year) | Energy Efficiency | 0.032527 | 0.031316 | 0.030327 | 0.029299 | 0.0346 | 0.034522 | 0.034532 | 0.034561 | 0.034552 | 0.034577 | 0.034639 | 0.034723 | 0.034818
Scenario 3: Aggressive Fuel Sub | SDG&E | Com | Lighting | Com - Restaurant | Gas Energy (MMTherm/year) | Energy Efficiency | -9.9471e-05 | -9.5767e-05 | -9.2745e-05 | -8.9601e-05 | -0.00010582 | -0.00010558 | -0.00010561 | -0.0001057 | -0.00010568 | -0.00010575 | -0.00010594 | -0.0001062 | -0.00010649
Scenario 3: Aggressive Fuel Sub | SDG&E | Com | Lighting | Com - Retail | Electric Demand (MW) | Energy Efficiency | 0.034921 | 0.033734 | 0.032687 | 0.031631 | 0.030451 | 0.029605 | 0.028731 | 0.027925 | 0.027224 | 0.026662 | 0.026148 | 0.025761 | 0.025448
Scenario 3: Aggressive Fuel Sub | SDG&E | Com | Lighting | Com - Retail | Electric Energy (GWh/year) | Energy Efficiency | 0.21756 | 0.21017 | 0.20364 | 0.19706 | 0.18971 | 0.18444 | 0.179 | 0.17397 | 0.16961 | 0.16611 | 0.1629 | 0.16049 | 0.15854
Scenario 3: Aggressive Fuel Sub | SDG&E | Com | Lighting | Com - Retail | Gas Energy (MMTherm/year) | Energy Efficiency | -0.00032651 | -0.00031541 | -0.00030562 | -0.00029575 | -0.00028472 | -0.00027681 | -0.00026864 | -0.0002611 | -0.00025455 | -0.00024929 | -0.00024448 | -0.00024086 | -0.00023794
Scenario 3: Aggressive Fuel Sub | SDG&E | Com | Lighting | Com - Warehouse | Electric Demand (MW) | Energy Efficiency | 0.00043838 | 0.00044227 | 0.0004464 | 0.00045248 | 0.000456 | 0.00046155 | 0.00046602 | 0.00047064 | 0.00013579 | 0 | 0 | 0 | 0
Scenario 3: Aggressive Fuel Sub | SDG&E | Com | Lighting | Com - Warehouse | Electric Energy (GWh/year) | Energy Efficiency | 0.0036381 | 0.0036704 | 0.0037047 | 0.0037551 | 0.0037843 | 0.0038303 | 0.0038675 | 0.0039058 | 0.0011269 | 0 | 0 | 0 | 0
Scenario 3: Aggressive Fuel Sub | SDG&E | Com | Lighting | Com - Warehouse | Gas Energy (MMTherm/year) | Energy Efficiency | -1.2153e-05 | -1.2261e-05 | -1.2375e-05 | -1.2544e-05 | -1.2641e-05 | -1.2795e-05 | -1.2919e-05 | -1.3047e-05 | -3.7645e-06 | 0 | 0 | 0 | 0
Scenario 3: Aggressive Fuel Sub | SDG&E | Com | WaterHeat | Com - College | Electric Demand (MW) | Energy Efficiency | 0.0060286 | 0.0064856 | 0.006944 | 0.007442 | 0.007889 | 0.0084044 | 0.0089073 | 0.0093934 | 0.0098841 | 0.010386 | 0.01087 | 0.011507 | 0.012017
Scenario 3: Aggressive Fuel Sub | SDG&E | Com | WaterHeat | Com - College | Electric Demand (MW) | Fuel Substitution | 0 | 0 | 0 | 0 | 0 | 0.41218 | 0.47205 | 0.52701 | 0.57246 | 0.63914 | 0.71239 | 0.7647 | 0.80012
Scenario 3: Aggressive Fuel Sub | SDG&E | Com | WaterHeat | Com - College | Electric Energy (GWh/year) | Energy Efficiency | 0.022864 | 0.024598 | 0.026336 | 0.028225 | 0.02992 | 0.031876 | 0.033783 | 0.035627 | 0.037487 | 0.03939 | 0.041226 | 0.043641 | 0.045576
Scenario 3: Aggressive Fuel Sub | SDG&E | Com | WaterHeat | Com - College | Electric Energy (GWh/year) | Fuel Substitution | -0.7304 | -0.80211 | -0.87315 | -0.9441 | -1.0148 | 1.6273 | 1.8635 | 2.0803 | 2.2595 | 2.5225 | 2.8115 | 3.0177 | 3.1572
Scenario 3: Aggressive Fuel Sub | SDG&E | Com | WaterHeat | Com - College | Gas Energy (MMTherm/year) | Energy Efficiency | 0.0058882 | 0.0059825 | 0.0060724 | 0.0061832 | 0.006258 | 0.0034995 | 0.0034949 | 0.0034885 | 2.5786e-05 | 2.6084e-05 | 0.0034685 | 0.0034606 | 0.0034507
Scenario 3: Aggressive Fuel Sub | SDG&E | Com | WaterHeat | Com - College | Gas Energy (MMTherm/year) | Fuel Substitution | 0.082762 | 0.090819 | 0.098798 | 0.10677 | 0.11471 | 0 | 0 | 0 | 0 | 0 | 0 | 0 | 0
Scenario 3: Aggressive Fuel Sub | SDG&E | Com | WaterHeat | Com - Grocery | Electric Demand (MW) | Energy Efficiency | 0.015577 | 0.016798 | 0.018009 | 0.019255 | 0.020446 | 0.021716 | 0.023 | 0.024276 | 0.025511 | 0.026788 | 0.028046 | 0.02932 | 0.030625
Scenario 3: Aggressive Fuel Sub | SDG&E | Com | WaterHeat | Com - Grocery | Electric Energy (GWh/year) | Energy Efficiency | 0.081805 | 0.088219 | 0.094575 | 0.10112 | 0.10737 | 0.11404 | 0.12079 | 0.12749 | 0.13397 | 0.14068 | 0.14729 | 0.15398 | 0.16083
Scenario 3: Aggressive Fuel Sub | SDG&E | Com | WaterHeat | Com - Grocery | Electric Energy (GWh/year) | Fuel Substitution | -0.026095 | -0.02802 | -0.029899 | -0.031797 | -0.033708 | 0 | 0 | 0 | 0 | 0 | 0 | 0 | 0
Scenario 3: Aggressive Fuel Sub | SDG&E | Com | WaterHeat | Com - Grocery | Gas Energy (MMTherm/year) | Energy Efficiency | 0.0034749 | 0.0034796 | 0.0034797 | 0.0034794 | 0.0034735 | 0.0030849 | 0.0030707 | 0.0030554 | 0.00059636 | 0.00060273 | 0.0029833 | 0.002985 | 0.0029663
Scenario 3: Aggressive Fuel Sub | SDG&E | Com | WaterHeat | Com - Grocery | Gas Energy (MMTherm/year) | Fuel Substitution | 0.0035354 | 0.0037962 | 0.0040508 | 0.0043079 | 0.0045669 | 0 | 0 | 0 | 0 | 0 | 0 | 0 | 0
Scenario 3: Aggressive Fuel Sub | SDG&E | Com | WaterHeat | Com - Health | Electric Demand (MW) | Energy Efficiency | 0.019632 | 0.021113 | 0.022602 | 0.024272 | 0.025712 | 0.027076 | 0.027728 | 0.029117 | 0.030748 | 0.032803 | 0.035193 | 0.035838 | 0.036808
Scenario 3: Aggressive Fuel Sub | SDG&E | Com | WaterHeat | Com - Health | Electric Demand (MW) | Fuel Substitution | 0 | 0 | 0 | 0 | 0 | 0.51915 | 0.59807 | 0.67101 | 0.73186 | 0.81745 | 0.91766 | 0.98923 | 1.038
Scenario 3: Aggressive Fuel Sub | SDG&E | Com | WaterHeat | Com - Health | Electric Energy (GWh/year) | Energy Efficiency | 0.16309 | 0.17539 | 0.18776 | 0.20164 | 0.2136 | 0.22494 | 0.23036 | 0.2419 | 0.25545 | 0.27252 | 0.29238 | 0.29773 | 0.30579
Scenario 3: Aggressive Fuel Sub | SDG&E | Com | WaterHeat | Com - Health | Electric Energy (GWh/year) | Fuel Substitution | -1.9804 | -2.1806 | -2.3802 | -2.5811 | -2.7824 | 4.482 | 5.163 | 5.7921 | 6.3167 | 7.0549 | 7.9194 | 8.5363 | 8.9561
Scenario 3: Aggressive Fuel Sub | SDG&E | Com | WaterHeat | Com - Health | Gas Energy (MMTherm/year) | Energy Efficiency | 0.012328 | 0.012574 | 0.012814 | 0.013155 | 0.013348 | 0.0046523 | 0.0046619 | 0.0046717 | 0.00010017 | 0.00010253 | 0.0046686 | 0.0046944 | 0.0046934
Scenario 3: Aggressive Fuel Sub | SDG&E | Com | WaterHeat | Com - Health | Gas Energy (MMTherm/year) | Fuel Substitution | 0.2272 | 0.24998 | 0.27267 | 0.29552 | 0.31842 | 0 | 0 | 0 | 0 | 0 | 0 | 0 | 0
Scenario 3: Aggressive Fuel Sub | SDG&E | Com | WaterHeat | Com - Lodging | Electric Demand (MW) | Energy Efficiency | 0.0045591 | 0.0048503 | 0.005139 | 0.0054599 | 0.0057241 | 0.0059414 | 0.0062198 | 0.0064937 | 0.0067698 | 0.0070435 | 0.0072954 | 0.0075436 | 0.0078008
Scenario 3: Aggressive Fuel Sub | SDG&E | Com | WaterHeat | Com - Lodging | Electric Demand (MW) | Fuel Substitution | 0 | 0 | 0 | 0 | 0 | 0.66344 | 0.75972 | 0.8478 | 0.92003 | 1.0182 | 1.133 | 1.2127 | 1.265
Scenario 3: Aggressive Fuel Sub | SDG&E | Com | WaterHeat | Com - Lodging | Electric Energy (GWh/year) | Energy Efficiency | 0.036946 | 0.039307 | 0.041647 | 0.044249 | 0.046391 | 0.04816 | 0.050417 | 0.052638 | 0.054881 | 0.0571 | 0.059142 | 0.061154 | 0.063239
Scenario 3: Aggressive Fuel Sub | SDG&E | Com | WaterHeat | Com - Lodging | Electric Energy (GWh/year) | Fuel Substitution | -2.7053 | -2.9598 | -3.21 | -3.4584 | -3.7038 | 5.586 | 6.3961 | 7.137 | 7.7442 | 8.5703 | 9.5357 | 10.2058 | 10.6448
Scenario 3: Aggressive Fuel Sub | SDG&E | Com | WaterHeat | Com - Lodging | Gas Energy (MMTherm/year) | Energy Efficiency | 0.055281 | 0.055481 | 0.05573 | 0.056579 | 0.05654 | 0.0082244 | 0.0081668 | 0.008106 | 9.4717e-05 | 9.495e-05 | 0.00461 | 0.0045705 | 0.0049492
Scenario 3: Aggressive Fuel Sub | SDG&E | Com | WaterHeat | Com - Lodging | Gas Energy (MMTherm/year) | Fuel Substitution | 0.30485 | 0.3332 | 0.36107 | 0.38873 | 0.41605 | 0 | 0 | 0 | 0 | 0 | 0 | 0 | 0
Scenario 3: Aggressive Fuel Sub | SDG&E | Com | WaterHeat | Com - Office (Large) | Electric Demand (MW) | Energy Efficiency | 0.0040981 | 0.0043865 | 0.0046689 | 0.0049504 | 0.0052147 | 0.0055048 | 0.0058053 | 0.0060878 | 0.0063324 | 0.0065871 | 0.0068325 | 0.0070793 | 0.0073262
Scenario 3: Aggressive Fuel Sub | SDG&E | Com | WaterHeat | Com - Office (Large) | Electric Demand (MW) | Fuel Substitution | 0 | 0 | 0 | 0 | 0 | 0.055226 | 0.062543 | 0.069164 | 0.074499 | 0.084809 | 0.094096 | 0.10041 | 0.10436
Scenario 3: Aggressive Fuel Sub | SDG&E | Com | WaterHeat | Com - Office (Large) | Electric Energy (GWh/year) | Energy Efficiency | 0.073969 | 0.079174 | 0.084271 | 0.089352 | 0.094122 | 0.099355 | 0.10478 | 0.10988 | 0.11429 | 0.11889 | 0.12332 | 0.12777 | 0.13223
Scenario 3: Aggressive Fuel Sub | SDG&E | Com | WaterHeat | Com - Office (Large) | Electric Energy (GWh/year) | Fuel Substitution | -0.42712 | -0.46592 | -0.50402 | -0.54165 | -0.57884 | 1.0378 | 1.1752 | 1.2995 | 1.3996 | 1.5932 | 1.7675 | 1.8859 | 1.96
Scenario 3: Aggressive Fuel Sub | SDG&E | Com | WaterHeat | Com - Office (Large) | Gas Energy (MMTherm/year) | Energy Efficiency | 0.01257 | 0.012322 | 0.012065 | 0.011815 | 0.011543 | 0.0055605 | 0.0052511 | 0.0049488 | 0 | 0 | 0.0040837 | 0.003809 | 0.003541
Scenario 3: Aggressive Fuel Sub | SDG&E | Com | WaterHeat | Com - Office (Large) | Gas Energy (MMTherm/year) | Fuel Substitution | 0.047626 | 0.051938 | 0.056172 | 0.060353 | 0.064486 | 0 | 0 | 0 | 0 | 0 | 0 | 0 | 0
Scenario 3: Aggressive Fuel Sub | SDG&E | Com | WaterHeat | Com - Office (Small) | Electric Demand (MW) | Energy Efficiency | 0.00024253 | 0.00026007 | 0.00027747 | 0.00029475 | 0.00031178 | 0.00032907 | 0.00034601 | 0.00036267 | 0.00037917 | 0.00039542 | 0.00041154 | 0.00042753 | 0.0004434
Scenario 3: Aggressive Fuel Sub | SDG&E | Com | WaterHeat | Com - Office (Small) | Electric Demand (MW) | Fuel Substitution | 0 | 0 | 0 | 0 | 0 | 0.0039292 | 0.0044713 | 0.0049626 | 0.0053606 | 0.0059494 | 0.0065873 | 0.0070235 | 0.0073029
Scenario 3: Aggressive Fuel Sub | SDG&E | Com | WaterHeat | Com - Office (Small) | Electric Energy (GWh/year) | Energy Efficiency | 0.025892 | 0.027765 | 0.029623 | 0.031468 | 0.033286 | 0.035135 | 0.036944 | 0.038723 | 0.040485 | 0.042219 | 0.04394 | 0.045647 | 0.047342
Scenario 3: Aggressive Fuel Sub | SDG&E | Com | WaterHeat | Com - Office (Small) | Electric Energy (GWh/year) | Fuel Substitution | -0.18795 | -0.20559 | -0.22293 | -0.24004 | -0.25693 | 0.43628 | 0.49645 | 0.55095 | 0.59508 | 0.6604 | 0.73116 | 0.77952 | 0.81046
Scenario 3: Aggressive Fuel Sub | SDG&E | Com | WaterHeat | Com - Office (Small) | Gas Energy (MMTherm/year) | Energy Efficiency | 0.0061503 | 0.0061257 | 0.0060945 | 0.0060585 | 0.0060183 | 0.0056915 | 0.0056319 | 0.0055692 | 0 | 0 | 0.0053229 | 0.0052896 | 0.0052126
Scenario 3: Aggressive Fuel Sub | SDG&E | Com | WaterHeat | Com - Office (Small) | Gas Energy (MMTherm/year) | Fuel Substitution | 0.02077 | 0.022712 | 0.02462 | 0.026502 | 0.028361 | 0 | 0 | 0 | 0 | 0 | 0 | 0 | 0
Scenario 3: Aggressive Fuel Sub | SDG&E | Com | WaterHeat | Com - Other | Electric Demand (MW) | Energy Efficiency | 0.11824 | 0.12801 | 0.1379 | 0.14795 | 0.15767 | 0.16808 | 0.17843 | 0.18875 | 0.19906 | 0.20954 | 0.21995 | 0.23051 | 0.24129
Scenario 3: Aggressive Fuel Sub | SDG&E | Com | WaterHeat | Com - Other | Electric Demand (MW) | Fuel Substitution | 0 | 0 | 0 | 0 | 0 | 2.1698 | 2.483 | 2.7722 | 3.0126 | 3.3873 | 3.7818 | 4.0624 | 4.252
Scenario 3: Aggressive Fuel Sub | SDG&E | Com | WaterHeat | Com - Other | Electric Energy (GWh/year) | Energy Efficiency | 0.76308 | 0.8261 | 0.88998 | 0.95482 | 1.0176 | 1.0847 | 1.1515 | 1.2181 | 1.2847 | 1.3523 | 1.4195 | 1.4876 | 1.5572
Scenario 3: Aggressive Fuel Sub | SDG&E | Com | WaterHeat | Com - Other | Electric Energy (GWh/year) | Fuel Substitution | -6.9059 | -7.5765 | -8.2433 | -8.9104 | -9.5776 | 14.5802 | 16.6839 | 18.6254 | 20.2383 | 22.7543 | 25.4032 | 27.2861 | 28.5567
Scenario 3: Aggressive Fuel Sub | SDG&E | Com | WaterHeat | Com - Other | Gas Energy (MMTherm/year) | Energy Efficiency | 0.023461 | 0.024091 | 0.024711 | 0.025328 | 0.025887 | 0.013368 | 0.01334 | 0.013305 | 0.0014421 | 0.0014607 | 0.012761 | 0.013105 | 0.013042
Scenario 3: Aggressive Fuel Sub | SDG&E | Com | WaterHeat | Com - Other | Gas Energy (MMTherm/year) | Fuel Substitution | 0.76593 | 0.83969 | 0.91301 | 0.98639 | 1.0598 | 0 | 0 | 0 | 0 | 0 | 0 | 0 | 0
Scenario 3: Aggressive Fuel Sub | SDG&E | Com | WaterHeat | Com - Refrig. Warehouse | Electric Demand (MW) | Energy Efficiency | 7.7164e-05 | 8.3027e-05 | 8.8907e-05 | 9.4165e-05 | 9.9751e-05 | 0.00010546 | 0.00011142 | 0.00011741 | 0.00012369 | 0.00012984 | 0.00013632 | 0.00014298 | 0.00014966
Scenario 3: Aggressive Fuel Sub | SDG&E | Com | WaterHeat | Com - Refrig. Warehouse | Electric Demand (MW) | Fuel Substitution | 0 | 0 | 0 | 0 | 0 | 0.00035927 | 0.00041088 | 0.00045819 | 0.00049702 | 0.00054436 | 0.00060535 | 0.00064801 | 0.00067624
Scenario 3: Aggressive Fuel Sub | SDG&E | Com | WaterHeat | Com - Refrig. Warehouse | Electric Energy (GWh/year) | Energy Efficiency | 0.00088714 | 0.00095455 | 0.0010222 | 0.0010826 | 0.0011468 | 0.0012124 | 0.001281 | 0.0013498 | 0.001422 | 0.0014927 | 0.0015672 | 0.0016439 | 0.0017206
Scenario 3: Aggressive Fuel Sub | SDG&E | Com | WaterHeat | Com - Refrig. Warehouse | Electric Energy (GWh/year) | Fuel Substitution | -0.0020695 | -0.0022528 | -0.0024326 | -0.0026097 | -0.0027847 | 0.004295 | 0.0049115 | 0.0054766 | 0.0059401 | 0.0065054 | 0.0072339 | 0.0077431 | 0.0080797
Scenario 3: Aggressive Fuel Sub | SDG&E | Com | WaterHeat | Com - Refrig. Warehouse | Gas Energy (MMTherm/year) | Energy Efficiency | 4.3084e-06 | 4.5331e-06 | 4.754e-06 | 4.9079e-06 | 5.0945e-06 | 0 | 0 | 0.00011191 | 0 | 0 | 0.00010895 | 0.0001109 | 0.00011053
Scenario 3: Aggressive Fuel Sub | SDG&E | Com | WaterHeat | Com - Refrig. Warehouse | Gas Energy (MMTherm/year) | Fuel Substitution | 0.00024143 | 0.00026252 | 0.00028319 | 0.00030355 | 0.00032369 | 0 | 0 | 0 | 0 | 0 | 0 | 0 | 0
Scenario 3: Aggressive Fuel Sub | SDG&E | Com | WaterHeat | Com - Restaurant | Electric Demand (MW) | Energy Efficiency | 0.034191 | 0.035943 | 0.037663 | 0.039172 | 0.04799 | 0.050892 | 0.05374 | 0.056593 | 0.059385 | 0.062195 | 0.065034 | 0.067885 | 0.070733
Scenario 3: Aggressive Fuel Sub | SDG&E | Com | WaterHeat | Com - Restaurant | Electric Demand (MW) | Fuel Substitution | 0 | 0 | 0 | 0 | 0 | 2.0621 | 2.3464 | 2.6045 | 2.8151 | 3.1227 | 3.4668 | 3.7068 | 3.8648
Scenario 3: Aggressive Fuel Sub | SDG&E | Com | WaterHeat | Com - Restaurant | Electric Energy (GWh/year) | Energy Efficiency | 0.17543 | 0.18442 | 0.19325 | 0.20099 | 0.24627 | 0.26117 | 0.27578 | 0.29042 | 0.30475 | 0.31917 | 0.33374 | 0.34837 | 0.36298
Scenario 3: Aggressive Fuel Sub | SDG&E | Com | WaterHeat | Com - Restaurant | Electric Energy (GWh/year) | Fuel Substitution | -4.3831 | -4.7773 | -5.1588 | -5.5289 | -5.9135 | 11.0018 | 12.5177 | 13.8939 | 15.0156 | 16.6555 | 18.4895 | 19.7681 | 20.6089
Scenario 3: Aggressive Fuel Sub | SDG&E | Com | WaterHeat | Com - Restaurant | Gas Energy (MMTherm/year) | Energy Efficiency | 0.0066933 | 0.0068296 | 0.0069679 | 0.0070673 | 0.0089211 | 0.001886 | 0.0019062 | 0.0036942 | 0.0019428 | 0.0019601 | 0.0036812 | 0.0036967 | 0.003695
Scenario 3: Aggressive Fuel Sub | SDG&E | Com | WaterHeat | Com - Restaurant | Gas Energy (MMTherm/year) | Fuel Substitution | 0.50675 | 0.55213 | 0.59602 | 0.6386 | 0.68292 | 0 | 0 | 0 | 0 | 0 | 0 | 0 | 0
Scenario 3: Aggressive Fuel Sub | SDG&E | Com | WaterHeat | Com - Retail | Electric Demand (MW) | Energy Efficiency | 0.0076252 | 0.0080234 | 0.0084042 | 0.0087457 | 0.009029 | 0.0093374 | 0.0096009 | 0.0098454 | 0.009975 | 0.010218 | 0.010449 | 0.010689 | 0.010927
Scenario 3: Aggressive Fuel Sub | SDG&E | Com | WaterHeat | Com - Retail | Electric Demand (MW) | Fuel Substitution | 0 | 0 | 0 | 0 | 0 | 0.077677 | 0.08826 | 0.09772 | 0.10521 | 0.11298 | 0.12404 | 0.13126 | 0.13559
Scenario 3: Aggressive Fuel Sub | SDG&E | Com | WaterHeat | Com - Retail | Electric Energy (GWh/year) | Energy Efficiency | 0.047289 | 0.049779 | 0.052162 | 0.0543 | 0.056076 | 0.058009 | 0.059663 | 0.061198 | 0.062348 | 0.06387 | 0.065311 | 0.06681 | 0.068298
Scenario 3: Aggressive Fuel Sub | SDG&E | Com | WaterHeat | Com - Retail | Electric Energy (GWh/year) | Fuel Substitution | -0.21697 | -0.2367 | -0.25582 | -0.27441 | -0.29245 | 0.50494 | 0.5737 | 0.63513 | 0.68375 | 0.73417 | 0.80601 | 0.8528 | 0.8809
Scenario 3: Aggressive Fuel Sub | SDG&E | Com | WaterHeat | Com - Retail | Gas Energy (MMTherm/year) | Energy Efficiency | 0.011098 | 0.011074 | 0.011038 | 0.010992 | 0.010938 | 0.010636 | 0.010568 | 0.010495 | 0 | 0 | 0.010241 | 0.010162 | 0.010067
Scenario 3: Aggressive Fuel Sub | SDG&E | Com | WaterHeat | Com - Retail | Gas Energy (MMTherm/year) | Fuel Substitution | 0.023581 | 0.025722 | 0.027797 | 0.029814 | 0.03177 | 0 | 0 | 0 | 0 | 0 | 0 | 0 | 0
Scenario 3: Aggressive Fuel Sub | SDG&E | Com | WaterHeat | Com - School | Electric Demand (MW) | Energy Efficiency | 0.0048458 | 0.0052231 | 0.0056009 | 0.0059786 | 0.0063641 | 0.0067537 | 0.0071302 | 0.0075101 | 0.0078957 | 0.0082797 | 0.0086673 | 0.0090555 | 0.0094417
Scenario 3: Aggressive Fuel Sub | SDG&E | Com | WaterHeat | Com - School | Electric Demand (MW) | Fuel Substitution | 0 | 0 | 0 | 0 | 0 | 0.20827 | 0.23637 | 0.2618 | 0.28244 | 0.32211 | 0.35796 | 0.38289 | 0.39911
Scenario 3: Aggressive Fuel Sub | SDG&E | Com | WaterHeat | Com - School | Electric Energy (GWh/year) | Energy Efficiency | 0.065785 | 0.070907 | 0.076036 | 0.081163 | 0.086397 | 0.091704 | 0.096816 | 0.10197 | 0.10721 | 0.11242 | 0.11769 | 0.12296 | 0.1282
Scenario 3: Aggressive Fuel Sub | SDG&E | Com | WaterHeat | Com - School | Electric Energy (GWh/year) | Fuel Substitution | -1.1984 | -1.3115 | -1.4232 | -1.5342 | -1.6446 | 2.9434 | 3.3403 | 3.6993 | 3.9905 | 4.5508 | 5.057 | 5.4087 | 5.6374
Scenario 3: Aggressive Fuel Sub | SDG&E | Com | WaterHeat | Com - School | Gas Energy (MMTherm/year) | Energy Efficiency | 0.0082714 | 0.008329 | 0.0083814 | 0.0084305 | 0.0084875 | 0.0035606 | 0.0034416 | 0.0033237 | 0.00038889 | 0.00039207 | 0.0029766 | 0.002863 | 0.0027505
Scenario 3: Aggressive Fuel Sub | SDG&E | Com | WaterHeat | Com - School | Gas Energy (MMTherm/year) | Fuel Substitution | 0.13687 | 0.14975 | 0.16247 | 0.1751 | 0.18768 | 0 | 0 | 0 | 0 | 0 | 0 | 0 | 0
Scenario 3: Aggressive Fuel Sub | SDG&E | Com | WaterHeat | Com - Warehouse | Electric Demand (MW) | Energy Efficiency | 0.00041962 | 0.00044332 | 0.00046711 | 0.00049183 | 0.00051527 | 0.00053977 | 0.00056372 | 0.00058775 | 0.00048632 | 0.000511 | 0.00053522 | 0.00055965 | 0.00058491
Scenario 3: Aggressive Fuel Sub | SDG&E | Com | WaterHeat | Com - Warehouse | Electric Demand (MW) | Fuel Substitution | 0 | 0 | 0 | 0 | 0 | 0.0011149 | 0.0012764 | 0.0014252 | 0.0015486 | 0.0017225 | 0.0019184 | 0.0020566 | 0.0021493
Scenario 3: Aggressive Fuel Sub | SDG&E | Com | WaterHeat | Com - Warehouse | Electric Energy (GWh/year) | Energy Efficiency | 0.0082138 | 0.0088268 | 0.0094447 | 0.01009 | 0.010705 | 0.011351 | 0.011985 | 0.012624 | 0.01287 | 0.013524 | 0.014165 | 0.014811 | 0.01548
Scenario 3: Aggressive Fuel Sub | SDG&E | Com | WaterHeat | Com - Warehouse | Electric Energy (GWh/year) | Fuel Substitution | -0.016289 | -0.017814 | -0.019322 | -0.020829 | -0.022332 | 0.030718 | 0.035162 | 0.03926 | 0.042654 | 0.047441 | 0.052834 | 0.056635 | 0.059182
Scenario 3: Aggressive Fuel Sub | SDG&E | Com | WaterHeat | Com - Warehouse | Gas Energy (MMTherm/year) | Energy Efficiency | 0.0087562 | 0.0088008 | 0.0088376 | 0.0088696 | 0.0088957 | 0.0087446 | 0.0087582 | 0.0087685 | 0 | 0 | 0.0085954 | 0.008776 | 0.0087693
Scenario 3: Aggressive Fuel Sub | SDG&E | Com | WaterHeat | Com - Warehouse | Gas Energy (MMTherm/year) | Fuel Substitution | 0.0018451 | 0.0020158 | 0.0021847 | 0.0023534 | 0.0025218 | 0 | 0 | 0 | 0 | 0 | 0 | 0 | 0
Scenario 3: Aggressive Fuel Sub | SDG&E | Com | WholeBlg | Com - College | Electric Demand (MW) | Energy Efficiency | 0.040077 | 0.041354 | 0.04271 | 0.044333 | 0.04614 | 0.048002 | 0.050131 | 0.052221 | 0.054383 | 0.05664 | 0.058824 | 0.060783 | 0.061825
Scenario 3: Aggressive Fuel Sub | SDG&E | Com | WholeBlg | Com - College | Electric Energy (GWh/year) | Energy Efficiency | 0.36523 | 0.37687 | 0.38922 | 0.40402 | 0.42048 | 0.43746 | 0.45686 | 0.47591 | 0.4956 | 0.51618 | 0.53608 | 0.55393 | 0.56342
Scenario 3: Aggressive Fuel Sub | SDG&E | Com | WholeBlg | Com - College | Gas Energy (MMTherm/year) | Energy Efficiency | 0.0026244 | 0.0026178 | 0.0026052 | 0.0025961 | 0.0025835 | 0.0025614 | 0.0025411 | 0.0025151 | 0.0024892 | 0.0024679 | 0.0024422 | 0.002414 | 0.0024156
Scenario 3: Aggressive Fuel Sub | SDG&E | Com | WholeBlg | Com - Grocery | Electric Demand (MW) | Energy Efficiency | 0.096551 | 0.099426 | 0.10252 | 0.10621 | 0.11031 | 0.11453 | 0.11896 | 0.12345 | 0.12814 | 0.1328 | 0.13744 | 0.14155 | 0.14155
Scenario 3: Aggressive Fuel Sub | SDG&E | Com | WholeBlg | Com - Grocery | Electric Energy (GWh/year) | Energy Efficiency | 0.87989 | 0.90609 | 0.93433 | 0.96794 | 1.0053 | 1.0437 | 1.0842 | 1.125 | 1.1678 | 1.2102 | 1.2525 | 1.29 | 1.29
Scenario 3: Aggressive Fuel Sub | SDG&E | Com | WholeBlg | Com - Grocery | Gas Energy (MMTherm/year) | Energy Efficiency | 0.00090904 | 0.00091984 | 0.00092919 | 0.00094034 | 0.00095043 | 0.00095635 | 0.00096203 | 0.00096675 | 0.00097208 | 0.00097649 | 0.00098137 | 0.00098565 | 0.00098694
Scenario 3: Aggressive Fuel Sub | SDG&E | Com | WholeBlg | Com - Health | Electric Demand (MW) | Energy Efficiency | 0.11162 | 0.11488 | 0.11828 | 0.12228 | 0.12664 | 0.13098 | 0.13579 | 0.14034 | 0.14505 | 0.15005 | 0.15494 | 0.15905 | 0.16269
Scenario 3: Aggressive Fuel Sub | SDG&E | Com | WholeBlg | Com - Health | Electric Energy (GWh/year) | Energy Efficiency | 1.0172 | 1.0469 | 1.0779 | 1.1143 | 1.1541 | 1.1937 | 1.2374 | 1.279 | 1.3219 | 1.3675 | 1.412 | 1.4494 | 1.4827
Scenario 3: Aggressive Fuel Sub | SDG&E | Com | WholeBlg | Com - Health | Gas Energy (MMTherm/year) | Energy Efficiency | 0.0044007 | 0.0044939 | 0.0045783 | 0.0046687 | 0.0047518 | 0.0048064 | 0.004847 | 0.0048828 | 0.0049237 | 0.0049548 | 0.0050027 | 0.0050419 | 0.0050522
Scenario 3: Aggressive Fuel Sub | SDG&E | Com | WholeBlg | Com - Lodging | Electric Demand (MW) | Energy Efficiency | 0.056059 | 0.057376 | 0.058765 | 0.06052 | 0.062427 | 0.064341 | 0.066515 | 0.068573 | 0.070668 | 0.07282 | 0.074788 | 0.076379 | 0.07784
Scenario 3: Aggressive Fuel Sub | SDG&E | Com | WholeBlg | Com - Lodging | Electric Energy (GWh/year) | Energy Efficiency | 0.51088 | 0.52288 | 0.53554 | 0.55153 | 0.56891 | 0.58636 | 0.60617 | 0.62492 | 0.64402 | 0.66363 | 0.68157 | 0.69606 | 0.70938
Scenario 3: Aggressive Fuel Sub | SDG&E | Com | WholeBlg | Com - Lodging | Gas Energy (MMTherm/year) | Energy Efficiency | 0.0032279 | 0.0032507 | 0.0032675 | 0.0032901 | 0.0033069 | 0.0033106 | 0.0033143 | 0.0033119 | 0.0033107 | 0.0033118 | 0.0033096 | 0.0033047 | 0.0033074
Scenario 3: Aggressive Fuel Sub | SDG&E | Com | WholeBlg | Com - Office (Large) | Electric Demand (MW) | Energy Efficiency | 0.19212 | 0.19655 | 0.20112 | 0.20662 | 0.21267 | 0.21874 | 0.22591 | 0.23261 | 0.23937 | 0.2463 | 0.25257 | 0.25773 | 0.26496
Scenario 3: Aggressive Fuel Sub | SDG&E | Com | WholeBlg | Com - Office (Large) | Electric Energy (GWh/year) | Energy Efficiency | 1.7509 | 1.7912 | 1.8328 | 1.883 | 1.9381 | 1.9934 | 2.0588 | 2.1198 | 2.1815 | 2.2446 | 2.3017 | 2.3487 | 2.4146
Scenario 3: Aggressive Fuel Sub | SDG&E | Com | WholeBlg | Com - Office (Large) | Gas Energy (MMTherm/year) | Energy Efficiency | 0.0055626 | 0.0055883 | 0.0056006 | 0.0056201 | 0.005631 | 0.0056245 | 0.0056258 | 0.0056147 | 0.0056049 | 0.0056117 | 0.0056038 | 0.0055925 | 0.0055908
Scenario 3: Aggressive Fuel Sub | SDG&E | Com | WholeBlg | Com - Office (Small) | Electric Demand (MW) | Energy Efficiency | 0.057577 | 0.058671 | 0.059856 | 0.061371 | 0.063094 | 0.064834 | 0.066826 | 0.068742 | 0.070713 | 0.072932 | 0.074807 | 0.076372 | 0.077636
Scenario 3: Aggressive Fuel Sub | SDG&E | Com | WholeBlg | Com - Office (Small) | Electric Energy (GWh/year) | Energy Efficiency | 0.52471 | 0.53468 | 0.54548 | 0.55928 | 0.57499 | 0.59084 | 0.609 | 0.62646 | 0.64442 | 0.66465 | 0.68173 | 0.696 | 0.70752
Scenario 3: Aggressive Fuel Sub | SDG&E | Com | WholeBlg | Com - Office (Small) | Gas Energy (MMTherm/year) | Energy Efficiency | 0.00048878 | 0.00049512 | 0.0005007 | 0.00050728 | 0.00051335 | 0.00051675 | 0.00051933 | 0.00052172 | 0.00052448 | 0.00052625 | 0.00052854 | 0.00053048 | 0.00053133
Scenario 3: Aggressive Fuel Sub | SDG&E | Com | WholeBlg | Com - Other | Electric Demand (MW) | Energy Efficiency | 0.1016 | 0.10422 | 0.10696 | 0.11034 | 0.11406 | 0.11782 | 0.12227 | 0.12649 | 0.13079 | 0.13523 | 0.13936 | 0.14286 | 0.14708
Scenario 3: Aggressive Fuel Sub | SDG&E | Com | WholeBlg | Com - Other | Electric Energy (GWh/year) | Energy Efficiency | 0.92594 | 0.94978 | 0.97477 | 1.0056 | 1.0395 | 1.0737 | 1.1143 | 1.1528 | 1.1919 | 1.2324 | 1.27 | 1.3019 | 1.3404
Scenario 3: Aggressive Fuel Sub | SDG&E | Com | WholeBlg | Com - Other | Gas Energy (MMTherm/year) | Energy Efficiency | 0.0072321 | 0.0073261 | 0.0074085 | 0.0075055 | 0.0075944 | 0.0076507 | 0.0077083 | 0.0077562 | 0.0078083 | 0.0078583 | 0.0079077 | 0.0079525 | 0.0079616
Scenario 3: Aggressive Fuel Sub | SDG&E | Com | WholeBlg | Com - Refrig. Warehouse | Electric Demand (MW) | Energy Efficiency | 0.0021094 | 0.0022145 | 0.0023287 | 0.002463 | 0.0026017 | 0.0027258 | 0.0028534 | 0.0029871 | 0.0031296 | 0.0032744 | 0.0034247 | 0.0035655 | 0.0035824
Scenario 3: Aggressive Fuel Sub | SDG&E | Com | WholeBlg | Com - Refrig. Warehouse | Electric Energy (GWh/year) | Energy Efficiency | 0.019223 | 0.020181 | 0.021222 | 0.022446 | 0.02371 | 0.024841 | 0.026004 | 0.027222 | 0.028521 | 0.029841 | 0.03121 | 0.032493 | 0.032648
Scenario 3: Aggressive Fuel Sub | SDG&E | Com | WholeBlg | Com - Refrig. Warehouse | Gas Energy (MMTherm/year) | Energy Efficiency | 3.0758e-05 | 3.106e-05 | 3.1325e-05 | 3.1661e-05 | 3.1975e-05 | 3.211e-05 | 3.2187e-05 | 3.2265e-05 | 3.2373e-05 | 3.2387e-05 | 3.2473e-05 | 3.2548e-05 | 3.263e-05
Scenario 3: Aggressive Fuel Sub | SDG&E | Com | WholeBlg | Com - Restaurant | Electric Demand (MW) | Energy Efficiency | 0.085148 | 0.091566 | 0.098641 | 0.062862 | 0.065162 | 0.067522 | 0.070062 | 0.072615 | 0.075277 | 0.077963 | 0.080588 | 0.082877 | 0.083093
Scenario 3: Aggressive Fuel Sub | SDG&E | Com | WholeBlg | Com - Restaurant | Electric Energy (GWh/year) | Energy Efficiency | 1.1384 | 1.261 | 1.3968 | 0.57287 | 0.59384 | 0.61535 | 0.63849 | 0.66176 | 0.68602 | 0.7105 | 0.73442 | 0.75528 | 0.75725
Scenario 3: Aggressive Fuel Sub | SDG&E | Com | WholeBlg | Com - Restaurant | Gas Energy (MMTherm/year) | Energy Efficiency | -0.0010315 | -0.0017047 | -0.0024618 | 0.0030787 | 0.0031133 | 0.0031312 | 0.0031441 | 0.0031564 | 0.0031714 | 0.0031745 | 0.0031871 | 0.0031978 | 0.003205
Scenario 3: Aggressive Fuel Sub | SDG&E | Com | WholeBlg | Com - Retail | Electric Demand (MW) | Energy Efficiency | 0.076453 | 0.07544 | 0.074334 | 0.073642 | 0.073711 | 0.073585 | 0.074333 | 0.075232 | 0.076478 | 0.077996 | 0.079449 | 0.080468 | 0.083089
Scenario 3: Aggressive Fuel Sub | SDG&E | Com | WholeBlg | Com - Retail | Electric Energy (GWh/year) | Energy Efficiency | 2.9299 | 3.3672 | 3.833 | 4.3061 | 4.701 | 5.1215 | 5.5015 | 5.8135 | 6.0669 | 6.2866 | 6.4543 | 6.6055 | 6.7699
Scenario 3: Aggressive Fuel Sub | SDG&E | Com | WholeBlg | Com - Retail | Gas Energy (MMTherm/year) | Energy Efficiency | 0.016045 | 0.019114 | 0.022384 | 0.025678 | 0.028387 | 0.031282 | 0.033841 | 0.035925 | 0.037585 | 0.038998 | 0.040057 | 0.041029 | 0.041995
Scenario 3: Aggressive Fuel Sub | SDG&E | Com | WholeBlg | Com - School | Electric Demand (MW) | Energy Efficiency | 0.034981 | 0.035792 | 0.036652 | 0.037737 | 0.038954 | 0.040179 | 0.041672 | 0.043088 | 0.044525 | 0.046018 | 0.047394 | 0.048565 | 0.049782
Scenario 3: Aggressive Fuel Sub | SDG&E | Com | WholeBlg | Com - School | Electric Energy (GWh/year) | Energy Efficiency | 0.31879 | 0.32618 | 0.33401 | 0.34391 | 0.355 | 0.36616 | 0.37977 | 0.39267 | 0.40577 | 0.41937 | 0.43191 | 0.44259 | 0.45368
Scenario 3: Aggressive Fuel Sub | SDG&E | Com | WholeBlg | Com - School | Gas Energy (MMTherm/year) | Energy Efficiency | 0.0012693 | 0.0012787 | 0.001286 | 0.0012961 | 0.0013052 | 0.001309 | 0.0013124 | 0.0013145 | 0.0013175 | 0.001321 | 0.0013242 | 0.0013267 | 0.0013286
Scenario 3: Aggressive Fuel Sub | SDG&E | Com | WholeBlg | Com - Warehouse | Electric Demand (MW) | Energy Efficiency | 0.032639 | 0.033561 | 0.034544 | 0.035742 | 0.037054 | 0.038369 | 0.039864 | 0.041299 | 0.042778 | 0.044308 | 0.045756 | 0.047006 | 0.048422
Scenario 3: Aggressive Fuel Sub | SDG&E | Com | WholeBlg | Com - Warehouse | Electric Energy (GWh/year) | Energy Efficiency | 0.29744 | 0.30585 | 0.3148 | 0.32573 | 0.33769 | 0.34967 | 0.36329 | 0.37637 | 0.38985 | 0.40379 | 0.41699 | 0.42838 | 0.44128
Scenario 3: Aggressive Fuel Sub | SDG&E | Com | WholeBlg | Com - Warehouse | Gas Energy (MMTherm/year) | Energy Efficiency | 0.0018257 | 0.0018532 | 0.0018783 | 0.0019075 | 0.0019347 | 0.0019514 | 0.0019644 | 0.0019772 | 0.0019918 | 0.0020005 | 0.0020131 | 0.0020244 | 0.0020293
Scenario 3: Aggressive Fuel Sub | SDG&E | Ind | WholeBlg | Ind - All Other Industrial | Electric Demand (MW) | Energy Efficiency | 0.035261 | 0.035243 | 0.035241 | 0.03536 | 0.035413 | 0.035463 | 0.035553 | 0.035598 | 0.03563 | 0.035663 | 0.035645 | 0.035638 | 0.035619
Scenario 3: Aggressive Fuel Sub | SDG&E | Ind | WholeBlg | Ind - All Other Industrial | Electric Energy (GWh/year) | Energy Efficiency | 0.25846 | 0.25833 | 0.25831 | 0.25918 | 0.25956 | 0.25992 | 0.26057 | 0.2609 | 0.26113 | 0.26136 | 0.26123 | 0.26117 | 0.26102
Scenario 3: Aggressive Fuel Sub | SDG&E | Ind | WholeBlg | Ind - All Other Industrial | Gas Energy (MMTherm/year) | Energy Efficiency | 0.012219 | 0.012255 | 0.012273 | 0.012287 | 0.012295 | 0.012284 | 0.012265 | 0.012253 | 0.012246 | 0.012245 | 0.012249 | 0.012258 | 0.012268
Scenario 3: Aggressive Fuel Sub | SDG&E | Ind | WholeBlg | Ind - Chemicals | Electric Demand (MW) | Energy Efficiency | 0.038865 | 0.039178 | 0.039487 | 0.039903 | 0.040228 | 0.040515 | 0.040802 | 0.040998 | 0.041186 | 0.04137 | 0.04148 | 0.04158 | 0.041649
Scenario 3: Aggressive Fuel Sub | SDG&E | Ind | WholeBlg | Ind - Chemicals | Electric Energy (GWh/year) | Energy Efficiency | 0.28488 | 0.28717 | 0.28943 | 0.29247 | 0.29485 | 0.29694 | 0.29904 | 0.30047 | 0.30185 | 0.30319 | 0.30398 | 0.30471 | 0.30521
Scenario 3: Aggressive Fuel Sub | SDG&E | Ind | WholeBlg | Ind - Chemicals | Gas Energy (MMTherm/year) | Energy Efficiency | 0.015043 | 0.015113 | 0.01517 | 0.015216 | 0.015254 | 0.015276 | 0.015281 | 0.01528 | 0.01528 | 0.01528 | 0.015276 | 0.015267 | 0.015253
Scenario 3: Aggressive Fuel Sub | SDG&E | Ind | WholeBlg | Ind - Electronics | Electric Demand (MW) | Energy Efficiency | 0.12251 | 0.12399 | 0.12552 | 0.12743 | 0.12908 | 0.13072 | 0.13252 | 0.13416 | 0.13573 | 0.13729 | 0.1386 | 0.13991 | 0.14112
Scenario 3: Aggressive Fuel Sub | SDG&E | Ind | WholeBlg | Ind - Electronics | Electric Energy (GWh/year) | Energy Efficiency | 0.89804 | 0.9088 | 0.92004 | 0.93403 | 0.94608 | 0.95807 | 0.97123 | 0.98323 | 0.99475 | 1.0061 | 1.0157 | 1.0253 | 1.0341
Scenario 3: Aggressive Fuel Sub | SDG&E | Ind | WholeBlg | Ind - Electronics | Gas Energy (MMTherm/year) | Energy Efficiency | 0.016572 | 0.016811 | 0.017045 | 0.017271 | 0.017492 | 0.017704 | 0.017914 | 0.018133 | 0.018355 | 0.01858 | 0.018805 | 0.019028 | 0.019246
Scenario 3: Aggressive Fuel Sub | SDG&E | Ind | WholeBlg | Ind - Fabricated Metals | Electric Demand (MW) | Energy Efficiency | 0.020212 | 0.020349 | 0.020501 | 0.02066 | 0.020752 | 0.020812 | 0.020874 | 0.020902 | 0.020918 | 0.020934 | 0.02091 | 0.02088 | 0.020831
Scenario 3: Aggressive Fuel Sub | SDG&E | Ind | WholeBlg | Ind - Fabricated Metals | Electric Energy (GWh/year) | Energy Efficiency | 0.14816 | 0.14916 | 0.15026 | 0.15143 | 0.1521 | 0.15254 | 0.15299 | 0.15319 | 0.15331 | 0.15341 | 0.15324 | 0.15301 | 0.15266
Scenario 3: Aggressive Fuel Sub | SDG&E | Ind | WholeBlg | Ind - Fabricated Metals | Gas Energy (MMTherm/year) | Energy Efficiency | 0.0044971 | 0.0045362 | 0.0045735 | 0.0045928 | 0.0046029 | 0.0046017 | 0.0045931 | 0.0045834 | 0.0045733 | 0.0045637 | 0.0045524 | 0.0045383 | 0.0045214
Scenario 3: Aggressive Fuel Sub | SDG&E | Ind | WholeBlg | Ind - Food | Electric Demand (MW) | Energy Efficiency | 0.055068 | 0.054891 | 0.054744 | 0.054791 | 0.054734 | 0.05469 | 0.054713 | 0.054657 | 0.054578 | 0.054499 | 0.05433 | 0.054166 | 0.053976
Scenario 3: Aggressive Fuel Sub | SDG&E | Ind | WholeBlg | Ind - Food | Electric Energy (GWh/year) | Energy Efficiency | 0.40365 | 0.40234 | 0.40126 | 0.40159 | 0.40117 | 0.40084 | 0.401 | 0.40058 | 0.39999 | 0.3994 | 0.39816 | 0.39695 | 0.39555
Scenario 3: Aggressive Fuel Sub | SDG&E | Ind | WholeBlg | Ind - Food | Gas Energy (MMTherm/year) | Energy Efficiency | 0.024321 | 0.024169 | 0.024 | 0.02383 | 0.023653 | 0.023461 | 0.023262 | 0.023068 | 0.022882 | 0.022707 | 0.022532 | 0.022358 | 0.022182
Scenario 3: Aggressive Fuel Sub | SDG&E | Ind | WholeBlg | Ind - Industrial Machinery | Electric Demand (MW) | Energy Efficiency | 0.037666 | 0.037963 | 0.038302 | 0.038618 | 0.038769 | 0.038864 | 0.038997 | 0.039071 | 0.039131 | 0.039193 | 0.039176 | 0.039145 | 0.039078
Scenario 3: Aggressive Fuel Sub | SDG&E | Ind | WholeBlg | Ind - Industrial Machinery | Electric Energy (GWh/year) | Energy Efficiency | 0.27609 | 0.27827 | 0.28074 | 0.28305 | 0.28415 | 0.28484 | 0.28581 | 0.28635 | 0.28678 | 0.28723 | 0.2871 | 0.28687 | 0.28637
Scenario 3: Aggressive Fuel Sub | SDG&E | Ind | WholeBlg | Ind - Industrial Machinery | Gas Energy (MMTherm/year) | Energy Efficiency | 0.030988 | 0.031402 | 0.031818 | 0.032034 | 0.032121 | 0.032113 | 0.032083 | 0.032052 | 0.032024 | 0.032006 | 0.031968 | 0.031901 | 0.031809
Scenario 3: Aggressive Fuel Sub | SDG&E | Ind | WholeBlg | Ind - Lumber & Furniture | Electric Demand (MW) | Energy Efficiency | 0.0026862 | 0.0026841 | 0.002684 | 0.0026929 | 0.0026973 | 0.0027005 | 0.002705 | 0.0027058 | 0.0027055 | 0.002705 | 0.0027002 | 0.0026957 | 0.0026898
Scenario 3: Aggressive Fuel Sub | SDG&E | Ind | WholeBlg | Ind - Lumber & Furniture | Electric Energy (GWh/year) | Energy Efficiency | 0.01969 | 0.019674 | 0.019673 | 0.019738 | 0.01977 | 0.019793 | 0.019825 | 0.019831 | 0.019828 | 0.019824 | 0.019789 | 0.019755 | 0.019711
Scenario 3: Aggressive Fuel Sub | SDG&E | Ind | WholeBlg | Ind - Lumber & Furniture | Gas Energy (MMTherm/year) | Energy Efficiency | 0.00015599 | 0.0001568 | 0.0001574 | 0.00015786 | 0.0001583 | 0.00015813 | 0.00015742 | 0.00015676 | 0.00015615 | 0.0001556 | 0.0001551 | 0.00015454 | 0.0001539
Scenario 3: Aggressive Fuel Sub | SDG&E | Ind | WholeBlg | Ind - Paper | Electric Demand (MW) | Energy Efficiency | 0.0034704 | 0.0034456 | 0.0034224 | 0.0034182 | 0.0034084 | 0.003395 | 0.0033861 | 0.0033755 | 0.0033669 | 0.0033611 | 0.0033513 | 0.0033412 | 0.0033293
Scenario 3: Aggressive Fuel Sub | SDG&E | Ind | WholeBlg | Ind - Paper | Electric Energy (GWh/year) | Energy Efficiency | 0.025438 | 0.025255 | 0.025085 | 0.025054 | 0.024982 | 0.024883 | 0.024817 | 0.024739 | 0.024676 | 0.024633 | 0.02456 | 0.024485 | 0.024398
Scenario 3: Aggressive Fuel Sub | SDG&E | Ind | WholeBlg | Ind - Paper | Gas Energy (MMTherm/year) | Energy Efficiency | 8.7731e-06 | 8.7067e-06 | 8.6349e-06 | 8.5812e-06 | 8.5279e-06 | 8.4597e-06 | 8.3907e-06 | 8.3314e-06 | 8.282e-06 | 8.2416e-06 | 8.2044e-06 | 8.1646e-06 | 8.1234e-06
Scenario 3: Aggressive Fuel Sub | SDG&E | Ind | WholeBlg | Ind - Petroleum | Electric Demand (MW) | Energy Efficiency | 0.0020329 | 0.0020278 | 0.0020247 | 0.002029 | 0.0020297 | 0.0020313 | 0.0020353 | 0.0020365 | 0.0020367 | 0.0020366 | 0.002033 | 0.0020296 | 0.0020254
Scenario 3: Aggressive Fuel Sub | SDG&E | Ind | WholeBlg | Ind - Petroleum | Electric Energy (GWh/year) | Energy Efficiency | 0.014901 | 0.014863 | 0.014841 | 0.014871 | 0.014877 | 0.014888 | 0.014917 | 0.014925 | 0.014927 | 0.014925 | 0.014899 | 0.014874 | 0.014842
Scenario 3: Aggressive Fuel Sub | SDG&E | Ind | WholeBlg | Ind - Petroleum | Gas Energy (MMTherm/year) | Energy Efficiency | 1.1219e-05 | 1.1224e-05 | 1.1227e-05 | 1.1227e-05 | 1.122e-05 | 1.1199e-05 | 1.1171e-05 | 1.1139e-05 | 1.1111e-05 | 1.1084e-05 | 1.1051e-05 | 1.1014e-05 | 1.0975e-05
Scenario 3: Aggressive Fuel Sub | SDG&E | Ind | WholeBlg | Ind - Plastics | Electric Demand (MW) | Energy Efficiency | 0.013994 | 0.013998 | 0.01401 | 0.014068 | 0.014101 | 0.014135 | 0.014179 | 0.014198 | 0.014211 | 0.014222 | 0.014208 | 0.014196 | 0.014176
Scenario 3: Aggressive Fuel Sub | SDG&E | Ind | WholeBlg | Ind - Plastics | Electric Energy (GWh/year) | Energy Efficiency | 0.10258 | 0.1026 | 0.10269 | 0.10311 | 0.10335 | 0.1036 | 0.10392 | 0.10406 | 0.10415 | 0.10422 | 0.10413 | 0.10403 | 0.10388
Scenario 3: Aggressive Fuel Sub | SDG&E | Ind | WholeBlg | Ind - Plastics | Gas Energy (MMTherm/year) | Energy Efficiency | 0.0031663 | 0.0032974 | 0.0034151 | 0.0035198 | 0.0036192 | 0.0036981 | 0.00375 | 0.0037801 | 0.003815 | 0.0038516 | 0.0038865 | 0.0039158 | 0.00394
Scenario 3: Aggressive Fuel Sub | SDG&E | Ind | WholeBlg | Ind - Primary Metals | Electric Demand (MW) | Energy Efficiency | 0.0046907 | 0.0047334 | 0.0047831 | 0.0048424 | 0.0048849 | 0.0049219 | 0.0049649 | 0.0050008 | 0.0050349 | 0.0050685 | 0.0050915 | 0.0051124 | 0.0051289
Scenario 3: Aggressive Fuel Sub | SDG&E | Ind | WholeBlg | Ind - Primary Metals | Electric Energy (GWh/year) | Energy Efficiency | 0.034383 | 0.034695 | 0.035059 | 0.035492 | 0.035804 | 0.036074 | 0.036388 | 0.036651 | 0.0369 | 0.037146 | 0.037313 | 0.037466 | 0.037586
Scenario 3: Aggressive Fuel Sub | SDG&E | Ind | WholeBlg | Ind - Primary Metals | Gas Energy (MMTherm/year) | Energy Efficiency | 0.016125 | 0.01615 | 0.016176 | 0.01619 | 0.016193 | 0.016185 | 0.016174 | 0.016164 | 0.016153 | 0.016142 | 0.016126 | 0.016106 | 0.016081
Scenario 3: Aggressive Fuel Sub | SDG&E | Ind | WholeBlg | Ind - Printing & Publishing | Electric Demand (MW) | Energy Efficiency | 0.017813 | 0.017783 | 0.017769 | 0.017818 | 0.017833 | 0.017848 | 0.017885 | 0.017897 | 0.017903 | 0.017907 | 0.017881 | 0.017855 | 0.01782
Scenario 3: Aggressive Fuel Sub | SDG&E | Ind | WholeBlg | Ind - Printing & Publishing | Electric Energy (GWh/year) | Energy Efficiency | 0.13057 | 0.13035 | 0.13024 | 0.1306 | 0.1307 | 0.13081 | 0.13108 | 0.13117 | 0.13121 | 0.13124 | 0.13104 | 0.13085 | 0.13059
Scenario 3: Aggressive Fuel Sub | SDG&E | Ind | WholeBlg | Ind - Printing & Publishing | Gas Energy (MMTherm/year) | Energy Efficiency | 0.001058 | 0.0010704 | 0.0010816 | 0.0010925 | 0.0011014 | 0.0011074 | 0.0011123 | 0.0011175 | 0.0011233 | 0.001129 | 0.0011341 | 0.0011384 | 0.0011421
Scenario 3: Aggressive Fuel Sub | SDG&E | Ind | WholeBlg | Ind - Stone-Glass-Clay | Electric Demand (MW) | Energy Efficiency | 0.0048645 | 0.0049024 | 0.0049324 | 0.0049739 | 0.0050035 | 0.0050279 | 0.0050523 | 0.0050684 | 0.0050816 | 0.0050943 | 0.0050991 | 0.0051045 | 0.0051063
Scenario 3: Aggressive Fuel Sub | SDG&E | Ind | WholeBlg | Ind - Stone-Glass-Clay | Electric Energy (GWh/year) | Energy Efficiency | 0.035657 | 0.035934 | 0.036154 | 0.036457 | 0.036673 | 0.036851 | 0.037029 | 0.037146 | 0.037242 | 0.037334 | 0.037369 | 0.037408 | 0.03742
Scenario 3: Aggressive Fuel Sub | SDG&E | Ind | WholeBlg | Ind - Stone-Glass-Clay | Gas Energy (MMTherm/year) | Energy Efficiency | 0.01316 | 0.013375 | 0.013532 | 0.013659 | 0.013768 | 0.013841 | 0.013881 | 0.013915 | 0.013946 | 0.013978 | 0.014009 | 0.014038 | 0.014059
Scenario 3: Aggressive Fuel Sub | SDG&E | Ind | WholeBlg | Ind - Textiles | Electric Demand (MW) | Energy Efficiency | 0.002083 | 0.0020767 | 0.0020713 | 0.0020695 | 0.0020613 | 0.0020514 | 0.0020428 | 0.0020312 | 0.0020191 | 0.0020079 | 0.0019936 | 0.0019799 | 0.0019658
Scenario 3: Aggressive Fuel Sub | SDG&E | Ind | WholeBlg | Ind - Textiles | Electric Energy (GWh/year) | Energy Efficiency | 0.015268 | 0.015222 | 0.015182 | 0.015168 | 0.015108 | 0.015035 | 0.014972 | 0.014886 | 0.014798 | 0.014715 | 0.01461 | 0.01451 | 0.014406
Scenario 3: Aggressive Fuel Sub | SDG&E | Ind | WholeBlg | Ind - Textiles | Gas Energy (MMTherm/year) | Energy Efficiency | 0.00017054 | 0.0001707 | 0.00017083 | 0.00017073 | 0.00017044 | 0.00016999 | 0.00016945 | 0.0001689 | 0.00016833 | 0.00016778 | 0.00016719 | 0.00016657 | 0.00016592
Scenario 3: Aggressive Fuel Sub | SDG&E | Ind | WholeBlg | Ind - Transportation Equipment | Electric Demand (MW) | Energy Efficiency | 0.076761 | 0.077103 | 0.077934 | 0.078612 | 0.078882 | 0.079015 | 0.079353 | 0.079621 | 0.079936 | 0.080287 | 0.080447 | 0.080523 | 0.080476
Scenario 3: Aggressive Fuel Sub | SDG&E | Ind | WholeBlg | Ind - Transportation Equipment | Electric Energy (GWh/year) | Energy Efficiency | 0.56266 | 0.56516 | 0.57123 | 0.5762 | 0.57816 | 0.57912 | 0.58159 | 0.58354 | 0.58583 | 0.5884 | 0.58956 | 0.5901 | 0.58975
Scenario 3: Aggressive Fuel Sub | SDG&E | Ind | WholeBlg | Ind - Transportation Equipment | Gas Energy (MMTherm/year) | Energy Efficiency | 0.0099145 | 0.0098888 | 0.009864 | 0.0098371 | 0.0098094 | 0.0097806 | 0.0097506 | 0.009722 | 0.0096929 | 0.0096636 | 0.009633 | 0.0096015 | 0.0095689
Scenario 3: Aggressive Fuel Sub | SDG&E | Res | AppPlug | Res - Multi Family | Electric Demand (MW) | Energy Efficiency | 5.0177e-06 | 5.1184e-06 | 5.1974e-06 | 3.5582e-05 | 0.00010979 | 0.00011167 | 0.0001137 | 0.00011543 | 0.00011721 | 0.00011946 | 0.00012245 | 0.00012658 | 0.00013138
Scenario 3: Aggressive Fuel Sub | SDG&E | Res | AppPlug | Res - Multi Family | Electric Energy (GWh/year) | Energy Efficiency | 3.5631e-05 | 3.6346e-05 | 3.6907e-05 | 0.00025267 | 0.00077964 | 0.00079298 | 0.00080737 | 0.00081966 | 0.00083232 | 0.0008483 | 0.00086953 | 0.00089882 | 0.0009329
Scenario 3: Aggressive Fuel Sub | SDG&E | Res | AppPlug | Res - Multi Family | Electric Energy (GWh/year) | Fuel Substitution | -3.9488e-06 | -4.2729e-06 | -4.5965e-06 | -4.9209e-06 | -5.242e-06 | 0 | 0 | 0 | 0 | 0 | 0 | 0 | 0
Scenario 3: Aggressive Fuel Sub | SDG&E | Res | AppPlug | Res - Multi Family | Gas Energy (MMTherm/year) | Energy Efficiency | 3.4234e-06 | 3.4921e-06 | 3.546e-06 | 2.4276e-05 | 7.4908e-05 | 7.6189e-05 | 7.7572e-05 | 7.8752e-05 | 7.9969e-05 | 8.1505e-05 | 8.3544e-05 | 8.6359e-05 | 8.9633e-05
Scenario 3: Aggressive Fuel Sub | SDG&E | Res | AppPlug | Res - Multi Family | Gas Energy (MMTherm/year) | Fuel Substitution | 8.3695e-07 | 9.0564e-07 | 9.7422e-07 | 1.043e-06 | 1.111e-06 | 0 | 0 | 0 | 0 | 0 | 0 | 0 | 0
Scenario 3: Aggressive Fuel Sub | SDG&E | Res | AppPlug | Res - Single Family | Electric Demand (MW) | Energy Efficiency | 0 | 0 | 0 | 0 | 0 | 7.6597e-07 | 1.8351e-06 | 1.8636e-06 | 1.9023e-06 | 1.9538e-06 | 2.0194e-06 | 2.1032e-06 | 2.1996e-06
Scenario 3: Aggressive Fuel Sub | SDG&E | Res | AppPlug | Res - Single Family | Electric Energy (GWh/year) | Energy Efficiency | 0 | 0 | 0 | 0 | 0 | 4.877e-06 | 1.1684e-05 | 1.1866e-05 | 1.2112e-05 | 1.244e-05 | 1.2858e-05 | 1.3391e-05 | 1.4005e-05
Scenario 3: Aggressive Fuel Sub | SDG&E | Res | AppPlug | Res - Single Family | Electric Energy (GWh/year) | Fuel Substitution | -3.9545e-06 | -4.2537e-06 | -4.5526e-06 | -4.8507e-06 | -5.1468e-06 | 0 | 0 | 0 | 0 | 0 | 0 | 0 | 0
Scenario 3: Aggressive Fuel Sub | SDG&E | Res | AppPlug | Res - Single Family | Gas Energy (MMTherm/year) | Energy Efficiency | 2.6113e-09 | 3.0205e-09 | 3.3777e-09 | 3.6743e-09 | 3.8614e-09 | 9.1879e-07 | 2.2012e-06 | 2.2355e-06 | 2.2818e-06 | 2.3436e-06 | 2.4223e-06 | 2.5228e-06 | 2.6384e-06
Scenario 3: Aggressive Fuel Sub | SDG&E | Res | AppPlug | Res - Single Family | Gas Energy (MMTherm/year) | Fuel Substitution | 8.3895e-07 | 9.0244e-07 | 9.6585e-07 | 1.0291e-06 | 1.0919e-06 | 0 | 0 | 0 | 0 | 0 | 0 | 0 | 0
Scenario 3: Aggressive Fuel Sub | SDG&E | Res | BROs | Income Qualified - Multi Family IQ | Electric Demand (MW) | Energy Efficiency | 0.75079 | 0.77168 | 0.79386 | 0.81959 | 0.84639 | 0.87536 | 0.90326 | 0.933 | 0.96101 | 0.98825 | 1.0114 | 0.96908 | 0.99268
Scenario 3: Aggressive Fuel Sub | SDG&E | Res | BROs | Income Qualified - Multi Family IQ | Electric Energy (GWh/year) | Energy Efficiency | 3.3676 | 3.4808 | 3.6031 | 3.7455 | 3.8972 | 4.0641 | 4.232 | 4.4151 | 4.5975 | 4.7843 | 4.9603 | 4.8829 | 5.0881
Scenario 3: Aggressive Fuel Sub | SDG&E | Res | BROs | Income Qualified - Multi Family IQ | Gas Energy (MMTherm/year) | Energy Efficiency | 0.061453 | 0.062715 | 0.064211 | 0.06593 | 0.067803 | 0.06974 | 0.071817 | 0.074003 | 0.07638 | 0.078911 | 0.081736 | 0.084893 | 0.088418
Scenario 3: Aggressive Fuel Sub | SDG&E | Res | BROs | Income Qualified - Single Family IQ | Electric Demand (MW) | Energy Efficiency | 1.4012 | 1.4302 | 1.4612 | 1.5036 | 1.5477 | 1.5954 | 1.6408 | 1.6894 | 1.7347 | 1.7782 | 1.8142 | 1.744 | 1.7817
Scenario 3: Aggressive Fuel Sub | SDG&E | Res | BROs | Income Qualified - Single Family IQ | Electric Energy (GWh/year) | Energy Efficiency | 6.2891 | 6.4562 | 6.6377 | 6.8781 | 7.1344 | 7.4168 | 7.6991 | 8.0082 | 8.3148 | 8.6278 | 8.9201 | 8.8036 | 9.1517
Scenario 3: Aggressive Fuel Sub | SDG&E | Res | BROs | Income Qualified - Single Family IQ | Gas Energy (MMTherm/year) | Energy Efficiency | 0.20572 | 0.20904 | 0.21307 | 0.21779 | 0.22296 | 0.22831 | 0.23399 | 0.23999 | 0.24653 | 0.25359 | 0.26152 | 0.27042 | 0.28043
Scenario 3: Aggressive Fuel Sub | SDG&E | Res | BROs | Res - Multi Family | Electric Demand (MW) | Energy Efficiency | 4.9533 | 5.0618 | 5.1776 | 5.3325 | 5.494 | 5.6688 | 5.8359 | 6.0149 | 6.1825 | 6.3446 | 6.4804 | 6.6558 | 6.8371
Scenario 3: Aggressive Fuel Sub | SDG&E | Res | BROs | Res - Multi Family | Electric Energy (GWh/year) | Energy Efficiency | 22.2177 | 22.8324 | 23.5 | 24.3693 | 25.297 | 26.319 | 27.3427 | 28.4633 | 29.577 | 30.7156 | 31.7824 | 33.106 | 34.5312
Scenario 3: Aggressive Fuel Sub | SDG&E | Res | BROs | Res - Multi Family | Gas Energy (MMTherm/year) | Energy Efficiency | 0.69719 | 0.70875 | 0.72277 | 0.73911 | 0.75704 | 0.77558 | 0.79528 | 0.81607 | 0.83874 | 0.86316 | 0.89058 | 0.92135 | 0.95587
Scenario 3: Aggressive Fuel Sub | SDG&E | Res | BROs | Res - Single Family | Electric Demand (MW) | Energy Efficiency | 2.0795 | 2.1375 | 2.1989 | 2.2694 | 2.3426 | 2.4218 | 2.4977 | 2.5785 | 2.6544 | 2.7278 | 2.7898 | 2.8686 | 2.9496
Scenario 3: Aggressive Fuel Sub | SDG&E | Res | BROs | Res - Single Family | Electric Energy (GWh/year) | Energy Efficiency | 9.3337 | 9.649 | 9.9894 | 10.3814 | 10.7991 | 11.2584 | 11.7198 | 12.2226 | 12.723 | 13.2352 | 13.7166 | 14.3092 | 14.9459
Scenario 3: Aggressive Fuel Sub | SDG&E | Res | BROs | Res - Single Family | Gas Energy (MMTherm/year) | Energy Efficiency | 0.19225 | 0.19619 | 0.20086 | 0.20622 | 0.21207 | 0.21811 | 0.22459 | 0.23141 | 0.23883 | 0.24673 | 0.25555 | 0.2654 | 0.27641
Scenario 3: Aggressive Fuel Sub | SDG&E | Res | BldgEnv | Res - Multi Family | Electric Demand (MW) | Energy Efficiency | 0 | 0 | 0 | 1.0817e-05 | 1.105e-05 | 9.1174e-05 | 9.294e-05 | 9.4648e-05 | 9.6299e-05 | 9.7893e-05 | 9.9431e-05 | 0.00010091 | 0.00010234
Scenario 3: Aggressive Fuel Sub | SDG&E | Res | BldgEnv | Res - Multi Family | Electric Energy (GWh/year) | Energy Efficiency | 0 | 0 | 0 | 5.0746e-05 | 5.1842e-05 | 0.0001775 | 0.00018094 | 0.00018426 | 0.00018748 | 0.00019058 | 0.00019358 | 0.00019646 | 0.00019923
Scenario 3: Aggressive Fuel Sub | SDG&E | Res | BldgEnv | Res - Multi Family | Gas Energy (MMTherm/year) | Energy Efficiency | 0 | 0 | 0 | 1.8274e-05 | 1.8669e-05 | 9.6104e-05 | 9.7965e-05 | 9.9765e-05 | 0.00010151 | 0.00010319 | 0.00010481 | 0.00010637 | 0.00010787
Scenario 3: Aggressive Fuel Sub | SDG&E | Res | BldgEnv | Res - Single Family | Electric Demand (MW) | Energy Efficiency | 0.0027907 | 0.002975 | 0.0030884 | 0.0031225 | 0.0030433 | 0.0030029 | 0.0029507 | 0.0028915 | 0.0014365 | 7.6374e-05 | 7.7417e-05 | 7.845e-05 | 7.9473e-05
Scenario 3: Aggressive Fuel Sub | SDG&E | Res | BldgEnv | Res - Single Family | Electric Energy (GWh/year) | Energy Efficiency | 0.00078148 | 0.00080419 | 0.00088406 | 0.00099826 | 0.0011584 | 0.0012746 | 0.0013854 | 0.0014926 | -0.00080908 | 0.00058711 | 0.00059513 | 0.00060308 | 0.00061094
Scenario 3: Aggressive Fuel Sub | SDG&E | Res | BldgEnv | Res - Single Family | Gas Energy (MMTherm/year) | Energy Efficiency | 0.00092831 | 0.00098684 | 0.0010299 | 0.0010528 | 0.0010463 | 0.0010476 | 0.001045 | 0.00104 | 0.00036657 | 0.00011284 | 0.00011439 | 0.00011591 | 0.00011742
Scenario 3: Aggressive Fuel Sub | SDG&E | Res | HVAC | Res - Multi Family | Electric Demand (MW) | Energy Efficiency | 0 | 0 | 0 | 0 | 0 | 0 | 0 | 0 | 0 | 0 | 0 | 0 | 0
Scenario 3: Aggressive Fuel Sub | SDG&E | Res | HVAC | Res - Multi Family | Electric Energy (GWh/year) | Energy Efficiency | 0 | 0 | 0 | 0 | 0 | 0.0043647 | 0.0041908 | 0.0039718 | 0.0037303 | 0.0034929 | 0.0032771 | 0.003107 | 0.002955
Scenario 3: Aggressive Fuel Sub | SDG&E | Res | HVAC | Res - Multi Family | Electric Energy (GWh/year) | Fuel Substitution | -0.00091625 | -0.00091989 | -0.0010165 | -0.0010116 | -0.0010096 | 0 | 0 | 0 | 0 | 0 | 0 | 0 | 0
Scenario 3: Aggressive Fuel Sub | SDG&E | Res | HVAC | Res - Multi Family | Gas Energy (MMTherm/year) | Energy Efficiency | 0 | 0 | 0 | 0 | 0 | 0.0005666 | 0.00054402 | 0.00051559 | 0.00048424 | 0.00045342 | 0.00042541 | 0.00040333 | 0.00038359
Scenario 3: Aggressive Fuel Sub | SDG&E | Res | HVAC | Res - Multi Family | Gas Energy (MMTherm/year) | Fuel Substitution | 0.00056124 | 0.00056367 | 0.00063067 | 0.00062791 | 0.00062681 | 0 | 0 | 0 | 0 | 0 | 0 | 0 | 0
Scenario 3: Aggressive Fuel Sub | SDG&E | Res | HVAC | Res - Single Family | Electric Demand (MW) | Energy Efficiency | 0.38493 | 0.40059 | 0.4218 | 0.42917 | 0.41857 | 0.20782 | 0.20526 | 0.20209 | 0.025633 | 0 | 0 | 0 | 0
Scenario 3: Aggressive Fuel Sub | SDG&E | Res | HVAC | Res - Single Family | Electric Demand (MW) | Fuel Substitution | 0 | 0 | 0 | 0 | 0 | 6.0134e-05 | 6.741e-05 | 7.1025e-05 | 0 | 0 | 0 | 0 | 0
Scenario 3: Aggressive Fuel Sub | SDG&E | Res | HVAC | Res - Single Family | Electric Energy (GWh/year) | Energy Efficiency | 0.33267 | 0.3586 | 0.37852 | 0.38522 | 0.37281 | 0.14779 | 0.14549 | 0.14277 | 0.024204 | 0.006536 | 0.0060729 | 0.0056968 | 0.0053598
Scenario 3: Aggressive Fuel Sub | SDG&E | Res | HVAC | Res - Single Family | Electric Energy (GWh/year) | Fuel Substitution | -0.082276 | -0.082952 | -0.083022 | -0.082777 | -0.082404 | 0.00014373 | 0.00016175 | 0.00017086 | 0 | 0 | 0 | 0 | 0
Scenario 3: Aggressive Fuel Sub | SDG&E | Res | HVAC | Res - Single Family | Gas Energy (MMTherm/year) | Energy Efficiency | 0.0051707 | 0.0058316 | 0.0062142 | 0.0063286 | 0.0058852 | 0.00036152 | 0.00029584 | 0.00023028 | 0.00081729 | 0.00084593 | 0.00078599 | 0.00073731 | 0.00069369
Scenario 3: Aggressive Fuel Sub | SDG&E | Res | HVAC | Res - Single Family | Gas Energy (MMTherm/year) | Fuel Substitution | 0.019588 | 0.019724 | 0.019728 | 0.019694 | 0.019586 | 0 | 0 | 0 | 0 | 0 | 0 | 0 | 0
Scenario 3: Aggressive Fuel Sub | SDG&E | Res | WaterHeat | Res - Multi Family | Electric Demand (MW) | Energy Efficiency | 0.54122 | 0.51439 | 0.48549 | 0.45964 | 0.42848 | 0.40351 | 0.37957 | 0.35674 | 0.33539 | 0.31596 | 0.29868 | 0.28393 | 0.27087
Scenario 3: Aggressive Fuel Sub | SDG&E | Res | WaterHeat | Res - Multi Family | Electric Demand (MW) | Fuel Substitution | 0 | 0 | 0 | 0 | 0 | 0.00052508 | 0.00061038 | 0.00069123 | 0.00074976 | 0.00078635 | 0.00080584 | 0.00081355 | 0.00081366
Scenario 3: Aggressive Fuel Sub | SDG&E | Res | WaterHeat | Res - Multi Family | Electric Energy (GWh/year) | Energy Efficiency | 2.6594 | 2.5283 | 2.386 | 2.2587 | 2.1052 | 1.9821 | 1.8641 | 1.7516 | 1.6464 | 1.5507 | 1.4655 | 1.3929 | 1.3286
Scenario 3: Aggressive Fuel Sub | SDG&E | Res | WaterHeat | Res - Multi Family | Electric Energy (GWh/year) | Fuel Substitution | -0.15237 | -0.15214 | -0.15058 | -0.14862 | -0.14639 | 0.0026562 | 0.003087 | 0.0034959 | 0.0037918 | 0.0039767 | 0.004075 | 0.0041138 | 0.0041142
Scenario 3: Aggressive Fuel Sub | SDG&E | Res | WaterHeat | Res - Multi Family | Gas Energy (MMTherm/year) | Energy Efficiency | 0.11608 | 0.10927 | 0.10176 | 0.094897 | 0.086355 | 0.043977 | 0.038041 | 0.032698 | 0.028132 | 0.024109 | 0.020661 | 0.017835 | 0.015464
Scenario 3: Aggressive Fuel Sub | SDG&E | Res | WaterHeat | Res - Multi Family | Gas Energy (MMTherm/year) | Fuel Substitution | 0.011084 | 0.011071 | 0.010961 | 0.010822 | 0.010663 | 0 | 0 | 0 | 0 | 0 | 0 | 0 | 0
Scenario 3: Aggressive Fuel Sub | SDG&E | Res | WaterHeat | Res - Single Family | Electric Demand (MW) | Energy Efficiency | 0.30511 | 0.29502 | 0.28068 | 0.26345 | 0.24268 | 0.22876 | 0.21277 | 0.19808 | 0.18483 | 0.173 | 0.16251 | 0.15339 | 0.14529
Scenario 3: Aggressive Fuel Sub | SDG&E | Res | WaterHeat | Res - Single Family | Electric Demand (MW) | Fuel Substitution | 0 | 0 | 0 | 0 | 0 | 0.0026088 | 0.0029187 | 0.0032517 | 0.0035115 | 0.0036715 | 0.0037547 | 0.0037853 | 0.0037828
Scenario 3: Aggressive Fuel Sub | SDG&E | Res | WaterHeat | Res - Single Family | Electric Energy (GWh/year) | Energy Efficiency | 1.5661 | 1.5139 | 1.4398 | 1.3508 | 1.2436 | 1.173 | 1.0904 | 1.0146 | 0.94622 | 0.88524 | 0.83119 | 0.7842 | 0.74254
Scenario 3: Aggressive Fuel Sub | SDG&E | Res | WaterHeat | Res - Single Family | Electric Energy (GWh/year) | Fuel Substitution | -0.011088 | -0.011236 | -0.011319 | -0.011396 | -0.011471 | 0.01382 | 0.015461 | 0.017224 | 0.018599 | 0.019446 | 0.019885 | 0.020046 | 0.020032
Scenario 3: Aggressive Fuel Sub | SDG&E | Res | WaterHeat | Res - Single Family | Gas Energy (MMTherm/year) | Energy Efficiency | 0.41298 | 0.4101 | 0.39672 | 0.37462 | 0.34279 | 0.13273 | 0.11273 | 0.094933 | 0.079532 | 0.066485 | 0.055603 | 0.046748 | 0.03948
Scenario 3: Aggressive Fuel Sub | SDG&E | Res | WaterHeat | Res - Single Family | Gas Energy (MMTherm/year) | Fuel Substitution | 0.0015941 | 0.0016152 | 0.0016271 | 0.001638 | 0.0016487 | 0 | 0 | 0 | 0 | 0 | 0 | 0 | 0

## PV Benefits (hidden)
Scenario | Utility | Sector | End Use | Building Type | Cost Test | Measure Type | 2025 | 2026 | 2027 | 2028 | 2029 | 2030 | 2031 | 2032 | 2033 | 2034 | 2035 | 2036 | 2037
Scenario 1: Reference | PG&E | Ag | WholeBlg | Ag - Dairies, fishing, hunting | Participant Cost Test | Energy Efficiency | 376837.4869 | 383219.6939 | 388653.1768 | 393657.2254 | 403376.1125 | 423649.8231 | 442184.9943 | 459668.1875 | 477241.7053 | 495489.8772 | 514022.7288 | 525769.6919 | 538458.1139
Scenario 1: Reference | PG&E | Ag | WholeBlg | Ag - Dairies, fishing, hunting | Program Administrator Cost Test | Energy Efficiency | 376837.4869 | 383219.6939 | 388653.1768 | 393657.2254 | 403376.1125 | 423649.8231 | 442184.9943 | 459668.1875 | 477241.7053 | 495489.8772 | 514022.7288 | 525769.6919 | 538458.1139
Scenario 1: Reference | PG&E | Ag | WholeBlg | Ag - Dairies, fishing, hunting | Rate Impact Measure Test | Energy Efficiency | 376837.4869 | 383219.6939 | 388653.1768 | 393657.2254 | 403376.1125 | 423649.8231 | 442184.9943 | 459668.1875 | 477241.7053 | 495489.8772 | 514022.7288 | 525769.6919 | 538458.1139
Scenario 1: Reference | PG&E | Ag | WholeBlg | Ag - Dairies, fishing, hunting | Total Resource Cost Test | Energy Efficiency | 376837.4869 | 383219.6939 | 388653.1768 | 393657.2254 | 403376.1125 | 423649.8231 | 442184.9943 | 459668.1875 | 477241.7053 | 495489.8772 | 514022.7288 | 525769.6919 | 538458.1139
Scenario 1: Reference | PG&E | Ag | WholeBlg | Ag - Irrigated Agriculture, vineyards, forestry and greenhouses | Participant Cost Test | Energy Efficiency | 3079291.9851 | 3179173.9715 | 3265476.2382 | 3346933.9848 | 3462730.4803 | 3672002.5534 | 3868612.1683 | 4059705.0492 | 4251455.0152 | 4451063.7195 | 4652892.189 | 4793764.8502 | 4942118.5601
Scenario 1: Reference | PG&E | Ag | WholeBlg | Ag - Irrigated Agriculture, vineyards, forestry and greenhouses | Program Administrator Cost Test | Energy Efficiency | 3079291.9851 | 3179173.9715 | 3265476.2382 | 3346933.9848 | 3462730.4803 | 3672002.5534 | 3868612.1683 | 4059705.0492 | 4251455.0152 | 4451063.7195 | 4652892.189 | 4793764.8502 | 4942118.5601
Scenario 1: Reference | PG&E | Ag | WholeBlg | Ag - Irrigated Agriculture, vineyards, forestry and greenhouses | Rate Impact Measure Test | Energy Efficiency | 3079291.9851 | 3179173.9715 | 3265476.2382 | 3346933.9848 | 3462730.4803 | 3672002.5534 | 3868612.1683 | 4059705.0492 | 4251455.0152 | 4451063.7195 | 4652892.189 | 4793764.8502 | 4942118.5601
Scenario 1: Reference | PG&E | Ag | WholeBlg | Ag - Irrigated Agriculture, vineyards, forestry and greenhouses | Total Resource Cost Test | Energy Efficiency | 3079291.9851 | 3179173.9715 | 3265476.2382 | 3346933.9848 | 3462730.4803 | 3672002.5534 | 3868612.1683 | 4059705.0492 | 4251455.0152 | 4451063.7195 | 4652892.189 | 4793764.8502 | 4942118.5601
Scenario 1: Reference | PG&E | Ag | WholeBlg | Ag - Water pumping | Participant Cost Test | Energy Efficiency | 1764278.8184 | 1745311.4377 | 1715712.4284 | 1683911.161 | 1671578.8796 | 1715400.7701 | 1749107.2794 | 1776395.1778 | 1796220.286 | 1816284.3448 | 1832411.6004 | 1818266.0114 | 1805226.0826
Scenario 1: Reference | PG&E | Ag | WholeBlg | Ag - Water pumping | Program Administrator Cost Test | Energy Efficiency | 1764278.8184 | 1745311.4377 | 1715712.4284 | 1683911.161 | 1671578.8796 | 1715400.7701 | 1749107.2794 | 1776395.1778 | 1796220.286 | 1816284.3448 | 1832411.6004 | 1818266.0114 | 1805226.0826
Scenario 1: Reference | PG&E | Ag | WholeBlg | Ag - Water pumping | Rate Impact Measure Test | Energy Efficiency | 1764278.8184 | 1745311.4377 | 1715712.4284 | 1683911.161 | 1671578.8796 | 1715400.7701 | 1749107.2794 | 1776395.1778 | 1796220.286 | 1816284.3448 | 1832411.6004 | 1818266.0114 | 1805226.0826
Scenario 1: Reference | PG&E | Ag | WholeBlg | Ag - Water pumping | Total Resource Cost Test | Energy Efficiency | 1764278.8184 | 1745311.4377 | 1715712.4284 | 1683911.161 | 1671578.8796 | 1715400.7701 | 1749107.2794 | 1776395.1778 | 1796220.286 | 1816284.3448 | 1832411.6004 | 1818266.0114 | 1805226.0826
Scenario 1: Reference | PG&E | Com | AppPlug | Com - Health | Participant Cost Test | Energy Efficiency | 6777245.1872 | 7459260.3008 | 8035816.8294 | 8357466.4196 | 7046739.0556 | 5142318.3137 | 16140217.04 | 8362664.6034 | 8202129.9021 | 7945775.2495 | 7109731.9969 | 5207999.5147 | 3122347.5474
Scenario 1: Reference | PG&E | Com | AppPlug | Com - Health | Program Administrator Cost Test | Energy Efficiency | 5944874.0777 | 6723938.661 | 7434499.1137 | 7919589.8109 | 7203319.1063 | 4867824.3518 | 20769580.5414 | 10239319.2787 | 10794500.6805 | 11257536.0267 | 11608308.9263 | 12214794.7123 | 12801864.9041
Scenario 1: Reference | PG&E | Com | AppPlug | Com - Health | Rate Impact Measure Test | Energy Efficiency | 5944874.0777 | 6723938.661 | 7434499.1137 | 7919589.8109 | 7203319.1063 | 4867824.3518 | 20769580.5414 | 10239319.2787 | 10794500.6805 | 11257536.0267 | 11608308.9263 | 12214794.7123 | 12801864.9041
Scenario 1: Reference | PG&E | Com | AppPlug | Com - Health | Total Resource Cost Test | Energy Efficiency | 5944874.0777 | 6723938.661 | 7434499.1137 | 7919589.8109 | 7203319.1063 | 4867824.3518 | 20769580.5414 | 10239319.2787 | 10794500.6805 | 11257536.0267 | 11608308.9263 | 12214794.7123 | 12801864.9041
Scenario 1: Reference | PG&E | Com | AppPlug | Com - Lodging | Participant Cost Test | Energy Efficiency | 5960937.9438 | 6631915.9011 | 6982308.1101 | 7263110.0027 | 7264258.3165 | 7167313.3553 | 7018003.3866 | 6804757.9771 | 6525130.986 | 6184217.6612 | 2004835.6622 | 2293597.8357 | 6682258.7135
Scenario 1: Reference | PG&E | Com | AppPlug | Com - Lodging | Program Administrator Cost Test | Energy Efficiency | 5263102.5892 | 6025197.5266 | 6506152.7383 | 6937925.6716 | 7448882.7542 | 7918758.0641 | 8401311.714 | 8881568.5013 | 9360409.2908 | 9859273.0151 | 6376545.6861 | 3739202.4682 | 45406643.5755
Scenario 1: Reference | PG&E | Com | AppPlug | Com - Lodging | Rate Impact Measure Test | Energy Efficiency | 5263102.5892 | 6025197.5266 | 6506152.7383 | 6937925.6716 | 7448882.7542 | 7918758.0641 | 8401311.714 | 8881568.5013 | 9360409.2908 | 9859273.0151 | 6376545.6861 | 3739202.4682 | 45406643.5755
Scenario 1: Reference | PG&E | Com | AppPlug | Com - Lodging | Total Resource Cost Test | Energy Efficiency | 5263102.5892 | 6025197.5266 | 6506152.7383 | 6937925.6716 | 7448882.7542 | 7918758.0641 | 8401311.714 | 8881568.5013 | 9360409.2908 | 9859273.0151 | 6376545.6861 | 3739202.4682 | 45406643.5755
Scenario 1: Reference | PG&E | Com | AppPlug | Com - Other | Participant Cost Test | Energy Efficiency | 17048.1942 | 19569.5809 | 22393.5341 | 25269.0755 | 28001.7671 | 31341.706 | 34900.2931 | 38321.5826 | 41334.3863 | 36980.4439 | 89328.8062 | 75445.4575 | 44707.0021
Scenario 1: Reference | PG&E | Com | AppPlug | Com - Other | Program Administrator Cost Test | Energy Efficiency | 13941.0857 | 16413.8042 | 19262.7141 | 22292.4107 | 25348.6756 | 29108.1769 | 33268.7154 | 37482.3598 | 41475.4542 | 45963.0211 | 104083.0398 | 104412.0954 | 104629.1061
Scenario 1: Reference | PG&E | Com | AppPlug | Com - Other | Rate Impact Measure Test | Energy Efficiency | 13941.0857 | 16413.8042 | 19262.7141 | 22292.4107 | 25348.6756 | 29108.1769 | 33268.7154 | 37482.3598 | 41475.4542 | 45963.0211 | 104083.0398 | 104412.0954 | 104629.1061
Scenario 1: Reference | PG&E | Com | AppPlug | Com - Other | Total Resource Cost Test | Energy Efficiency | 13941.0857 | 16413.8042 | 19262.7141 | 22292.4107 | 25348.6756 | 29108.1769 | 33268.7154 | 37482.3598 | 41475.4542 | 45963.0211 | 104083.0398 | 104412.0954 | 104629.1061
Scenario 1: Reference | PG&E | Com | BROs | Com - Lodging | Participant Cost Test | Energy Efficiency | 1222.1319 | 2661.863 | 4053.0946 | 4876.0152 | 5808.8039 | 7605.881 | 9538.2402 | 11471.6334 | 13558.9414 | 17051.976 | 20624.3918 | 23166.3387 | 25604.8242
Scenario 1: Reference | PG&E | Com | BROs | Com - Lodging | Program Administrator Cost Test | Energy Efficiency | 1222.1319 | 2661.863 | 4053.0946 | 4876.0152 | 5808.8039 | 7605.881 | 9538.2402 | 11471.6334 | 13558.9414 | 17051.976 | 20624.3918 | 23166.3387 | 25604.8242
Scenario 1: Reference | PG&E | Com | BROs | Com - Lodging | Rate Impact Measure Test | Energy Efficiency | 1222.1319 | 2661.863 | 4053.0946 | 4876.0152 | 5808.8039 | 7605.881 | 9538.2402 | 11471.6334 | 13558.9414 | 17051.976 | 20624.3918 | 23166.3387 | 25604.8242
Scenario 1: Reference | PG&E | Com | BROs | Com - Lodging | Total Resource Cost Test | Energy Efficiency | 1222.1319 | 2661.863 | 4053.0946 | 4876.0152 | 5808.8039 | 7605.881 | 9538.2402 | 11471.6334 | 13558.9414 | 17051.976 | 20624.3918 | 23166.3387 | 25604.8242
Scenario 1: Reference | PG&E | Com | BROs | Com - Other | Participant Cost Test | Energy Efficiency | 4713.9811 | 10797.9743 | 17157.9171 | 21284.9463 | 26273.6902 | 36016.1206 | 46623.7721 | 55894.4951 | 66983.8796 | 85255.9248 | 104434.2981 | 118721.0271 | 131959.7593
Scenario 1: Reference | PG&E | Com | BROs | Com - Other | Program Administrator Cost Test | Energy Efficiency | 4713.9811 | 10797.9743 | 17157.9171 | 21284.9463 | 26273.6902 | 36016.1206 | 46623.7721 | 55894.4951 | 66983.8796 | 85255.9248 | 104434.2981 | 118721.0271 | 131959.7593
Scenario 1: Reference | PG&E | Com | BROs | Com - Other | Rate Impact Measure Test | Energy Efficiency | 4713.9811 | 10797.9743 | 17157.9171 | 21284.9463 | 26273.6902 | 36016.1206 | 46623.7721 | 55894.4951 | 66983.8796 | 85255.9248 | 104434.2981 | 118721.0271 | 131959.7593
Scenario 1: Reference | PG&E | Com | BROs | Com - Other | Total Resource Cost Test | Energy Efficiency | 4713.9811 | 10797.9743 | 17157.9171 | 21284.9463 | 26273.6902 | 36016.1206 | 46623.7721 | 55894.4951 | 66983.8796 | 85255.9248 | 104434.2981 | 118721.0271 | 131959.7593
Scenario 1: Reference | PG&E | Com | BROs | Com - Retail | Participant Cost Test | Energy Efficiency | 6102.0337 | 13152.5562 | 19820.3074 | 23597.9812 | 27810.7124 | 36044.6685 | 44813.3967 | 54479.4955 | 63716.1887 | 79277.2833 | 94862.489 | 105422.7392 | 117566.1779
Scenario 1: Reference | PG&E | Com | BROs | Com - Retail | Program Administrator Cost Test | Energy Efficiency | 6102.0337 | 13152.5562 | 19820.3074 | 23597.9812 | 27810.7124 | 36044.6685 | 44813.3967 | 54479.4955 | 63716.1887 | 79277.2833 | 94862.489 | 105422.7392 | 117566.1779
Scenario 1: Reference | PG&E | Com | BROs | Com - Retail | Rate Impact Measure Test | Energy Efficiency | 6102.0337 | 13152.5562 | 19820.3074 | 23597.9812 | 27810.7124 | 36044.6685 | 44813.3967 | 54479.4955 | 63716.1887 | 79277.2833 | 94862.489 | 105422.7392 | 117566.1779
Scenario 1: Reference | PG&E | Com | BROs | Com - Retail | Total Resource Cost Test | Energy Efficiency | 6102.0337 | 13152.5562 | 19820.3074 | 23597.9812 | 27810.7124 | 36044.6685 | 44813.3967 | 54479.4955 | 63716.1887 | 79277.2833 | 94862.489 | 105422.7392 | 117566.1779
Scenario 1: Reference | PG&E | Com | BldgEnv | Com - College | Participant Cost Test | Energy Efficiency | 1740.2757 | 1737.625 | 1799.4922 | 1856.6001 | 1838.1668 | 1787.1709 | 1744.3516 | 1633.8194 | 1200.3428 | 1029.9399 | 819.4273 | 567.7644 | 298.4357
Scenario 1: Reference | PG&E | Com | BldgEnv | Com - College | Program Administrator Cost Test | Energy Efficiency | 1306.9259 | 1426.7555 | 1592.5004 | 1788.7235 | 1945.8119 | 2098.7224 | 2296.4013 | 2467.1263 | 2708.4185 | 2939.6422 | 3157.23 | 3319.1389 | 3536.6246
Scenario 1: Reference | PG&E | Com | BldgEnv | Com - College | Rate Impact Measure Test | Energy Efficiency | 1306.9259 | 1426.7555 | 1592.5004 | 1788.7235 | 1945.8119 | 2098.7224 | 2296.4013 | 2467.1263 | 2708.4185 | 2939.6422 | 3157.23 | 3319.1389 | 3536.6246
Scenario 1: Reference | PG&E | Com | BldgEnv | Com - College | Total Resource Cost Test | Energy Efficiency | 1542.1876 | 1663.7789 | 1851.8194 | 2061.3357 | 2228.242 | 2388.3625 | 2597.4167 | 2774.3878 | 2708.4185 | 2939.6422 | 3157.23 | 3319.1389 | 3536.6246
Scenario 1: Reference | PG&E | Com | BldgEnv | Com - Grocery | Participant Cost Test | Energy Efficiency | 2832.4627 | 2888.0331 | 2943.9803 | 2984.7074 | 2961.1021 | 2932.8437 | 2853.1934 | 2694.3491 | 2045.7634 | 1747.2397 | 1399.3393 | 993.9445 | 530.3705
Scenario 1: Reference | PG&E | Com | BldgEnv | Com - Grocery | Program Administrator Cost Test | Energy Efficiency | 2079.5317 | 2306.7536 | 2569.84 | 2861.4369 | 3142.299 | 3490.2029 | 3849.2661 | 4231.3732 | 4595.1426 | 4989.3379 | 5414.236 | 5853.1683 | 6333.3842
Scenario 1: Reference | PG&E | Com | BldgEnv | Com - Grocery | Rate Impact Measure Test | Energy Efficiency | 2079.5317 | 2306.7536 | 2569.84 | 2861.4369 | 3142.299 | 3490.2029 | 3849.2661 | 4231.3732 | 4595.1426 | 4989.3379 | 5414.236 | 5853.1683 | 6333.3842
Scenario 1: Reference | PG&E | Com | BldgEnv | Com - Grocery | Total Resource Cost Test | Energy Efficiency | 2386.009 | 2622.4376 | 2897.3567 | 3203.7333 | 3495.7813 | 3858.5356 | 4231.0411 | 4626.1598 | 4595.1426 | 4989.3379 | 5414.236 | 5853.1683 | 6333.3842
Scenario 1: Reference | PG&E | Com | BldgEnv | Com - Health | Participant Cost Test | Energy Efficiency | 247795.8706 | 260715.3349 | 265216.3956 | 258972.7484 | 242515.5067 | 218453.4207 | 187702.935 | 142317.2964 | 82907.5792 | 49171.5018 | 24518.7344 | 8854.6835 | 1466.135
Scenario 1: Reference | PG&E | Com | BldgEnv | Com - Health | Program Administrator Cost Test | Energy Efficiency | 150271.6157 | 163232.8068 | 171415.6658 | 172767.4725 | 167627.2391 | 157374.6132 | 141339.3777 | 121508.885 | 99486.0567 | 76734.9529 | 54436.8768 | 34357.2408 | 18411.6735
Scenario 1: Reference | PG&E | Com | BldgEnv | Com - Health | Rate Impact Measure Test | Energy Efficiency | 150271.6157 | 163232.8068 | 171415.6658 | 172767.4725 | 167627.2391 | 157374.6132 | 141339.3777 | 121508.885 | 99486.0567 | 76734.9529 | 54436.8768 | 34357.2408 | 18411.6735
Scenario 1: Reference | PG&E | Com | BldgEnv | Com - Health | Total Resource Cost Test | Energy Efficiency | 180958.7368 | 195031.9557 | 203256.05 | 203386.6455 | 195896.5173 | 182532.899 | 162740.2239 | 138901.3026 | 99486.0567 | 76734.9529 | 54436.8768 | 34357.2408 | 18411.6735
Scenario 1: Reference | PG&E | Com | BldgEnv | Com - Lodging | Participant Cost Test | Energy Efficiency | 411648.0715 | 395285.4668 | 362576.5289 | 316089.8098 | 260821.2392 | 201357.5087 | 142646.8131 | 83766.6013 | 20854.5843 | 6592.5364 | 5275.5952 | 3754.9495 | 2000.4686
Scenario 1: Reference | PG&E | Com | BldgEnv | Com - Lodging | Program Administrator Cost Test | Energy Efficiency | 198690.4779 | 198119.6144 | 188806.3171 | 171460.6273 | 148366.068 | 121324.5665 | 92570.0399 | 64128.5047 | 37424.4939 | 23952.1382 | 25841.6494 | 27873.9866 | 29992.9804
Scenario 1: Reference | PG&E | Com | BldgEnv | Com - Lodging | Rate Impact Measure Test | Energy Efficiency | 198690.4779 | 198119.6144 | 188806.3171 | 171460.6273 | 148366.068 | 121324.5665 | 92570.0399 | 64128.5047 | 37424.4939 | 23952.1382 | 25841.6494 | 27873.9866 | 29992.9804
Scenario 1: Reference | PG&E | Com | BldgEnv | Com - Lodging | Total Resource Cost Test | Energy Efficiency | 337904.7292 | 330276.6655 | 308638.5702 | 274864.705 | 233032.2057 | 186468.4122 | 138989.3301 | 93653.7095 | 37424.4939 | 23952.1382 | 25841.6494 | 27873.9866 | 29992.9804
Scenario 1: Reference | PG&E | Com | BldgEnv | Com - Office (Large) | Participant Cost Test | Energy Efficiency | 26618.9656 | 26754.9706 | 26900.1049 | 26538.3338 | 26046.3671 | 25132.9894 | 24044.8895 | 22292.9561 | 14572.76 | 12205.6763 | 9548.2273 | 6637.6046 | 3463.1043
Scenario 1: Reference | PG&E | Com | BldgEnv | Com - Office (Large) | Program Administrator Cost Test | Energy Efficiency | 18810.633 | 20491.0928 | 22415.016 | 24196.6572 | 26205.1788 | 28204.7627 | 30416.6383 | 32381.4557 | 34096.5195 | 36159.6621 | 38180.4541 | 40263.6933 | 42467.8953
Scenario 1: Reference | PG&E | Com | BldgEnv | Com - Office (Large) | Rate Impact Measure Test | Energy Efficiency | 18810.633 | 20491.0928 | 22415.016 | 24196.6572 | 26205.1788 | 28204.7627 | 30416.6383 | 32381.4557 | 34096.5195 | 36159.6621 | 38180.4541 | 40263.6933 | 42467.8953
Scenario 1: Reference | PG&E | Com | BldgEnv | Com - Office (Large) | Total Resource Cost Test | Energy Efficiency | 23492.6329 | 25316.5816 | 27411.1966 | 29308.1024 | 31446.2266 | 33538.6048 | 35856.1218 | 37861.4681 | 34096.5195 | 36159.6621 | 38180.4541 | 40263.6933 | 42467.8953
Scenario 1: Reference | PG&E | Com | BldgEnv | Com - Office (Small) | Participant Cost Test | Energy Efficiency | 4578.1617 | 4661.585 | 4724.7924 | 807.9535 | 42823.6877 | 4193.4195 | 4035.264 | 3759.2898 | 2903.0384 | 2461.5606 | 1955.5656 | 1379.8397 | 730.281
Scenario 1: Reference | PG&E | Com | BldgEnv | Com - Office (Small) | Program Administrator Cost Test | Energy Efficiency | 3441.1545 | 3806.1788 | 4207.3799 | 438.7573 | 50345.0999 | 5043.1135 | 5498.7169 | 5969.643 | 6441.0448 | 6944.6025 | 7476.4336 | 8031.1986 | 8620.6326
Scenario 1: Reference | PG&E | Com | BldgEnv | Com - Office (Small) | Rate Impact Measure Test | Energy Efficiency | 3441.1545 | 3806.1788 | 4207.3799 | 438.7573 | 50345.0999 | 5043.1135 | 5498.7169 | 5969.643 | 6441.0448 | 6944.6025 | 7476.4336 | 8031.1986 | 8620.6326
Scenario 1: Reference | PG&E | Com | BldgEnv | Com - Office (Small) | Total Resource Cost Test | Energy Efficiency | 3858.7147 | 4239.0263 | 4656.5544 | 539.3285 | 54569.5267 | 5495.9148 | 5962.8531 | 6443.8085 | 6441.0448 | 6944.6025 | 7476.4336 | 8031.1986 | 8620.6326
Scenario 1: Reference | PG&E | Com | BldgEnv | Com - Other | Participant Cost Test | Energy Efficiency | 4936.1197 | 5019.8682 | 5098.6436 | 5110.8604 | 5042.5659 | 4984.7384 | 4882.4376 | 4610.3109 | 3029.3495 | 2559.9154 | 2029.3066 | 1427.2648 | 754.4537
Scenario 1: Reference | PG&E | Com | BldgEnv | Com - Other | Program Administrator Cost Test | Energy Efficiency | 3144.2369 | 3464.3635 | 3825.0641 | 4187.1279 | 4540.1253 | 4992.9302 | 5490.5459 | 5977.1217 | 6396.8214 | 6893.3246 | 7426.0015 | 7970.3508 | 8565.8156
Scenario 1: Reference | PG&E | Com | BldgEnv | Com - Other | Rate Impact Measure Test | Energy Efficiency | 3144.2369 | 3464.3635 | 3825.0641 | 4187.1279 | 4540.1253 | 4992.9302 | 5490.5459 | 5977.1217 | 6396.8214 | 6893.3246 | 7426.0015 | 7970.3508 | 8565.8156
Scenario 1: Reference | PG&E | Com | BldgEnv | Com - Other | Total Resource Cost Test | Energy Efficiency | 4114.762 | 4459.6207 | 4849.3685 | 5235.7398 | 5605.4872 | 6086.8659 | 6615.1811 | 7124.5784 | 6396.8214 | 6893.3246 | 7426.0015 | 7970.3508 | 8565.8156
Scenario 1: Reference | PG&E | Com | BldgEnv | Com - Refrig. Warehouse | Participant Cost Test | Energy Efficiency | 1133.0937 | 1164.8128 | 1183.4807 | 1185.8364 | 1169.8853 | 1134.8817 | 1072.7019 | 973.2779 | 796.2234 | 658.5477 | 509.8447 | 351.8634 | 182.808
Scenario 1: Reference | PG&E | Com | BldgEnv | Com - Refrig. Warehouse | Program Administrator Cost Test | Energy Efficiency | 937.1622 | 1039.0993 | 1143 | 1248.946 | 1357.5707 | 1472.0574 | 1577.9475 | 1686.081 | 1784.0924 | 1889.7823 | 1996.7253 | 2112.0685 | 2238.754
Scenario 1: Reference | PG&E | Com | BldgEnv | Com - Refrig. Warehouse | Rate Impact Measure Test | Energy Efficiency | 937.1622 | 1039.0993 | 1143 | 1248.946 | 1357.5707 | 1472.0574 | 1577.9475 | 1686.081 | 1784.0924 | 1889.7823 | 1996.7253 | 2112.0685 | 2238.754
Scenario 1: Reference | PG&E | Com | BldgEnv | Com - Refrig. Warehouse | Total Resource Cost Test | Energy Efficiency | 977.0368 | 1081.0549 | 1186.7878 | 1294.3071 | 1404.2286 | 1519.8006 | 1626.2387 | 1734.7399 | 1784.0924 | 1889.7823 | 1996.7253 | 2112.0685 | 2238.754
Scenario 1: Reference | PG&E | Com | BldgEnv | Com - Restaurant | Participant Cost Test | Energy Efficiency | 1276.7686 | 1275.5249 | 1286.4748 | 1281.4243 | 1259.9366 | 1219.6464 | 1169.7862 | 1079.5779 | 902.7908 | 765.3206 | 607.1165 | 65.3615 | 2156.0358
Scenario 1: Reference | PG&E | Com | BldgEnv | Com - Restaurant | Program Administrator Cost Test | Energy Efficiency | 999.0724 | 1083.9147 | 1192.4914 | 1304.5735 | 1421.8989 | 1544.8595 | 1684.3371 | 1825.0622 | 1967.8552 | 2123.7423 | 2285.2104 | 155.3693 | 27328.6423
Scenario 1: Reference | PG&E | Com | BldgEnv | Com - Restaurant | Rate Impact Measure Test | Energy Efficiency | 999.0724 | 1083.9147 | 1192.4914 | 1304.5735 | 1421.8989 | 1544.8595 | 1684.3371 | 1825.0622 | 1967.8552 | 2123.7423 | 2285.2104 | 155.3693 | 27328.6423
Scenario 1: Reference | PG&E | Com | BldgEnv | Com - Restaurant | Total Resource Cost Test | Energy Efficiency | 1047.3069 | 1132.7207 | 1242.7787 | 1356.2056 | 1474.74 | 1598.7338 | 1739.4747 | 1881.2214 | 1967.8552 | 2123.7423 | 2285.2104 | 155.3693 | 27328.6423
Scenario 1: Reference | PG&E | Com | BldgEnv | Com - Retail | Participant Cost Test | Energy Efficiency | 147312.0116 | 150255.791 | 8213.2214 | 125893.8326 | 187727.3581 | 110321.8647 | 94707.3737 | 72375.4067 | 5066.0339 | 4301.3633 | 3430.0225 | 2428.703 | 1298.7195
Scenario 1: Reference | PG&E | Com | BldgEnv | Com - Retail | Program Administrator Cost Test | Energy Efficiency | 57744.443 | 61121.3956 | 6421.4187 | 51973.8848 | 120258.3151 | 53337.8425 | 49427.3087 | 43436.3575 | 11548.3775 | 12512.1279 | 13563.8171 | 14657.6174 | 15895.4045
Scenario 1: Reference | PG&E | Com | BldgEnv | Com - Retail | Rate Impact Measure Test | Energy Efficiency | 57744.443 | 61121.3956 | 6421.4187 | 51973.8848 | 120258.3151 | 53337.8425 | 49427.3087 | 43436.3575 | 11548.3775 | 12512.1279 | 13563.8171 | 14657.6174 | 15895.4045
Scenario 1: Reference | PG&E | Com | BldgEnv | Com - Retail | Total Resource Cost Test | Energy Efficiency | 99580.9379 | 103461.5256 | 8319.3468 | 87024.7963 | 169742.3848 | 83350.8644 | 75067.3022 | 64167.6209 | 11548.3775 | 12512.1279 | 13563.8171 | 14657.6174 | 15895.4045
Scenario 1: Reference | PG&E | Com | BldgEnv | Com - School | Participant Cost Test | Energy Efficiency | 6947.2337 | 7034.2607 | 7055.1543 | 6972.964 | 6756.7752 | 6498.0329 | 6139.9394 | 5675.995 | 4158.2269 | 3503.1329 | 2765.06 | 1946.5271 | 1023.5807
Scenario 1: Reference | PG&E | Com | BldgEnv | Com - School | Program Administrator Cost Test | Energy Efficiency | 5234.5675 | 5756.191 | 6293.7543 | 6825.0447 | 7317.2919 | 7881.7703 | 8435.0342 | 9033.626 | 9644.616 | 10296.3567 | 10979.3188 | 11736.7651 | 12485.2359
Scenario 1: Reference | PG&E | Com | BldgEnv | Com - School | Rate Impact Measure Test | Energy Efficiency | 5234.5675 | 5756.191 | 6293.7543 | 6825.0447 | 7317.2919 | 7881.7703 | 8435.0342 | 9033.626 | 9644.616 | 10296.3567 | 10979.3188 | 11736.7651 | 12485.2359
Scenario 1: Reference | PG&E | Com | BldgEnv | Com - School | Total Resource Cost Test | Energy Efficiency | 6039.6005 | 6591.9719 | 7157.7694 | 7711.9148 | 8217.4441 | 8797.8135 | 9361.886 | 9972.0574 | 9644.616 | 10296.3567 | 10979.3188 | 11736.7651 | 12485.2359
Scenario 1: Reference | PG&E | Com | BldgEnv | Com - Warehouse | Participant Cost Test | Energy Efficiency | 894276.4468 | 891809.5412 | 853302.271 | 780436.0416 | 679879.2732 | 561725.4908 | 434892.0329 | 289860.436 | 124986.1401 | 48229.8599 | 17283.9634 | 12207.3512 | 6472.3736
Scenario 1: Reference | PG&E | Com | BldgEnv | Com - Warehouse | Program Administrator Cost Test | Energy Efficiency | 529222.0121 | 546428.2112 | 541525.4464 | 514385.9958 | 467906.0677 | 407658.4246 | 336326.55 | 261146.6056 | 185873.0982 | 115224.7874 | 81994.2368 | 87910.0203 | 94302.8405
Scenario 1: Reference | PG&E | Com | BldgEnv | Com - Warehouse | Rate Impact Measure Test | Energy Efficiency | 529222.0121 | 546428.2112 | 541525.4464 | 514385.9958 | 467906.0677 | 407658.4246 | 336326.55 | 261146.6056 | 185873.0982 | 115224.7874 | 81994.2368 | 87910.0203 | 94302.8405
Scenario 1: Reference | PG&E | Com | BldgEnv | Com - Warehouse | Total Resource Cost Test | Energy Efficiency | 700114.9524 | 714449.8276 | 700010.7453 | 657495.1355 | 591281.6415 | 508998.3141 | 414871.2361 | 317960.4425 | 185873.0982 | 115224.7874 | 81994.2368 | 87910.0203 | 94302.8405
Scenario 1: Reference | PG&E | Com | ComRefrig | Com - College | Participant Cost Test | Energy Efficiency | 4054.1585 | 2383.5657 | 1227.1622 | 506.6362 | 187.9918 | 2279.2065 | 2509.837 | 2140.3494 | 1793.9296 | 1445.4274 | 1099.6126 | 751.4665 | 410.5527
Scenario 1: Reference | PG&E | Com | ComRefrig | Com - College | Program Administrator Cost Test | Energy Efficiency | 1244.0659 | 785.0434 | 428.9572 | 183.692 | 70.7923 | 882.1922 | 1105.2052 | 1089.207 | 1075.5195 | 1057.5473 | 1049.8687 | 1032.2042 | 1019.3591
Scenario 1: Reference | PG&E | Com | ComRefrig | Com - College | Rate Impact Measure Test | Energy Efficiency | 1244.0659 | 785.0434 | 428.9572 | 183.692 | 70.7923 | 882.1922 | 1105.2052 | 1089.207 | 1075.5195 | 1057.5473 | 1049.8687 | 1032.2042 | 1019.3591
Scenario 1: Reference | PG&E | Com | ComRefrig | Com - College | Total Resource Cost Test | Energy Efficiency | 1244.0659 | 785.0434 | 428.9572 | 183.692 | 70.7923 | 882.1922 | 1105.2052 | 1089.207 | 1075.5195 | 1057.5473 | 1049.8687 | 1032.2042 | 1019.3591
Scenario 1: Reference | PG&E | Com | ComRefrig | Com - Grocery | Participant Cost Test | Energy Efficiency | 2913766.0961 | 1239414.7126 | 440682.4719 | 133198.3276 | 0 | 2675608.374 | 3126889.4515 | 2683969.9007 | 2243043.8008 | 1807140.1265 | 1378527.43 | 949767.5354 | 521240.0106
Scenario 1: Reference | PG&E | Com | ComRefrig | Com - Grocery | Program Administrator Cost Test | Energy Efficiency | 881598.4353 | 393942.9559 | 143530.172 | 46279.5949 | 0 | 1033172.3816 | 1376924.1536 | 1365851.5181 | 1344778.625 | 1322194.8969 | 1316166.576 | 1304588.4509 | 1294184.4665
Scenario 1: Reference | PG&E | Com | ComRefrig | Com - Grocery | Rate Impact Measure Test | Energy Efficiency | 881598.4353 | 393942.9559 | 143530.172 | 46279.5949 | 0 | 1033172.3816 | 1376924.1536 | 1365851.5181 | 1344778.625 | 1322194.8969 | 1316166.576 | 1304588.4509 | 1294184.4665
Scenario 1: Reference | PG&E | Com | ComRefrig | Com - Grocery | Total Resource Cost Test | Energy Efficiency | 881598.4353 | 393942.9559 | 143530.172 | 46279.5949 | 0 | 1033172.3816 | 1376924.1536 | 1365851.5181 | 1344778.625 | 1322194.8969 | 1316166.576 | 1304588.4509 | 1294184.4665
Scenario 1: Reference | PG&E | Com | ComRefrig | Com - Health | Participant Cost Test | Energy Efficiency | 0 | 0 | 0 | 0 | 0 | 0 | 0 | 0 | 0 | 0 | 0 | 0 | 0
Scenario 1: Reference | PG&E | Com | ComRefrig | Com - Health | Program Administrator Cost Test | Energy Efficiency | 0 | 0 | 0 | 0 | 0 | 0 | 0 | 0 | 0 | 0 | 0 | 0 | 0
Scenario 1: Reference | PG&E | Com | ComRefrig | Com - Health | Rate Impact Measure Test | Energy Efficiency | 0 | 0 | 0 | 0 | 0 | 0 | 0 | 0 | 0 | 0 | 0 | 0 | 0
Scenario 1: Reference | PG&E | Com | ComRefrig | Com - Health | Total Resource Cost Test | Energy Efficiency | 0 | 0 | 0 | 0 | 0 | 0 | 0 | 0 | 0 | 0 | 0 | 0 | 0
Scenario 1: Reference | PG&E | Com | ComRefrig | Com - Refrig. Warehouse | Participant Cost Test | Energy Efficiency | 8674.807 | 4844.2554 | 2308.348 | 793.2048 | 303.6651 | 5680.3958 | 7176.9471 | 6192.8576 | 5202.433 | 4213.1799 | 3225.1897 | 2231.2634 | 1228.6887
Scenario 1: Reference | PG&E | Com | ComRefrig | Com - Refrig. Warehouse | Program Administrator Cost Test | Energy Efficiency | 2657.2324 | 1590.8153 | 801.341 | 278.2362 | 114.3515 | 2195.1616 | 3160.365 | 3151.4973 | 3119.0299 | 3082.575 | 3079.2908 | 3064.8347 | 3050.7057
Scenario 1: Reference | PG&E | Com | ComRefrig | Com - Refrig. Warehouse | Rate Impact Measure Test | Energy Efficiency | 2657.2324 | 1590.8153 | 801.341 | 278.2362 | 114.3515 | 2195.1616 | 3160.365 | 3151.4973 | 3119.0299 | 3082.575 | 3079.2908 | 3064.8347 | 3050.7057
Scenario 1: Reference | PG&E | Com | ComRefrig | Com - Refrig. Warehouse | Total Resource Cost Test | Energy Efficiency | 2657.2324 | 1590.8153 | 801.341 | 278.2362 | 114.3515 | 2195.1616 | 3160.365 | 3151.4973 | 3119.0299 | 3082.575 | 3079.2908 | 3064.8347 | 3050.7057
Scenario 1: Reference | PG&E | Com | ComRefrig | Com - Restaurant | Participant Cost Test | Energy Efficiency | 103150.8216 | 45480.0036 | 16411.7808 | 5561.6374 | 0 | 91845.386 | 101668.1547 | 86648.4639 | 72039.2817 | 57738.0819 | 43772.3876 | 18982.9067 | 64145.3225
Scenario 1: Reference | PG&E | Com | ComRefrig | Com - Restaurant | Program Administrator Cost Test | Energy Efficiency | 31225.115 | 14491.7892 | 5345.3129 | 1932.3841 | 0 | 35465.6212 | 44769.5082 | 44094.7202 | 43189.9072 | 42244.0776 | 41792.2246 | 26074.6731 | 159266.138
Scenario 1: Reference | PG&E | Com | ComRefrig | Com - Restaurant | Rate Impact Measure Test | Energy Efficiency | 31225.115 | 14491.7892 | 5345.3129 | 1932.3841 | 0 | 35465.6212 | 44769.5082 | 44094.7202 | 43189.9072 | 42244.0776 | 41792.2246 | 26074.6731 | 159266.138
Scenario 1: Reference | PG&E | Com | ComRefrig | Com - Restaurant | Total Resource Cost Test | Energy Efficiency | 31225.115 | 14491.7892 | 5345.3129 | 1932.3841 | 0 | 35465.6212 | 44769.5082 | 44094.7202 | 43189.9072 | 42244.0776 | 41792.2246 | 26074.6731 | 159266.138
Scenario 1: Reference | PG&E | Com | ComRefrig | Com - Retail | Participant Cost Test | Energy Efficiency | 1349556.5152 | 596976.8783 | 0 | 133388.6918 | 33399.7188 | 1086928.3089 | 1249996.5991 | 1075359.8462 | 900660.0623 | 727094.0354 | 555790.4687 | 383691.8035 | 210972.738
Scenario 1: Reference | PG&E | Com | ComRefrig | Com - Retail | Program Administrator Cost Test | Energy Efficiency | 408951.5155 | 190853.0664 | 0 | 46345.7367 | 12577.3721 | 419711.7412 | 550435.1983 | 547242.1236 | 539975.1565 | 531978.4419 | 530647.7368 | 527033.8052 | 523822.8954
Scenario 1: Reference | PG&E | Com | ComRefrig | Com - Retail | Rate Impact Measure Test | Energy Efficiency | 408951.5155 | 190853.0664 | 0 | 46345.7367 | 12577.3721 | 419711.7412 | 550435.1983 | 547242.1236 | 539975.1565 | 531978.4419 | 530647.7368 | 527033.8052 | 523822.8954
Scenario 1: Reference | PG&E | Com | ComRefrig | Com - Retail | Total Resource Cost Test | Energy Efficiency | 408951.5155 | 190853.0664 | 0 | 46345.7367 | 12577.3721 | 419711.7412 | 550435.1983 | 547242.1236 | 539975.1565 | 531978.4419 | 530647.7368 | 527033.8052 | 523822.8954
Scenario 1: Reference | PG&E | Com | ComRefrig | Com - School | Participant Cost Test | Energy Efficiency | 13.5822 | 0 | 0 | 0 | 0 | 3810.8271 | 5581.3186 | 4775.1759 | 3989.0736 | 3214.0618 | 2451.5466 | 1693.5272 | 929.2686
Scenario 1: Reference | PG&E | Com | ComRefrig | Com - School | Program Administrator Cost Test | Energy Efficiency | 3.8878 | 0 | 0 | 0 | 0 | 1471.5312 | 2457.7307 | 2430.0501 | 2391.581 | 2351.5698 | 2340.6452 | 2326.2072 | 2307.2769
Scenario 1: Reference | PG&E | Com | ComRefrig | Com - School | Rate Impact Measure Test | Energy Efficiency | 3.8878 | 0 | 0 | 0 | 0 | 1471.5312 | 2457.7307 | 2430.0501 | 2391.581 | 2351.5698 | 2340.6452 | 2326.2072 | 2307.2769
Scenario 1: Reference | PG&E | Com | ComRefrig | Com - School | Total Resource Cost Test | Energy Efficiency | 3.8878 | 0 | 0 | 0 | 0 | 1471.5312 | 2457.7307 | 2430.0501 | 2391.581 | 2351.5698 | 2340.6452 | 2326.2072 | 2307.2769
Scenario 1: Reference | PG&E | Com | FoodServ | Com - College | Participant Cost Test | Energy Efficiency | 469990.7896 | 481331.9311 | 461278.4331 | 485517.8494 | 442089.7233 | 417593.0577 | 386867.7321 | 349803.4401 | 312409.8943 | 269427.2106 | 222975.7495 | 169107.4262 | 110303.2571
Scenario 1: Reference | PG&E | Com | FoodServ | Com - College | Participant Cost Test | Fuel Substitution | 254.3547 | 287.148 | 315.5652 | 343.4563 | 370.3104 | 396.5596 | 421.8839 | 457.4746 | 494.3329 | 536.1391 | 581.9883 | 631.1493 | 683.8047
Scenario 1: Reference | PG&E | Com | FoodServ | Com - College | Program Administrator Cost Test | Energy Efficiency | 310728.4864 | 328852.7274 | 338849.907 | 399227.6915 | 386936.0931 | 407216.5292 | 428945.0176 | 448602.7735 | 473877.5008 | 499171.911 | 527530.0446 | 552807.6062 | 582004.4585
Scenario 1: Reference | PG&E | Com | FoodServ | Com - College | Program Administrator Cost Test | Fuel Substitution | 2457.9383 | 2861.4822 | 3300.8179 | 3776.6533 | 4289.1105 | 4842.8519 | 5446.6239 | 6279.3725 | 7239.5645 | 8414.8351 | 9828.0027 | 11492.8068 | 13463.8034
Scenario 1: Reference | PG&E | Com | FoodServ | Com - College | Rate Impact Measure Test | Energy Efficiency | 310728.4864 | 328852.7274 | 338849.907 | 399227.6915 | 386936.0931 | 407216.5292 | 428945.0176 | 448602.7735 | 473877.5008 | 499171.911 | 527530.0446 | 552807.6062 | 582004.4585
Scenario 1: Reference | PG&E | Com | FoodServ | Com - College | Rate Impact Measure Test | Fuel Substitution | 3214.3753 | 3653.4183 | 4102.4982 | 4572.6809 | 5064.9246 | 5577.6993 | 6127.3457 | 6908.3836 | 7805.9725 | 8902.9505 | 10224.195 | 11775.2206 | 13615.4143
Scenario 1: Reference | PG&E | Com | FoodServ | Com - College | Total Resource Cost Test | Energy Efficiency | 310728.4864 | 328852.7274 | 338849.907 | 399227.6915 | 386936.0931 | 407216.5292 | 428945.0176 | 448602.7735 | 473877.5008 | 499171.911 | 527530.0446 | 552807.6062 | 582004.4585
Scenario 1: Reference | PG&E | Com | FoodServ | Com - College | Total Resource Cost Test | Fuel Substitution | 2457.9383 | 2861.4822 | 3300.8179 | 3776.6533 | 4289.1105 | 4842.8519 | 5446.6239 | 6279.3725 | 7239.5645 | 8414.8351 | 9828.0027 | 11492.8068 | 13463.8034
Scenario 1: Reference | PG&E | Com | FoodServ | Com - Grocery | Participant Cost Test | Energy Efficiency | 2996734.7464 | 3081103.8898 | 3072455.2413 | 2960096.3562 | 2871863.7264 | 2726914.2971 | 2530640.9588 | 2307395.8646 | 2050949.0158 | 1769124.1391 | 1494791.4491 | 1166921.8285 | 780896.9735
Scenario 1: Reference | PG&E | Com | FoodServ | Com - Grocery | Participant Cost Test | Fuel Substitution | 2321.7171 | 2591.4387 | 2844.9469 | 3094.2676 | 3335.4775 | 3569.8919 | 3798.0522 | 4056.2464 | 4316.5635 | 4589.61 | 4872.9103 | 5167.7653 | 5476.5404
Scenario 1: Reference | PG&E | Com | FoodServ | Com - Grocery | Program Administrator Cost Test | Energy Efficiency | 1711748.6742 | 1814351.8739 | 1922631.1652 | 2032811.5885 | 2160860.5039 | 2293437.2715 | 2419560.8453 | 2549817.6388 | 2677691.3329 | 2814724.4347 | 3009449.738 | 3204759.7961 | 3389993.3331
Scenario 1: Reference | PG&E | Com | FoodServ | Com - Grocery | Program Administrator Cost Test | Fuel Substitution | 23762.4421 | 27697.1682 | 31977.6856 | 36605.8475 | 41571.2502 | 46901.3439 | 52664.6849 | 59461.2109 | 67004.3476 | 75580.9917 | 85297.1036 | 96290.5896 | 108811.8308
Scenario 1: Reference | PG&E | Com | FoodServ | Com - Grocery | Rate Impact Measure Test | Energy Efficiency | 1711748.6742 | 1814351.8739 | 1922631.1652 | 2032811.5885 | 2160860.5039 | 2293437.2715 | 2419560.8453 | 2549817.6388 | 2677691.3329 | 2814724.4347 | 3009449.738 | 3204759.7961 | 3389993.3331
Scenario 1: Reference | PG&E | Com | FoodServ | Com - Grocery | Rate Impact Measure Test | Fuel Substitution | 30781.4675 | 34987.5905 | 39322.4514 | 43858.1425 | 48594.3049 | 53497.3 | 58714.9839 | 64888.9517 | 71742.7654 | 79507.458 | 88350.1156 | 98369.6583 | 109878.0187
Scenario 1: Reference | PG&E | Com | FoodServ | Com - Grocery | Total Resource Cost Test | Energy Efficiency | 1711748.6742 | 1814351.8739 | 1922631.1652 | 2032811.5885 | 2160860.5039 | 2293437.2715 | 2419560.8453 | 2549817.6388 | 2677691.3329 | 2814724.4347 | 3009449.738 | 3204759.7961 | 3389993.3331
Scenario 1: Reference | PG&E | Com | FoodServ | Com - Grocery | Total Resource Cost Test | Fuel Substitution | 23762.4421 | 27697.1682 | 31977.6856 | 36605.8475 | 41571.2502 | 46901.3439 | 52664.6849 | 59461.2109 | 67004.3476 | 75580.9917 | 85297.1036 | 96290.5896 | 108811.8308
Scenario 1: Reference | PG&E | Com | FoodServ | Com - Health | Participant Cost Test | Energy Efficiency | 1195893.1059 | 1228747.6869 | 1241239.7559 | 1187846.1679 | 1198057.9981 | 1137263.796 | 1100388.8333 | 974948.4406 | 865160.39 | 738937.5466 | 608873.2416 | 470913.0042 | 311819.6032
Scenario 1: Reference | PG&E | Com | FoodServ | Com - Health | Participant Cost Test | Fuel Substitution | 726.3423 | 831.7517 | 923.3269 | 1014.778 | 1113.2617 | 1213.1234 | 1315.7865 | 1422.2851 | 1529.439 | 1637.5452 | 1745.5688 | 1856.6482 | 1970.015
Scenario 1: Reference | PG&E | Com | FoodServ | Com - Health | Program Administrator Cost Test | Energy Efficiency | 761076.7991 | 806798.8783 | 871530.4334 | 914184.3449 | 989356.2933 | 1038594.7795 | 1157845.5668 | 1175092.6156 | 1233090.6321 | 1285629.9312 | 1346523.5258 | 1430892.3484 | 1515611.7509
Scenario 1: Reference | PG&E | Com | FoodServ | Com - Health | Program Administrator Cost Test | Fuel Substitution | 6884.9883 | 8126.9897 | 9475.5108 | 10956.1985 | 12688.9289 | 14612.6645 | 16798.8356 | 19296.2268 | 22126.1428 | 25358.8213 | 29055.5396 | 33322.8333 | 38275.3306
Scenario 1: Reference | PG&E | Com | FoodServ | Com - Health | Rate Impact Measure Test | Energy Efficiency | 761076.7991 | 806798.8783 | 871530.4334 | 914184.3449 | 989356.2933 | 1038594.7795 | 1157845.5668 | 1175092.6156 | 1233090.6321 | 1285629.9312 | 1346523.5258 | 1430892.3484 | 1515611.7509
Scenario 1: Reference | PG&E | Com | FoodServ | Com - Health | Rate Impact Measure Test | Fuel Substitution | 8831.9017 | 10184.6222 | 11575.8302 | 13058.2551 | 14774.9412 | 16623.0356 | 18697.5866 | 21038.3906 | 23681.6107 | 26675.4018 | 30100.049 | 34049.6487 | 38656.3098
Scenario 1: Reference | PG&E | Com | FoodServ | Com - Health | Total Resource Cost Test | Energy Efficiency | 761076.7991 | 806798.8783 | 871530.4334 | 914184.3449 | 989356.2933 | 1038594.7795 | 1157845.5668 | 1175092.6156 | 1233090.6321 | 1285629.9312 | 1346523.5258 | 1430892.3484 | 1515611.7509
Scenario 1: Reference | PG&E | Com | FoodServ | Com - Health | Total Resource Cost Test | Fuel Substitution | 6884.9883 | 8126.9897 | 9475.5108 | 10956.1985 | 12688.9289 | 14612.6645 | 16798.8356 | 19296.2268 | 22126.1428 | 25358.8213 | 29055.5396 | 33322.8333 | 38275.3306
Scenario 1: Reference | PG&E | Com | FoodServ | Com - Lodging | Participant Cost Test | Energy Efficiency | 1228592.4764 | 1269469.5283 | 1273218.0469 | 1238936.5277 | 1225351.6931 | 1173877.6436 | 1094596.5256 | 1001906.0407 | 894747.714 | 775406.3513 | 650915.7677 | 502977.7974 | 341150.6216
Scenario 1: Reference | PG&E | Com | FoodServ | Com - Lodging | Participant Cost Test | Fuel Substitution | 704.1139 | 792.513 | 873.4243 | 953.1823 | 1037.6807 | 1122.3212 | 1210.2082 | 1299.0089 | 1387.6876 | 1476.893 | 1566.6393 | 1659.4477 | 1757.7297
Scenario 1: Reference | PG&E | Com | FoodServ | Com - Lodging | Program Administrator Cost Test | Energy Efficiency | 686492.6315 | 732922.9623 | 781115.3338 | 828018.3987 | 893772.8145 | 953303.8925 | 1008812.8248 | 1065928.0281 | 1123549.4546 | 1186826.3287 | 1267581.8206 | 1343125.8714 | 1475317.4422
Scenario 1: Reference | PG&E | Com | FoodServ | Com - Lodging | Program Administrator Cost Test | Fuel Substitution | 7108.9942 | 8328.6287 | 9652.4916 | 11088.7809 | 12731.2053 | 14532.454 | 16568.2046 | 18829.2539 | 21338.9618 | 24146.062 | 27296.4751 | 30868.8186 | 34972.112
Scenario 1: Reference | PG&E | Com | FoodServ | Com - Lodging | Rate Impact Measure Test | Energy Efficiency | 686492.6315 | 732922.9623 | 781115.3338 | 828018.3987 | 893772.8145 | 953303.8925 | 1008812.8248 | 1065928.0281 | 1123549.4546 | 1186826.3287 | 1267581.8206 | 1343125.8714 | 1475317.4422
Scenario 1: Reference | PG&E | Com | FoodServ | Com - Lodging | Rate Impact Measure Test | Fuel Substitution | 9281.3537 | 10607.6942 | 11964.8322 | 13388.2609 | 14991.8482 | 16691.1546 | 18589.3937 | 20663.4154 | 22956.9695 | 25498.2698 | 28355.207 | 31595.7851 | 35347.9718
Scenario 1: Reference | PG&E | Com | FoodServ | Com - Lodging | Total Resource Cost Test | Energy Efficiency | 686492.6315 | 732922.9623 | 781115.3338 | 828018.3987 | 893772.8145 | 953303.8925 | 1008812.8248 | 1065928.0281 | 1123549.4546 | 1186826.3287 | 1267581.8206 | 1343125.8714 | 1475317.4422
Scenario 1: Reference | PG&E | Com | FoodServ | Com - Lodging | Total Resource Cost Test | Fuel Substitution | 7108.9942 | 8328.6287 | 9652.4916 | 11088.7809 | 12731.2053 | 14532.454 | 16568.2046 | 18829.2539 | 21338.9618 | 24146.062 | 27296.4751 | 30868.8186 | 34972.112
Scenario 1: Reference | PG&E | Com | FoodServ | Com - Office (Large) | Participant Cost Test | Energy Efficiency | 27820.2891 | 27731.1997 | 27872.7602 | 27885.7578 | 26079.6927 | 24029.6745 | 21890.9338 | 19483.5296 | 16882.9956 | 14171.5163 | 11279.7631 | 8186.8923 | 4877.0712
Scenario 1: Reference | PG&E | Com | FoodServ | Com - Office (Large) | Program Administrator Cost Test | Energy Efficiency | 6683.5594 | 6926.2261 | 7179.4668 | 7393.7276 | 7698.0443 | 8071.3763 | 8392.3724 | 8647.7059 | 8844.1153 | 9053.1986 | 9321.4517 | 9535.5659 | 9747.1764
Scenario 1: Reference | PG&E | Com | FoodServ | Com - Office (Large) | Rate Impact Measure Test | Energy Efficiency | 6683.5594 | 6926.2261 | 7179.4668 | 7393.7276 | 7698.0443 | 8071.3763 | 8392.3724 | 8647.7059 | 8844.1153 | 9053.1986 | 9321.4517 | 9535.5659 | 9747.1764
Scenario 1: Reference | PG&E | Com | FoodServ | Com - Office (Large) | Total Resource Cost Test | Energy Efficiency | 6683.5594 | 6926.2261 | 7179.4668 | 7393.7276 | 7698.0443 | 8071.3763 | 8392.3724 | 8647.7059 | 8844.1153 | 9053.1986 | 9321.4517 | 9535.5659 | 9747.1764
Scenario 1: Reference | PG&E | Com | FoodServ | Com - Office (Small) | Participant Cost Test | Energy Efficiency | 6343.1149 | 6391.1957 | 6470.5143 | 3646.61 | 26265.3874 | 5522.284 | 5060.4957 | 4547.5612 | 3987.6938 | 3374.6204 | 2710.7262 | 1984.4206 | 1191.6534
Scenario 1: Reference | PG&E | Com | FoodServ | Com - Office (Small) | Program Administrator Cost Test | Energy Efficiency | 1523.8729 | 1596.2839 | 1666.6753 | 966.875 | 7752.8565 | 1854.8912 | 1940.0527 | 2018.4214 | 2088.9435 | 2155.8108 | 2240.1094 | 2311.3255 | 2381.6048
Scenario 1: Reference | PG&E | Com | FoodServ | Com - Office (Small) | Rate Impact Measure Test | Energy Efficiency | 1523.8729 | 1596.2839 | 1666.6753 | 966.875 | 7752.8565 | 1854.8912 | 1940.0527 | 2018.4214 | 2088.9435 | 2155.8108 | 2240.1094 | 2311.3255 | 2381.6048
Scenario 1: Reference | PG&E | Com | FoodServ | Com - Office (Small) | Total Resource Cost Test | Energy Efficiency | 1523.8729 | 1596.2839 | 1666.6753 | 966.875 | 7752.8565 | 1854.8912 | 1940.0527 | 2018.4214 | 2088.9435 | 2155.8108 | 2240.1094 | 2311.3255 | 2381.6048
Scenario 1: Reference | PG&E | Com | FoodServ | Com - Other | Participant Cost Test | Energy Efficiency | 3603532.1054 | 3708510.7699 | 3643157.4678 | 3520505.1416 | 3417842.4717 | 3252927.7287 | 3039795.6463 | 2783739.378 | 2480184.6675 | 2146055.5092 | 1782684.7038 | 1367977.0964 | 901578.9148
Scenario 1: Reference | PG&E | Com | FoodServ | Com - Other | Participant Cost Test | Fuel Substitution | 2600.6611 | 2928.5823 | 3245.3253 | 3563.1972 | 3878.2935 | 4191.7074 | 4500.111 | 4826.2642 | 5169.5584 | 5520.5838 | 5888.595 | 6267.5795 | 6658.3415
Scenario 1: Reference | PG&E | Com | FoodServ | Com - Other | Program Administrator Cost Test | Energy Efficiency | 2395071.8757 | 2545998.4014 | 2703295.2341 | 2859900.3359 | 3036030.4948 | 3222964.5195 | 3412392.1149 | 3600884.8321 | 3779616.9275 | 3977826.6808 | 4205800.0771 | 4439239.0287 | 4684844.9829
Scenario 1: Reference | PG&E | Com | FoodServ | Com - Other | Program Administrator Cost Test | Fuel Substitution | 27918.3666 | 32870.3023 | 38326.4706 | 44308.6225 | 50825.5904 | 57923.8839 | 65640.0634 | 74383.2711 | 84299.8508 | 95392.5998 | 107991.8482 | 122143.7208 | 138101.934
Scenario 1: Reference | PG&E | Com | FoodServ | Com - Other | Rate Impact Measure Test | Energy Efficiency | 2395071.8757 | 2545998.4014 | 2703295.2341 | 2859900.3359 | 3036030.4948 | 3222964.5195 | 3412392.1149 | 3600884.8321 | 3779616.9275 | 3977826.6808 | 4205800.0771 | 4439239.0287 | 4684844.9829
Scenario 1: Reference | PG&E | Com | FoodServ | Com - Other | Rate Impact Measure Test | Fuel Substitution | 38666.2259 | 44327.1661 | 50084.0334 | 56145.013 | 62520.1894 | 69161.5319 | 76188.7165 | 84018.5634 | 92871.9389 | 102634.8164 | 113730.763 | 126140.9201 | 140195.2563
Scenario 1: Reference | PG&E | Com | FoodServ | Com - Other | Total Resource Cost Test | Energy Efficiency | 2395071.8757 | 2545998.4014 | 2703295.2341 | 2859900.3359 | 3036030.4948 | 3222964.5195 | 3412392.1149 | 3600884.8321 | 3779616.9275 | 3977826.6808 | 4205800.0771 | 4439239.0287 | 4684844.9829
Scenario 1: Reference | PG&E | Com | FoodServ | Com - Other | Total Resource Cost Test | Fuel Substitution | 27918.3666 | 32870.3023 | 38326.4706 | 44308.6225 | 50825.5904 | 57923.8839 | 65640.0634 | 74383.2711 | 84299.8508 | 95392.5998 | 107991.8482 | 122143.7208 | 138101.934
Scenario 1: Reference | PG&E | Com | FoodServ | Com - Restaurant | Participant Cost Test | Energy Efficiency | 7763392.4632 | 7928814.0948 | 7853020.8459 | 7543223.4745 | 7286862.1729 | 6861132.4364 | 6348786.5508 | 5766223.3749 | 5117250.9237 | 4406567.621 | 3701034.1781 | 1778210.4647 | 7622083.9994
Scenario 1: Reference | PG&E | Com | FoodServ | Com - Restaurant | Participant Cost Test | Fuel Substitution | 6820.458 | 7636.304 | 8422.658 | 9204.7026 | 9971.8495 | 10727.8877 | 11465.6172 | 12233.7671 | 13010.9072 | 13797.2486 | 14594.2612 | 13682.9333 | 14017.0644
Scenario 1: Reference | PG&E | Com | FoodServ | Com - Restaurant | Program Administrator Cost Test | Energy Efficiency | 4627356.008 | 4879974.9715 | 5149941.1989 | 5418856.9501 | 5737536.9563 | 6036572.2534 | 6339844.2472 | 6645341.5531 | 6957455.5446 | 7291849.7672 | 7746965.0888 | 5073481.1999 | 34630880.5667
Scenario 1: Reference | PG&E | Com | FoodServ | Com - Restaurant | Program Administrator Cost Test | Fuel Substitution | 71757.602 | 84085.518 | 97584.1522 | 112284.0314 | 128177.1812 | 145377.5005 | 163960.006 | 184795.1978 | 207861.9226 | 233451.5035 | 261921.2194 | 260853.0467 | 284728.1716
Scenario 1: Reference | PG&E | Com | FoodServ | Com - Restaurant | Rate Impact Measure Test | Energy Efficiency | 4627356.008 | 4879974.9715 | 5149941.1989 | 5418856.9501 | 5737536.9563 | 6036572.2534 | 6339844.2472 | 6645341.5531 | 6957455.5446 | 7291849.7672 | 7746965.0888 | 5073481.1999 | 34630880.5667
Scenario 1: Reference | PG&E | Com | FoodServ | Com - Restaurant | Rate Impact Measure Test | Fuel Substitution | 95590.5376 | 109154.3783 | 123075.6452 | 137699.7704 | 153037.9288 | 168995.0967 | 185865.1261 | 204542.6099 | 225180.1428 | 247850.8865 | 273138.4382 | 267666.5167 | 288194.0022
Scenario 1: Reference | PG&E | Com | FoodServ | Com - Restaurant | Total Resource Cost Test | Energy Efficiency | 4627356.008 | 4879974.9715 | 5149941.1989 | 5418856.9501 | 5737536.9563 | 6036572.2534 | 6339844.2472 | 6645341.5531 | 6957455.5446 | 7291849.7672 | 7746965.0888 | 5073481.1999 | 34630880.5667
Scenario 1: Reference | PG&E | Com | FoodServ | Com - Restaurant | Total Resource Cost Test | Fuel Substitution | 71757.602 | 84085.518 | 97584.1522 | 112284.0314 | 128177.1812 | 145377.5005 | 163960.006 | 184795.1978 | 207861.9226 | 233451.5035 | 261921.2194 | 260853.0467 | 284728.1716
Scenario 1: Reference | PG&E | Com | FoodServ | Com - Retail | Participant Cost Test | Energy Efficiency | 41991.6122 | 43507.7259 | 45122.3987 | 11225.4287 | 322828.207 | 40720.3162 | 40692.0104 | 38234.0641 | 34702.293 | 30384.8042 | 25292.1765 | 19281.3595 | 12398.2899
Scenario 1: Reference | PG&E | Com | FoodServ | Com - Retail | Program Administrator Cost Test | Energy Efficiency | 16132.1819 | 18107.4989 | 20330.1209 | 2976.3495 | 201114.9867 | 25179.5771 | 29145.1653 | 32005.7513 | 34613.5572 | 37309.6473 | 40252.0939 | 43110.0563 | 46136.3533
Scenario 1: Reference | PG&E | Com | FoodServ | Com - Retail | Rate Impact Measure Test | Energy Efficiency | 16132.1819 | 18107.4989 | 20330.1209 | 2976.3495 | 201114.9867 | 25179.5771 | 29145.1653 | 32005.7513 | 34613.5572 | 37309.6473 | 40252.0939 | 43110.0563 | 46136.3533
Scenario 1: Reference | PG&E | Com | FoodServ | Com - Retail | Total Resource Cost Test | Energy Efficiency | 16132.1819 | 18107.4989 | 20330.1209 | 2976.3495 | 201114.9867 | 25179.5771 | 29145.1653 | 32005.7513 | 34613.5572 | 37309.6473 | 40252.0939 | 43110.0563 | 46136.3533
Scenario 1: Reference | PG&E | Com | FoodServ | Com - School | Participant Cost Test | Energy Efficiency | 1562960.5224 | 1591879.1485 | 1557073.8575 | 1498338.6816 | 1448838.4399 | 1379218.8324 | 1274250.9925 | 1158814.969 | 1029862.9454 | 886769.4694 | 731719.5643 | 559812.3461 | 363747.8159
Scenario 1: Reference | PG&E | Com | FoodServ | Com - School | Participant Cost Test | Fuel Substitution | 335.288 | 369.6679 | 398.4261 | 437.092 | 482.4785 | 531.6147 | 582.8022 | 638.863 | 699.2465 | 763.8073 | 832.7328 | 911.0176 | 1042.3204
Scenario 1: Reference | PG&E | Com | FoodServ | Com - School | Program Administrator Cost Test | Energy Efficiency | 935533.0645 | 988893.8146 | 1043345.1856 | 1096656.186 | 1158479.1579 | 1226408.0653 | 1286075.237 | 1350622.8927 | 1417469.0748 | 1488994.3887 | 1571622.5452 | 1662466.1405 | 1749249.0697
Scenario 1: Reference | PG&E | Com | FoodServ | Com - School | Program Administrator Cost Test | Fuel Substitution | 3177.3629 | 3599.2101 | 4071.3142 | 4718.2962 | 5528.048 | 6474.7879 | 7562.8668 | 8852.2137 | 10372.1385 | 12156.2253 | 14248.3147 | 16753.2213 | 20563.7839
Scenario 1: Reference | PG&E | Com | FoodServ | Com - School | Rate Impact Measure Test | Energy Efficiency | 935533.0645 | 988893.8146 | 1043345.1856 | 1096656.186 | 1158479.1579 | 1226408.0653 | 1286075.237 | 1350622.8927 | 1417469.0748 | 1488994.3887 | 1571622.5452 | 1662466.1405 | 1749249.0697
Scenario 1: Reference | PG&E | Com | FoodServ | Com - School | Rate Impact Measure Test | Fuel Substitution | 4119.5578 | 4558.2168 | 5023.9875 | 5679.5964 | 6498.5604 | 7431.7983 | 8486.185 | 9719.9735 | 11167.4409 | 12847.8326 | 14811.9666 | 17156.5693 | 20786.2723
Scenario 1: Reference | PG&E | Com | FoodServ | Com - School | Total Resource Cost Test | Energy Efficiency | 935533.0645 | 988893.8146 | 1043345.1856 | 1096656.186 | 1158479.1579 | 1226408.0653 | 1286075.237 | 1350622.8927 | 1417469.0748 | 1488994.3887 | 1571622.5452 | 1662466.1405 | 1749249.0697
Scenario 1: Reference | PG&E | Com | FoodServ | Com - School | Total Resource Cost Test | Fuel Substitution | 3177.3629 | 3599.2101 | 4071.3142 | 4718.2962 | 5528.048 | 6474.7879 | 7562.8668 | 8852.2137 | 10372.1385 | 12156.2253 | 14248.3147 | 16753.2213 | 20563.7839
Scenario 1: Reference | PG&E | Com | HVAC | Com - College | Participant Cost Test | Energy Efficiency | 1446923.0694 | 1373466.1132 | 1164620.608 | 1925846.1633 | 1038862.5645 | 581281.6467 | 453696.6985 | 384614.358 | 286225.6503 | 242640.3141 | 193325.4612 | 137422.8758 | 80054.3014
Scenario 1: Reference | PG&E | Com | HVAC | Com - College | Participant Cost Test | Fuel Substitution | 123198.1645 | 141965.9294 | 146554.3598 | 150110.8341 | 151519.933 | 0 | 0 | 0 | 0 | 0 | 0 | 0 | 0
Scenario 1: Reference | PG&E | Com | HVAC | Com - College | Program Administrator Cost Test | Energy Efficiency | 466336.4059 | 481418.8593 | 465802.4416 | 700881.4011 | 497510.8152 | 374429.246 | 385815.7694 | 393871.2541 | 415631.306 | 438318.8887 | 459819.4721 | 473372.9764 | 495346.7146
Scenario 1: Reference | PG&E | Com | HVAC | Com - College | Program Administrator Cost Test | Fuel Substitution | 285425.8454 | 332072.771 | 366252.606 | 399372.8011 | 430946.8122 | 0 | 0 | 0 | 0 | 0 | 0 | 0 | 0
Scenario 1: Reference | PG&E | Com | HVAC | Com - College | Rate Impact Measure Test | Energy Efficiency | 466336.4059 | 481418.8593 | 465802.4416 | 700881.4011 | 497510.8152 | 374429.246 | 385815.7694 | 393871.2541 | 415631.306 | 438318.8887 | 459819.4721 | 473372.9764 | 495346.7146
Scenario 1: Reference | PG&E | Com | HVAC | Com - College | Rate Impact Measure Test | Fuel Substitution | 292460.1763 | 337004.2261 | 369465.0799 | 401760.2019 | 432532.1093 | 0 | 0 | 0 | 0 | 0 | 0 | 0 | 0
Scenario 1: Reference | PG&E | Com | HVAC | Com - College | Total Resource Cost Test | Energy Efficiency | 651991.5896 | 667486.1819 | 618559.9647 | 1078866.8134 | 669062.7931 | 484419.8726 | 437217.1644 | 443501.6245 | 415631.306 | 438318.8887 | 459819.4721 | 473372.9764 | 495346.7146
Scenario 1: Reference | PG&E | Com | HVAC | Com - College | Total Resource Cost Test | Fuel Substitution | 320150.4936 | 370657.6632 | 406699.071 | 441281.8282 | 473893.7562 | 0 | 0 | 0 | 0 | 0 | 0 | 0 | 0
Scenario 1: Reference | PG&E | Com | HVAC | Com - Grocery | Participant Cost Test | Energy Efficiency | 3333589.0697 | 3434638.0767 | 3491325.4395 | 3722397.6183 | 3654019.4105 | 3528016.7922 | 3346203.2991 | 3118491.6639 | 2396607.7777 | 2052317.1663 | 1662462.8509 | 1345976.1604 | 831726.2192
Scenario 1: Reference | PG&E | Com | HVAC | Com - Grocery | Participant Cost Test | Fuel Substitution | 589299.6056 | 619504.3684 | 641751.3563 | 651308.2443 | 558080.4656 | 56621.3338 | 53280.5933 | 48227.3267 | 40280.379 | 33622.9044 | 26561.0567 | 19164.4284 | 11545.5159
Scenario 1: Reference | PG&E | Com | HVAC | Com - Grocery | Program Administrator Cost Test | Energy Efficiency | 839187.9963 | 932787.3495 | 1022297.9335 | 1203813.8883 | 1290962.8051 | 1391303.1387 | 1484348.094 | 1577917.8558 | 1532717.0261 | 1609468.3109 | 1688032.1702 | 1894447.4317 | 1963996.1062
Scenario 1: Reference | PG&E | Com | HVAC | Com - Grocery | Program Administrator Cost Test | Fuel Substitution | 1906072.5182 | 2123376.7993 | 2338351.0044 | 2546807.7317 | 2744125.4214 | 34464.0893 | 36477.2307 | 37682.0612 | 38338.022 | 38740.9765 | 39167.5311 | 39235.9984 | 39193.8609
Scenario 1: Reference | PG&E | Com | HVAC | Com - Grocery | Rate Impact Measure Test | Energy Efficiency | 839187.9963 | 932787.3495 | 1022297.9335 | 1203813.8883 | 1290962.8051 | 1391303.1387 | 1484348.094 | 1577917.8558 | 1532717.0261 | 1609468.3109 | 1688032.1702 | 1894447.4317 | 1963996.1062
Scenario 1: Reference | PG&E | Com | HVAC | Com - Grocery | Rate Impact Measure Test | Fuel Substitution | 2088011.0365 | 2291581.2603 | 2493505.2132 | 2685811.4661 | 2865181.8029 | 34464.0893 | 36477.2307 | 37682.0612 | 38338.022 | 38740.9765 | 39167.5311 | 39235.9984 | 39193.8609
Scenario 1: Reference | PG&E | Com | HVAC | Com - Grocery | Total Resource Cost Test | Energy Efficiency | 962542.6622 | 1065620.5492 | 1163869.0129 | 1383834.2054 | 1477916.5105 | 1584410.5449 | 1682571.5032 | 1780838.9491 | 1532717.0261 | 1609468.3109 | 1688032.1702 | 1894447.4317 | 1963996.1062
Scenario 1: Reference | PG&E | Com | HVAC | Com - Grocery | Total Resource Cost Test | Fuel Substitution | 2153993.8412 | 2385726.078 | 2612726.6469 | 2826106.0979 | 2931484.6006 | 36283.9767 | 38352.2041 | 39573.3742 | 38338.022 | 38740.9765 | 39167.5311 | 39235.9984 | 39193.8609
Scenario 1: Reference | PG&E | Com | HVAC | Com - Health | Participant Cost Test | Energy Efficiency | 6110361.7033 | 6240583.2009 | 6348138.6677 | 6246303.0711 | 6091881.3761 | 5446599.4554 | 5126212.1886 | 4792478.8043 | 3946966.3901 | 3346966.9006 | 2690326.3488 | 2014887.1526 | 1285738.565
Scenario 1: Reference | PG&E | Com | HVAC | Com - Health | Participant Cost Test | Fuel Substitution | 353653.2497 | 369507.9452 | 380320.2254 | 385592.1085 | 385217.205 | 25997.4601 | 24736.1903 | 22620.1845 | 18956.1728 | 15933.1045 | 12664.9056 | 9190.2709 | 5566.5565
Scenario 1: Reference | PG&E | Com | HVAC | Com - Health | Program Administrator Cost Test | Energy Efficiency | 1757915.9246 | 1918785.2871 | 2095710.6228 | 2217707.3693 | 2358897.0295 | 2365646.4099 | 2504420.5003 | 2640456.3859 | 2766474.7417 | 2873419.5928 | 2967133.8917 | 3090064.4473 | 3212651.8727
Scenario 1: Reference | PG&E | Com | HVAC | Com - Health | Program Administrator Cost Test | Fuel Substitution | 696337.1957 | 779372.6977 | 861263.5313 | 940700.6276 | 1016855.6882 | 15740.8116 | 16837.5747 | 17560.9153 | 18041.7439 | 18358.0783 | 18675.584 | 18815.1875 | 18896.5835
Scenario 1: Reference | PG&E | Com | HVAC | Com - Health | Rate Impact Measure Test | Energy Efficiency | 1757915.9246 | 1918785.2871 | 2095710.6228 | 2217707.3693 | 2358897.0295 | 2365646.4099 | 2504420.5003 | 2640456.3859 | 2766474.7417 | 2873419.5928 | 2967133.8917 | 3090064.4473 | 3212651.8727
Scenario 1: Reference | PG&E | Com | HVAC | Com - Health | Rate Impact Measure Test | Fuel Substitution | 733937.3423 | 812503.963 | 890417.9343 | 965241.5578 | 1036584.5189 | 15740.8116 | 16837.5747 | 17560.9153 | 18041.7439 | 18358.0783 | 18675.584 | 18815.1875 | 18896.5835
Scenario 1: Reference | PG&E | Com | HVAC | Com - Health | Total Resource Cost Test | Energy Efficiency | 2230488.8903 | 2414581.0956 | 2616132.887 | 2750098.7656 | 2902716.6819 | 2844738.5976 | 2951861.1229 | 3093216.6319 | 2766474.7417 | 2873419.5928 | 2967133.8917 | 3090064.4473 | 3212651.8727
Scenario 1: Reference | PG&E | Com | HVAC | Com - Health | Total Resource Cost Test | Fuel Substitution | 768269.9412 | 855945.3327 | 941743.5601 | 1024294.9257 | 1102725.91 | 16707.8014 | 17844.4377 | 18586.3175 | 18041.7439 | 18358.0783 | 18675.584 | 18815.1875 | 18896.5835
Scenario 1: Reference | PG&E | Com | HVAC | Com - Lodging | Participant Cost Test | Energy Efficiency | 3988315.7574 | 4039390.6644 | 4132528.8131 | 4162053.8248 | 4157552.7829 | 3877405.9317 | 3688223.7058 | 3525940.3213 | 2135366.4715 | 2061556.7013 | 1672787.808 | 1245416.1747 | 782675.19
Scenario 1: Reference | PG&E | Com | HVAC | Com - Lodging | Participant Cost Test | Fuel Substitution | 605789.7025 | 639636.5486 | 666423.6686 | 674270.67 | 431149.992 | 17921.537 | 16969.0389 | 15475.5783 | 8479.607 | 7087.5983 | 5605.896 | 4048.2513 | 3476.9157
Scenario 1: Reference | PG&E | Com | HVAC | Com - Lodging | Program Administrator Cost Test | Energy Efficiency | 996630.2776 | 1081171.6945 | 1179227.9704 | 1269639.4842 | 1369378.9179 | 1414221.004 | 1508162.6609 | 1597852.151 | 1519599.9885 | 1740720.4141 | 1822228.5153 | 1896310.9113 | 1965724.6851
Scenario 1: Reference | PG&E | Com | HVAC | Com - Lodging | Program Administrator Cost Test | Fuel Substitution | 618284.0974 | 689050.1932 | 758588.3391 | 825660.5861 | 889105.1965 | 10310.4209 | 10923.7744 | 11292.6456 | 8070.5583 | 8166.3109 | 8266.4163 | 8287.961 | 11802.9572
Scenario 1: Reference | PG&E | Com | HVAC | Com - Lodging | Rate Impact Measure Test | Energy Efficiency | 996630.2776 | 1081171.6945 | 1179227.9704 | 1269639.4842 | 1369378.9179 | 1414221.004 | 1508162.6609 | 1597852.151 | 1519599.9885 | 1740720.4141 | 1822228.5153 | 1896310.9113 | 1965724.6851
Scenario 1: Reference | PG&E | Com | HVAC | Com - Lodging | Rate Impact Measure Test | Fuel Substitution | 643758.8775 | 710066.4768 | 775831.9554 | 838780.2733 | 898145.9001 | 10310.4209 | 10923.7744 | 11292.6456 | 8070.5583 | 8166.3109 | 8266.4163 | 8287.961 | 11802.9572
Scenario 1: Reference | PG&E | Com | HVAC | Com - Lodging | Total Resource Cost Test | Energy Efficiency | 1801836.5675 | 1922965.95 | 2061931.3535 | 2185200.0844 | 2315500.3928 | 2307172.3843 | 2343751.274 | 2445046.5416 | 1519599.9885 | 1740720.4141 | 1822228.5153 | 1896310.9113 | 1965724.6851
Scenario 1: Reference | PG&E | Com | HVAC | Com - Lodging | Total Resource Cost Test | Fuel Substitution | 1080996.2527 | 1178991.6175 | 1270934.1366 | 1343774.7167 | 1164426.405 | 11836.6989 | 12497.8516 | 12881.5774 | 8070.5583 | 8166.3109 | 8266.4163 | 8287.961 | 11802.9572
Scenario 1: Reference | PG&E | Com | HVAC | Com - Office (Large) | Participant Cost Test | Energy Efficiency | 5665887.7484 | 5636852.8341 | 5566281.664 | 5403592.6611 | 5199815.0264 | 2240251.6382 | 1565338.3414 | 1426393.6178 | 1044182.7638 | 856960.3478 | 691634.7311 | 515158.6093 | 327650.9429
Scenario 1: Reference | PG&E | Com | HVAC | Com - Office (Large) | Participant Cost Test | Fuel Substitution | 187.7896 | 8557.6816 | 8502.079 | 8310.2358 | 7992.0912 | 0 | 0 | 0 | 0 | 0 | 0 | 0 | 0
Scenario 1: Reference | PG&E | Com | HVAC | Com - Office (Large) | Program Administrator Cost Test | Energy Efficiency | 1331187.1021 | 1422521.7886 | 1513225.765 | 1588418.8303 | 1666929.9544 | 779801.7107 | 819133.4226 | 849467.3123 | 840605.2331 | 852179.3995 | 879274.7505 | 904636.9596 | 931027.1822
Scenario 1: Reference | PG&E | Com | HVAC | Com - Office (Large) | Program Administrator Cost Test | Fuel Substitution | 506.927 | 6891.9283 | 7419.1487 | 7898.0132 | 8341.0185 | 0 | 0 | 0 | 0 | 0 | 0 | 0 | 0
Scenario 1: Reference | PG&E | Com | HVAC | Com - Office (Large) | Rate Impact Measure Test | Energy Efficiency | 1331187.1021 | 1422521.7886 | 1513225.765 | 1588418.8303 | 1666929.9544 | 779801.7107 | 819133.4226 | 849467.3123 | 840605.2331 | 852179.3995 | 879274.7505 | 904636.9596 | 931027.1822
Scenario 1: Reference | PG&E | Com | HVAC | Com - Office (Large) | Rate Impact Measure Test | Fuel Substitution | 598.2392 | 6977.1257 | 7498.0144 | 7969.2345 | 8403.8436 | 0 | 0 | 0 | 0 | 0 | 0 | 0 | 0
Scenario 1: Reference | PG&E | Com | HVAC | Com - Office (Large) | Total Resource Cost Test | Energy Efficiency | 2595939.8081 | 2709183.5826 | 2814615.231 | 2889397.5458 | 2962880.6778 | 1494824.9233 | 968824.4788 | 999388.695 | 840605.2331 | 852179.3995 | 879274.7505 | 904636.9596 | 931027.1822
Scenario 1: Reference | PG&E | Com | HVAC | Com - Office (Large) | Total Resource Cost Test | Fuel Substitution | 586.4696 | 7987.9958 | 8547.6115 | 9047.5066 | 9500.6039 | 0 | 0 | 0 | 0 | 0 | 0 | 0 | 0
Scenario 1: Reference | PG&E | Com | HVAC | Com - Office (Small) | Participant Cost Test | Energy Efficiency | 1839221.7783 | 1833174.8495 | 1805963.1889 | 855289.4357 | 8186952.2623 | 418575.0817 | 418119.6853 | 389392.2442 | 297078.1856 | 244901.5073 | 195396.4506 | 140528.3671 | 80351.8406
Scenario 1: Reference | PG&E | Com | HVAC | Com - Office (Small) | Participant Cost Test | Fuel Substitution | 45291.0801 | 47128.1542 | 59443.2953 | 48619.7517 | 48602.0795 | 0 | 0 | 0 | 0 | 0 | 0 | 0 | 0
Scenario 1: Reference | PG&E | Com | HVAC | Com - Office (Small) | Program Administrator Cost Test | Energy Efficiency | 555503.8578 | 599275.1699 | 641685.7841 | 278971.8435 | 4198553.4177 | 273493.3662 | 298556.816 | 317677.4715 | 323165.86 | 335879.9999 | 353278.0744 | 370556.8074 | 388628.7122
Scenario 1: Reference | PG&E | Com | HVAC | Com - Office (Small) | Program Administrator Cost Test | Fuel Substitution | 113446.9094 | 126064.0971 | 208089.6215 | 181595.4725 | 194784.9258 | 0 | 0 | 0 | 0 | 0 | 0 | 0 | 0
Scenario 1: Reference | PG&E | Com | HVAC | Com - Office (Small) | Rate Impact Measure Test | Energy Efficiency | 555503.8578 | 599275.1699 | 641685.7841 | 278971.8435 | 4198553.4177 | 273493.3662 | 298556.816 | 317677.4715 | 323165.86 | 335879.9999 | 353278.0744 | 370556.8074 | 388628.7122
Scenario 1: Reference | PG&E | Com | HVAC | Com - Office (Small) | Rate Impact Measure Test | Fuel Substitution | 120033.1373 | 131796.9493 | 218181.251 | 188512.9637 | 200456.7809 | 0 | 0 | 0 | 0 | 0 | 0 | 0 | 0
Scenario 1: Reference | PG&E | Com | HVAC | Com - Office (Small) | Total Resource Cost Test | Energy Efficiency | 692886.7788 | 740277.135 | 785220.4803 | 350892.5385 | 4891083.2436 | 297107.1064 | 323382.4895 | 343098.9711 | 323165.86 | 335879.9999 | 353278.0744 | 370556.8074 | 388628.7122
Scenario 1: Reference | PG&E | Com | HVAC | Com - Office (Small) | Total Resource Cost Test | Fuel Substitution | 121601.281 | 134679.2425 | 221366.507 | 192606.3793 | 206002.5776 | 0 | 0 | 0 | 0 | 0 | 0 | 0 | 0
Scenario 1: Reference | PG&E | Com | HVAC | Com - Other | Participant Cost Test | Energy Efficiency | 13118227.8188 | 10560441.1718 | 9118390.4359 | 9070465.3285 | 8854867.4947 | 8602473.8889 | 8245865.1333 | 7725990.5102 | 4752603.2366 | 4052600.2441 | 3249404.9255 | 2333309.6871 | 1320535.0116
Scenario 1: Reference | PG&E | Com | HVAC | Com - Other | Participant Cost Test | Fuel Substitution | 1692746.4773 | 1784711.6147 | 1854244.7711 | 1900466.0219 | 1857755.4323 | 0 | 0 | 0 | 0 | 0 | 0 | 0 | 0
Scenario 1: Reference | PG&E | Com | HVAC | Com - Other | Program Administrator Cost Test | Energy Efficiency | 5263490.3816 | 4723283.4271 | 4562903.981 | 4910668.518 | 5231943.386 | 5647814.3174 | 6075528.3618 | 6468255.8515 | 6320421.1672 | 6698782.6498 | 7106851.3662 | 7505845.92 | 7939822.5955
Scenario 1: Reference | PG&E | Com | HVAC | Com - Other | Program Administrator Cost Test | Fuel Substitution | 3809870.4331 | 4250360.6452 | 4683315.413 | 5101350.8142 | 5497977.5042 | 0 | 0 | 0 | 0 | 0 | 0 | 0 | 0
Scenario 1: Reference | PG&E | Com | HVAC | Com - Other | Rate Impact Measure Test | Energy Efficiency | 5263490.3816 | 4723283.4271 | 4562903.981 | 4910668.518 | 5231943.386 | 5647814.3174 | 6075528.3618 | 6468255.8515 | 6320421.1672 | 6698782.6498 | 7106851.3662 | 7505845.92 | 7939822.5955
Scenario 1: Reference | PG&E | Com | HVAC | Com - Other | Rate Impact Measure Test | Fuel Substitution | 3938742.3312 | 4351914.4866 | 4762123.0123 | 5155764.2238 | 5528756.7977 | 0 | 0 | 0 | 0 | 0 | 0 | 0 | 0
Scenario 1: Reference | PG&E | Com | HVAC | Com - Other | Total Resource Cost Test | Energy Efficiency | 7323834.9261 | 6234802.8741 | 5791508.7493 | 6182582.284 | 6532799.9767 | 6985503.6393 | 7447174.0968 | 7860965.149 | 6320421.1672 | 6698782.6498 | 7106851.3662 | 7505845.92 | 7939822.5955
Scenario 1: Reference | PG&E | Com | HVAC | Com - Other | Total Resource Cost Test | Fuel Substitution | 4494011.3086 | 4976096.1208 | 5443603.5425 | 5888606.6251 | 6239726.28 | 0 | 0 | 0 | 0 | 0 | 0 | 0 | 0
Scenario 1: Reference | PG&E | Com | HVAC | Com - Restaurant | Participant Cost Test | Energy Efficiency | 2454797.7253 | 2537954.3697 | 2583899.6243 | 2579677.3207 | 2525065.6903 | 2423424.2815 | 2285206.8133 | 2108843.3121 | 1792154.2899 | 1562006.5104 | 1309302.0516 | 777168.4062 | 2748275.6927
Scenario 1: Reference | PG&E | Com | HVAC | Com - Restaurant | Participant Cost Test | Fuel Substitution | 86492.2124 | 89697.1411 | 91587.1088 | 92064.4264 | 91122.2771 | 26.9124 | 25.2464 | 22.7708 | 19.5689 | 16.3339 | 12.9051 | 8.3807 | 5.0503
Scenario 1: Reference | PG&E | Com | HVAC | Com - Restaurant | Program Administrator Cost Test | Energy Efficiency | 2013206.6152 | 2254306.4979 | 2496633.2952 | 2727800.9066 | 2943743.4263 | 3142988.2882 | 3331949.3307 | 3503500.2421 | 3661830.2187 | 3813380.1471 | 3958242.6249 | 2752015.8621 | 15601360.1103
Scenario 1: Reference | PG&E | Com | HVAC | Com - Restaurant | Program Administrator Cost Test | Fuel Substitution | 193976.7558 | 215997.8577 | 237513.851 | 258193.1614 | 277830.4638 | 16.7486 | 17.71 | 18.2815 | 18.6249 | 18.8199 | 19.0298 | 17.1577 | 17.1442
Scenario 1: Reference | PG&E | Com | HVAC | Com - Restaurant | Rate Impact Measure Test | Energy Efficiency | 2013206.6152 | 2254306.4979 | 2496633.2952 | 2727800.9066 | 2943743.4263 | 3142988.2882 | 3331949.3307 | 3503500.2421 | 3661830.2187 | 3813380.1471 | 3958242.6249 | 2752015.8621 | 15601360.1103
Scenario 1: Reference | PG&E | Com | HVAC | Com - Restaurant | Rate Impact Measure Test | Fuel Substitution | 205885.3334 | 226746.8616 | 247196.0535 | 266614.1552 | 284910.5793 | 16.7486 | 17.71 | 18.2815 | 18.6249 | 18.8199 | 19.0298 | 17.1577 | 17.1442
Scenario 1: Reference | PG&E | Com | HVAC | Com - Restaurant | Total Resource Cost Test | Energy Efficiency | 2104270.8766 | 2351237.5783 | 2598655.614 | 2833703.452 | 3052265.7246 | 3252940.3054 | 3442526.9458 | 3613762.6812 | 3661830.2187 | 3813380.1471 | 3958242.6249 | 2752015.8621 | 15601360.1103
Scenario 1: Reference | PG&E | Com | HVAC | Com - Restaurant | Total Resource Cost Test | Fuel Substitution | 199356.7729 | 221694.6335 | 243470.4943 | 264349.6272 | 284126.3916 | 17.028 | 17.9976 | 18.5714 | 18.6249 | 18.8199 | 19.0298 | 17.1577 | 17.1442
Scenario 1: Reference | PG&E | Com | HVAC | Com - Retail | Participant Cost Test | Energy Efficiency | 5297499.7639 | 5448757.9023 | 5416419.3988 | 3739375.444 | 17180329.9361 | 4565886.9425 | 4399486.5964 | 4143905.8013 | 2531924.4226 | 2105652.3986 | 1712254.7286 | 1265347.761 | 768992.3379
Scenario 1: Reference | PG&E | Com | HVAC | Com - Retail | Participant Cost Test | Fuel Substitution | 329708.2563 | 343254.5265 | 352242.2227 | 322274.0295 | 322553.114 | 41852.3783 | 40261.9442 | 37362.5453 | 0 | 0 | 0 | 0 | 0
Scenario 1: Reference | PG&E | Com | HVAC | Com - Retail | Program Administrator Cost Test | Energy Efficiency | 1264579.2084 | 1397406.3348 | 1516301.9241 | 1011121.5195 | 6536631.46 | 1625693.5041 | 1803358.2646 | 1918806.6593 | 1909807.0128 | 1987486.8673 | 2104059.8596 | 2214177.5392 | 2327690.1744
Scenario 1: Reference | PG&E | Com | HVAC | Com - Retail | Program Administrator Cost Test | Fuel Substitution | 582523.1244 | 648536.0631 | 712967.5764 | 700448.7561 | 753958.8948 | 21798.3301 | 23268.0208 | 24211.1102 | 0 | 0 | 0 | 0 | 0
Scenario 1: Reference | PG&E | Com | HVAC | Com - Retail | Rate Impact Measure Test | Energy Efficiency | 1264579.2084 | 1397406.3348 | 1516301.9241 | 1011121.5195 | 6536631.46 | 1625693.5041 | 1803358.2646 | 1918806.6593 | 1909807.0128 | 1987486.8673 | 2104059.8596 | 2214177.5392 | 2327690.1744
Scenario 1: Reference | PG&E | Com | HVAC | Com - Retail | Rate Impact Measure Test | Fuel Substitution | 606191.5828 | 668417.7431 | 729608.5536 | 712255.4592 | 763686.8748 | 21798.3301 | 23268.0208 | 24211.1102 | 0 | 0 | 0 | 0 | 0
Scenario 1: Reference | PG&E | Com | HVAC | Com - Retail | Total Resource Cost Test | Energy Efficiency | 2220180.7348 | 2408848.4328 | 2524101.8045 | 1752970.7377 | 10105087.0346 | 2618594.7078 | 2744291.6373 | 2883601.8632 | 1909807.0128 | 1987486.8673 | 2104059.8596 | 2214177.5392 | 2327690.1744
Scenario 1: Reference | PG&E | Com | HVAC | Com - Retail | Total Resource Cost Test | Fuel Substitution | 665729.219 | 736780.7651 | 805415.3361 | 787065.4216 | 842787.9209 | 28987.7909 | 30738.159 | 31801.0813 | 0 | 0 | 0 | 0 | 0
Scenario 1: Reference | PG&E | Com | HVAC | Com - School | Participant Cost Test | Energy Efficiency | 3781044.9876 | 3861546.4676 | 3797475.211 | 3871090.2254 | 3793810.2342 | 2544170.5361 | 2340721.5573 | 2147964.4039 | 1392808.5601 | 1085547.5442 | 874142.8827 | 704309.6596 | 443034.9288
Scenario 1: Reference | PG&E | Com | HVAC | Com - School | Participant Cost Test | Fuel Substitution | 129032.0589 | 133392.5023 | 136891.4878 | 152451.7319 | 151810.6084 | 0 | 0 | 0 | 0 | 0 | 0 | 0 | 0
Scenario 1: Reference | PG&E | Com | HVAC | Com - School | Program Administrator Cost Test | Energy Efficiency | 1471706.3537 | 1619540.4127 | 1729857.7292 | 1898402.794 | 2030249.7892 | 1743395.5129 | 1833313.4431 | 1927047.6519 | 1821474.764 | 1810831.4858 | 1899699.36 | 2120431.6009 | 2279956.6081
Scenario 1: Reference | PG&E | Com | HVAC | Com - School | Program Administrator Cost Test | Fuel Substitution | 452264.1366 | 495412.2373 | 535773.127 | 591749.6065 | 625783.2588 | 0 | 0 | 0 | 0 | 0 | 0 | 0 | 0
Scenario 1: Reference | PG&E | Com | HVAC | Com - School | Rate Impact Measure Test | Energy Efficiency | 1471706.3537 | 1619540.4127 | 1729857.7292 | 1898402.794 | 2030249.7892 | 1743395.5129 | 1833313.4431 | 1927047.6519 | 1821474.764 | 1810831.4858 | 1899699.36 | 2120431.6009 | 2279956.6081
Scenario 1: Reference | PG&E | Com | HVAC | Com - School | Rate Impact Measure Test | Fuel Substitution | 465077.203 | 504539.171 | 543070.9926 | 597523.1813 | 630070.868 | 0 | 0 | 0 | 0 | 0 | 0 | 0 | 0
Scenario 1: Reference | PG&E | Com | HVAC | Com - School | Total Resource Cost Test | Energy Efficiency | 1921183.1002 | 2068304.0623 | 2187080.1147 | 2377598.7441 | 2519552.7578 | 2066582.4677 | 2123536.9082 | 2219440.0161 | 1821474.764 | 1810831.4858 | 1899699.36 | 2120431.6009 | 2279956.6081
Scenario 1: Reference | PG&E | Com | HVAC | Com - School | Total Resource Cost Test | Fuel Substitution | 476906.4745 | 521087.931 | 562184.9392 | 620203.2612 | 654404.0997 | 0 | 0 | 0 | 0 | 0 | 0 | 0 | 0
Scenario 1: Reference | PG&E | Com | HVAC | Com - Warehouse | Participant Cost Test | Energy Efficiency | 547108.7276 | 569686.1355 | 585422.3979 | 591936.1322 | 588387.0072 | 576705.2175 | 552030.2693 | 518736.871 | 248641.9885 | 161958.869 | 131309.9212 | 104078.8623 | 63440.2801
Scenario 1: Reference | PG&E | Com | HVAC | Com - Warehouse | Participant Cost Test | Fuel Substitution | 94169.8501 | 99928.2608 | 103000.4944 | 106101.2989 | 107827.1575 | 0 | 0 | 0 | 0 | 0 | 0 | 0 | 0
Scenario 1: Reference | PG&E | Com | HVAC | Com - Warehouse | Program Administrator Cost Test | Energy Efficiency | 138812.5675 | 155400.2301 | 171605.2221 | 187239.2637 | 203077.1626 | 221462.7457 | 237414.7026 | 253096.7312 | 188898.8941 | 149194.6967 | 157510.2704 | 181333.6588 | 190141.4957
Scenario 1: Reference | PG&E | Com | HVAC | Com - Warehouse | Program Administrator Cost Test | Fuel Substitution | 301671.3312 | 337828.2232 | 373614.1238 | 408432.2506 | 441725.1562 | 0 | 0 | 0 | 0 | 0 | 0 | 0 | 0
Scenario 1: Reference | PG&E | Com | HVAC | Com - Warehouse | Rate Impact Measure Test | Energy Efficiency | 138812.5675 | 155400.2301 | 171605.2221 | 187239.2637 | 203077.1626 | 221462.7457 | 237414.7026 | 253096.7312 | 188898.8941 | 149194.6967 | 157510.2704 | 181333.6588 | 190141.4957
Scenario 1: Reference | PG&E | Com | HVAC | Com - Warehouse | Rate Impact Measure Test | Fuel Substitution | 318904.4214 | 352966.1434 | 386895.5417 | 419566.5984 | 450624.8477 | 0 | 0 | 0 | 0 | 0 | 0 | 0 | 0
Scenario 1: Reference | PG&E | Com | HVAC | Com - Warehouse | Total Resource Cost Test | Energy Efficiency | 211345.7252 | 233933.1312 | 255733.3006 | 276476.518 | 296800.0477 | 319510.1222 | 338657.9619 | 357155.7724 | 188898.8941 | 149194.6967 | 157510.2704 | 181333.6588 | 190141.4957
Scenario 1: Reference | PG&E | Com | HVAC | Com - Warehouse | Total Resource Cost Test | Fuel Substitution | 332703.4345 | 370885.0327 | 406968.7195 | 443104.6403 | 477375.8132 | 0 | 0 | 0 | 0 | 0 | 0 | 0 | 0
Scenario 1: Reference | PG&E | Com | Lighting | Com - College | Participant Cost Test | Energy Efficiency | 0 | 0 | 0 | 0 | 0 | 0 | 0 | 0 | 0 | 0 | 0 | 0 | 0
Scenario 1: Reference | PG&E | Com | Lighting | Com - College | Program Administrator Cost Test | Energy Efficiency | 0 | 0 | 0 | 0 | 0 | 0 | 0 | 0 | 0 | 0 | 0 | 0 | 0
Scenario 1: Reference | PG&E | Com | Lighting | Com - College | Rate Impact Measure Test | Energy Efficiency | 0 | 0 | 0 | 0 | 0 | 0 | 0 | 0 | 0 | 0 | 0 | 0 | 0
Scenario 1: Reference | PG&E | Com | Lighting | Com - College | Total Resource Cost Test | Energy Efficiency | 0 | 0 | 0 | 0 | 0 | 0 | 0 | 0 | 0 | 0 | 0 | 0 | 0
Scenario 1: Reference | PG&E | Com | Lighting | Com - Grocery | Participant Cost Test | Energy Efficiency | 197974.6086 | 193710.045 | 188341.9648 | 180849.4582 | 171084.3201 | 159927.8254 | 147150.061 | 132968.6965 | 114990.3637 | 98118.2091 | 80098.2486 | 60629.9079 | 39834.5832
Scenario 1: Reference | PG&E | Com | Lighting | Com - Grocery | Program Administrator Cost Test | Energy Efficiency | 53389.4424 | 56931.4958 | 60100.9625 | 62800.4321 | 65508.1491 | 68538.1681 | 70322.4134 | 71574.6281 | 72271.0523 | 72691.4036 | 73936.6667 | 74550.891 | 74905.1303
Scenario 1: Reference | PG&E | Com | Lighting | Com - Grocery | Rate Impact Measure Test | Energy Efficiency | 53389.4424 | 56931.4958 | 60100.9625 | 62800.4321 | 65508.1491 | 68538.1681 | 70322.4134 | 71574.6281 | 72271.0523 | 72691.4036 | 73936.6667 | 74550.891 | 74905.1303
Scenario 1: Reference | PG&E | Com | Lighting | Com - Grocery | Total Resource Cost Test | Energy Efficiency | 55579.4376 | 59177.9291 | 62395.6441 | 65132.4304 | 67862.4266 | 70915.9611 | 72716.6435 | 73983.1534 | 72271.0523 | 72691.4036 | 73936.6667 | 74550.891 | 74905.1303
Scenario 1: Reference | PG&E | Com | Lighting | Com - Health | Participant Cost Test | Energy Efficiency | 498309.2125 | 488092.3821 | 480673.2114 | 459217.411 | 436412.3563 | 408355.5042 | 375962.3798 | 339638.3629 | 291733.4595 | 247226.978 | 199426.0521 | 150880.1991 | 98921.7685
Scenario 1: Reference | PG&E | Com | Lighting | Com - Health | Program Administrator Cost Test | Energy Efficiency | 140401.949 | 149933.3103 | 160444.0441 | 166987.9881 | 175132.5302 | 183531.8469 | 188742.0513 | 192462.5497 | 194670.7514 | 195207.7413 | 196866.5878 | 199333.8247 | 201173.208
Scenario 1: Reference | PG&E | Com | Lighting | Com - Health | Rate Impact Measure Test | Energy Efficiency | 140401.949 | 149933.3103 | 160444.0441 | 166987.9881 | 175132.5302 | 183531.8469 | 188742.0513 | 192462.5497 | 194670.7514 | 195207.7413 | 196866.5878 | 199333.8247 | 201173.208
Scenario 1: Reference | PG&E | Com | Lighting | Com - Health | Total Resource Cost Test | Energy Efficiency | 147504.1778 | 157223.5015 | 167984.055 | 174609.0917 | 182858.7074 | 191339.2853 | 196604.1171 | 200364.2903 | 194670.7514 | 195207.7413 | 196866.5878 | 199333.8247 | 201173.208
Scenario 1: Reference | PG&E | Com | Lighting | Com - Lodging | Participant Cost Test | Energy Efficiency | 0 | 0 | 0 | 0 | 0 | 0 | 0 | 0 | 0 | 0 | 0 | 0 | 0
Scenario 1: Reference | PG&E | Com | Lighting | Com - Lodging | Program Administrator Cost Test | Energy Efficiency | 0 | 0 | 0 | 0 | 0 | 0 | 0 | 0 | 0 | 0 | 0 | 0 | 0
Scenario 1: Reference | PG&E | Com | Lighting | Com - Lodging | Rate Impact Measure Test | Energy Efficiency | 0 | 0 | 0 | 0 | 0 | 0 | 0 | 0 | 0 | 0 | 0 | 0 | 0
Scenario 1: Reference | PG&E | Com | Lighting | Com - Lodging | Total Resource Cost Test | Energy Efficiency | 0 | 0 | 0 | 0 | 0 | 0 | 0 | 0 | 0 | 0 | 0 | 0 | 0
Scenario 1: Reference | PG&E | Com | Lighting | Com - Office (Large) | Participant Cost Test | Energy Efficiency | 544540.0723 | 545631.4808 | 543189.4523 | 530867.4256 | 513077.8595 | 486585.5132 | 455061.913 | 417609.9263 | 352483.0503 | 304618.9414 | 250496.716 | 190267.9977 | 124317.6485
Scenario 1: Reference | PG&E | Com | Lighting | Com - Office (Large) | Program Administrator Cost Test | Energy Efficiency | 179379.8421 | 196123.0725 | 212620.3882 | 227084.6753 | 242712.5757 | 258113.6517 | 270823.3766 | 282103.0309 | 292493.4137 | 302800.9363 | 314802.5931 | 324972.4589 | 334286.0167
Scenario 1: Reference | PG&E | Com | Lighting | Com - Office (Large) | Rate Impact Measure Test | Energy Efficiency | 179379.8421 | 196123.0725 | 212620.3882 | 227084.6753 | 242712.5757 | 258113.6517 | 270823.3766 | 282103.0309 | 292493.4137 | 302800.9363 | 314802.5931 | 324972.4589 | 334286.0167
Scenario 1: Reference | PG&E | Com | Lighting | Com - Office (Large) | Total Resource Cost Test | Energy Efficiency | 197586.3316 | 215211.0582 | 232548.8335 | 247656.7031 | 263883.8576 | 279747.7039 | 292894.3885 | 304563.8092 | 292493.4137 | 302800.9363 | 314802.5931 | 324972.4589 | 334286.0167
Scenario 1: Reference | PG&E | Com | Lighting | Com - Office (Small) | Participant Cost Test | Energy Efficiency | 0 | 0 | 0 | 0 | 0 | 0 | 0 | 0 | 0 | 0 | 0 | 0 | 0
Scenario 1: Reference | PG&E | Com | Lighting | Com - Office (Small) | Program Administrator Cost Test | Energy Efficiency | 0 | 0 | 0 | 0 | 0 | 0 | 0 | 0 | 0 | 0 | 0 | 0 | 0
Scenario 1: Reference | PG&E | Com | Lighting | Com - Office (Small) | Rate Impact Measure Test | Energy Efficiency | 0 | 0 | 0 | 0 | 0 | 0 | 0 | 0 | 0 | 0 | 0 | 0 | 0
Scenario 1: Reference | PG&E | Com | Lighting | Com - Office (Small) | Total Resource Cost Test | Energy Efficiency | 0 | 0 | 0 | 0 | 0 | 0 | 0 | 0 | 0 | 0 | 0 | 0 | 0
Scenario 1: Reference | PG&E | Com | Lighting | Com - Other | Participant Cost Test | Energy Efficiency | 0 | 0 | 0 | 0 | 0 | 0 | 0 | 0 | 0 | 0 | 0 | 0 | 0
Scenario 1: Reference | PG&E | Com | Lighting | Com - Other | Program Administrator Cost Test | Energy Efficiency | 0 | 0 | 0 | 0 | 0 | 0 | 0 | 0 | 0 | 0 | 0 | 0 | 0
Scenario 1: Reference | PG&E | Com | Lighting | Com - Other | Rate Impact Measure Test | Energy Efficiency | 0 | 0 | 0 | 0 | 0 | 0 | 0 | 0 | 0 | 0 | 0 | 0 | 0
Scenario 1: Reference | PG&E | Com | Lighting | Com - Other | Total Resource Cost Test | Energy Efficiency | 0 | 0 | 0 | 0 | 0 | 0 | 0 | 0 | 0 | 0 | 0 | 0 | 0
Scenario 1: Reference | PG&E | Com | Lighting | Com - Refrig. Warehouse | Participant Cost Test | Energy Efficiency | 4841.9169 | 4745.1126 | 4613.4521 | 4434.2931 | 4212.9347 | 3945.3814 | 3633.9919 | 3287.7474 | 2862.5718 | 2442.9336 | 1988.2175 | 1496.1374 | 966.8213
Scenario 1: Reference | PG&E | Com | Lighting | Com - Refrig. Warehouse | Program Administrator Cost Test | Energy Efficiency | 1789.7258 | 1917.4961 | 2035.6898 | 2145.7251 | 2262.3991 | 2385.0643 | 2479.8567 | 2566.9569 | 2642.0204 | 2714.8896 | 2806.8739 | 2890.1193 | 2971.5603
Scenario 1: Reference | PG&E | Com | Lighting | Com - Refrig. Warehouse | Rate Impact Measure Test | Energy Efficiency | 1789.7258 | 1917.4961 | 2035.6898 | 2145.7251 | 2262.3991 | 2385.0643 | 2479.8567 | 2566.9569 | 2642.0204 | 2714.8896 | 2806.8739 | 2890.1193 | 2971.5603
Scenario 1: Reference | PG&E | Com | Lighting | Com - Refrig. Warehouse | Total Resource Cost Test | Energy Efficiency | 1826.4125 | 1955.1469 | 2074.122 | 2184.798 | 2301.9993 | 2425.1177 | 2520.2269 | 2607.6303 | 2642.0204 | 2714.8896 | 2806.8739 | 2890.1193 | 2971.5603
Scenario 1: Reference | PG&E | Com | Lighting | Com - Restaurant | Participant Cost Test | Energy Efficiency | 50205.9342 | 50154.129 | 49692.5922 | 48468.4302 | 46563.956 | 86311.5309 | 87610.1298 | 78684.1077 | 68565.7357 | 35688.3683 | 24780.2246 | 12890.3546 | 43176.0131
Scenario 1: Reference | PG&E | Com | Lighting | Com - Restaurant | Program Administrator Cost Test | Energy Efficiency | 14783.5247 | 16114.9505 | 17370.7163 | 18486.6639 | 19630.154 | 40816.5593 | 46403.5006 | 47208.7752 | 47768.2785 | 29500.2156 | 25671.1103 | 17929.9721 | 92874.5787
Scenario 1: Reference | PG&E | Com | Lighting | Com - Restaurant | Rate Impact Measure Test | Energy Efficiency | 14783.5247 | 16114.9505 | 17370.7163 | 18486.6639 | 19630.154 | 40816.5593 | 46403.5006 | 47208.7752 | 47768.2785 | 29500.2156 | 25671.1103 | 17929.9721 | 92874.5787
Scenario 1: Reference | PG&E | Com | Lighting | Com - Restaurant | Total Resource Cost Test | Energy Efficiency | 15004.7535 | 16346.6374 | 17611.9153 | 18735.706 | 19885.5712 | 41328.2262 | 46972.2576 | 47778.0231 | 47768.2785 | 29500.2156 | 25671.1103 | 17929.9721 | 92874.5787
Scenario 1: Reference | PG&E | Com | Lighting | Com - Retail | Participant Cost Test | Energy Efficiency | 1194515.9872 | 1175344.4804 | 1149575.3645 | 791023.7345 | 2983490.2526 | 961166.6556 | 908538.6894 | 837120.2822 | 597729.8701 | 510221.4826 | 416224.9555 | 314175.1086 | 204608.0812
Scenario 1: Reference | PG&E | Com | Lighting | Com - Retail | Program Administrator Cost Test | Energy Efficiency | 345241.7113 | 368939.8388 | 390877.6417 | 292027.3184 | 1208848.1117 | 432649.0032 | 453280.6711 | 466690.0642 | 477467.1949 | 487263.2188 | 501628.5474 | 513302.2668 | 524286.9062
Scenario 1: Reference | PG&E | Com | Lighting | Com - Retail | Rate Impact Measure Test | Energy Efficiency | 345241.7113 | 368939.8388 | 390877.6417 | 292027.3184 | 1208848.1117 | 432649.0032 | 453280.6711 | 466690.0642 | 477467.1949 | 487263.2188 | 501628.5474 | 513302.2668 | 524286.9062
Scenario 1: Reference | PG&E | Com | Lighting | Com - Retail | Total Resource Cost Test | Energy Efficiency | 494527.3627 | 521979.144 | 547115.4001 | 404936.3798 | 1659172.9311 | 587605.5642 | 611314.4627 | 625878.7819 | 477467.1949 | 487263.2188 | 501628.5474 | 513302.2668 | 524286.9062
Scenario 1: Reference | PG&E | Com | Lighting | Com - School | Participant Cost Test | Energy Efficiency | 0 | 0 | 0 | 0 | 0 | 0 | 0 | 0 | 0 | 0 | 0 | 0 | 0
Scenario 1: Reference | PG&E | Com | Lighting | Com - School | Program Administrator Cost Test | Energy Efficiency | 0 | 0 | 0 | 0 | 0 | 0 | 0 | 0 | 0 | 0 | 0 | 0 | 0
Scenario 1: Reference | PG&E | Com | Lighting | Com - School | Rate Impact Measure Test | Energy Efficiency | 0 | 0 | 0 | 0 | 0 | 0 | 0 | 0 | 0 | 0 | 0 | 0 | 0
Scenario 1: Reference | PG&E | Com | Lighting | Com - School | Total Resource Cost Test | Energy Efficiency | 0 | 0 | 0 | 0 | 0 | 0 | 0 | 0 | 0 | 0 | 0 | 0 | 0
Scenario 1: Reference | PG&E | Com | Lighting | Com - Warehouse | Participant Cost Test | Energy Efficiency | 9694.3862 | 9824.4685 | 9868.1382 | 9787.4527 | 9574.7142 | 9245.2665 | 8883.3464 | 8401.7394 | 1933.2744 | 0 | 0 | 0 | 0
Scenario 1: Reference | PG&E | Com | Lighting | Com - Warehouse | Program Administrator Cost Test | Energy Efficiency | 2801.5828 | 3085.5138 | 3358.9952 | 3619.4297 | 3889.659 | 4177.8225 | 4455.0841 | 4716.1147 | 1507.9933 | 0 | 0 | 0 | 0
Scenario 1: Reference | PG&E | Com | Lighting | Com - Warehouse | Rate Impact Measure Test | Energy Efficiency | 2801.5828 | 3085.5138 | 3358.9952 | 3619.4297 | 3889.659 | 4177.8225 | 4455.0841 | 4716.1147 | 1507.9933 | 0 | 0 | 0 | 0
Scenario 1: Reference | PG&E | Com | Lighting | Com - Warehouse | Total Resource Cost Test | Energy Efficiency | 3847.3066 | 4190.6188 | 4518.7031 | 4828.7941 | 5142.3724 | 5471.9354 | 5799.4122 | 6109.6925 | 1507.9933 | 0 | 0 | 0 | 0
Scenario 1: Reference | PG&E | Com | WaterHeat | Com - College | Participant Cost Test | Energy Efficiency | 1014990.6079 | 1565507.2441 | 1333093.9464 | 2409860.0679 | 2070193.744 | 2097860.3048 | 2459936.897 | 2850324.0338 | 2168016.0372 | 2316220.8361 | 1987263.1625 | 1362205.5717 | 721271.7074
Scenario 1: Reference | PG&E | Com | WaterHeat | Com - College | Participant Cost Test | Fuel Substitution | 368752.8413 | 452395.86 | 560345.9439 | 602431.7128 | 570988.3376 | 3014833.5091 | 3481343.4402 | 3866774.9418 | 3657798.6919 | 3845883.024 | 3811643.2227 | 3223326.8159 | 2038860.8028
Scenario 1: Reference | PG&E | Com | WaterHeat | Com - College | Program Administrator Cost Test | Energy Efficiency | 629361.0345 | 856402.9386 | 745715.1797 | 1827647.3303 | 1225238.9309 | 765900.4454 | 951531.0035 | 1141007.0101 | 1308861.8337 | 1435882.7481 | 1490580.1534 | 1456335.663 | 1335044.3623
Scenario 1: Reference | PG&E | Com | WaterHeat | Com - College | Program Administrator Cost Test | Fuel Substitution | 1445371.6582 | 1865364.0946 | 2386020.2568 | 3030467.6977 | 3824181.9223 | 1867223.8695 | 2447736.2335 | 3119844.1406 | 3863395.0674 | 5008490.5266 | 6553572.3804 | 8141427.045 | 9783684.5368
Scenario 1: Reference | PG&E | Com | WaterHeat | Com - College | Rate Impact Measure Test | Energy Efficiency | 629361.0345 | 856402.9386 | 745715.1797 | 1827647.3303 | 1225238.9309 | 765900.4454 | 951531.0035 | 1141007.0101 | 1308861.8337 | 1435882.7481 | 1490580.1534 | 1456335.663 | 1335044.3623
Scenario 1: Reference | PG&E | Com | WaterHeat | Com - College | Rate Impact Measure Test | Fuel Substitution | 1731133.1181 | 2179058.8377 | 2729200.1383 | 3397431.9533 | 4208186.1596 | 1867223.8695 | 2447736.2335 | 3119844.1406 | 3863395.0674 | 5008490.5266 | 6553572.3804 | 8141427.045 | 9783684.5368
Scenario 1: Reference | PG&E | Com | WaterHeat | Com - College | Total Resource Cost Test | Energy Efficiency | 962909.7554 | 1384229.8892 | 1184682.9965 | 2609548.1795 | 1904036.7095 | 1492387.2415 | 1752419.953 | 2053375.3229 | 1308861.8337 | 1435882.7481 | 1490580.1534 | 1456335.663 | 1335044.3623
Scenario 1: Reference | PG&E | Com | WaterHeat | Com - College | Total Resource Cost Test | Fuel Substitution | 1770387.0884 | 2264130.6315 | 2881197.065 | 3554282.3037 | 4300964.8835 | 2100666.2968 | 2738693.7375 | 3481747.7615 | 3863395.0674 | 5008490.5266 | 6553572.3804 | 8141427.045 | 9783684.5368
Scenario 1: Reference | PG&E | Com | WaterHeat | Com - Grocery | Participant Cost Test | Energy Efficiency | 490330.6024 | 589907.7849 | 708045.9629 | 846021.5298 | 1003622.2801 | 1138367.1726 | 1323709.0341 | 1519992.1578 | 1288901.78 | 1415546.9345 | 1284285.4069 | 957626.3752 | 566399.9571
Scenario 1: Reference | PG&E | Com | WaterHeat | Com - Grocery | Participant Cost Test | Fuel Substitution | 8139.1127 | 9859.4499 | 11950.4231 | 14480.578 | 17507.7857 | 0 | 0 | 0 | 0 | 0 | 0 | 0 | 0
Scenario 1: Reference | PG&E | Com | WaterHeat | Com - Grocery | Program Administrator Cost Test | Energy Efficiency | 218991.158 | 264178.2758 | 319018.5119 | 384835.0409 | 462346.5333 | 477417.8448 | 575124.5435 | 680890.0465 | 789225.475 | 892374.8059 | 980397.6769 | 1042325.268 | 1068937.023
Scenario 1: Reference | PG&E | Com | WaterHeat | Com - Grocery | Program Administrator Cost Test | Fuel Substitution | 64995.7989 | 82860.3926 | 105724.1655 | 134901.2654 | 171811.2413 | 0 | 0 | 0 | 0 | 0 | 0 | 0 | 0
Scenario 1: Reference | PG&E | Com | WaterHeat | Com - Grocery | Rate Impact Measure Test | Energy Efficiency | 218991.158 | 264178.2758 | 319018.5119 | 384835.0409 | 462346.5333 | 477417.8448 | 575124.5435 | 680890.0465 | 789225.475 | 892374.8059 | 980397.6769 | 1042325.268 | 1068937.023
Scenario 1: Reference | PG&E | Com | WaterHeat | Com - Grocery | Rate Impact Measure Test | Fuel Substitution | 68092.2971 | 85540.2019 | 108006.7513 | 136551.4985 | 172597.6088 | 0 | 0 | 0 | 0 | 0 | 0 | 0 | 0
Scenario 1: Reference | PG&E | Com | WaterHeat | Com - Grocery | Total Resource Cost Test | Energy Efficiency | 354378.4707 | 425681.5152 | 510779.4214 | 611088.9221 | 727027.795 | 777406.9995 | 912209.3631 | 1060846.4572 | 789225.475 | 892374.8059 | 980397.6769 | 1042325.268 | 1068937.023
Scenario 1: Reference | PG&E | Com | WaterHeat | Com - Grocery | Total Resource Cost Test | Fuel Substitution | 71030.1979 | 90170.2625 | 114584.2984 | 145637.2738 | 184791.6438 | 0 | 0 | 0 | 0 | 0 | 0 | 0 | 0
Scenario 1: Reference | PG&E | Com | WaterHeat | Com - Health | Participant Cost Test | Energy Efficiency | 2241589.5532 | 2525309.0886 | 2848664.5512 | 3222510.4356 | 3468128.0667 | 2964969.1199 | 3322045.1621 | 3676032.6112 | 2796309.8696 | 2835769.2954 | 2311875.2591 | 1512329.6475 | 769914.7406
Scenario 1: Reference | PG&E | Com | WaterHeat | Com - Health | Participant Cost Test | Fuel Substitution | 810913.18 | 1003089.2588 | 1262157.4031 | 1383434.4411 | 1450303.8925 | 8059730.0259 | 9357825.3568 | 10454153.4557 | 9870334.0348 | 10349665.7058 | 10313972.1714 | 8731171.8781 | 5462890.7806
Scenario 1: Reference | PG&E | Com | WaterHeat | Com - Health | Program Administrator Cost Test | Energy Efficiency | 1604535.5348 | 1824036.0553 | 2104515.5221 | 2392922.0917 | 2666567.4991 | 1131467.0478 | 1348841.827 | 1542780.2013 | 1690129.1138 | 1761094.6853 | 1738127.6906 | 1621800.1181 | 1431568.0558
Scenario 1: Reference | PG&E | Com | WaterHeat | Com - Health | Program Administrator Cost Test | Fuel Substitution | 3876830.8227 | 5032948.4157 | 6476104.2915 | 8270485.1777 | 10490538.9337 | 4994252.9951 | 6587478.9599 | 8445736.5542 | 10515120.2802 | 13618607.188 | 17969869.824 | 22475462.1241 | 27158580.5739
Scenario 1: Reference | PG&E | Com | WaterHeat | Com - Health | Rate Impact Measure Test | Energy Efficiency | 1604535.5348 | 1824036.0553 | 2104515.5221 | 2392922.0917 | 2666567.4991 | 1131467.0478 | 1348841.827 | 1542780.2013 | 1690129.1138 | 1761094.6853 | 1738127.6906 | 1621800.1181 | 1431568.0558
Scenario 1: Reference | PG&E | Com | WaterHeat | Com - Health | Rate Impact Measure Test | Fuel Substitution | 4546161.001 | 5767877.011 | 7279798.6754 | 9131323.2975 | 11399694.5808 | 4994252.9951 | 6587478.9599 | 8445736.5542 | 10515120.2802 | 13618607.188 | 17969869.824 | 22475462.1241 | 27158580.5739
Scenario 1: Reference | PG&E | Com | WaterHeat | Com - Health | Total Resource Cost Test | Energy Efficiency | 2255186.4053 | 2566951.2054 | 2926604.5964 | 3329878.3617 | 3677073.8142 | 2069831.7535 | 2319193.0564 | 2597709.4251 | 1690129.1138 | 1761094.6853 | 1738127.6906 | 1621800.1181 | 1431568.0558
Scenario 1: Reference | PG&E | Com | WaterHeat | Com - Health | Total Resource Cost Test | Fuel Substitution | 4596357.8417 | 5922160.2807 | 7597382.6766 | 9476291.7958 | 11710907.5589 | 5658978.4781 | 7415659.6235 | 9482142.3787 | 10515120.2802 | 13618607.188 | 17969869.824 | 22475462.1241 | 27158580.5739
Scenario 1: Reference | PG&E | Com | WaterHeat | Com - Lodging | Participant Cost Test | Energy Efficiency | 14700886.5339 | 15196657.8841 | 15581060.5308 | 15976645.8113 | 16368144.8523 | 8993025.6777 | 6176683.6044 | 6246516.399 | 2138236.9424 | 1914125.4739 | 4433.2004 | 878781.2252 | 407890.2478
Scenario 1: Reference | PG&E | Com | WaterHeat | Com - Lodging | Participant Cost Test | Fuel Substitution | 3233846.7147 | 3971858.1334 | 4879512.5075 | 5245256.9332 | 5351349.4529 | 9789275.3732 | 9904615.8629 | 11181168.2012 | 9233944.3754 | 9816317.7836 | 9767988.8829 | 8251780.2375 | 5138767.4781
Scenario 1: Reference | PG&E | Com | WaterHeat | Com - Lodging | Program Administrator Cost Test | Energy Efficiency | 7700553.6038 | 8283502.3482 | 8901325.9226 | 9506541.2405 | 10191536.1522 | 1392104.4301 | 1539045.0232 | 1629991.4096 | 1322340.2722 | 1217454.0007 | 6067.0404 | 960903.6629 | 777719.9987
Scenario 1: Reference | PG&E | Com | WaterHeat | Com - Lodging | Program Administrator Cost Test | Fuel Substitution | 3871980.301 | 5003958.7065 | 6418457.0054 | 8180819.5039 | 10366103.0857 | 4730645.8717 | 6209342.1255 | 7934097.8583 | 9855296.7601 | 12946124.5804 | 17069262.0059 | 21334356.8607 | 25762874.5054
Scenario 1: Reference | PG&E | Com | WaterHeat | Com - Lodging | Rate Impact Measure Test | Energy Efficiency | 7700553.6038 | 8283502.3482 | 8901325.9226 | 9506541.2405 | 10191536.1522 | 1392104.4301 | 1539045.0232 | 1629991.4096 | 1322340.2722 | 1217454.0007 | 6067.0404 | 960903.6629 | 777719.9987
Scenario 1: Reference | PG&E | Com | WaterHeat | Com - Lodging | Rate Impact Measure Test | Fuel Substitution | 4606018.5298 | 5809366.8205 | 7299841.0173 | 9122999.3986 | 11351243.4779 | 4730645.8717 | 6209342.1255 | 7934097.8583 | 9855296.7601 | 12946124.5804 | 17069262.0059 | 21334356.8607 | 25762874.5054
Scenario 1: Reference | PG&E | Com | WaterHeat | Com - Lodging | Total Resource Cost Test | Energy Efficiency | 16032048.7354 | 17006986.0622 | 17913440.8154 | 18866981.1165 | 19905570.4553 | 8015509.3235 | 5167261.5561 | 5256441.2663 | 1322340.2722 | 1217454.0007 | 6067.0404 | 960903.6629 | 777719.9987
Scenario 1: Reference | PG&E | Com | WaterHeat | Com - Lodging | Total Resource Cost Test | Fuel Substitution | 7023644.4722 | 8873932.7387 | 11172387.4742 | 13272099.6298 | 15529670.3405 | 7523650.2473 | 8084817.0063 | 10281824.7682 | 9855296.7601 | 12946124.5804 | 17069262.0059 | 21334356.8607 | 25762874.5054
Scenario 1: Reference | PG&E | Com | WaterHeat | Com - Office (Large) | Participant Cost Test | Energy Efficiency | 7219026.6548 | 7638902.3053 | 7651414.7857 | 7169601.4734 | 6207248.4365 | 3982157.0015 | 2401554.9148 | 1142687.1017 | 81006.0364 | 2541.1813 | 2492.6959 | 2182.7281 | 1464.5777
Scenario 1: Reference | PG&E | Com | WaterHeat | Com - Office (Large) | Participant Cost Test | Fuel Substitution | 294776.2585 | 360733.2453 | 452432.0524 | 474162.7628 | 465061.0371 | 2117324.0634 | 2430098.4182 | 2695973.912 | 2427282.6647 | 2631416.1971 | 2609678.8306 | 2206789.5876 | 1395928.4606
Scenario 1: Reference | PG&E | Com | WaterHeat | Com - Office (Large) | Program Administrator Cost Test | Energy Efficiency | 2792941.0102 | 3049732.0046 | 3208324.4424 | 3214413.9526 | 3067140.5408 | 1255190.3058 | 829600.939 | 409557.0589 | 48921.2561 | 2333.8041 | 3028.4134 | 3910.8924 | 5041.5786
Scenario 1: Reference | PG&E | Com | WaterHeat | Com - Office (Large) | Program Administrator Cost Test | Fuel Substitution | 819844.2203 | 1055754.8588 | 1346800.7394 | 1704757.6357 | 2143200.7473 | 1265025.6004 | 1642672.7854 | 2079174.2606 | 2561264.514 | 3422850.4105 | 4480070.5532 | 5561381.819 | 6670174.9426
Scenario 1: Reference | PG&E | Com | WaterHeat | Com - Office (Large) | Rate Impact Measure Test | Energy Efficiency | 2792941.0102 | 3049732.0046 | 3208324.4424 | 3214413.9526 | 3067140.5408 | 1255190.3058 | 829600.939 | 409557.0589 | 48921.2561 | 2333.8041 | 3028.4134 | 3910.8924 | 5041.5786
Scenario 1: Reference | PG&E | Com | WaterHeat | Com - Office (Large) | Rate Impact Measure Test | Fuel Substitution | 995020.0067 | 1248404.7081 | 1557939.698 | 1931467.0407 | 2382052.0853 | 1265025.6004 | 1642672.7854 | 2079174.2606 | 2561264.514 | 3422850.4105 | 4480070.5532 | 5561381.819 | 6670174.9426
Scenario 1: Reference | PG&E | Com | WaterHeat | Com - Office (Large) | Total Resource Cost Test | Energy Efficiency | 5815519.4751 | 6227803.0802 | 6356134.4029 | 6137556.6195 | 5576216.2154 | 2985490.2984 | 1781097.7896 | 854905.1421 | 48921.2561 | 2333.8041 | 3028.4134 | 3910.8924 | 5041.5786
Scenario 1: Reference | PG&E | Com | WaterHeat | Com - Office (Large) | Total Resource Cost Test | Fuel Substitution | 1089996.7698 | 1386359.6879 | 1762721.0675 | 2134689.0329 | 2554788.3296 | 1496803.1068 | 1930197.9855 | 2437485.7918 | 2561264.514 | 3422850.4105 | 4480070.5532 | 5561381.819 | 6670174.9426
Scenario 1: Reference | PG&E | Com | WaterHeat | Com - Office (Small) | Participant Cost Test | Energy Efficiency | 1130258.7082 | 1443052.8979 | 16593.7441 | 1560003.3938 | 1950756.0673 | 2228786.023 | 2528101.5302 | 2731901.5548 | 2185503.5784 | 2100108.3256 | 1593665.5553 | 950850.5567 | 430890.0576
Scenario 1: Reference | PG&E | Com | WaterHeat | Com - Office (Small) | Participant Cost Test | Fuel Substitution | 22817.1779 | 27969.9288 | 33922.3088 | 34123.4599 | 42894.0503 | 470491.3689 | 541711.58 | 598639.4517 | 604442.5124 | 662421.902 | 657552.568 | 557025.0948 | 353779.0779
Scenario 1: Reference | PG&E | Com | WaterHeat | Com - Office (Small) | Program Administrator Cost Test | Energy Efficiency | 433103.9326 | 569036.4823 | 32543.5351 | 650646.0162 | 937078.2446 | 958349.5864 | 1122107.8139 | 1251904.9655 | 1318731.6172 | 1301096.3917 | 1194538.4987 | 1015796.1841 | 796862.6169
Scenario 1: Reference | PG&E | Com | WaterHeat | Com - Office (Small) | Program Administrator Cost Test | Fuel Substitution | 216912.4316 | 279846.3494 | 357481.8894 | 378675.2101 | 500684.4201 | 306614.6529 | 402210.4079 | 513551.5278 | 637092.4934 | 860469.1361 | 1126804.4405 | 1400100.1033 | 1682131.1427
Scenario 1: Reference | PG&E | Com | WaterHeat | Com - Office (Small) | Rate Impact Measure Test | Energy Efficiency | 433103.9326 | 569036.4823 | 32543.5351 | 650646.0162 | 937078.2446 | 958349.5864 | 1122107.8139 | 1251904.9655 | 1318731.6172 | 1301096.3917 | 1194538.4987 | 1015796.1841 | 796862.6169
Scenario 1: Reference | PG&E | Com | WaterHeat | Com - Office (Small) | Rate Impact Measure Test | Fuel Substitution | 264703.3388 | 332601.049 | 415477.5711 | 430870.1989 | 557423.4068 | 306614.6529 | 402210.4079 | 513551.5278 | 637092.4934 | 860469.1361 | 1126804.4405 | 1400100.1033 | 1682131.1427
Scenario 1: Reference | PG&E | Com | WaterHeat | Com - Office (Small) | Total Resource Cost Test | Energy Efficiency | 716291.7707 | 924047.7859 | 34476.7811 | 1020761.0353 | 1385989.657 | 1468807.4026 | 1690020.0622 | 1853727.6692 | 1318731.6172 | 1301096.3917 | 1194538.4987 | 1015796.1841 | 796862.6169
Scenario 1: Reference | PG&E | Com | WaterHeat | Com - Office (Small) | Total Resource Cost Test | Fuel Substitution | 233235.1361 | 299855.3327 | 381743.5005 | 403080.7411 | 531357.249 | 319755.1291 | 418877.1527 | 534245.1838 | 637092.4934 | 860469.1361 | 1126804.4405 | 1400100.1033 | 1682131.1427
Scenario 1: Reference | PG&E | Com | WaterHeat | Com - Other | Participant Cost Test | Energy Efficiency | 4946114.2437 | 5949280.3044 | 6914550.9928 | 8233776.3999 | 9731368.8806 | 9781420.5755 | 11312569.019 | 12878998.4437 | 8628689.1999 | 9159205.2453 | 7859760.8939 | 5421964.2549 | 2904329.3096
Scenario 1: Reference | PG&E | Com | WaterHeat | Com - Other | Participant Cost Test | Fuel Substitution | 5030645.6209 | 6150676.5641 | 7093033.8527 | 7656471.8155 | 7846634.0841 | 30111647.0955 | 34835503.3104 | 38916966.4451 | 34245031.5684 | 35844600.9199 | 35459424.5446 | 29905961.1074 | 18801172.6173
Scenario 1: Reference | PG&E | Com | WaterHeat | Com - Other | Program Administrator Cost Test | Energy Efficiency | 2605704.7438 | 3160485.9606 | 3818910.081 | 4596623.614 | 5498167.1726 | 3247110.3317 | 3938642.349 | 4643216.3009 | 5241787.194 | 5722394.4519 | 5948117.8332 | 5855672.1703 | 5444691.5734
Scenario 1: Reference | PG&E | Com | WaterHeat | Com - Other | Program Administrator Cost Test | Fuel Substitution | 14358100.5225 | 18459782.4802 | 23540142.0823 | 29816718.8214 | 37537847.9132 | 17614338.2726 | 23046626.4325 | 29334709.4042 | 36280632.9552 | 46845707.9237 | 61231939.5142 | 75984207.3101 | 91197268.0332
Scenario 1: Reference | PG&E | Com | WaterHeat | Com - Other | Rate Impact Measure Test | Energy Efficiency | 2605704.7438 | 3160485.9606 | 3818910.081 | 4596623.614 | 5498167.1726 | 3247110.3317 | 3938642.349 | 4643216.3009 | 5241787.194 | 5722394.4519 | 5948117.8332 | 5855672.1703 | 5444691.5734
Scenario 1: Reference | PG&E | Com | WaterHeat | Com - Other | Rate Impact Measure Test | Fuel Substitution | 17387872.5132 | 21787225.6514 | 27182915.556 | 33717859.4903 | 41630146.8212 | 17614338.2726 | 23046626.4325 | 29334709.4042 | 36280632.9552 | 46845707.9237 | 61231939.5142 | 75984207.3101 | 91197268.0332
Scenario 1: Reference | PG&E | Com | WaterHeat | Com - Other | Total Resource Cost Test | Energy Efficiency | 4654233.7572 | 5626794.4109 | 6559316.0985 | 7854237.5038 | 9335196.6642 | 7289346.9616 | 8450545.4047 | 9699438.78 | 5241787.194 | 5722394.4519 | 5948117.8332 | 5855672.1703 | 5444691.5734
Scenario 1: Reference | PG&E | Com | WaterHeat | Com - Other | Total Resource Cost Test | Fuel Substitution | 18970229.5886 | 24095414.4984 | 30004545.4022 | 36711147.1033 | 44470725.2203 | 21550015.1717 | 27918938.9352 | 35387124.9404 | 36280632.9552 | 46845707.9237 | 61231939.5142 | 75984207.3101 | 91197268.0332
Scenario 1: Reference | PG&E | Com | WaterHeat | Com - Refrig. Warehouse | Participant Cost Test | Energy Efficiency | 96710.5721 | 125862.6489 | 159911.6663 | 201757.8206 | 252226.3716 | 304632.7267 | 372160.0058 | 444962.4185 | 468993.8627 | 529848.3742 | 488864.5529 | 366362.1302 | 215248.157
Scenario 1: Reference | PG&E | Com | WaterHeat | Com - Refrig. Warehouse | Participant Cost Test | Fuel Substitution | 1957.9379 | 2417.754 | 2999.9041 | 3775.4615 | 4765.4899 | 68756.2083 | 79110.4334 | 87333.8567 | 90196.0882 | 95794.3919 | 95449.5802 | 80759.6824 | 50437.3631
Scenario 1: Reference | PG&E | Com | WaterHeat | Com - Refrig. Warehouse | Program Administrator Cost Test | Energy Efficiency | 49442.2832 | 64965.1054 | 83302.9748 | 106363.5439 | 134942.8545 | 153311.5547 | 192468.739 | 236610.7416 | 283320.0806 | 328505.2742 | 366591.3111 | 391559.0638 | 398306.4638
Scenario 1: Reference | PG&E | Com | WaterHeat | Com - Refrig. Warehouse | Program Administrator Cost Test | Fuel Substitution | 37602.313 | 48641.9569 | 62468.6312 | 79737.6518 | 101187.7157 | 45936.0636 | 60373.0546 | 77274.1656 | 96150.499 | 126151.5099 | 166474.0168 | 208207.6489 | 251488.4959
Scenario 1: Reference | PG&E | Com | WaterHeat | Com - Refrig. Warehouse | Rate Impact Measure Test | Energy Efficiency | 49442.2832 | 64965.1054 | 83302.9748 | 106363.5439 | 134942.8545 | 153311.5547 | 192468.739 | 236610.7416 | 283320.0806 | 328505.2742 | 366591.3111 | 391559.0638 | 398306.4638
Scenario 1: Reference | PG&E | Com | WaterHeat | Com - Refrig. Warehouse | Rate Impact Measure Test | Fuel Substitution | 43530.4039 | 55063.2031 | 69449.0342 | 87217.1012 | 109094.061 | 45936.0636 | 60373.0546 | 77274.1656 | 96150.499 | 126151.5099 | 166474.0168 | 208207.6489 | 251488.4959
Scenario 1: Reference | PG&E | Com | WaterHeat | Com - Refrig. Warehouse | Total Resource Cost Test | Energy Efficiency | 59963.4501 | 78588.1686 | 100341.4865 | 127479.9668 | 160838.646 | 184267.9077 | 229396.6086 | 279731.3814 | 283320.0806 | 328505.2742 | 366591.3111 | 391559.0638 | 398306.4638
Scenario 1: Reference | PG&E | Com | WaterHeat | Com - Refrig. Warehouse | Total Resource Cost Test | Fuel Substitution | 38686.0517 | 49973.9434 | 64093.7314 | 81707.8763 | 103561.7903 | 46703.3131 | 61348.0561 | 78487.7002 | 96150.499 | 126151.5099 | 166474.0168 | 208207.6489 | 251488.4959
Scenario 1: Reference | PG&E | Com | WaterHeat | Com - Restaurant | Participant Cost Test | Energy Efficiency | 803051.3626 | 933414.1474 | 1078603.432 | 1234723.9876 | 1392778.7644 | 969481.3412 | 1078536.0816 | 1145792.1369 | 1045654.3708 | 977355.0534 | 63104.4885 | 468568.9558 | 266686.8419
Scenario 1: Reference | PG&E | Com | WaterHeat | Com - Restaurant | Participant Cost Test | Fuel Substitution | 399469.686 | 493445.9508 | 601129.6994 | 725714.8419 | 868742.2867 | 15460041.3028 | 17649877.6887 | 19317871.3403 | 19790698.756 | 20697963.8133 | 20421186.7257 | 15466997.8282 | 10414855.7479
Scenario 1: Reference | PG&E | Com | WaterHeat | Com - Restaurant | Program Administrator Cost Test | Energy Efficiency | 902443.1952 | 1087730.7998 | 1304863.0158 | 1553271.4139 | 1830522.0877 | 516207.7468 | 588240.839 | 642102.1385 | 665821.004 | 652299.3239 | 101070.9071 | 546370.7369 | 629954.3343
Scenario 1: Reference | PG&E | Com | WaterHeat | Com - Restaurant | Program Administrator Cost Test | Fuel Substitution | 6711598.8481 | 8628736.1571 | 10981146.2557 | 13859368.3992 | 17366434.6645 | 10260988.756 | 13371715.8076 | 16952874.6242 | 20892689.5666 | 26938460.0334 | 35083256.6106 | 39021059.9336 | 49864712.0848
Scenario 1: Reference | PG&E | Com | WaterHeat | Com - Restaurant | Rate Impact Measure Test | Energy Efficiency | 902443.1952 | 1087730.7998 | 1304863.0158 | 1553271.4139 | 1830522.0877 | 516207.7468 | 588240.839 | 642102.1385 | 665821.004 | 652299.3239 | 101070.9071 | 546370.7369 | 629954.3343
Scenario 1: Reference | PG&E | Com | WaterHeat | Com - Restaurant | Rate Impact Measure Test | Fuel Substitution | 7968077.6617 | 10002787.9822 | 12478510.9726 | 15454235.259 | 19029690.7703 | 10260988.756 | 13371715.8076 | 16952874.6242 | 20892689.5666 | 26938460.0334 | 35083256.6106 | 39021059.9336 | 49864712.0848
Scenario 1: Reference | PG&E | Com | WaterHeat | Com - Restaurant | Total Resource Cost Test | Energy Efficiency | 962836.0534 | 1159814.5098 | 1390076.6858 | 1652872.0472 | 1944960.1407 | 612524.4132 | 693138.4504 | 751089.9632 | 665821.004 | 652299.3239 | 101070.9071 | 546370.7369 | 629954.3343
Scenario 1: Reference | PG&E | Com | WaterHeat | Com - Restaurant | Total Resource Cost Test | Fuel Substitution | 6903847.378 | 8863581.2355 | 11265059.7033 | 14199664.4611 | 17771251.5684 | 10431439.8147 | 13586487.439 | 17217656.8592 | 20892689.5666 | 26938460.0334 | 35083256.6106 | 39021059.9336 | 49864712.0848
Scenario 1: Reference | PG&E | Com | WaterHeat | Com - Retail | Participant Cost Test | Energy Efficiency | 2875690.7656 | 3675087.7452 | 3570648.3581 | 5145216.4659 | 6344629.0801 | 7482397.2507 | 8699200.2208 | 9781817.2471 | 6233017.7761 | 6503152.9816 | 5466052.7917 | 3684934.2577 | 1926417.661
Scenario 1: Reference | PG&E | Com | WaterHeat | Com - Retail | Participant Cost Test | Fuel Substitution | 55551.7144 | 60882.0843 | 133067.5921 | 173200.0998 | 240953.1246 | 1207032.9954 | 1421802.7206 | 1637610.5258 | 1080361.3559 | 1148427.7917 | 1137394.2868 | 961153.199 | 607816.4954
Scenario 1: Reference | PG&E | Com | WaterHeat | Com - Retail | Program Administrator Cost Test | Energy Efficiency | 793667.6267 | 1050149.7166 | 1062248.2991 | 1571411.6393 | 2103290.2102 | 2396887.7729 | 2891120.0428 | 3372984.6526 | 3761271.0106 | 4029220.3977 | 4097365.0256 | 3936863.3365 | 3562740.5686
Scenario 1: Reference | PG&E | Com | WaterHeat | Com - Retail | Program Administrator Cost Test | Fuel Substitution | 361531.1728 | 465021.6356 | 591867.3009 | 683290.1712 | 869685.174 | 553471.5849 | 724026.356 | 921824.9731 | 1140547.4734 | 1494727.4794 | 1954105.2591 | 2424985.4798 | 2910589.0392
Scenario 1: Reference | PG&E | Com | WaterHeat | Com - Retail | Rate Impact Measure Test | Energy Efficiency | 793667.6267 | 1050149.7166 | 1062248.2991 | 1571411.6393 | 2103290.2102 | 2396887.7729 | 2891120.0428 | 3372984.6526 | 3761271.0106 | 4029220.3977 | 4097365.0256 | 3936863.3365 | 3562740.5686
Scenario 1: Reference | PG&E | Com | WaterHeat | Com - Retail | Rate Impact Measure Test | Fuel Substitution | 451754.4864 | 564948.0891 | 701986.9176 | 792017.0232 | 986414.109 | 553471.5849 | 724026.356 | 921824.9731 | 1140547.4734 | 1494727.4794 | 1954105.2591 | 2424985.4798 | 2910589.0392
Scenario 1: Reference | PG&E | Com | WaterHeat | Com - Retail | Total Resource Cost Test | Energy Efficiency | 2105368.6404 | 2704948.2508 | 2650395.5679 | 3823085.5119 | 4832599.7383 | 5586169.9946 | 6545919.2022 | 7422698.8475 | 3761271.0106 | 4029220.3977 | 4097365.0256 | 3936863.3365 | 3562740.5686
Scenario 1: Reference | PG&E | Com | WaterHeat | Com - Retail | Total Resource Cost Test | Fuel Substitution | 406407.9074 | 512857.3327 | 709161.1757 | 839197.6105 | 1089741.0165 | 935803.9535 | 1201801.7616 | 1523431.2755 | 1140547.4734 | 1494727.4794 | 1954105.2591 | 2424985.4798 | 2910589.0392
Scenario 1: Reference | PG&E | Com | WaterHeat | Com - School | Participant Cost Test | Energy Efficiency | 2998525.5112 | 3373783.8327 | 3717956.8443 | 3789791.1707 | 3699779.4681 | 2762683.7386 | 2260034.7392 | 1652747.3473 | 792767.0119 | 386239.0378 | 56130.8596 | 13969.0942 | 8454.2925
Scenario 1: Reference | PG&E | Com | WaterHeat | Com - School | Participant Cost Test | Fuel Substitution | 175402.5784 | 214453.9753 | 259679.9169 | 312180.5732 | 902708.338 | 6699457.1812 | 7732133.8009 | 8654838.8153 | 7049154.6548 | 7606908.9357 | 7520460.9682 | 6357215.3379 | 4044261.5002
Scenario 1: Reference | PG&E | Com | WaterHeat | Com - School | Program Administrator Cost Test | Energy Efficiency | 1644380.9012 | 1895594.4434 | 2134131.76 | 2329945.7475 | 2452119.652 | 1155925.1272 | 978664.3227 | 742213.8296 | 487878.5657 | 252360.7272 | 57283.0286 | 31694.4437 | 34377.5025
Scenario 1: Reference | PG&E | Com | WaterHeat | Com - School | Program Administrator Cost Test | Fuel Substitution | 2499686.2332 | 3216809.7455 | 4100181.1083 | 5185137.1288 | 6511885.5594 | 3673743.649 | 4767189.3896 | 6023678.1948 | 7404718.7458 | 9841329.9657 | 12823157.2519 | 15869627.3714 | 18996705.9031
Scenario 1: Reference | PG&E | Com | WaterHeat | Com - School | Rate Impact Measure Test | Energy Efficiency | 1644380.9012 | 1895594.4434 | 2134131.76 | 2329945.7475 | 2452119.652 | 1155925.1272 | 978664.3227 | 742213.8296 | 487878.5657 | 252360.7272 | 57283.0286 | 31694.4437 | 34377.5025
Scenario 1: Reference | PG&E | Com | WaterHeat | Com - School | Rate Impact Measure Test | Fuel Substitution | 2983266.7562 | 3745008.3047 | 4675536.7235 | 5797668.0095 | 7150201.1638 | 3673743.649 | 4767189.3896 | 6023678.1948 | 7404718.7458 | 9841329.9657 | 12823157.2519 | 15869627.3714 | 18996705.9031
Scenario 1: Reference | PG&E | Com | WaterHeat | Com - School | Total Resource Cost Test | Energy Efficiency | 2384197.6535 | 2728059.4795 | 3078498.467 | 3251667.7203 | 3340474.3334 | 1859763.6594 | 1543498.6243 | 1147092.634 | 487878.5657 | 252360.7272 | 57283.0286 | 31694.4437 | 34377.5025
Scenario 1: Reference | PG&E | Com | WaterHeat | Com - School | Total Resource Cost Test | Fuel Substitution | 2599297.2293 | 3338590.4452 | 4247647.8308 | 5362547.7059 | 7253900.3139 | 4880773.9064 | 6260065.0581 | 7879555.0622 | 7404718.7458 | 9841329.9657 | 12823157.2519 | 15869627.3714 | 18996705.9031
Scenario 1: Reference | PG&E | Com | WaterHeat | Com - Warehouse | Participant Cost Test | Energy Efficiency | 1884361.242 | 2395676.6151 | 3016513.2434 | 3749414.9091 | 4591732.542 | 5485426.0894 | 6456686.8841 | 7379885.1181 | 5100618.2696 | 5471544.5019 | 4763670.4191 | 3351068.36 | 1842091.805
Scenario 1: Reference | PG&E | Com | WaterHeat | Com - Warehouse | Participant Cost Test | Fuel Substitution | 4051.8367 | 5008.5295 | 10835.5446 | 15077.145 | 20441.3603 | 89905.8616 | 106114.1268 | 122091.4893 | 85201.9553 | 91469.4146 | 91051.7479 | 77268.0748 | 48993.6241
Scenario 1: Reference | PG&E | Com | WaterHeat | Com - Warehouse | Program Administrator Cost Test | Energy Efficiency | 569446.6062 | 743739.4505 | 963028.1808 | 1233383.0571 | 1557707.9337 | 1876218.6507 | 2291615.4295 | 2713468.7363 | 3083751.6818 | 3394292.0072 | 3572356.9004 | 3579675.7556 | 3406092.1567
Scenario 1: Reference | PG&E | Com | WaterHeat | Com - Warehouse | Program Administrator Cost Test | Fuel Substitution | 38194.1955 | 49769.7884 | 64230.0637 | 82256.4469 | 104639.4276 | 42887.8689 | 56456.705 | 72324.985 | 90017.0926 | 119162.9559 | 156623.6484 | 195296.561 | 235408.0973
Scenario 1: Reference | PG&E | Com | WaterHeat | Com - Warehouse | Rate Impact Measure Test | Energy Efficiency | 569446.6062 | 743739.4505 | 963028.1808 | 1233383.0571 | 1557707.9337 | 1876218.6507 | 2291615.4295 | 2713468.7363 | 3083751.6818 | 3394292.0072 | 3572356.9004 | 3579675.7556 | 3406092.1567
Scenario 1: Reference | PG&E | Com | WaterHeat | Com - Warehouse | Rate Impact Measure Test | Fuel Substitution | 45454.4708 | 57838.2117 | 73149.0841 | 91872.5709 | 114771.2363 | 42887.8689 | 56456.705 | 72324.985 | 90017.0926 | 119162.9559 | 156623.6484 | 195296.561 | 235408.0973
Scenario 1: Reference | PG&E | Com | WaterHeat | Com - Warehouse | Total Resource Cost Test | Energy Efficiency | 1357366.2652 | 1732410.7291 | 2190951.4433 | 2736655.2956 | 3371169.9695 | 4014101.6055 | 4764015.0231 | 5494071.1799 | 3083751.6818 | 3394292.0072 | 3572356.9004 | 3579675.7556 | 3406092.1567
Scenario 1: Reference | PG&E | Com | WaterHeat | Com - Warehouse | Total Resource Cost Test | Fuel Substitution | 41086.1485 | 53342.9542 | 73306.2942 | 95193.931 | 122496.36 | 68920.3126 | 89000.4934 | 113185.5438 | 90017.0926 | 119162.9559 | 156623.6484 | 195296.561 | 235408.0973
Scenario 1: Reference | PG&E | Com | WholeBlg | Com - College | Participant Cost Test | Energy Efficiency | 285863.8758 | 293435.408 | 299556.01 | 305680.5373 | 313910.1684 | 328623.0217 | 344212.731 | 359073.8855 | 372961.1822 | 392732.6409 | 405213.5348 | 410462.2537 | 423580.9718
Scenario 1: Reference | PG&E | Com | WholeBlg | Com - College | Program Administrator Cost Test | Energy Efficiency | 265110.1511 | 272786.0871 | 279337.0295 | 285772.0892 | 295042.1632 | 311548.9372 | 329170.667 | 346844.577 | 363871.2286 | 387638.818 | 405145.4858 | 416057.3732 | 435676.2266
Scenario 1: Reference | PG&E | Com | WholeBlg | Com - College | Rate Impact Measure Test | Energy Efficiency | 265110.1511 | 272786.0871 | 279337.0295 | 285772.0892 | 295042.1632 | 311548.9372 | 329170.667 | 346844.577 | 363871.2286 | 387638.818 | 405145.4858 | 416057.3732 | 435676.2266
Scenario 1: Reference | PG&E | Com | WholeBlg | Com - College | Total Resource Cost Test | Energy Efficiency | 265110.1511 | 272786.0871 | 279337.0295 | 285772.0892 | 295042.1632 | 311548.9372 | 329170.667 | 346844.577 | 363871.2286 | 387638.818 | 405145.4858 | 416057.3732 | 435676.2266
Scenario 1: Reference | PG&E | Com | WholeBlg | Com - Grocery | Participant Cost Test | Energy Efficiency | 1740241.2701 | 1791330.1031 | 1836397.1252 | 1878334.1835 | 1947661.1495 | 2081779.6062 | 2215392.3964 | 2416270.5433 | 2553342.5351 | 2743196.119 | 2887537.0114 | 2975470.1205 | 3048941.1454
Scenario 1: Reference | PG&E | Com | WholeBlg | Com - Grocery | Program Administrator Cost Test | Energy Efficiency | 1740241.2701 | 1791330.1031 | 1836397.1252 | 1878334.1835 | 1947661.1495 | 2081779.6062 | 2215392.3964 | 2416270.5433 | 2553342.5351 | 2743196.119 | 2887537.0114 | 2975470.1205 | 3048941.1454
Scenario 1: Reference | PG&E | Com | WholeBlg | Com - Grocery | Rate Impact Measure Test | Energy Efficiency | 1740241.2701 | 1791330.1031 | 1836397.1252 | 1878334.1835 | 1947661.1495 | 2081779.6062 | 2215392.3964 | 2416270.5433 | 2553342.5351 | 2743196.119 | 2887537.0114 | 2975470.1205 | 3048941.1454
Scenario 1: Reference | PG&E | Com | WholeBlg | Com - Grocery | Total Resource Cost Test | Energy Efficiency | 1740241.2701 | 1791330.1031 | 1836397.1252 | 1878334.1835 | 1947661.1495 | 2081779.6062 | 2215392.3964 | 2416270.5433 | 2553342.5351 | 2743196.119 | 2887537.0114 | 2975470.1205 | 3048941.1454
Scenario 1: Reference | PG&E | Com | WholeBlg | Com - Health | Participant Cost Test | Energy Efficiency | 2064768.9948 | 2138998.6432 | 2206022.8843 | 2270263.5461 | 2365893.5941 | 2533922.9544 | 2705218.1148 | 2901415.2457 | 3075390.0854 | 3317105.8489 | 3501908.8017 | 3624585.1106 | 3741864.4681
Scenario 1: Reference | PG&E | Com | WholeBlg | Com - Health | Program Administrator Cost Test | Energy Efficiency | 2064768.9948 | 2138998.6432 | 2206022.8843 | 2270263.5461 | 2365893.5941 | 2533922.9544 | 2705218.1148 | 2901415.2457 | 3075390.0854 | 3317105.8489 | 3501908.8017 | 3624585.1106 | 3741864.4681
Scenario 1: Reference | PG&E | Com | WholeBlg | Com - Health | Rate Impact Measure Test | Energy Efficiency | 2064768.9948 | 2138998.6432 | 2206022.8843 | 2270263.5461 | 2365893.5941 | 2533922.9544 | 2705218.1148 | 2901415.2457 | 3075390.0854 | 3317105.8489 | 3501908.8017 | 3624585.1106 | 3741864.4681
Scenario 1: Reference | PG&E | Com | WholeBlg | Com - Health | Total Resource Cost Test | Energy Efficiency | 2064768.9948 | 2138998.6432 | 2206022.8843 | 2270263.5461 | 2365893.5941 | 2533922.9544 | 2705218.1148 | 2901415.2457 | 3075390.0854 | 3317105.8489 | 3501908.8017 | 3624585.1106 | 3741864.4681
Scenario 1: Reference | PG&E | Com | WholeBlg | Com - Lodging | Participant Cost Test | Energy Efficiency | 314398.9575 | 325379.511 | 335373.6019 | 345091.4601 | 359066.05 | 382542.1403 | 406685.7339 | 429394.6226 | 454369.9353 | 487731.9812 | 514886.4959 | 534486.5534 | 553072.5369
Scenario 1: Reference | PG&E | Com | WholeBlg | Com - Lodging | Program Administrator Cost Test | Energy Efficiency | 314398.9575 | 325379.511 | 335373.6019 | 345091.4601 | 359066.05 | 382542.1403 | 406685.7339 | 429394.6226 | 454369.9353 | 487731.9812 | 514886.4959 | 534486.5534 | 553072.5369
Scenario 1: Reference | PG&E | Com | WholeBlg | Com - Lodging | Rate Impact Measure Test | Energy Efficiency | 314398.9575 | 325379.511 | 335373.6019 | 345091.4601 | 359066.05 | 382542.1403 | 406685.7339 | 429394.6226 | 454369.9353 | 487731.9812 | 514886.4959 | 534486.5534 | 553072.5369
Scenario 1: Reference | PG&E | Com | WholeBlg | Com - Lodging | Total Resource Cost Test | Energy Efficiency | 314398.9575 | 325379.511 | 335373.6019 | 345091.4601 | 359066.05 | 382542.1403 | 406685.7339 | 429394.6226 | 454369.9353 | 487731.9812 | 514886.4959 | 534486.5534 | 553072.5369
Scenario 1: Reference | PG&E | Com | WholeBlg | Com - Office (Large) | Participant Cost Test | Energy Efficiency | 2856131.1396 | 2941697.6572 | 3015088.9875 | 3081871.9281 | 3191552.401 | 3403647.4852 | 3623281.6343 | 3752508.4026 | 3965149.384 | 4261998.5071 | 4487965.8475 | 4631111.6147 | 4794003.3473
Scenario 1: Reference | PG&E | Com | WholeBlg | Com - Office (Large) | Program Administrator Cost Test | Energy Efficiency | 2856131.1396 | 2941697.6572 | 3015088.9875 | 3081871.9281 | 3191552.401 | 3403647.4852 | 3623281.6343 | 3752508.4026 | 3965149.384 | 4261998.5071 | 4487965.8475 | 4631111.6147 | 4794003.3473
Scenario 1: Reference | PG&E | Com | WholeBlg | Com - Office (Large) | Rate Impact Measure Test | Energy Efficiency | 2856131.1396 | 2941697.6572 | 3015088.9875 | 3081871.9281 | 3191552.401 | 3403647.4852 | 3623281.6343 | 3752508.4026 | 3965149.384 | 4261998.5071 | 4487965.8475 | 4631111.6147 | 4794003.3473
Scenario 1: Reference | PG&E | Com | WholeBlg | Com - Office (Large) | Total Resource Cost Test | Energy Efficiency | 2856131.1396 | 2941697.6572 | 3015088.9875 | 3081871.9281 | 3191552.401 | 3403647.4852 | 3623281.6343 | 3752508.4026 | 3965149.384 | 4261998.5071 | 4487965.8475 | 4631111.6147 | 4794003.3473
Scenario 1: Reference | PG&E | Com | WholeBlg | Com - Office (Small) | Participant Cost Test | Energy Efficiency | 508596.3865 | 524258.2158 | 538192.9568 | 551128.0197 | 571918.5668 | 611109.6654 | 651152.4459 | 708950.2705 | 749284.1074 | 804964.8741 | 847608.5664 | 874635.7404 | 902812.5024
Scenario 1: Reference | PG&E | Com | WholeBlg | Com - Office (Small) | Program Administrator Cost Test | Energy Efficiency | 508596.3865 | 524258.2158 | 538192.9568 | 551128.0197 | 571918.5668 | 611109.6654 | 651152.4459 | 708950.2705 | 749284.1074 | 804964.8741 | 847608.5664 | 874635.7404 | 902812.5024
Scenario 1: Reference | PG&E | Com | WholeBlg | Com - Office (Small) | Rate Impact Measure Test | Energy Efficiency | 508596.3865 | 524258.2158 | 538192.9568 | 551128.0197 | 571918.5668 | 611109.6654 | 651152.4459 | 708950.2705 | 749284.1074 | 804964.8741 | 847608.5664 | 874635.7404 | 902812.5024
Scenario 1: Reference | PG&E | Com | WholeBlg | Com - Office (Small) | Total Resource Cost Test | Energy Efficiency | 508596.3865 | 524258.2158 | 538192.9568 | 551128.0197 | 571918.5668 | 611109.6654 | 651152.4459 | 708950.2705 | 749284.1074 | 804964.8741 | 847608.5664 | 874635.7404 | 902812.5024
Scenario 1: Reference | PG&E | Com | WholeBlg | Com - Other | Participant Cost Test | Energy Efficiency | 2249918.3695 | 2428933.2089 | 2594011.8813 | 2736541.1566 | 2933912.6303 | 3257639.9935 | 3566465.0468 | 3760617.1442 | 4031406.5085 | 4382057.2897 | 4677674.2622 | 4896980.5593 | 5076685.2222
Scenario 1: Reference | PG&E | Com | WholeBlg | Com - Other | Program Administrator Cost Test | Energy Efficiency | 2249918.3695 | 2428933.2089 | 2594011.8813 | 2736541.1566 | 2933912.6303 | 3257639.9935 | 3566465.0468 | 3760617.1442 | 4031406.5085 | 4382057.2897 | 4677674.2622 | 4896980.5593 | 5076685.2222
Scenario 1: Reference | PG&E | Com | WholeBlg | Com - Other | Rate Impact Measure Test | Energy Efficiency | 2249918.3695 | 2428933.2089 | 2594011.8813 | 2736541.1566 | 2933912.6303 | 3257639.9935 | 3566465.0468 | 3760617.1442 | 4031406.5085 | 4382057.2897 | 4677674.2622 | 4896980.5593 | 5076685.2222
Scenario 1: Reference | PG&E | Com | WholeBlg | Com - Other | Total Resource Cost Test | Energy Efficiency | 2249918.3695 | 2428933.2089 | 2594011.8813 | 2736541.1566 | 2933912.6303 | 3257639.9935 | 3566465.0468 | 3760617.1442 | 4031406.5085 | 4382057.2897 | 4677674.2622 | 4896980.5593 | 5076685.2222
Scenario 1: Reference | PG&E | Com | WholeBlg | Com - Refrig. Warehouse | Participant Cost Test | Energy Efficiency | 254075.5545 | 264732.817 | 274797.5859 | 284346.156 | 298231.2089 | 322056.1731 | 345837.2839 | 389893.725 | 415873.2753 | 449789.1041 | 477830.6502 | 496741.1115 | 506001.1113
Scenario 1: Reference | PG&E | Com | WholeBlg | Com - Refrig. Warehouse | Program Administrator Cost Test | Energy Efficiency | 254075.5545 | 264732.817 | 274797.5859 | 284346.156 | 298231.2089 | 322056.1731 | 345837.2839 | 389893.725 | 415873.2753 | 449789.1041 | 477830.6502 | 496741.1115 | 506001.1113
Scenario 1: Reference | PG&E | Com | WholeBlg | Com - Refrig. Warehouse | Rate Impact Measure Test | Energy Efficiency | 254075.5545 | 264732.817 | 274797.5859 | 284346.156 | 298231.2089 | 322056.1731 | 345837.2839 | 389893.725 | 415873.2753 | 449789.1041 | 477830.6502 | 496741.1115 | 506001.1113
Scenario 1: Reference | PG&E | Com | WholeBlg | Com - Refrig. Warehouse | Total Resource Cost Test | Energy Efficiency | 254075.5545 | 264732.817 | 274797.5859 | 284346.156 | 298231.2089 | 322056.1731 | 345837.2839 | 389893.725 | 415873.2753 | 449789.1041 | 477830.6502 | 496741.1115 | 506001.1113
Scenario 1: Reference | PG&E | Com | WholeBlg | Com - Restaurant | Participant Cost Test | Energy Efficiency | 784511.5819 | 809761.244 | 833056.0043 | 855084.7169 | 887441.0262 | 942775.4804 | 997988.8032 | 1058619.5623 | 1114330.9852 | 1192878.4569 | 1250962.6328 | 1271980.132 | 1431177.9055
Scenario 1: Reference | PG&E | Com | WholeBlg | Com - Restaurant | Program Administrator Cost Test | Energy Efficiency | 763663.8353 | 788539.4453 | 811212.382 | 832921.9662 | 865460.2825 | 921770.0874 | 978315.7835 | 1040948.8714 | 1099316.9979 | 1181226.1976 | 1243457.8148 | 1271980.132 | 1464093.4904
Scenario 1: Reference | PG&E | Com | WholeBlg | Com - Restaurant | Rate Impact Measure Test | Energy Efficiency | 763663.8353 | 788539.4453 | 811212.382 | 832921.9662 | 865460.2825 | 921770.0874 | 978315.7835 | 1040948.8714 | 1099316.9979 | 1181226.1976 | 1243457.8148 | 1271980.132 | 1464093.4904
Scenario 1: Reference | PG&E | Com | WholeBlg | Com - Restaurant | Total Resource Cost Test | Energy Efficiency | 763663.8353 | 788539.4453 | 811212.382 | 832921.9662 | 865460.2825 | 921770.0874 | 978315.7835 | 1040948.8714 | 1099316.9979 | 1181226.1976 | 1243457.8148 | 1271980.132 | 1464093.4904
Scenario 1: Reference | PG&E | Com | WholeBlg | Com - Retail | Participant Cost Test | Energy Efficiency | 1157576.1613 | 1187506.1996 | 1213854.5619 | 1065269.5646 | 2682479.3187 | 1325126.8544 | 1391464.6173 | 1470279.7183 | 1523929.1973 | 1601230.2903 | 1647096.9702 | 1657218.0793 | 1684912.2984
Scenario 1: Reference | PG&E | Com | WholeBlg | Com - Retail | Program Administrator Cost Test | Energy Efficiency | 1066108.5406 | 1094115.617 | 1118691.5238 | 1065269.5646 | 1860921.9723 | 1248481.057 | 1326575.0164 | 1421659.7613 | 1496670.024 | 1600771.7772 | 1679302.9349 | 1727768.2704 | 1801311.8675
Scenario 1: Reference | PG&E | Com | WholeBlg | Com - Retail | Rate Impact Measure Test | Energy Efficiency | 1066108.5406 | 1094115.617 | 1118691.5238 | 1065269.5646 | 1860921.9723 | 1248481.057 | 1326575.0164 | 1421659.7613 | 1496670.024 | 1600771.7772 | 1679302.9349 | 1727768.2704 | 1801311.8675
Scenario 1: Reference | PG&E | Com | WholeBlg | Com - Retail | Total Resource Cost Test | Energy Efficiency | 1066108.5406 | 1094115.617 | 1118691.5238 | 1065269.5646 | 1860921.9723 | 1248481.057 | 1326575.0164 | 1421659.7613 | 1496670.024 | 1600771.7772 | 1679302.9349 | 1727768.2704 | 1801311.8675
Scenario 1: Reference | PG&E | Com | WholeBlg | Com - School | Participant Cost Test | Energy Efficiency | 451341.0941 | 466135.2051 | 479556.8072 | 492583.8907 | 510575.208 | 540419.8595 | 571629.3853 | 611203.6853 | 642909.1878 | 685208.7323 | 719450.7173 | 744200.534 | 776463.3375
Scenario 1: Reference | PG&E | Com | WholeBlg | Com - School | Program Administrator Cost Test | Energy Efficiency | 451341.0941 | 466135.2051 | 479556.8072 | 492583.8907 | 510575.208 | 540419.8595 | 571629.3853 | 611203.6853 | 642909.1878 | 685208.7323 | 719450.7173 | 744200.534 | 776463.3375
Scenario 1: Reference | PG&E | Com | WholeBlg | Com - School | Rate Impact Measure Test | Energy Efficiency | 451341.0941 | 466135.2051 | 479556.8072 | 492583.8907 | 510575.208 | 540419.8595 | 571629.3853 | 611203.6853 | 642909.1878 | 685208.7323 | 719450.7173 | 744200.534 | 776463.3375
Scenario 1: Reference | PG&E | Com | WholeBlg | Com - School | Total Resource Cost Test | Energy Efficiency | 451341.0941 | 466135.2051 | 479556.8072 | 492583.8907 | 510575.208 | 540419.8595 | 571629.3853 | 611203.6853 | 642909.1878 | 685208.7323 | 719450.7173 | 744200.534 | 776463.3375
Scenario 1: Reference | PG&E | Com | WholeBlg | Com - Warehouse | Participant Cost Test | Energy Efficiency | 1197893.3875 | 1243076.0599 | 1285402.3091 | 1325122.2082 | 1306605.2366 | 1407723.6085 | 1509509.1998 | 1718065.075 | 1829185.6228 | 1976445.5089 | 2095778.3482 | 2175226.0889 | 2228622.0546
Scenario 1: Reference | PG&E | Com | WholeBlg | Com - Warehouse | Program Administrator Cost Test | Energy Efficiency | 1143100.4639 | 1187028.384 | 1227631.4415 | 1265753.8272 | 1306605.2366 | 1407723.6085 | 1509509.1998 | 1718065.075 | 1829185.6228 | 1976445.5089 | 2095778.3482 | 2175226.0889 | 2228622.0546
Scenario 1: Reference | PG&E | Com | WholeBlg | Com - Warehouse | Rate Impact Measure Test | Energy Efficiency | 1143100.4639 | 1187028.384 | 1227631.4415 | 1265753.8272 | 1306605.2366 | 1407723.6085 | 1509509.1998 | 1718065.075 | 1829185.6228 | 1976445.5089 | 2095778.3482 | 2175226.0889 | 2228622.0546
Scenario 1: Reference | PG&E | Com | WholeBlg | Com - Warehouse | Total Resource Cost Test | Energy Efficiency | 1143100.4639 | 1187028.384 | 1227631.4415 | 1265753.8272 | 1306605.2366 | 1407723.6085 | 1509509.1998 | 1718065.075 | 1829185.6228 | 1976445.5089 | 2095778.3482 | 2175226.0889 | 2228622.0546
Scenario 1: Reference | PG&E | Ind | WholeBlg | Ind - All Other Industrial | Participant Cost Test | Energy Efficiency | 634778.4543 | 659736.4141 | 682807.5052 | 706147.5329 | 732918.6851 | 768747.331 | 806968.0831 | 847009.1856 | 888282.6955 | 932697.2007 | 979702.3056 | 1025481.2352 | 1074464.9242
Scenario 1: Reference | PG&E | Ind | WholeBlg | Ind - All Other Industrial | Program Administrator Cost Test | Energy Efficiency | 634778.4543 | 659736.4141 | 682807.5052 | 706147.5329 | 732918.6851 | 768747.331 | 806968.0831 | 847009.1856 | 888282.6955 | 932697.2007 | 979702.3056 | 1025481.2352 | 1074464.9242
Scenario 1: Reference | PG&E | Ind | WholeBlg | Ind - All Other Industrial | Rate Impact Measure Test | Energy Efficiency | 634778.4543 | 659736.4141 | 682807.5052 | 706147.5329 | 732918.6851 | 768747.331 | 806968.0831 | 847009.1856 | 888282.6955 | 932697.2007 | 979702.3056 | 1025481.2352 | 1074464.9242
Scenario 1: Reference | PG&E | Ind | WholeBlg | Ind - All Other Industrial | Total Resource Cost Test | Energy Efficiency | 634778.4543 | 659736.4141 | 682807.5052 | 706147.5329 | 732918.6851 | 768747.331 | 806968.0831 | 847009.1856 | 888282.6955 | 932697.2007 | 979702.3056 | 1025481.2352 | 1074464.9242
Scenario 1: Reference | PG&E | Ind | WholeBlg | Ind - Chemicals | Participant Cost Test | Energy Efficiency | 16164985.75 | 17043947.4837 | 17948130.8286 | 18888760.2015 | 19885444.547 | 20957161.5303 | 22080318 | 23256083.731 | 24502009.7286 | 25827853.8963 | 27230163.8729 | 28690890.9312 | 30235025.1979
Scenario 1: Reference | PG&E | Ind | WholeBlg | Ind - Chemicals | Program Administrator Cost Test | Energy Efficiency | 16164985.75 | 17043947.4837 | 17948130.8286 | 18888760.2015 | 19885444.547 | 20957161.5303 | 22080318 | 23256083.731 | 24502009.7286 | 25827853.8963 | 27230163.8729 | 28690890.9312 | 30235025.1979
Scenario 1: Reference | PG&E | Ind | WholeBlg | Ind - Chemicals | Rate Impact Measure Test | Energy Efficiency | 16164985.75 | 17043947.4837 | 17948130.8286 | 18888760.2015 | 19885444.547 | 20957161.5303 | 22080318 | 23256083.731 | 24502009.7286 | 25827853.8963 | 27230163.8729 | 28690890.9312 | 30235025.1979
Scenario 1: Reference | PG&E | Ind | WholeBlg | Ind - Chemicals | Total Resource Cost Test | Energy Efficiency | 16164985.75 | 17043947.4837 | 17948130.8286 | 18888760.2015 | 19885444.547 | 20957161.5303 | 22080318 | 23256083.731 | 24502009.7286 | 25827853.8963 | 27230163.8729 | 28690890.9312 | 30235025.1979
Scenario 1: Reference | PG&E | Ind | WholeBlg | Ind - Electronics | Participant Cost Test | Energy Efficiency | 3384493.8741 | 3497286.4059 | 3592588.2215 | 3684781.4072 | 3799765.5688 | 3986283.8671 | 4186215.612 | 4392160.1048 | 4598752.0936 | 4820208.1267 | 5049929.3351 | 5254896.5785 | 5473074.435
Scenario 1: Reference | PG&E | Ind | WholeBlg | Ind - Electronics | Program Administrator Cost Test | Energy Efficiency | 3384493.8741 | 3497286.4059 | 3592588.2215 | 3684781.4072 | 3799765.5688 | 3986283.8671 | 4186215.612 | 4392160.1048 | 4598752.0936 | 4820208.1267 | 5049929.3351 | 5254896.5785 | 5473074.435
Scenario 1: Reference | PG&E | Ind | WholeBlg | Ind - Electronics | Rate Impact Measure Test | Energy Efficiency | 3384493.8741 | 3497286.4059 | 3592588.2215 | 3684781.4072 | 3799765.5688 | 3986283.8671 | 4186215.612 | 4392160.1048 | 4598752.0936 | 4820208.1267 | 5049929.3351 | 5254896.5785 | 5473074.435
Scenario 1: Reference | PG&E | Ind | WholeBlg | Ind - Electronics | Total Resource Cost Test | Energy Efficiency | 3384493.8741 | 3497286.4059 | 3592588.2215 | 3684781.4072 | 3799765.5688 | 3986283.8671 | 4186215.612 | 4392160.1048 | 4598752.0936 | 4820208.1267 | 5049929.3351 | 5254896.5785 | 5473074.435
Scenario 1: Reference | PG&E | Ind | WholeBlg | Ind - Fabricated Metals | Participant Cost Test | Energy Efficiency | 1360127.9583 | 1431509.637 | 1501470.0939 | 1567815.4068 | 1638561.2592 | 1722899.8586 | 1810619.79 | 1901778.8218 | 1996155.7989 | 2096953.1317 | 2202522.2036 | 2306105.0239 | 2414952.0701
Scenario 1: Reference | PG&E | Ind | WholeBlg | Ind - Fabricated Metals | Program Administrator Cost Test | Energy Efficiency | 1360127.9583 | 1431509.637 | 1501470.0939 | 1567815.4068 | 1638561.2592 | 1722899.8586 | 1810619.79 | 1901778.8218 | 1996155.7989 | 2096953.1317 | 2202522.2036 | 2306105.0239 | 2414952.0701
Scenario 1: Reference | PG&E | Ind | WholeBlg | Ind - Fabricated Metals | Rate Impact Measure Test | Energy Efficiency | 1360127.9583 | 1431509.637 | 1501470.0939 | 1567815.4068 | 1638561.2592 | 1722899.8586 | 1810619.79 | 1901778.8218 | 1996155.7989 | 2096953.1317 | 2202522.2036 | 2306105.0239 | 2414952.0701
Scenario 1: Reference | PG&E | Ind | WholeBlg | Ind - Fabricated Metals | Total Resource Cost Test | Energy Efficiency | 1360127.9583 | 1431509.637 | 1501470.0939 | 1567815.4068 | 1638561.2592 | 1722899.8586 | 1810619.79 | 1901778.8218 | 1996155.7989 | 2096953.1317 | 2202522.2036 | 2306105.0239 | 2414952.0701
Scenario 1: Reference | PG&E | Ind | WholeBlg | Ind - Food | Participant Cost Test | Energy Efficiency | 30994447.0264 | 32541204.0079 | 34117525.5499 | 35750385.1631 | 37475913.333 | 39361560.6087 | 41358601.3239 | 43457641.3415 | 45668606.8568 | 48019793.9878 | 50501643.7209 | 53076107.4466 | 55795896.8907
Scenario 1: Reference | PG&E | Ind | WholeBlg | Ind - Food | Program Administrator Cost Test | Energy Efficiency | 30994447.0264 | 32541204.0079 | 34117525.5499 | 35750385.1631 | 37475913.333 | 39361560.6087 | 41358601.3239 | 43457641.3415 | 45668606.8568 | 48019793.9878 | 50501643.7209 | 53076107.4466 | 55795896.8907
Scenario 1: Reference | PG&E | Ind | WholeBlg | Ind - Food | Rate Impact Measure Test | Energy Efficiency | 30994447.0264 | 32541204.0079 | 34117525.5499 | 35750385.1631 | 37475913.333 | 39361560.6087 | 41358601.3239 | 43457641.3415 | 45668606.8568 | 48019793.9878 | 50501643.7209 | 53076107.4466 | 55795896.8907
Scenario 1: Reference | PG&E | Ind | WholeBlg | Ind - Food | Total Resource Cost Test | Energy Efficiency | 30994447.0264 | 32541204.0079 | 34117525.5499 | 35750385.1631 | 37475913.333 | 39361560.6087 | 41358601.3239 | 43457641.3415 | 45668606.8568 | 48019793.9878 | 50501643.7209 | 53076107.4466 | 55795896.8907
Scenario 1: Reference | PG&E | Ind | WholeBlg | Ind - Industrial Machinery | Participant Cost Test | Energy Efficiency | 799498.2603 | 840067.3435 | 878993.7862 | 913645.2303 | 950518.4746 | 999297.1623 | 1051264.5258 | 1105199.4276 | 1160590.6084 | 1220215.6335 | 1282289.519 | 1340733.7265 | 1402096.2369
Scenario 1: Reference | PG&E | Ind | WholeBlg | Ind - Industrial Machinery | Program Administrator Cost Test | Energy Efficiency | 799498.2603 | 840067.3435 | 878993.7862 | 913645.2303 | 950518.4746 | 999297.1623 | 1051264.5258 | 1105199.4276 | 1160590.6084 | 1220215.6335 | 1282289.519 | 1340733.7265 | 1402096.2369
Scenario 1: Reference | PG&E | Ind | WholeBlg | Ind - Industrial Machinery | Rate Impact Measure Test | Energy Efficiency | 799498.2603 | 840067.3435 | 878993.7862 | 913645.2303 | 950518.4746 | 999297.1623 | 1051264.5258 | 1105199.4276 | 1160590.6084 | 1220215.6335 | 1282289.519 | 1340733.7265 | 1402096.2369
Scenario 1: Reference | PG&E | Ind | WholeBlg | Ind - Industrial Machinery | Total Resource Cost Test | Energy Efficiency | 799498.2603 | 840067.3435 | 878993.7862 | 913645.2303 | 950518.4746 | 999297.1623 | 1051264.5258 | 1105199.4276 | 1160590.6084 | 1220215.6335 | 1282289.519 | 1340733.7265 | 1402096.2369
Scenario 1: Reference | PG&E | Ind | WholeBlg | Ind - Lumber & Furniture | Participant Cost Test | Energy Efficiency | 516832.2523 | 533143.3719 | 546682.3497 | 559917.7123 | 576583.9849 | 603147.0598 | 630994.3728 | 659723.9769 | 688568.6906 | 719662.3955 | 752056.2156 | 780927.0115 | 811686.8883
Scenario 1: Reference | PG&E | Ind | WholeBlg | Ind - Lumber & Furniture | Program Administrator Cost Test | Energy Efficiency | 516832.2523 | 533143.3719 | 546682.3497 | 559917.7123 | 576583.9849 | 603147.0598 | 630994.3728 | 659723.9769 | 688568.6906 | 719662.3955 | 752056.2156 | 780927.0115 | 811686.8883
Scenario 1: Reference | PG&E | Ind | WholeBlg | Ind - Lumber & Furniture | Rate Impact Measure Test | Energy Efficiency | 516832.2523 | 533143.3719 | 546682.3497 | 559917.7123 | 576583.9849 | 603147.0598 | 630994.3728 | 659723.9769 | 688568.6906 | 719662.3955 | 752056.2156 | 780927.0115 | 811686.8883
Scenario 1: Reference | PG&E | Ind | WholeBlg | Ind - Lumber & Furniture | Total Resource Cost Test | Energy Efficiency | 516832.2523 | 533143.3719 | 546682.3497 | 559917.7123 | 576583.9849 | 603147.0598 | 630994.3728 | 659723.9769 | 688568.6906 | 719662.3955 | 752056.2156 | 780927.0115 | 811686.8883
Scenario 1: Reference | PG&E | Ind | WholeBlg | Ind - Paper | Participant Cost Test | Energy Efficiency | 1118790.4439 | 1176107.8308 | 1236138.6134 | 1300031.6569 | 1368125.3007 | 1442729.6961 | 1522163.0043 | 1607421.0517 | 1698970.0046 | 1798688.9099 | 1906191.2492 | 2019280.2903 | 2140312.6748
Scenario 1: Reference | PG&E | Ind | WholeBlg | Ind - Paper | Program Administrator Cost Test | Energy Efficiency | 1118790.4439 | 1176107.8308 | 1236138.6134 | 1300031.6569 | 1368125.3007 | 1442729.6961 | 1522163.0043 | 1607421.0517 | 1698970.0046 | 1798688.9099 | 1906191.2492 | 2019280.2903 | 2140312.6748
Scenario 1: Reference | PG&E | Ind | WholeBlg | Ind - Paper | Rate Impact Measure Test | Energy Efficiency | 1118790.4439 | 1176107.8308 | 1236138.6134 | 1300031.6569 | 1368125.3007 | 1442729.6961 | 1522163.0043 | 1607421.0517 | 1698970.0046 | 1798688.9099 | 1906191.2492 | 2019280.2903 | 2140312.6748
Scenario 1: Reference | PG&E | Ind | WholeBlg | Ind - Paper | Total Resource Cost Test | Energy Efficiency | 1118790.4439 | 1176107.8308 | 1236138.6134 | 1300031.6569 | 1368125.3007 | 1442729.6961 | 1522163.0043 | 1607421.0517 | 1698970.0046 | 1798688.9099 | 1906191.2492 | 2019280.2903 | 2140312.6748
Scenario 1: Reference | PG&E | Ind | WholeBlg | Ind - Petroleum | Participant Cost Test | Energy Efficiency | 45308992.8654 | 47608558.1774 | 50005683.2623 | 52524371.2227 | 55170722.2885 | 57968857.3986 | 60905058.9556 | 63982488.4926 | 67248205.2641 | 70714731.7808 | 74358486.783 | 78152789.3896 | 82161456.0893
Scenario 1: Reference | PG&E | Ind | WholeBlg | Ind - Petroleum | Program Administrator Cost Test | Energy Efficiency | 45308992.8654 | 47608558.1774 | 50005683.2623 | 52524371.2227 | 55170722.2885 | 57968857.3986 | 60905058.9556 | 63982488.4926 | 67248205.2641 | 70714731.7808 | 74358486.783 | 78152789.3896 | 82161456.0893
Scenario 1: Reference | PG&E | Ind | WholeBlg | Ind - Petroleum | Rate Impact Measure Test | Energy Efficiency | 45308992.8654 | 47608558.1774 | 50005683.2623 | 52524371.2227 | 55170722.2885 | 57968857.3986 | 60905058.9556 | 63982488.4926 | 67248205.2641 | 70714731.7808 | 74358486.783 | 78152789.3896 | 82161456.0893
Scenario 1: Reference | PG&E | Ind | WholeBlg | Ind - Petroleum | Total Resource Cost Test | Energy Efficiency | 45308992.8654 | 47608558.1774 | 50005683.2623 | 52524371.2227 | 55170722.2885 | 57968857.3986 | 60905058.9556 | 63982488.4926 | 67248205.2641 | 70714731.7808 | 74358486.783 | 78152789.3896 | 82161456.0893
Scenario 1: Reference | PG&E | Ind | WholeBlg | Ind - Plastics | Participant Cost Test | Energy Efficiency | 661680.6535 | 706835.7341 | 750095.3734 | 793652.7669 | 843555.5476 | 906620.1456 | 970573.3643 | 1034040.7453 | 1101020.2195 | 1173856.328 | 1251152.8849 | 1326253.2553 | 1406071.5881
Scenario 1: Reference | PG&E | Ind | WholeBlg | Ind - Plastics | Program Administrator Cost Test | Energy Efficiency | 661680.6535 | 706835.7341 | 750095.3734 | 793652.7669 | 843555.5476 | 906620.1456 | 970573.3643 | 1034040.7453 | 1101020.2195 | 1173856.328 | 1251152.8849 | 1326253.2553 | 1406071.5881
Scenario 1: Reference | PG&E | Ind | WholeBlg | Ind - Plastics | Rate Impact Measure Test | Energy Efficiency | 661680.6535 | 706835.7341 | 750095.3734 | 793652.7669 | 843555.5476 | 906620.1456 | 970573.3643 | 1034040.7453 | 1101020.2195 | 1173856.328 | 1251152.8849 | 1326253.2553 | 1406071.5881
Scenario 1: Reference | PG&E | Ind | WholeBlg | Ind - Plastics | Total Resource Cost Test | Energy Efficiency | 661680.6535 | 706835.7341 | 750095.3734 | 793652.7669 | 843555.5476 | 906620.1456 | 970573.3643 | 1034040.7453 | 1101020.2195 | 1173856.328 | 1251152.8849 | 1326253.2553 | 1406071.5881
Scenario 1: Reference | PG&E | Ind | WholeBlg | Ind - Primary Metals | Participant Cost Test | Energy Efficiency | 1687358.752 | 1773416.4309 | 1861690.4838 | 1952529.0712 | 2048976.093 | 2156917.2252 | 2271735.1851 | 2392675.5429 | 2519497.0445 | 2654246.4559 | 2796230.5031 | 2941995.581 | 3096125.5372
Scenario 1: Reference | PG&E | Ind | WholeBlg | Ind - Primary Metals | Program Administrator Cost Test | Energy Efficiency | 1687358.752 | 1773416.4309 | 1861690.4838 | 1952529.0712 | 2048976.093 | 2156917.2252 | 2271735.1851 | 2392675.5429 | 2519497.0445 | 2654246.4559 | 2796230.5031 | 2941995.581 | 3096125.5372
Scenario 1: Reference | PG&E | Ind | WholeBlg | Ind - Primary Metals | Rate Impact Measure Test | Energy Efficiency | 1687358.752 | 1773416.4309 | 1861690.4838 | 1952529.0712 | 2048976.093 | 2156917.2252 | 2271735.1851 | 2392675.5429 | 2519497.0445 | 2654246.4559 | 2796230.5031 | 2941995.581 | 3096125.5372
Scenario 1: Reference | PG&E | Ind | WholeBlg | Ind - Primary Metals | Total Resource Cost Test | Energy Efficiency | 1687358.752 | 1773416.4309 | 1861690.4838 | 1952529.0712 | 2048976.093 | 2156917.2252 | 2271735.1851 | 2392675.5429 | 2519497.0445 | 2654246.4559 | 2796230.5031 | 2941995.581 | 3096125.5372
Scenario 1: Reference | PG&E | Ind | WholeBlg | Ind - Printing & Publishing | Participant Cost Test | Energy Efficiency | 471062.3385 | 488943.8331 | 505287.0126 | 521820.2789 | 540758.239 | 566888.1657 | 594667.7329 | 623648.4361 | 653501.3062 | 685641.7369 | 719247.7738 | 750929.2738 | 784647.0856
Scenario 1: Reference | PG&E | Ind | WholeBlg | Ind - Printing & Publishing | Program Administrator Cost Test | Energy Efficiency | 471062.3385 | 488943.8331 | 505287.0126 | 521820.2789 | 540758.239 | 566888.1657 | 594667.7329 | 623648.4361 | 653501.3062 | 685641.7369 | 719247.7738 | 750929.2738 | 784647.0856
Scenario 1: Reference | PG&E | Ind | WholeBlg | Ind - Printing & Publishing | Rate Impact Measure Test | Energy Efficiency | 471062.3385 | 488943.8331 | 505287.0126 | 521820.2789 | 540758.239 | 566888.1657 | 594667.7329 | 623648.4361 | 653501.3062 | 685641.7369 | 719247.7738 | 750929.2738 | 784647.0856
Scenario 1: Reference | PG&E | Ind | WholeBlg | Ind - Printing & Publishing | Total Resource Cost Test | Energy Efficiency | 471062.3385 | 488943.8331 | 505287.0126 | 521820.2789 | 540758.239 | 566888.1657 | 594667.7329 | 623648.4361 | 653501.3062 | 685641.7369 | 719247.7738 | 750929.2738 | 784647.0856
Scenario 1: Reference | PG&E | Ind | WholeBlg | Ind - Stone-Glass-Clay | Participant Cost Test | Energy Efficiency | 12790554.3007 | 13580283.1704 | 14375266.9842 | 15193383.2693 | 16055670.2109 | 16970873.5316 | 17924357.7894 | 18930189.0969 | 19992612.8061 | 21123936.986 | 22326815.5233 | 23591640.9912 | 24929441.2999
Scenario 1: Reference | PG&E | Ind | WholeBlg | Ind - Stone-Glass-Clay | Program Administrator Cost Test | Energy Efficiency | 12790554.3007 | 13580283.1704 | 14375266.9842 | 15193383.2693 | 16055670.2109 | 16970873.5316 | 17924357.7894 | 18930189.0969 | 19992612.8061 | 21123936.986 | 22326815.5233 | 23591640.9912 | 24929441.2999
Scenario 1: Reference | PG&E | Ind | WholeBlg | Ind - Stone-Glass-Clay | Rate Impact Measure Test | Energy Efficiency | 12790554.3007 | 13580283.1704 | 14375266.9842 | 15193383.2693 | 16055670.2109 | 16970873.5316 | 17924357.7894 | 18930189.0969 | 19992612.8061 | 21123936.986 | 22326815.5233 | 23591640.9912 | 24929441.2999
Scenario 1: Reference | PG&E | Ind | WholeBlg | Ind - Stone-Glass-Clay | Total Resource Cost Test | Energy Efficiency | 12790554.3007 | 13580283.1704 | 14375266.9842 | 15193383.2693 | 16055670.2109 | 16970873.5316 | 17924357.7894 | 18930189.0969 | 19992612.8061 | 21123936.986 | 22326815.5233 | 23591640.9912 | 24929441.2999
Scenario 1: Reference | PG&E | Ind | WholeBlg | Ind - Textiles | Participant Cost Test | Energy Efficiency | 49489.8618 | 51467.4144 | 53388.0019 | 55301.4794 | 57406.2628 | 60046.7494 | 62842.6756 | 65749.5713 | 68748.2613 | 71950.724 | 75312.0702 | 78625.167 | 82145.8007
Scenario 1: Reference | PG&E | Ind | WholeBlg | Ind - Textiles | Program Administrator Cost Test | Energy Efficiency | 49489.8618 | 51467.4144 | 53388.0019 | 55301.4794 | 57406.2628 | 60046.7494 | 62842.6756 | 65749.5713 | 68748.2613 | 71950.724 | 75312.0702 | 78625.167 | 82145.8007
Scenario 1: Reference | PG&E | Ind | WholeBlg | Ind - Textiles | Rate Impact Measure Test | Energy Efficiency | 49489.8618 | 51467.4144 | 53388.0019 | 55301.4794 | 57406.2628 | 60046.7494 | 62842.6756 | 65749.5713 | 68748.2613 | 71950.724 | 75312.0702 | 78625.167 | 82145.8007
Scenario 1: Reference | PG&E | Ind | WholeBlg | Ind - Textiles | Total Resource Cost Test | Energy Efficiency | 49489.8618 | 51467.4144 | 53388.0019 | 55301.4794 | 57406.2628 | 60046.7494 | 62842.6756 | 65749.5713 | 68748.2613 | 71950.724 | 75312.0702 | 78625.167 | 82145.8007
Scenario 1: Reference | PG&E | Ind | WholeBlg | Ind - Transportation Equipment | Participant Cost Test | Energy Efficiency | 1373323.5743 | 1429527.9569 | 1486035.4585 | 1542589.0576 | 1604477.8126 | 1680879.3593 | 1762529.5333 | 1847856.3568 | 1936223.2783 | 2030279.2592 | 2128649.5144 | 2225501.9247 | 2327781.3055
Scenario 1: Reference | PG&E | Ind | WholeBlg | Ind - Transportation Equipment | Program Administrator Cost Test | Energy Efficiency | 1373323.5743 | 1429527.9569 | 1486035.4585 | 1542589.0576 | 1604477.8126 | 1680879.3593 | 1762529.5333 | 1847856.3568 | 1936223.2783 | 2030279.2592 | 2128649.5144 | 2225501.9247 | 2327781.3055
Scenario 1: Reference | PG&E | Ind | WholeBlg | Ind - Transportation Equipment | Rate Impact Measure Test | Energy Efficiency | 1373323.5743 | 1429527.9569 | 1486035.4585 | 1542589.0576 | 1604477.8126 | 1680879.3593 | 1762529.5333 | 1847856.3568 | 1936223.2783 | 2030279.2592 | 2128649.5144 | 2225501.9247 | 2327781.3055
Scenario 1: Reference | PG&E | Ind | WholeBlg | Ind - Transportation Equipment | Total Resource Cost Test | Energy Efficiency | 1373323.5743 | 1429527.9569 | 1486035.4585 | 1542589.0576 | 1604477.8126 | 1680879.3593 | 1762529.5333 | 1847856.3568 | 1936223.2783 | 2030279.2592 | 2128649.5144 | 2225501.9247 | 2327781.3055
Scenario 1: Reference | PG&E | Res | AppPlug | Res - Multi Family | Participant Cost Test | Energy Efficiency | 0 | 0 | 222491.3876 | 275208.2963 | 259973.1515 | 242093.4042 | 222226.5429 | 195124.5181 | 171827.4841 | 146592.0643 | 119559.5199 | 90447.5877 | 57922.0031
Scenario 1: Reference | PG&E | Res | AppPlug | Res - Multi Family | Participant Cost Test | Fuel Substitution | 8.0744 | 8.8253 | 9.4539 | 10.0271 | 10.5075 | 0 | 0 | 0 | 0 | 0 | 0 | 0 | 0
Scenario 1: Reference | PG&E | Res | AppPlug | Res - Multi Family | Program Administrator Cost Test | Energy Efficiency | 0 | 0 | 46239.8711 | 62822.6438 | 65918.2966 | 69234.6805 | 72422.1625 | 73650.6343 | 76739.4888 | 79947.9698 | 83610.9814 | 87550.6362 | 90317.6925
Scenario 1: Reference | PG&E | Res | AppPlug | Res - Multi Family | Program Administrator Cost Test | Fuel Substitution | 47.8466 | 54.3768 | 61.5393 | 69.3512 | 77.8411 | 0 | 0 | 0 | 0 | 0 | 0 | 0 | 0
Scenario 1: Reference | PG&E | Res | AppPlug | Res - Multi Family | Rate Impact Measure Test | Energy Efficiency | 0 | 0 | 46239.8711 | 62822.6438 | 65918.2966 | 69234.6805 | 72422.1625 | 73650.6343 | 76739.4888 | 79947.9698 | 83610.9814 | 87550.6362 | 90317.6925
Scenario 1: Reference | PG&E | Res | AppPlug | Res - Multi Family | Rate Impact Measure Test | Fuel Substitution | 47.8466 | 54.3768 | 61.5393 | 69.3512 | 77.8411 | 0 | 0 | 0 | 0 | 0 | 0 | 0 | 0
Scenario 1: Reference | PG&E | Res | AppPlug | Res - Multi Family | Total Resource Cost Test | Energy Efficiency | 0 | 0 | 46239.8711 | 62822.6438 | 65918.2966 | 69234.6805 | 72422.1625 | 73650.6343 | 76739.4888 | 79947.9698 | 83610.9814 | 87550.6362 | 90317.6925
Scenario 1: Reference | PG&E | Res | AppPlug | Res - Multi Family | Total Resource Cost Test | Fuel Substitution | 47.8466 | 54.3768 | 61.5393 | 69.3512 | 77.8411 | 0 | 0 | 0 | 0 | 0 | 0 | 0 | 0
Scenario 1: Reference | PG&E | Res | AppPlug | Res - Single Family | Participant Cost Test | Energy Efficiency | 280.0544 | 337.1654 | 389.145 | 435.3434 | 445.4375 | 0 | 0 | 0 | 0 | 0 | 0 | 182829.1936 | 134035.8453
Scenario 1: Reference | PG&E | Res | AppPlug | Res - Single Family | Participant Cost Test | Fuel Substitution | 53.2659 | 58.1107 | 62.206 | 65.9855 | 69.2554 | 0 | 0 | 0 | 0 | 0 | 0 | 0 | 0
Scenario 1: Reference | PG&E | Res | AppPlug | Res - Single Family | Program Administrator Cost Test | Energy Efficiency | 243.3524 | 300.1191 | 354.757 | 406.3996 | 457.6936 | 0 | 0 | 0 | 0 | 0 | 0 | 197143.7957 | 237478.217
Scenario 1: Reference | PG&E | Res | AppPlug | Res - Single Family | Program Administrator Cost Test | Fuel Substitution | 282.4957 | 320.28 | 361.4165 | 406.2017 | 454.9456 | 0 | 0 | 0 | 0 | 0 | 0 | 0 | 0
Scenario 1: Reference | PG&E | Res | AppPlug | Res - Single Family | Rate Impact Measure Test | Energy Efficiency | 243.3524 | 300.1191 | 354.757 | 406.3996 | 457.6936 | 0 | 0 | 0 | 0 | 0 | 0 | 197143.7957 | 237478.217
Scenario 1: Reference | PG&E | Res | AppPlug | Res - Single Family | Rate Impact Measure Test | Fuel Substitution | 282.4957 | 320.28 | 361.4165 | 406.2017 | 454.9456 | 0 | 0 | 0 | 0 | 0 | 0 | 0 | 0
Scenario 1: Reference | PG&E | Res | AppPlug | Res - Single Family | Total Resource Cost Test | Energy Efficiency | 243.3524 | 300.1191 | 354.757 | 406.3996 | 457.6936 | 0 | 0 | 0 | 0 | 0 | 0 | 197143.7957 | 237478.217
Scenario 1: Reference | PG&E | Res | AppPlug | Res - Single Family | Total Resource Cost Test | Fuel Substitution | 282.4957 | 320.28 | 361.4165 | 406.2017 | 454.9456 | 0 | 0 | 0 | 0 | 0 | 0 | 0 | 0
Scenario 1: Reference | PG&E | Res | BROs | Income Qualified - Multi Family IQ | Participant Cost Test | Energy Efficiency | 1925010.1581 | 2131990.5869 | 2332505.3919 | 2395934.5671 | 2413049.2415 | 2815219.7904 | 3068163.7585 | 3308919.6346 | 3574804.1631 | 3570692.8855 | 3864978.0549 | 3719606.2831 | 4001190.0617
Scenario 1: Reference | PG&E | Res | BROs | Income Qualified - Multi Family IQ | Program Administrator Cost Test | Energy Efficiency | 1925010.1581 | 2131990.5869 | 2332505.3919 | 2395934.5671 | 2413049.2415 | 2815219.7904 | 3068163.7585 | 3308919.6346 | 3574804.1631 | 3570692.8855 | 3864978.0549 | 3719606.2831 | 4001190.0617
Scenario 1: Reference | PG&E | Res | BROs | Income Qualified - Multi Family IQ | Rate Impact Measure Test | Energy Efficiency | 1925010.1581 | 2131990.5869 | 2332505.3919 | 2395934.5671 | 2413049.2415 | 2815219.7904 | 3068163.7585 | 3308919.6346 | 3574804.1631 | 3570692.8855 | 3864978.0549 | 3719606.2831 | 4001190.0617
Scenario 1: Reference | PG&E | Res | BROs | Income Qualified - Multi Family IQ | Total Resource Cost Test | Energy Efficiency | 1925010.1581 | 2131990.5869 | 2332505.3919 | 2395934.5671 | 2413049.2415 | 2815219.7904 | 3068163.7585 | 3308919.6346 | 3574804.1631 | 3570692.8855 | 3864978.0549 | 3719606.2831 | 4001190.0617
Scenario 1: Reference | PG&E | Res | BROs | Income Qualified - Single Family IQ | Participant Cost Test | Energy Efficiency | 7075722.268 | 7814736.2513 | 8519532.6361 | 8710741.4231 | 8727781.7418 | 10161305.6794 | 11049006.865 | 11877437.5868 | 12789563.2131 | 12706316.4419 | 13700167.8466 | 13276655.6147 | 14237199.448
Scenario 1: Reference | PG&E | Res | BROs | Income Qualified - Single Family IQ | Program Administrator Cost Test | Energy Efficiency | 7075722.268 | 7814736.2513 | 8519532.6361 | 8710741.4231 | 8727781.7418 | 10161305.6794 | 11049006.865 | 11877437.5868 | 12789563.2131 | 12706316.4419 | 13700167.8466 | 13276655.6147 | 14237199.448
Scenario 1: Reference | PG&E | Res | BROs | Income Qualified - Single Family IQ | Rate Impact Measure Test | Energy Efficiency | 7075722.268 | 7814736.2513 | 8519532.6361 | 8710741.4231 | 8727781.7418 | 10161305.6794 | 11049006.865 | 11877437.5868 | 12789563.2131 | 12706316.4419 | 13700167.8466 | 13276655.6147 | 14237199.448
Scenario 1: Reference | PG&E | Res | BROs | Income Qualified - Single Family IQ | Total Resource Cost Test | Energy Efficiency | 7075722.268 | 7814736.2513 | 8519532.6361 | 8710741.4231 | 8727781.7418 | 10161305.6794 | 11049006.865 | 11877437.5868 | 12789563.2131 | 12706316.4419 | 13700167.8466 | 13276655.6147 | 14237199.448
Scenario 1: Reference | PG&E | Res | BROs | Res - Multi Family | Participant Cost Test | Energy Efficiency | 19035785.855 | 20934720.2434 | 22768347.5405 | 23404596.5875 | 23646201.2882 | 27258507.3025 | 29589423.7973 | 31807402.4891 | 34249169.501 | 34351727.7303 | 37042575.8612 | 39979858.3778 | 43162855.6131
Scenario 1: Reference | PG&E | Res | BROs | Res - Multi Family | Program Administrator Cost Test | Energy Efficiency | 19035785.855 | 20934720.2434 | 22768347.5405 | 23404596.5875 | 23646201.2882 | 27258507.3025 | 29589423.7973 | 31807402.4891 | 34249169.501 | 34351727.7303 | 37042575.8612 | 39979858.3778 | 43162855.6131
Scenario 1: Reference | PG&E | Res | BROs | Res - Multi Family | Rate Impact Measure Test | Energy Efficiency | 19035785.855 | 20934720.2434 | 22768347.5405 | 23404596.5875 | 23646201.2882 | 27258507.3025 | 29589423.7973 | 31807402.4891 | 34249169.501 | 34351727.7303 | 37042575.8612 | 39979858.3778 | 43162855.6131
Scenario 1: Reference | PG&E | Res | BROs | Res - Multi Family | Total Resource Cost Test | Energy Efficiency | 19035785.855 | 20934720.2434 | 22768347.5405 | 23404596.5875 | 23646201.2882 | 27258507.3025 | 29589423.7973 | 31807402.4891 | 34249169.501 | 34351727.7303 | 37042575.8612 | 39979858.3778 | 43162855.6131
Scenario 1: Reference | PG&E | Res | BROs | Res - Single Family | Participant Cost Test | Energy Efficiency | 4866331.1106 | 5370740.3555 | 5862147.7539 | 6037415.3672 | 6107872.8002 | 7074682.042 | 7695070.786 | 8291132.1781 | 8948659.7243 | 8984374.6053 | 9715854.0326 | 10514585.2768 | 11379947.1767
Scenario 1: Reference | PG&E | Res | BROs | Res - Single Family | Program Administrator Cost Test | Energy Efficiency | 4866331.1106 | 5370740.3555 | 5862147.7539 | 6037415.3672 | 6107872.8002 | 7074682.042 | 7695070.786 | 8291132.1781 | 8948659.7243 | 8984374.6053 | 9715854.0326 | 10514585.2768 | 11379947.1767
Scenario 1: Reference | PG&E | Res | BROs | Res - Single Family | Rate Impact Measure Test | Energy Efficiency | 4866331.1106 | 5370740.3555 | 5862147.7539 | 6037415.3672 | 6107872.8002 | 7074682.042 | 7695070.786 | 8291132.1781 | 8948659.7243 | 8984374.6053 | 9715854.0326 | 10514585.2768 | 11379947.1767
Scenario 1: Reference | PG&E | Res | BROs | Res - Single Family | Total Resource Cost Test | Energy Efficiency | 4866331.1106 | 5370740.3555 | 5862147.7539 | 6037415.3672 | 6107872.8002 | 7074682.042 | 7695070.786 | 8291132.1781 | 8948659.7243 | 8984374.6053 | 9715854.0326 | 10514585.2768 | 11379947.1767
Scenario 1: Reference | PG&E | Res | BldgEnv | Res - Single Family | Participant Cost Test | Energy Efficiency | 378283.5378 | 469055.4856 | 501502.2883 | 498461.8334 | 478573.9117 | 451551.5628 | 420775.4168 | 386784.413 | 77288.3079 | 0 | 0 | 0 | 0
Scenario 1: Reference | PG&E | Res | BldgEnv | Res - Single Family | Program Administrator Cost Test | Energy Efficiency | 77391.4945 | 101931.9154 | 116112.8504 | 123233.1529 | 126601.6538 | 128058.2931 | 128375.7476 | 127679.6699 | 126771.6416 | 0 | 0 | 0 | 0
Scenario 1: Reference | PG&E | Res | BldgEnv | Res - Single Family | Rate Impact Measure Test | Energy Efficiency | 77626.0015 | 102043.6114 | 116133.7182 | 123233.1529 | 126601.6538 | 128058.2931 | 128375.7476 | 127679.6699 | 126771.6416 | 0 | 0 | 0 | 0
Scenario 1: Reference | PG&E | Res | BldgEnv | Res - Single Family | Total Resource Cost Test | Energy Efficiency | 337098.9169 | 424753.6223 | 464448.3258 | 473674.7471 | 467968.2078 | 455606.0523 | 439576.2884 | 420864.514 | 126771.6416 | 0 | 0 | 0 | 0
Scenario 1: Reference | PG&E | Res | HVAC | Res - Multi Family | Participant Cost Test | Energy Efficiency | 508541.513 | 533498.2398 | 886850.1838 | 549007.9026 | 538260.204 | 517501.6047 | 488340.5604 | 418359.8798 | 376107.6908 | 326241.2667 | 269488.2774 | 272199.673 | 164882.9698
Scenario 1: Reference | PG&E | Res | HVAC | Res - Multi Family | Participant Cost Test | Fuel Substitution | 2172.0556 | 307.2189 | 319.297 | 328.9414 | 359.1198 | 372.4981 | 362.3693 | 342.7454 | 313.4982 | 280.6853 | 237.8765 | 183.1749 | 119.0446
Scenario 1: Reference | PG&E | Res | HVAC | Res - Multi Family | Program Administrator Cost Test | Energy Efficiency | 195220.866 | 224354.8573 | 459162.976 | 279140.7719 | 305308.0008 | 330202.6842 | 352299.8171 | 346539.9328 | 365273.5176 | 383281.0623 | 404418.9635 | 514099.1639 | 504255.7208
Scenario 1: Reference | PG&E | Res | HVAC | Res - Multi Family | Program Administrator Cost Test | Fuel Substitution | 636.5095 | 931.937 | 1034.5067 | 1143.6489 | 1353.9611 | 416.3289 | 452.2445 | 485.43 | 514.699 | 552.0653 | 590.5239 | 620.6236 | 645.2904
Scenario 1: Reference | PG&E | Res | HVAC | Res - Multi Family | Rate Impact Measure Test | Energy Efficiency | 195220.866 | 224354.8573 | 459162.976 | 279140.7719 | 305308.0008 | 330202.6842 | 352299.8171 | 346539.9328 | 365273.5176 | 383281.0623 | 404418.9635 | 514099.1639 | 504255.7208
Scenario 1: Reference | PG&E | Res | HVAC | Res - Multi Family | Rate Impact Measure Test | Fuel Substitution | 636.5095 | 931.937 | 1034.5067 | 1143.6489 | 1353.9611 | 416.3289 | 452.2445 | 485.43 | 514.699 | 552.0653 | 590.5239 | 620.6236 | 645.2904
Scenario 1: Reference | PG&E | Res | HVAC | Res - Multi Family | Total Resource Cost Test | Energy Efficiency | 195220.866 | 224354.8573 | 459162.976 | 279140.7719 | 305308.0008 | 330202.6842 | 352299.8171 | 346539.9328 | 365273.5176 | 383281.0623 | 404418.9635 | 514099.1639 | 504255.7208
Scenario 1: Reference | PG&E | Res | HVAC | Res - Multi Family | Total Resource Cost Test | Fuel Substitution | 636.5095 | 931.937 | 1034.5067 | 1143.6489 | 1353.9611 | 416.3289 | 452.2445 | 485.43 | 514.699 | 552.0653 | 590.5239 | 620.6236 | 645.2904
Scenario 1: Reference | PG&E | Res | HVAC | Res - Single Family | Participant Cost Test | Energy Efficiency | 21204698.3407 | 23126290.5467 | 26048234.1301 | 17528413.6811 | 16042960.4454 | 6250767.5961 | 6212857.0564 | 6119842.6491 | 938721.8969 | 634883.8992 | 518018.7678 | 829595.2834 | 547561.3212
Scenario 1: Reference | PG&E | Res | HVAC | Res - Single Family | Participant Cost Test | Fuel Substitution | 59390.4487 | 16393.1736 | 18494.3457 | 19523.4293 | 17498.6216 | 8422.0878 | 8544.6512 | 8576.1532 | 239.6296 | 220.3049 | 189.0838 | 147.0214 | 96.5246
Scenario 1: Reference | PG&E | Res | HVAC | Res - Single Family | Program Administrator Cost Test | Energy Efficiency | 7434831.6251 | 8195806.9408 | 9738586.8132 | 5684607.672 | 6070214.0967 | 1602569.3065 | 1681557.7905 | 1751663.4013 | 821796.5843 | 676877.2339 | 708620.5399 | 1317575.6089 | 1356411.0399
Scenario 1: Reference | PG&E | Res | HVAC | Res - Single Family | Program Administrator Cost Test | Fuel Substitution | 35180.9699 | 39516.6002 | 47302.7312 | 52533.5751 | 58123.5062 | 5111.0762 | 5562.4823 | 5996.2852 | 393.4221 | 433.3062 | 469.397 | 498.1301 | 523.2191
Scenario 1: Reference | PG&E | Res | HVAC | Res - Single Family | Rate Impact Measure Test | Energy Efficiency | 7434831.6251 | 8195806.9408 | 9738586.8132 | 5684607.672 | 6070214.0967 | 1602569.3065 | 1681557.7905 | 1751663.4013 | 821796.5843 | 676877.2339 | 708620.5399 | 1317575.6089 | 1356411.0399
Scenario 1: Reference | PG&E | Res | HVAC | Res - Single Family | Rate Impact Measure Test | Fuel Substitution | 37349.8346 | 41541.2721 | 49200.2669 | 54264.6835 | 59660.0147 | 5111.0762 | 5562.4823 | 5996.2852 | 393.4221 | 433.3062 | 469.397 | 498.1301 | 523.2191
Scenario 1: Reference | PG&E | Res | HVAC | Res - Single Family | Total Resource Cost Test | Energy Efficiency | 15813241.3447 | 18038803.1913 | 20578723.1749 | 17188109.0937 | 16204183.5292 | 5189372.5807 | 5382914.1873 | 5554286.6523 | 821796.5843 | 676877.2339 | 708620.5399 | 1317575.6089 | 1356411.0399
Scenario 1: Reference | PG&E | Res | HVAC | Res - Single Family | Total Resource Cost Test | Fuel Substitution | 45887.9361 | 50933.2515 | 59914.502 | 65813.1507 | 69035.1829 | 8960.1777 | 9650.0914 | 10338.6682 | 393.4221 | 433.3062 | 469.397 | 498.1301 | 523.2191
Scenario 1: Reference | PG&E | Res | WaterHeat | Res - Multi Family | Participant Cost Test | Energy Efficiency | 1915024.8994 | 2009050.0962 | 2082205.7227 | 2095180.791 | 2017589.496 | 1549319.8469 | 1433423.7944 | 1226931.0051 | 1080265.37 | 915867.006 | 735413.4801 | 536616.6368 | 303208.7698
Scenario 1: Reference | PG&E | Res | WaterHeat | Res - Multi Family | Participant Cost Test | Fuel Substitution | 192780.7345 | 155430.047 | 167515.8868 | 180037.5539 | 192731.3938 | 178050.0369 | 188552.7596 | 190766.4936 | 182847.6047 | 168374.172 | 149217.9536 | 116756.0456 | 69481.5837
Scenario 1: Reference | PG&E | Res | WaterHeat | Res - Multi Family | Program Administrator Cost Test | Energy Efficiency | 1443984.863 | 1625214.1363 | 1808058.4926 | 1963264.8349 | 2104752.6284 | 1289003.8315 | 1346301.9445 | 1319149.0702 | 1366568.3402 | 1414821.4627 | 1473951.1402 | 1540200.6867 | 1549080.3784
Scenario 1: Reference | PG&E | Res | WaterHeat | Res - Multi Family | Program Administrator Cost Test | Fuel Substitution | 5192285.3466 | 5906352.3797 | 6696128.9846 | 7567951.9393 | 8520082.4452 | 136175.6983 | 163682.6302 | 191255.4308 | 216795.6026 | 245284.4392 | 284817.1421 | 323327.4301 | 354500.7825
Scenario 1: Reference | PG&E | Res | WaterHeat | Res - Multi Family | Rate Impact Measure Test | Energy Efficiency | 1443984.863 | 1625214.1363 | 1808058.4926 | 1963264.8349 | 2104752.6284 | 1289003.8315 | 1346301.9445 | 1319149.0702 | 1366568.3402 | 1414821.4627 | 1473951.1402 | 1540200.6867 | 1549080.3784
Scenario 1: Reference | PG&E | Res | WaterHeat | Res - Multi Family | Rate Impact Measure Test | Fuel Substitution | 8327672.6583 | 9090134.8381 | 9917412.6738 | 10782002.2567 | 11677554.4461 | 136175.6983 | 163682.6302 | 191255.4308 | 216795.6026 | 245284.4392 | 284817.1421 | 323327.4301 | 354500.7825
Scenario 1: Reference | PG&E | Res | WaterHeat | Res - Multi Family | Total Resource Cost Test | Energy Efficiency | 1443984.863 | 1625214.1363 | 1808058.4926 | 1963264.8349 | 2104752.6284 | 1289003.8315 | 1346301.9445 | 1319149.0702 | 1366568.3402 | 1414821.4627 | 1473951.1402 | 1540200.6867 | 1549080.3784
Scenario 1: Reference | PG&E | Res | WaterHeat | Res - Multi Family | Total Resource Cost Test | Fuel Substitution | 5192285.3466 | 5906352.3797 | 6696128.9846 | 7567951.9393 | 8520082.4452 | 136175.6983 | 163682.6302 | 191255.4308 | 216795.6026 | 245284.4392 | 284817.1421 | 323327.4301 | 354500.7825
Scenario 1: Reference | PG&E | Res | WaterHeat | Res - Single Family | Participant Cost Test | Energy Efficiency | 12001675.8377 | 13376863.3963 | 14114105.0956 | 12099062.8507 | 11930818.9731 | 6193205.7424 | 5759208.6526 | 5256599.8049 | 4033218.0766 | 3408649.3926 | 2728939.6218 | 1982214.6061 | 1159185.4575
Scenario 1: Reference | PG&E | Res | WaterHeat | Res - Single Family | Participant Cost Test | Fuel Substitution | 210501.6747 | 45242.6773 | 57634.6846 | 69973.928 | 82775.4294 | 1531085.8949 | 1648649.898 | 1705061.5008 | 1292459.1746 | 1173949.9103 | 1035690.6481 | 810803.6059 | 483175.7601
Scenario 1: Reference | PG&E | Res | WaterHeat | Res - Single Family | Program Administrator Cost Test | Energy Efficiency | 6863550.6181 | 8192262.8871 | 9295489.2279 | 10205243.6151 | 11016216.3939 | 4772717.9475 | 4945835.7277 | 5100700.528 | 5254785.7719 | 5423008.0956 | 5627819.9599 | 5840208.8079 | 6060598.871
Scenario 1: Reference | PG&E | Res | WaterHeat | Res - Single Family | Program Administrator Cost Test | Fuel Substitution | 228563.4626 | 341233.5088 | 457376.3538 | 584798.4844 | 728906.6155 | 967101.3738 | 1160824.7479 | 1353943.9936 | 1532420.7616 | 1710188.9319 | 1976856.2924 | 2245323.1 | 2465202.6621
Scenario 1: Reference | PG&E | Res | WaterHeat | Res - Single Family | Rate Impact Measure Test | Energy Efficiency | 6863550.6181 | 8192262.8871 | 9295489.2279 | 10205243.6151 | 11016216.3939 | 4772717.9475 | 4945835.7277 | 5100700.528 | 5254785.7719 | 5423008.0956 | 5627819.9599 | 5840208.8079 | 6060598.871
Scenario 1: Reference | PG&E | Res | WaterHeat | Res - Single Family | Rate Impact Measure Test | Fuel Substitution | 248368.6278 | 365455.4359 | 484323.6954 | 612644.4634 | 756149.2663 | 967101.3738 | 1160824.7479 | 1353943.9936 | 1532420.7616 | 1710188.9319 | 1976856.2924 | 2245323.1 | 2465202.6621
Scenario 1: Reference | PG&E | Res | WaterHeat | Res - Single Family | Total Resource Cost Test | Energy Efficiency | 11092568.5735 | 13037004.4162 | 14484227.5847 | 13299273.6989 | 14258312.7937 | 5386185.7727 | 5579080.1213 | 5752615.8281 | 5254785.7719 | 5423008.0956 | 5627819.9599 | 5840208.8079 | 6060598.871
Scenario 1: Reference | PG&E | Res | WaterHeat | Res - Single Family | Total Resource Cost Test | Fuel Substitution | 251874.412 | 374401.0806 | 499641.2988 | 636117.7541 | 789618.7557 | 1233700.0115 | 1472272.8341 | 1708522.8068 | 1532420.7616 | 1710188.9319 | 1976856.2924 | 2245323.1 | 2465202.6621
Scenario 1: Reference | PG&E | Res | WholeBlg | Res - Multi Family | Participant Cost Test | Energy Efficiency | 0 | 0 | 27435.2125 | 26877.5899 | 24945.2816 | 22891.073 | 4997775.0856 | 4318196.2947 | 3570854.808 | 2879323.4781 | 2198378.2257 | 2639442.2761 | 1689192.2407
Scenario 1: Reference | PG&E | Res | WholeBlg | Res - Multi Family | Program Administrator Cost Test | Energy Efficiency | 0 | 0 | 18463.843 | 19973.4099 | 20688.0163 | 21340.3673 | 5300917.036 | 5238705.762 | 5047767.7692 | 4873001.2451 | 4670319.4982 | 7522604.7622 | 7228644.482
Scenario 1: Reference | PG&E | Res | WholeBlg | Res - Multi Family | Rate Impact Measure Test | Energy Efficiency | 0 | 0 | 18463.843 | 19973.4099 | 20688.0163 | 21340.3673 | 5300917.036 | 5238705.762 | 5047767.7692 | 4873001.2451 | 4670319.4982 | 7522604.7622 | 7228644.482
Scenario 1: Reference | PG&E | Res | WholeBlg | Res - Multi Family | Total Resource Cost Test | Energy Efficiency | 0 | 0 | 18463.843 | 19973.4099 | 20688.0163 | 21340.3673 | 5300917.036 | 5238705.762 | 5047767.7692 | 4873001.2451 | 4670319.4982 | 7522604.7622 | 7228644.482
Scenario 1: Reference | PG&E | Res | WholeBlg | Res - Single Family | Participant Cost Test | Energy Efficiency | 0 | 0 | 102312.8183 | 100647.4118 | 92528.0291 | 84148.8511 | 73233.6785 | 61915.4677 | 50323.7668 | 40136.2533 | 30216.2083 | 21461.2995 | 2296273.5259
Scenario 1: Reference | PG&E | Res | WholeBlg | Res - Single Family | Program Administrator Cost Test | Energy Efficiency | 0 | 0 | 68038.965 | 73917.9725 | 75857.9646 | 77565.9901 | 76164.5912 | 73660.2642 | 69778.8012 | 66667.8309 | 63107.472 | 60155.6749 | 9753943.7299
Scenario 1: Reference | PG&E | Res | WholeBlg | Res - Single Family | Rate Impact Measure Test | Energy Efficiency | 0 | 0 | 68038.965 | 73917.9725 | 75857.9646 | 77565.9901 | 76164.5912 | 73660.2642 | 69778.8012 | 66667.8309 | 63107.472 | 60155.6749 | 9753943.7299
Scenario 1: Reference | PG&E | Res | WholeBlg | Res - Single Family | Total Resource Cost Test | Energy Efficiency | 0 | 0 | 68038.965 | 73917.9725 | 75857.9646 | 77565.9901 | 76164.5912 | 73660.2642 | 69778.8012 | 66667.8309 | 63107.472 | 60155.6749 | 9753943.7299
Scenario 1: Reference | SCE | Ag | WholeBlg | Ag - Dairies, fishing, hunting | Participant Cost Test | Energy Efficiency | 143341.7142 | 151895.853 | 160658.4973 | 169897.1376 | 181376.2676 | 194190.3043 | 203301.397 | 207542.9389 | 211541.6833 | 215554.6781 | 218866.2766 | 219268.0312 | 219778.5406
Scenario 1: Reference | SCE | Ag | WholeBlg | Ag - Dairies, fishing, hunting | Program Administrator Cost Test | Energy Efficiency | 143341.7142 | 151895.853 | 160658.4973 | 169897.1376 | 181376.2676 | 194190.3043 | 203301.397 | 207542.9389 | 211541.6833 | 215554.6781 | 218866.2766 | 219268.0312 | 219778.5406
Scenario 1: Reference | SCE | Ag | WholeBlg | Ag - Dairies, fishing, hunting | Rate Impact Measure Test | Energy Efficiency | 143341.7142 | 151895.853 | 160658.4973 | 169897.1376 | 181376.2676 | 194190.3043 | 203301.397 | 207542.9389 | 211541.6833 | 215554.6781 | 218866.2766 | 219268.0312 | 219778.5406
Scenario 1: Reference | SCE | Ag | WholeBlg | Ag - Dairies, fishing, hunting | Total Resource Cost Test | Energy Efficiency | 143341.7142 | 151895.853 | 160658.4973 | 169897.1376 | 181376.2676 | 194190.3043 | 203301.397 | 207542.9389 | 211541.6833 | 215554.6781 | 218866.2766 | 219268.0312 | 219778.5406
Scenario 1: Reference | SCE | Ag | WholeBlg | Ag - Irrigated Agriculture, vineyards, forestry and greenhouses | Participant Cost Test | Energy Efficiency | 345019.7311 | 382363.9099 | 420649.6768 | 461059.3362 | 508856.3108 | 561264.6481 | 603890.4198 | 633389.1888 | 663000.4251 | 693453.2442 | 722058.8431 | 741135.041 | 760542.9406
Scenario 1: Reference | SCE | Ag | WholeBlg | Ag - Irrigated Agriculture, vineyards, forestry and greenhouses | Program Administrator Cost Test | Energy Efficiency | 345019.7311 | 382363.9099 | 420649.6768 | 461059.3362 | 508856.3108 | 561264.6481 | 603890.4198 | 633389.1888 | 663000.4251 | 693453.2442 | 722058.8431 | 741135.041 | 760542.9406
Scenario 1: Reference | SCE | Ag | WholeBlg | Ag - Irrigated Agriculture, vineyards, forestry and greenhouses | Rate Impact Measure Test | Energy Efficiency | 345019.7311 | 382363.9099 | 420649.6768 | 461059.3362 | 508856.3108 | 561264.6481 | 603890.4198 | 633389.1888 | 663000.4251 | 693453.2442 | 722058.8431 | 741135.041 | 760542.9406
Scenario 1: Reference | SCE | Ag | WholeBlg | Ag - Irrigated Agriculture, vineyards, forestry and greenhouses | Total Resource Cost Test | Energy Efficiency | 345019.7311 | 382363.9099 | 420649.6768 | 461059.3362 | 508856.3108 | 561264.6481 | 603890.4198 | 633389.1888 | 663000.4251 | 693453.2442 | 722058.8431 | 741135.041 | 760542.9406
Scenario 1: Reference | SCE | Ag | WholeBlg | Ag - Water pumping | Participant Cost Test | Energy Efficiency | 1996770.9197 | 2101720.6 | 2209395.1535 | 2323000.8178 | 2466234.9348 | 2627106.691 | 2737271.808 | 2780704.2347 | 2820116.8475 | 2859003.7583 | 2888247.6062 | 2879035.6405 | 2871259.9292
Scenario 1: Reference | SCE | Ag | WholeBlg | Ag - Water pumping | Program Administrator Cost Test | Energy Efficiency | 1996770.9197 | 2101720.6 | 2209395.1535 | 2323000.8178 | 2466234.9348 | 2627106.691 | 2737271.808 | 2780704.2347 | 2820116.8475 | 2859003.7583 | 2888247.6062 | 2879035.6405 | 2871259.9292
Scenario 1: Reference | SCE | Ag | WholeBlg | Ag - Water pumping | Rate Impact Measure Test | Energy Efficiency | 1996770.9197 | 2101720.6 | 2209395.1535 | 2323000.8178 | 2466234.9348 | 2627106.691 | 2737271.808 | 2780704.2347 | 2820116.8475 | 2859003.7583 | 2888247.6062 | 2879035.6405 | 2871259.9292
Scenario 1: Reference | SCE | Ag | WholeBlg | Ag - Water pumping | Total Resource Cost Test | Energy Efficiency | 1996770.9197 | 2101720.6 | 2209395.1535 | 2323000.8178 | 2466234.9348 | 2627106.691 | 2737271.808 | 2780704.2347 | 2820116.8475 | 2859003.7583 | 2888247.6062 | 2879035.6405 | 2871259.9292
Scenario 1: Reference | SCE | Com | BROs | Com - Lodging | Participant Cost Test | Energy Efficiency | 2949.0817 | 6374.3208 | 9678.5163 | 12625.8315 | 17797.5051 | 26851.2888 | 35934.2238 | 42891.4511 | 50702.2106 | 61490.0655 | 72619.3798 | 80866.477 | 88599.159
Scenario 1: Reference | SCE | Com | BROs | Com - Lodging | Program Administrator Cost Test | Energy Efficiency | 2949.0817 | 6374.3208 | 9678.5163 | 12625.8315 | 17797.5051 | 26851.2888 | 35934.2238 | 42891.4511 | 50702.2106 | 61490.0655 | 72619.3798 | 80866.477 | 88599.159
Scenario 1: Reference | SCE | Com | BROs | Com - Lodging | Rate Impact Measure Test | Energy Efficiency | 2949.0817 | 6374.3208 | 9678.5163 | 12625.8315 | 17797.5051 | 26851.2888 | 35934.2238 | 42891.4511 | 50702.2106 | 61490.0655 | 72619.3798 | 80866.477 | 88599.159
Scenario 1: Reference | SCE | Com | BROs | Com - Lodging | Total Resource Cost Test | Energy Efficiency | 2949.0817 | 6374.3208 | 9678.5163 | 12625.8315 | 17797.5051 | 26851.2888 | 35934.2238 | 42891.4511 | 50702.2106 | 61490.0655 | 72619.3798 | 80866.477 | 88599.159
Scenario 1: Reference | SCE | Com | BROs | Com - Other | Participant Cost Test | Energy Efficiency | 4738.7702 | 10199.1144 | 15428.2151 | 20044.5599 | 28140.1372 | 42285.8275 | 56416.7025 | 67105.4452 | 79051.2531 | 95522.3922 | 112409.5091 | 124765.0117 | 138332.7033
Scenario 1: Reference | SCE | Com | BROs | Com - Other | Program Administrator Cost Test | Energy Efficiency | 4738.7702 | 10199.1144 | 15428.2151 | 20044.5599 | 28140.1372 | 42285.8275 | 56416.7025 | 67105.4452 | 79051.2531 | 95522.3922 | 112409.5091 | 124765.0117 | 138332.7033
Scenario 1: Reference | SCE | Com | BROs | Com - Other | Rate Impact Measure Test | Energy Efficiency | 4738.7702 | 10199.1144 | 15428.2151 | 20044.5599 | 28140.1372 | 42285.8275 | 56416.7025 | 67105.4452 | 79051.2531 | 95522.3922 | 112409.5091 | 124765.0117 | 138332.7033
Scenario 1: Reference | SCE | Com | BROs | Com - Other | Total Resource Cost Test | Energy Efficiency | 4738.7702 | 10199.1144 | 15428.2151 | 20044.5599 | 28140.1372 | 42285.8275 | 56416.7025 | 67105.4452 | 79051.2531 | 95522.3922 | 112409.5091 | 124765.0117 | 138332.7033
Scenario 1: Reference | SCE | Com | BROs | Com - Retail | Participant Cost Test | Energy Efficiency | 9473.422 | 20325.5925 | 30683.1032 | 39707.3713 | 55533.1457 | 83144.3884 | 110530.0648 | 130998.6764 | 153724.1296 | 184983.3062 | 216686.7947 | 239451.5043 | 263631.5572
Scenario 1: Reference | SCE | Com | BROs | Com - Retail | Program Administrator Cost Test | Energy Efficiency | 9473.422 | 20325.5925 | 30683.1032 | 39707.3713 | 55533.1457 | 83144.3884 | 110530.0648 | 130998.6764 | 153724.1296 | 184983.3062 | 216686.7947 | 239451.5043 | 263631.5572
Scenario 1: Reference | SCE | Com | BROs | Com - Retail | Rate Impact Measure Test | Energy Efficiency | 9473.422 | 20325.5925 | 30683.1032 | 39707.3713 | 55533.1457 | 83144.3884 | 110530.0648 | 130998.6764 | 153724.1296 | 184983.3062 | 216686.7947 | 239451.5043 | 263631.5572
Scenario 1: Reference | SCE | Com | BROs | Com - Retail | Total Resource Cost Test | Energy Efficiency | 9473.422 | 20325.5925 | 30683.1032 | 39707.3713 | 55533.1457 | 83144.3884 | 110530.0648 | 130998.6764 | 153724.1296 | 184983.3062 | 216686.7947 | 239451.5043 | 263631.5572
Scenario 1: Reference | SCE | Com | BldgEnv | Com - College | Participant Cost Test | Energy Efficiency | 25407.7989 | 27220.318 | 28232.954 | 28267.5265 | 27224.8509 | 25267.0095 | 22515.6024 | 18066.0007 | 711.223 | 0 | 0 | 0 | 0
Scenario 1: Reference | SCE | Com | BldgEnv | Com - College | Program Administrator Cost Test | Energy Efficiency | 185.6284 | 208.7487 | 225.9703 | 235.7633 | 241.4663 | 240.7145 | 224.7476 | 195.6958 | 25.2017 | 0 | 0 | 0 | 0
Scenario 1: Reference | SCE | Com | BldgEnv | Com - College | Rate Impact Measure Test | Energy Efficiency | 185.6284 | 208.7487 | 225.9703 | 235.7633 | 241.4663 | 240.7145 | 224.7476 | 195.6958 | 25.2017 | 0 | 0 | 0 | 0
Scenario 1: Reference | SCE | Com | BldgEnv | Com - College | Total Resource Cost Test | Energy Efficiency | 7641.1983 | 8103.7797 | 8317.4297 | 8239.6569 | 7857.8241 | 7218.3442 | 6362.6959 | 5367.978 | 25.2017 | 0 | 0 | 0 | 0
Scenario 1: Reference | SCE | Com | BldgEnv | Com - Grocery | Participant Cost Test | Energy Efficiency | 1932.8115 | 2001.868 | 2032.7879 | 2057.3087 | 2077.8976 | 2061.8299 | 2004.7788 | 1915.8741 | 1345.1429 | 0 | 0 | 0 | 0
Scenario 1: Reference | SCE | Com | BldgEnv | Com - Grocery | Program Administrator Cost Test | Energy Efficiency | 33.9197 | 37.5467 | 40.7862 | 44.3668 | 48.8965 | 53.5384 | 57.2533 | 60.6046 | 63.6705 | 0 | 0 | 0 | 0
Scenario 1: Reference | SCE | Com | BldgEnv | Com - Grocery | Rate Impact Measure Test | Energy Efficiency | 33.9197 | 37.5467 | 40.7862 | 44.3668 | 48.8965 | 53.5384 | 57.2533 | 60.6046 | 63.6705 | 0 | 0 | 0 | 0
Scenario 1: Reference | SCE | Com | BldgEnv | Com - Grocery | Total Resource Cost Test | Energy Efficiency | 348.6925 | 368.9122 | 385.2846 | 403.793 | 426.1158 | 446.1684 | 462.1798 | 480.2543 | 63.6705 | 0 | 0 | 0 | 0
Scenario 1: Reference | SCE | Com | BldgEnv | Com - Health | Participant Cost Test | Energy Efficiency | 34838.7215 | 31390.7138 | 3887.2191 | 3511.7633 | 3144.2125 | 2744.5604 | 2381.9344 | 2062.1217 | 1363.6242 | 0 | 0 | 0 | 0
Scenario 1: Reference | SCE | Com | BldgEnv | Com - Health | Program Administrator Cost Test | Energy Efficiency | 481.5375 | 458.2954 | 93.2916 | 88.9573 | 85.8453 | 81.8927 | 77.7703 | 74.6665 | 76.9384 | 0 | 0 | 0 | 0
Scenario 1: Reference | SCE | Com | BldgEnv | Com - Health | Rate Impact Measure Test | Energy Efficiency | 481.5375 | 458.2954 | 93.2916 | 88.9573 | 85.8453 | 81.8927 | 77.7703 | 74.6665 | 76.9384 | 0 | 0 | 0 | 0
Scenario 1: Reference | SCE | Com | BldgEnv | Com - Health | Total Resource Cost Test | Energy Efficiency | 9339.6815 | 8326.0014 | 928.1091 | 843.651 | 767.0313 | 689.8062 | 628.1516 | 589.8096 | 76.9384 | 0 | 0 | 0 | 0
Scenario 1: Reference | SCE | Com | BldgEnv | Com - Lodging | Participant Cost Test | Energy Efficiency | 1353.009 | 1654.8212 | 2018.7449 | 2456.8356 | 2984.2587 | 3618.157 | 4376.5854 | 5050.9812 | 11.1202 | 0 | 0 | 0 | 0
Scenario 1: Reference | SCE | Com | BldgEnv | Com - Lodging | Program Administrator Cost Test | Energy Efficiency | 28.1153 | 36.1972 | 46.1458 | 58.5272 | 75.6635 | 98.3477 | 123.9392 | 150.9339 | 2.7505 | 0 | 0 | 0 | 0
Scenario 1: Reference | SCE | Com | BldgEnv | Com - Lodging | Rate Impact Measure Test | Energy Efficiency | 28.1153 | 36.1972 | 46.1458 | 58.5272 | 75.6635 | 98.3477 | 123.9392 | 150.9339 | 2.7505 | 0 | 0 | 0 | 0
Scenario 1: Reference | SCE | Com | BldgEnv | Com - Lodging | Total Resource Cost Test | Energy Efficiency | 726.7632 | 884.0708 | 1072.8819 | 1299.057 | 1570.9861 | 1895.9923 | 2278.4397 | 2723.9527 | 2.7505 | 0 | 0 | 0 | 0
Scenario 1: Reference | SCE | Com | BldgEnv | Com - Office (Large) | Participant Cost Test | Energy Efficiency | 26137.0308 | 26279.5168 | 26086.9469 | 25724.5857 | 25335.8561 | 24682.7333 | 23614.7069 | 22195.8855 | 12935.5789 | 0 | 0 | 0 | 0
Scenario 1: Reference | SCE | Com | BldgEnv | Com - Office (Large) | Program Administrator Cost Test | Energy Efficiency | 954.3651 | 1021.5671 | 1080.8609 | 1140.4307 | 1218.5482 | 1301.419 | 1358.7739 | 1397.0443 | 1420.3789 | 0 | 0 | 0 | 0
Scenario 1: Reference | SCE | Com | BldgEnv | Com - Office (Large) | Rate Impact Measure Test | Energy Efficiency | 954.3651 | 1021.5671 | 1080.8609 | 1140.4307 | 1218.5482 | 1301.419 | 1358.7739 | 1397.0443 | 1420.3789 | 0 | 0 | 0 | 0
Scenario 1: Reference | SCE | Com | BldgEnv | Com - Office (Large) | Total Resource Cost Test | Energy Efficiency | 7472.1397 | 7704.1613 | 7884.1221 | 8061.5302 | 8295.1819 | 8512.2446 | 8639.3865 | 8744.6678 | 1420.3789 | 0 | 0 | 0 | 0
Scenario 1: Reference | SCE | Com | BldgEnv | Com - Office (Small) | Participant Cost Test | Energy Efficiency | 982.3053 | 1006.1542 | 1017.9805 | 1017.6895 | 103.6398 | 10213.2945 | 863.7226 | 811.5405 | 590.6115 | 0 | 0 | 0 | 0
Scenario 1: Reference | SCE | Com | BldgEnv | Com - Office (Small) | Program Administrator Cost Test | Energy Efficiency | 35.6777 | 39.0515 | 42.3208 | 45.5411 | 2.9428 | 577.0529 | 51.2918 | 53.5572 | 55.6779 | 0 | 0 | 0 | 0
Scenario 1: Reference | SCE | Com | BldgEnv | Com - Office (Small) | Rate Impact Measure Test | Energy Efficiency | 35.6777 | 39.0515 | 42.3208 | 45.5411 | 2.9428 | 577.0529 | 51.2918 | 53.5572 | 55.6779 | 0 | 0 | 0 | 0
Scenario 1: Reference | SCE | Com | BldgEnv | Com - Office (Small) | Total Resource Cost Test | Energy Efficiency | 163.8912 | 173.235 | 181.9797 | 190.2448 | 21.398 | 2158.1666 | 195.7614 | 201.4879 | 55.6779 | 0 | 0 | 0 | 0
Scenario 1: Reference | SCE | Com | BldgEnv | Com - Other | Participant Cost Test | Energy Efficiency | 78774.0421 | 71416.984 | 61294.3119 | 49472.3632 | 37096.1123 | 25110.4983 | 14182.7932 | 8692.6149 | 5171.566 | 0 | 0 | 0 | 0
Scenario 1: Reference | SCE | Com | BldgEnv | Com - Other | Program Administrator Cost Test | Energy Efficiency | 894.0995 | 886.6974 | 844.2391 | 776.9491 | 706.3551 | 630.7052 | 547.491 | 514.1805 | 537.7073 | 0 | 0 | 0 | 0
Scenario 1: Reference | SCE | Com | BldgEnv | Com - Other | Rate Impact Measure Test | Energy Efficiency | 894.0995 | 886.6974 | 844.2391 | 776.9491 | 706.3551 | 630.7052 | 547.491 | 514.1805 | 537.7073 | 0 | 0 | 0 | 0
Scenario 1: Reference | SCE | Com | BldgEnv | Com - Other | Total Resource Cost Test | Energy Efficiency | 28627.8334 | 25679.3794 | 21809.1884 | 17433.41 | 12987.6595 | 8802.3528 | 5106.9052 | 3429.2045 | 537.7073 | 0 | 0 | 0 | 0
Scenario 1: Reference | SCE | Com | BldgEnv | Com - Refrig. Warehouse | Participant Cost Test | Energy Efficiency | 282.8533 | 27.1568 | 27.1807 | 26.3307 | 25.6849 | 25.0078 | 24.1233 | 22.6136 | 18.9035 | 0 | 0 | 0 | 0
Scenario 1: Reference | SCE | Com | BldgEnv | Com - Refrig. Warehouse | Program Administrator Cost Test | Energy Efficiency | 9.8324 | 1.0039 | 1.0788 | 1.129 | 1.2087 | 1.31 | 1.409 | 1.4805 | 1.5631 | 0 | 0 | 0 | 0
Scenario 1: Reference | SCE | Com | BldgEnv | Com - Refrig. Warehouse | Rate Impact Measure Test | Energy Efficiency | 9.8324 | 1.0039 | 1.0788 | 1.129 | 1.2087 | 1.31 | 1.409 | 1.4805 | 1.5631 | 0 | 0 | 0 | 0
Scenario 1: Reference | SCE | Com | BldgEnv | Com - Refrig. Warehouse | Total Resource Cost Test | Energy Efficiency | 24.3589 | 2.4608 | 2.5968 | 2.6717 | 2.8012 | 2.968 | 3.1421 | 3.2751 | 1.5631 | 0 | 0 | 0 | 0
Scenario 1: Reference | SCE | Com | BldgEnv | Com - Restaurant | Participant Cost Test | Energy Efficiency | 0 | 0 | 0 | 0 | 0 | 0 | 0 | 0 | 0 | 0 | 0 | 0 | 0
Scenario 1: Reference | SCE | Com | BldgEnv | Com - Restaurant | Program Administrator Cost Test | Energy Efficiency | 0 | 0 | 0 | 0 | 0 | 0 | 0 | 0 | 0 | 0 | 0 | 0 | 0
Scenario 1: Reference | SCE | Com | BldgEnv | Com - Restaurant | Rate Impact Measure Test | Energy Efficiency | 0 | 0 | 0 | 0 | 0 | 0 | 0 | 0 | 0 | 0 | 0 | 0 | 0
Scenario 1: Reference | SCE | Com | BldgEnv | Com - Restaurant | Total Resource Cost Test | Energy Efficiency | 0 | 0 | 0 | 0 | 0 | 0 | 0 | 0 | 0 | 0 | 0 | 0 | 0
Scenario 1: Reference | SCE | Com | BldgEnv | Com - Retail | Participant Cost Test | Energy Efficiency | 3276.2267 | 3357.7728 | 3377.2935 | 3383.5565 | 3373.595 | 3297.268 | 3162.958 | 2989.1633 | 1642.5107 | 0 | 0 | 0 | 0
Scenario 1: Reference | SCE | Com | BldgEnv | Com - Retail | Program Administrator Cost Test | Energy Efficiency | 93.1828 | 101.6162 | 108.7859 | 116.4347 | 125.7253 | 134.3452 | 140.1105 | 144.2645 | 146.5653 | 0 | 0 | 0 | 0
Scenario 1: Reference | SCE | Com | BldgEnv | Com - Retail | Rate Impact Measure Test | Energy Efficiency | 93.1828 | 101.6162 | 108.7859 | 116.4347 | 125.7253 | 134.3452 | 140.1105 | 144.2645 | 146.5653 | 0 | 0 | 0 | 0
Scenario 1: Reference | SCE | Com | BldgEnv | Com - Retail | Total Resource Cost Test | Energy Efficiency | 1026.6919 | 1074.5158 | 1109.5519 | 1147.379 | 1189.0856 | 1217.2251 | 1231.4556 | 1246.5632 | 146.5653 | 0 | 0 | 0 | 0
Scenario 1: Reference | SCE | Com | BldgEnv | Com - School | Participant Cost Test | Energy Efficiency | 1505.5992 | 1522.0073 | 1526.4642 | 1510.6258 | 1472.0841 | 1423.5777 | 1350.1623 | 1255.1571 | 870.5239 | 0 | 0 | 0 | 0
Scenario 1: Reference | SCE | Com | BldgEnv | Com - School | Program Administrator Cost Test | Energy Efficiency | 52.9459 | 57.1466 | 61.3211 | 65.2108 | 69.2667 | 73.8913 | 77.0738 | 79.323 | 81.5716 | 0 | 0 | 0 | 0
Scenario 1: Reference | SCE | Com | BldgEnv | Com - School | Rate Impact Measure Test | Energy Efficiency | 52.9459 | 57.1466 | 61.3211 | 65.2108 | 69.2667 | 73.8913 | 77.0738 | 79.323 | 81.5716 | 0 | 0 | 0 | 0
Scenario 1: Reference | SCE | Com | BldgEnv | Com - School | Total Resource Cost Test | Energy Efficiency | 285.7598 | 297.3321 | 308.7462 | 318.5426 | 326.6831 | 335.7064 | 341.0399 | 345.8548 | 81.5716 | 0 | 0 | 0 | 0
Scenario 1: Reference | SCE | Com | BldgEnv | Com - Warehouse | Participant Cost Test | Energy Efficiency | 16264.1715 | 18661.8773 | 21017.6813 | 23274.4735 | 25294.8398 | 26835.1953 | 27770.0089 | 26511.5193 | 1484.5693 | 0 | 0 | 0 | 0
Scenario 1: Reference | SCE | Com | BldgEnv | Com - Warehouse | Program Administrator Cost Test | Energy Efficiency | 300.2877 | 359.8647 | 420.6789 | 484.0252 | 558.7146 | 633.3976 | 683.5013 | 701.4045 | 148.502 | 0 | 0 | 0 | 0
Scenario 1: Reference | SCE | Com | BldgEnv | Com - Warehouse | Rate Impact Measure Test | Energy Efficiency | 300.2877 | 359.8647 | 420.6789 | 484.0252 | 558.7146 | 633.3976 | 683.5013 | 701.4045 | 148.502 | 0 | 0 | 0 | 0
Scenario 1: Reference | SCE | Com | BldgEnv | Com - Warehouse | Total Resource Cost Test | Energy Efficiency | 5690.936 | 6508.5995 | 7307.0446 | 8062.7395 | 8739.1258 | 9249.6255 | 9532.3413 | 9559.8885 | 148.502 | 0 | 0 | 0 | 0
Scenario 1: Reference | SCE | Com | ComRefrig | Com - College | Participant Cost Test | Energy Efficiency | 3031.2643 | 1956.1758 | 1140.5886 | 580.7444 | 15589.1475 | 18018.1863 | 16234.7483 | 15339.5328 | 13231.4877 | 10636.5003 | 8982.092 | 6474.5622 | 3341.8743
Scenario 1: Reference | SCE | Com | ComRefrig | Com - College | Program Administrator Cost Test | Energy Efficiency | 1033.6989 | 725.8027 | 461.5187 | 256.2442 | 7611.4064 | 10104.343 | 10419.9155 | 11282.0318 | 11487.952 | 11315.057 | 12592.9583 | 13313.9278 | 13217.9562
Scenario 1: Reference | SCE | Com | ComRefrig | Com - College | Rate Impact Measure Test | Energy Efficiency | 1033.6989 | 725.8027 | 461.5187 | 256.2442 | 7611.4064 | 10104.343 | 10419.9155 | 11282.0318 | 11487.952 | 11315.057 | 12592.9583 | 13313.9278 | 13217.9562
Scenario 1: Reference | SCE | Com | ComRefrig | Com - College | Total Resource Cost Test | Energy Efficiency | 1033.6989 | 725.8027 | 461.5187 | 256.2442 | 7611.4064 | 10104.343 | 10419.9155 | 11282.0318 | 11487.952 | 11315.057 | 12592.9583 | 13313.9278 | 13217.9562
Scenario 1: Reference | SCE | Com | ComRefrig | Com - Grocery | Participant Cost Test | Energy Efficiency | 4316786.7304 | 2337970.8437 | 974945.8582 | 376457.5727 | 112217.7478 | 0 | 615182.4347 | 2874097.1965 | 3205415.8543 | 2584693.5612 | 1963420.2438 | 1330815.6998 | 686398.4831
Scenario 1: Reference | SCE | Com | ComRefrig | Com - Grocery | Program Administrator Cost Test | Energy Efficiency | 1463432.4593 | 857187.4746 | 382032.2216 | 158358.3186 | 52651.381 | 0 | 362327.401 | 1952176.1634 | 2573482.5572 | 2540244.3613 | 2529456.176 | 2508437.7099 | 2489825.6264
Scenario 1: Reference | SCE | Com | ComRefrig | Com - Grocery | Rate Impact Measure Test | Energy Efficiency | 1463432.4593 | 857187.4746 | 382032.2216 | 158358.3186 | 52651.381 | 0 | 362327.401 | 1952176.1634 | 2573482.5572 | 2540244.3613 | 2529456.176 | 2508437.7099 | 2489825.6264
Scenario 1: Reference | SCE | Com | ComRefrig | Com - Grocery | Total Resource Cost Test | Energy Efficiency | 1463432.4593 | 857187.4746 | 382032.2216 | 158358.3186 | 52651.381 | 0 | 362327.401 | 1952176.1634 | 2573482.5572 | 2540244.3613 | 2529456.176 | 2508437.7099 | 2489825.6264
Scenario 1: Reference | SCE | Com | ComRefrig | Com - Health | Participant Cost Test | Energy Efficiency | 0 | 0 | 0 | 0 | 103085.1417 | 124989.1134 | 109941.736 | 94143.0654 | 78417.9047 | 62467.3544 | 52777.2965 | 37760.7721 | 19603.9096
Scenario 1: Reference | SCE | Com | ComRefrig | Com - Health | Program Administrator Cost Test | Energy Efficiency | 0 | 0 | 0 | 0 | 50349.8965 | 70111.0055 | 70705.6605 | 69900.2305 | 68895.6522 | 67253.1037 | 74827.2738 | 78508.5726 | 78389.678
Scenario 1: Reference | SCE | Com | ComRefrig | Com - Health | Rate Impact Measure Test | Energy Efficiency | 0 | 0 | 0 | 0 | 50349.8965 | 70111.0055 | 70705.6605 | 69900.2305 | 68895.6522 | 67253.1037 | 74827.2738 | 78508.5726 | 78389.678
Scenario 1: Reference | SCE | Com | ComRefrig | Com - Health | Total Resource Cost Test | Energy Efficiency | 0 | 0 | 0 | 0 | 50349.8965 | 70111.0055 | 70705.6605 | 69900.2305 | 68895.6522 | 67253.1037 | 74827.2738 | 78508.5726 | 78389.678
Scenario 1: Reference | SCE | Com | ComRefrig | Com - Refrig. Warehouse | Participant Cost Test | Energy Efficiency | 7211.0305 | 5026.8483 | 3174.4274 | 1798.8093 | 879.0823 | 312.295 | 765.5869 | 3005.1132 | 3245.6052 | 2631.0559 | 2004.3915 | 1367.8885 | 709.4345
Scenario 1: Reference | SCE | Com | ComRefrig | Com - Refrig. Warehouse | Program Administrator Cost Test | Energy Efficiency | 2469.0177 | 1875.3286 | 1294.571 | 804.5132 | 433.6028 | 167.0906 | 452.7684 | 2041.4267 | 2605.7488 | 2585.8094 | 2582.239 | 2578.3158 | 2573.3859
Scenario 1: Reference | SCE | Com | ComRefrig | Com - Refrig. Warehouse | Rate Impact Measure Test | Energy Efficiency | 2469.0177 | 1875.3286 | 1294.571 | 804.5132 | 433.6028 | 167.0906 | 452.7684 | 2041.4267 | 2605.7488 | 2585.8094 | 2582.239 | 2578.3158 | 2573.3859
Scenario 1: Reference | SCE | Com | ComRefrig | Com - Refrig. Warehouse | Total Resource Cost Test | Energy Efficiency | 2469.0177 | 1875.3286 | 1294.571 | 804.5132 | 433.6028 | 167.0906 | 452.7684 | 2041.4267 | 2605.7488 | 2585.8094 | 2582.239 | 2578.3158 | 2573.3859
Scenario 1: Reference | SCE | Com | ComRefrig | Com - Restaurant | Participant Cost Test | Energy Efficiency | 173668.1298 | 93660.9484 | 38885.5641 | 14424.4087 | 4137.4037 | 0 | 32013.8981 | 150211.5218 | 172542.462 | 139037.428 | 105472.8901 | 71368.4452 | 36743.8435
Scenario 1: Reference | SCE | Com | ComRefrig | Com - Restaurant | Program Administrator Cost Test | Energy Efficiency | 58935.8071 | 34396.3551 | 15281.2025 | 6067.6827 | 1941.2261 | 0 | 18855.4027 | 102028.2971 | 138526.3798 | 136646.2598 | 135879.6027 | 134521.3131 | 133283.5618
Scenario 1: Reference | SCE | Com | ComRefrig | Com - Restaurant | Rate Impact Measure Test | Energy Efficiency | 58935.8071 | 34396.3551 | 15281.2025 | 6067.6827 | 1941.2261 | 0 | 18855.4027 | 102028.2971 | 138526.3798 | 136646.2598 | 135879.6027 | 134521.3131 | 133283.5618
Scenario 1: Reference | SCE | Com | ComRefrig | Com - Restaurant | Total Resource Cost Test | Energy Efficiency | 58935.8071 | 34396.3551 | 15281.2025 | 6067.6827 | 1941.2261 | 0 | 18855.4027 | 102028.2971 | 138526.3798 | 136646.2598 | 135879.6027 | 134521.3131 | 133283.5618
Scenario 1: Reference | SCE | Com | ComRefrig | Com - Retail | Participant Cost Test | Energy Efficiency | 2091720.4345 | 1159464.0975 | 513748.1591 | 189340.7654 | 64427.8478 | 0 | 287672.2607 | 1336605.1175 | 1497709.1917 | 1203942.2022 | 910968.6791 | 614568.9693 | 315366.6459
Scenario 1: Reference | SCE | Com | ComRefrig | Com - Retail | Program Administrator Cost Test | Energy Efficiency | 709690.4111 | 425966.3998 | 202816.0142 | 79646.9175 | 30228.8651 | 0 | 169431.9224 | 907863.0912 | 1202441.6369 | 1183236.821 | 1173591.288 | 1158391.8527 | 1143951.8958
Scenario 1: Reference | SCE | Com | ComRefrig | Com - Retail | Rate Impact Measure Test | Energy Efficiency | 709690.4111 | 425966.3998 | 202816.0142 | 79646.9175 | 30228.8651 | 0 | 169431.9224 | 907863.0912 | 1202441.6369 | 1183236.821 | 1173591.288 | 1158391.8527 | 1143951.8958
Scenario 1: Reference | SCE | Com | ComRefrig | Com - Retail | Total Resource Cost Test | Energy Efficiency | 709690.4111 | 425966.3998 | 202816.0142 | 79646.9175 | 30228.8651 | 0 | 169431.9224 | 907863.0912 | 1202441.6369 | 1183236.821 | 1173591.288 | 1158391.8527 | 1143951.8958
Scenario 1: Reference | SCE | Com | ComRefrig | Com - School | Participant Cost Test | Energy Efficiency | 578.5949 | 74.8894 | 0 | 0 | 0 | 0 | 718.5998 | 3451.9025 | 4167.6328 | 3349.0172 | 2529.8805 | 1711.6672 | 878.9199
Scenario 1: Reference | SCE | Com | ComRefrig | Com - School | Program Administrator Cost Test | Energy Efficiency | 186.6408 | 26.256 | 0 | 0 | 0 | 0 | 423.2377 | 2344.6434 | 3346.0028 | 3291.4239 | 3259.2217 | 3226.2999 | 3188.1733
Scenario 1: Reference | SCE | Com | ComRefrig | Com - School | Rate Impact Measure Test | Energy Efficiency | 186.6408 | 26.256 | 0 | 0 | 0 | 0 | 423.2377 | 2344.6434 | 3346.0028 | 3291.4239 | 3259.2217 | 3226.2999 | 3188.1733
Scenario 1: Reference | SCE | Com | ComRefrig | Com - School | Total Resource Cost Test | Energy Efficiency | 186.6408 | 26.256 | 0 | 0 | 0 | 0 | 423.2377 | 2344.6434 | 3346.0028 | 3291.4239 | 3259.2217 | 3226.2999 | 3188.1733
Scenario 1: Reference | SCE | Com | FoodServ | Com - College | Participant Cost Test | Energy Efficiency | 52904.1045 | 80379.7259 | 86869.3654 | 86545.0967 | 82505.4103 | 101542.5292 | 102332.6029 | 93184.6905 | 88277.9974 | 81055.6261 | 68003.6706 | 54362.6089 | 37184.2651
Scenario 1: Reference | SCE | Com | FoodServ | Com - College | Participant Cost Test | Fuel Substitution | 298.0549 | 345.987 | 391.4325 | 436.9361 | 481.5149 | 525.74 | 571.4401 | 617.6434 | 663.2068 | 708.0508 | 751.967 | 794.046 | 835.0281
Scenario 1: Reference | SCE | Com | FoodServ | Com - College | Program Administrator Cost Test | Energy Efficiency | 14847.0571 | 22679.6052 | 26423.4831 | 28967.3445 | 30843.845 | 42471.7323 | 48052.5709 | 49315.3165 | 53433.9281 | 57470.0364 | 59256.3155 | 62025.9114 | 62798.9977
Scenario 1: Reference | SCE | Com | FoodServ | Com - College | Program Administrator Cost Test | Fuel Substitution | 3782.1447 | 4566.8494 | 5415.4677 | 6336.2661 | 7337.2184 | 8435.7027 | 9679.0216 | 11069.5959 | 12607.8855 | 14317.2104 | 16223.9432 | 18331.7059 | 20694.9914
Scenario 1: Reference | SCE | Com | FoodServ | Com - College | Rate Impact Measure Test | Energy Efficiency | 14847.0571 | 22679.6052 | 26423.4831 | 28967.3445 | 30843.845 | 42471.7323 | 48052.5709 | 49315.3165 | 53433.9281 | 57470.0364 | 59256.3155 | 62025.9114 | 62798.9977
Scenario 1: Reference | SCE | Com | FoodServ | Com - College | Rate Impact Measure Test | Fuel Substitution | 5128.4127 | 6084.5078 | 7009.0344 | 7963.1788 | 8967.0335 | 10036.4711 | 11222.6514 | 12521.0222 | 13927.1449 | 15464.3004 | 17157.9176 | 19003.379 | 21058.7006
Scenario 1: Reference | SCE | Com | FoodServ | Com - College | Total Resource Cost Test | Energy Efficiency | 14847.0571 | 22679.6052 | 26423.4831 | 28967.3445 | 30843.845 | 42471.7323 | 48052.5709 | 49315.3165 | 53433.9281 | 57470.0364 | 59256.3155 | 62025.9114 | 62798.9977
Scenario 1: Reference | SCE | Com | FoodServ | Com - College | Total Resource Cost Test | Fuel Substitution | 3782.1447 | 4566.8494 | 5415.4677 | 6336.2661 | 7337.2184 | 8435.7027 | 9679.0216 | 11069.5959 | 12607.8855 | 14317.2104 | 16223.9432 | 18331.7059 | 20694.9914
Scenario 1: Reference | SCE | Com | FoodServ | Com - Grocery | Participant Cost Test | Energy Efficiency | 256564.3305 | 488074.0124 | 546899.0206 | 536814.0621 | 519157.4185 | 675402.9973 | 694995.6392 | 633450.7423 | 608311.7515 | 572850.4947 | 485325.8788 | 378032.3727 | 261107.3186
Scenario 1: Reference | SCE | Com | FoodServ | Com - Grocery | Participant Cost Test | Fuel Substitution | 3016.8786 | 3441.0579 | 3847.1047 | 4246.5616 | 4636.0838 | 5023.7465 | 5408.7039 | 5786.3399 | 6177.1198 | 6570.8517 | 6957.34 | 7340.1686 | 7756.3928
Scenario 1: Reference | SCE | Com | FoodServ | Com - Grocery | Program Administrator Cost Test | Energy Efficiency | 71508.5873 | 133135.9284 | 159705.6429 | 172626.0713 | 187175.8169 | 274608.1928 | 317772.5497 | 326580.8646 | 358998.922 | 395820.6226 | 411406.2044 | 417396.3559 | 423350.5608
Scenario 1: Reference | SCE | Com | FoodServ | Com - Grocery | Program Administrator Cost Test | Fuel Substitution | 39162.2055 | 46791.4017 | 54980.728 | 63795.1737 | 73302.7984 | 83699.3026 | 95068.3132 | 107429.481 | 121309.4469 | 136702.0555 | 153589.8084 | 172199.1795 | 193661.9753
Scenario 1: Reference | SCE | Com | FoodServ | Com - Grocery | Rate Impact Measure Test | Energy Efficiency | 71508.5873 | 133135.9284 | 159705.6429 | 172626.0713 | 187175.8169 | 274608.1928 | 317772.5497 | 326580.8646 | 358998.922 | 395820.6226 | 411406.2044 | 417396.3559 | 423350.5608
Scenario 1: Reference | SCE | Com | FoodServ | Com - Grocery | Rate Impact Measure Test | Fuel Substitution | 52933.0959 | 62128.7128 | 70920.4155 | 79906.908 | 89291.4584 | 99267.274 | 109896.7335 | 121171.2449 | 133655.5579 | 147320.3137 | 162134.8332 | 178273.9799 | 196927.388
Scenario 1: Reference | SCE | Com | FoodServ | Com - Grocery | Total Resource Cost Test | Energy Efficiency | 71508.5873 | 133135.9284 | 159705.6429 | 172626.0713 | 187175.8169 | 274608.1928 | 317772.5497 | 326580.8646 | 358998.922 | 395820.6226 | 411406.2044 | 417396.3559 | 423350.5608
Scenario 1: Reference | SCE | Com | FoodServ | Com - Grocery | Total Resource Cost Test | Fuel Substitution | 39162.2055 | 46791.4017 | 54980.728 | 63795.1737 | 73302.7984 | 83699.3026 | 95068.3132 | 107429.481 | 121309.4469 | 136702.0555 | 153589.8084 | 172199.1795 | 193661.9753
Scenario 1: Reference | SCE | Com | FoodServ | Com - Health | Participant Cost Test | Energy Efficiency | 159789.1308 | 225052.4603 | 243616.532 | 235733.4807 | 227602.7043 | 251609.7397 | 248398.6578 | 224552.7323 | 205950.6477 | 182112.1997 | 148908.4667 | 115844.6401 | 79805.6691
Scenario 1: Reference | SCE | Com | FoodServ | Com - Health | Participant Cost Test | Fuel Substitution | 886.197 | 1030.0313 | 1165.9007 | 1302.1575 | 1436.2476 | 1569.9851 | 1702.288 | 1831.334 | 1958.4116 | 2083.2776 | 2200.1782 | 2310.6689 | 2428.7099
Scenario 1: Reference | SCE | Com | FoodServ | Com - Health | Program Administrator Cost Test | Energy Efficiency | 44898.4935 | 64899.3025 | 75733.7941 | 80417.1129 | 86676.1057 | 107081.9424 | 118556.3184 | 120745.5845 | 126824.8069 | 131601.5987 | 132435.8223 | 135225.6684 | 139051.3723
Scenario 1: Reference | SCE | Com | FoodServ | Com - Health | Program Administrator Cost Test | Fuel Substitution | 11050.0879 | 13329.861 | 15795.0081 | 18467.2859 | 21384.3102 | 24602.2574 | 28146.9105 | 32032.5914 | 36345.5704 | 41161.6863 | 46454.8262 | 52305.8333 | 59157.1899
Scenario 1: Reference | SCE | Com | FoodServ | Com - Health | Rate Impact Measure Test | Energy Efficiency | 44898.4935 | 64899.3025 | 75733.7941 | 80417.1129 | 86676.1057 | 107081.9424 | 118556.3184 | 120745.5845 | 126824.8069 | 131601.5987 | 132435.8223 | 135225.6684 | 139051.3723
Scenario 1: Reference | SCE | Com | FoodServ | Com - Health | Rate Impact Measure Test | Fuel Substitution | 14719.0141 | 17454.7281 | 20117.7747 | 22871.4943 | 25791.6578 | 28930.4892 | 32304.809 | 35918.9895 | 39860.891 | 44206.638 | 48921.7443 | 54070.6647 | 60110.8335
Scenario 1: Reference | SCE | Com | FoodServ | Com - Health | Total Resource Cost Test | Energy Efficiency | 44898.4935 | 64899.3025 | 75733.7941 | 80417.1129 | 86676.1057 | 107081.9424 | 118556.3184 | 120745.5845 | 126824.8069 | 131601.5987 | 132435.8223 | 135225.6684 | 139051.3723
Scenario 1: Reference | SCE | Com | FoodServ | Com - Health | Total Resource Cost Test | Fuel Substitution | 11050.0879 | 13329.861 | 15795.0081 | 18467.2859 | 21384.3102 | 24602.2574 | 28146.9105 | 32032.5914 | 36345.5704 | 41161.6863 | 46454.8262 | 52305.8333 | 59157.1899
Scenario 1: Reference | SCE | Com | FoodServ | Com - Lodging | Participant Cost Test | Energy Efficiency | 236412.6762 | 417716.364 | 474532.0044 | 466260.1384 | 446655.6128 | 455715.1142 | 437827.6466 | 397215.9404 | 354636.4726 | 307538.7526 | 252965.0974 | 192918.5951 | 128091.8795
Scenario 1: Reference | SCE | Com | FoodServ | Com - Lodging | Participant Cost Test | Fuel Substitution | 820.6876 | 943.1416 | 1060.1905 | 1176.4935 | 1291.6335 | 1405.8396 | 1518.559 | 1628.8712 | 1740.2812 | 1851.1305 | 1957.9769 | 2065.9901 | 2180.2936
Scenario 1: Reference | SCE | Com | FoodServ | Com - Lodging | Program Administrator Cost Test | Energy Efficiency | 64042.9077 | 114619.4668 | 139511.4948 | 149763.7501 | 161246.6814 | 186353.5206 | 202003.0279 | 207304.394 | 213322.9448 | 218749.1676 | 223278.2344 | 225825.403 | 228257.2134
Scenario 1: Reference | SCE | Com | FoodServ | Com - Lodging | Program Administrator Cost Test | Fuel Substitution | 10564.3354 | 12677.5662 | 14957.5582 | 17423.0905 | 20115.4807 | 23060.0435 | 26277.8654 | 29785.1395 | 33692.2328 | 38025.4258 | 42776.7584 | 48093.1861 | 54205.7647
Scenario 1: Reference | SCE | Com | FoodServ | Com - Lodging | Rate Impact Measure Test | Energy Efficiency | 64042.9077 | 114619.4668 | 139511.4948 | 149763.7501 | 161246.6814 | 186353.5206 | 202003.0279 | 207304.394 | 213322.9448 | 218749.1676 | 223278.2344 | 225825.403 | 228257.2134
Scenario 1: Reference | SCE | Com | FoodServ | Com - Lodging | Rate Impact Measure Test | Fuel Substitution | 14321.2422 | 16882.0468 | 19346.4909 | 21879.3345 | 24562.1668 | 27410.3714 | 30438.4586 | 33656.1424 | 37179.8908 | 41032.9442 | 45202.8515 | 49823.6246 | 55137.4894
Scenario 1: Reference | SCE | Com | FoodServ | Com - Lodging | Total Resource Cost Test | Energy Efficiency | 64042.9077 | 114619.4668 | 139511.4948 | 149763.7501 | 161246.6814 | 186353.5206 | 202003.0279 | 207304.394 | 213322.9448 | 218749.1676 | 223278.2344 | 225825.403 | 228257.2134
Scenario 1: Reference | SCE | Com | FoodServ | Com - Lodging | Total Resource Cost Test | Fuel Substitution | 10564.3354 | 12677.5662 | 14957.5582 | 17423.0905 | 20115.4807 | 23060.0435 | 26277.8654 | 29785.1395 | 33692.2328 | 38025.4258 | 42776.7584 | 48093.1861 | 54205.7647
Scenario 1: Reference | SCE | Com | FoodServ | Com - Office (Large) | Participant Cost Test | Energy Efficiency | 28075.2655 | 28046.1635 | 27904.515 | 27772.0867 | 25908.951 | 23924.0672 | 21734.3827 | 19422.1366 | 16883.5438 | 14174.5973 | 11328.2431 | 8261.6582 | 4986.262
Scenario 1: Reference | SCE | Com | FoodServ | Com - Office (Large) | Program Administrator Cost Test | Energy Efficiency | 7226.6941 | 7613.9546 | 7983.8455 | 8367.5387 | 8869.3797 | 9395.4073 | 9750.9027 | 9982.0623 | 10160.4803 | 10281.3707 | 10468.8819 | 10570.0963 | 10678.5077
Scenario 1: Reference | SCE | Com | FoodServ | Com - Office (Large) | Rate Impact Measure Test | Energy Efficiency | 7226.6941 | 7613.9546 | 7983.8455 | 8367.5387 | 8869.3797 | 9395.4073 | 9750.9027 | 9982.0623 | 10160.4803 | 10281.3707 | 10468.8819 | 10570.0963 | 10678.5077
Scenario 1: Reference | SCE | Com | FoodServ | Com - Office (Large) | Total Resource Cost Test | Energy Efficiency | 7226.6941 | 7613.9546 | 7983.8455 | 8367.5387 | 8869.3797 | 9395.4073 | 9750.9027 | 9982.0623 | 10160.4803 | 10281.3707 | 10468.8819 | 10570.0963 | 10678.5077
Scenario 1: Reference | SCE | Com | FoodServ | Com - Office (Small) | Participant Cost Test | Energy Efficiency | 6514.0058 | 6583.894 | 6632.0177 | 6667.9918 | 3550.8988 | 25333.0674 | 5151.0185 | 4637.0981 | 4073.067 | 3456.4619 | 2786.3728 | 2051.9258 | 1248.8977
Scenario 1: Reference | SCE | Com | FoodServ | Com - Office (Small) | Program Administrator Cost Test | Energy Efficiency | 1676.7331 | 1787.3914 | 1897.5067 | 2009.0201 | 1215.5749 | 9948.7468 | 2310.9504 | 2383.2497 | 2451.1629 | 2507.1023 | 2574.9984 | 2625.2663 | 2674.6216
Scenario 1: Reference | SCE | Com | FoodServ | Com - Office (Small) | Rate Impact Measure Test | Energy Efficiency | 1676.7331 | 1787.3914 | 1897.5067 | 2009.0201 | 1215.5749 | 9948.7468 | 2310.9504 | 2383.2497 | 2451.1629 | 2507.1023 | 2574.9984 | 2625.2663 | 2674.6216
Scenario 1: Reference | SCE | Com | FoodServ | Com - Office (Small) | Total Resource Cost Test | Energy Efficiency | 1676.7331 | 1787.3914 | 1897.5067 | 2009.0201 | 1215.5749 | 9948.7468 | 2310.9504 | 2383.2497 | 2451.1629 | 2507.1023 | 2574.9984 | 2625.2663 | 2674.6216
Scenario 1: Reference | SCE | Com | FoodServ | Com - Other | Participant Cost Test | Energy Efficiency | 209274.7095 | 1238240.9289 | 1522925.4037 | 1489199.5186 | 1430689.1988 | 1641647.3326 | 1639658.2024 | 1487226.0635 | 1359198.3104 | 1218560.2995 | 1017744.0475 | 788631.3936 | 541255.1011
Scenario 1: Reference | SCE | Com | FoodServ | Com - Other | Participant Cost Test | Fuel Substitution | 3290.3185 | 3781.4729 | 4255.1892 | 4724.6133 | 5170.8139 | 5650.5003 | 6111.8409 | 6567.6708 | 7019.3951 | 7466.5294 | 7901.4115 | 8339.2699 | 8775.599
Scenario 1: Reference | SCE | Com | FoodServ | Com - Other | Program Administrator Cost Test | Energy Efficiency | 59214.9044 | 315154.5597 | 418300.7792 | 454201.1935 | 490393.3391 | 641515.5113 | 723212.2867 | 739666.1534 | 775741.8432 | 817108.2667 | 839086.5373 | 849318.8897 | 860162.4492
Scenario 1: Reference | SCE | Com | FoodServ | Com - Other | Program Administrator Cost Test | Fuel Substitution | 44495.5009 | 53582.1063 | 63375.678 | 73975.7606 | 85203.1722 | 98116.3231 | 111940.2165 | 127020.9626 | 143532.3654 | 161641.7146 | 181387.6804 | 203181.6284 | 227349.5655
Scenario 1: Reference | SCE | Com | FoodServ | Com - Other | Rate Impact Measure Test | Energy Efficiency | 59214.9044 | 315154.5597 | 418300.7792 | 454201.1935 | 490393.3391 | 641515.5113 | 723212.2867 | 739666.1534 | 775741.8432 | 817108.2667 | 839086.5373 | 849318.8897 | 860162.4492
Scenario 1: Reference | SCE | Com | FoodServ | Com - Other | Rate Impact Measure Test | Fuel Substitution | 63668.5014 | 75188.5095 | 86037.8403 | 97100.1854 | 108274.3001 | 120849.7032 | 133759.4602 | 147395.3121 | 161921.9114 | 177512.8707 | 194196.9282 | 212316.9564 | 232252.5324
Scenario 1: Reference | SCE | Com | FoodServ | Com - Other | Total Resource Cost Test | Energy Efficiency | 59214.9044 | 315154.5597 | 418300.7792 | 454201.1935 | 490393.3391 | 641515.5113 | 723212.2867 | 739666.1534 | 775741.8432 | 817108.2667 | 839086.5373 | 849318.8897 | 860162.4492
Scenario 1: Reference | SCE | Com | FoodServ | Com - Other | Total Resource Cost Test | Fuel Substitution | 44495.5009 | 53582.1063 | 63375.678 | 73975.7606 | 85203.1722 | 98116.3231 | 111940.2165 | 127020.9626 | 143532.3654 | 161641.7146 | 181387.6804 | 203181.6284 | 227349.5655
Scenario 1: Reference | SCE | Com | FoodServ | Com - Restaurant | Participant Cost Test | Energy Efficiency | 1468979.149 | 3561504.2108 | 4197197.1101 | 4107948.1056 | 3947352.6991 | 4159493.022 | 4024401.9677 | 3645951.6171 | 3318736.8989 | 2945625.7878 | 2442907.9514 | 1872712.5728 | 1257635.535
Scenario 1: Reference | SCE | Com | FoodServ | Com - Restaurant | Participant Cost Test | Fuel Substitution | 13414.6822 | 15315.5069 | 17148.4261 | 18956.8177 | 20737.9522 | 22502.4733 | 24244.3802 | 25952.3378 | 27680.8984 | 29422.3763 | 31126.4392 | 32848.8416 | 34669.279
Scenario 1: Reference | SCE | Com | FoodServ | Com - Restaurant | Program Administrator Cost Test | Energy Efficiency | 406100.6087 | 924293.0624 | 1157423.7553 | 1248668.6805 | 1347224.7234 | 1614725.7812 | 1763581.6657 | 1803892.161 | 1889077.0232 | 1977442.9298 | 2026941.109 | 2048158.982 | 2070145.7128
Scenario 1: Reference | SCE | Com | FoodServ | Com - Restaurant | Program Administrator Cost Test | Fuel Substitution | 177604.3343 | 212638.0922 | 250356.1844 | 291070.5923 | 335246.7726 | 383361.7246 | 435714.333 | 492526.1865 | 555379.2883 | 624875.8496 | 700765.0543 | 784825.0544 | 880245.7684
Scenario 1: Reference | SCE | Com | FoodServ | Com - Restaurant | Rate Impact Measure Test | Energy Efficiency | 406100.6087 | 924293.0624 | 1157423.7553 | 1248668.6805 | 1347224.7234 | 1614725.7812 | 1763581.6657 | 1803892.161 | 1889077.0232 | 1977442.9298 | 2026941.109 | 2048158.982 | 2070145.7128
Scenario 1: Reference | SCE | Com | FoodServ | Com - Restaurant | Rate Impact Measure Test | Fuel Substitution | 245960.4081 | 289074.9368 | 330061.5279 | 371934.5121 | 415816.0781 | 462047.552 | 510822.3814 | 562263.9891 | 618049.4169 | 678776.2393 | 744126.8413 | 815663.0411 | 896793.6123
Scenario 1: Reference | SCE | Com | FoodServ | Com - Restaurant | Total Resource Cost Test | Energy Efficiency | 406100.6087 | 924293.0624 | 1157423.7553 | 1248668.6805 | 1347224.7234 | 1614725.7812 | 1763581.6657 | 1803892.161 | 1889077.0232 | 1977442.9298 | 2026941.109 | 2048158.982 | 2070145.7128
Scenario 1: Reference | SCE | Com | FoodServ | Com - Restaurant | Total Resource Cost Test | Fuel Substitution | 177604.3343 | 212638.0922 | 250356.1844 | 291070.5923 | 335246.7726 | 383361.7246 | 435714.333 | 492526.1865 | 555379.2883 | 624875.8496 | 700765.0543 | 784825.0544 | 880245.7684
Scenario 1: Reference | SCE | Com | FoodServ | Com - Retail | Participant Cost Test | Energy Efficiency | 91739.335 | 93569.8828 | 93359.5063 | 92514.6627 | 89601.8578 | 85101.0189 | 79161.1257 | 72609.4012 | 64692.1411 | 55669.2375 | 45774.5564 | 34696.9395 | 22577.7076
Scenario 1: Reference | SCE | Com | FoodServ | Com - Retail | Program Administrator Cost Test | Energy Efficiency | 25339.2935 | 27857.7428 | 30028.4905 | 32259.2109 | 34903.3493 | 37448.6893 | 39234.5186 | 40665.775 | 41826.8165 | 42766.4373 | 43870.6475 | 44549.5515 | 45243.914
Scenario 1: Reference | SCE | Com | FoodServ | Com - Retail | Rate Impact Measure Test | Energy Efficiency | 25339.2935 | 27857.7428 | 30028.4905 | 32259.2109 | 34903.3493 | 37448.6893 | 39234.5186 | 40665.775 | 41826.8165 | 42766.4373 | 43870.6475 | 44549.5515 | 45243.914
Scenario 1: Reference | SCE | Com | FoodServ | Com - Retail | Total Resource Cost Test | Energy Efficiency | 25339.2935 | 27857.7428 | 30028.4905 | 32259.2109 | 34903.3493 | 37448.6893 | 39234.5186 | 40665.775 | 41826.8165 | 42766.4373 | 43870.6475 | 44549.5515 | 45243.914
Scenario 1: Reference | SCE | Com | FoodServ | Com - School | Participant Cost Test | Energy Efficiency | 242193.8463 | 442541.9765 | 511359.6179 | 496350.0062 | 469559.1286 | 559997.5308 | 574146.3815 | 515385.1563 | 459052.8912 | 399056.3869 | 328207.2183 | 252374.3931 | 171117.4796
Scenario 1: Reference | SCE | Com | FoodServ | Com - School | Participant Cost Test | Fuel Substitution | 501.0088 | 580.5446 | 655.3097 | 729.9177 | 803.6919 | 879.7336 | 956.2348 | 1032.7477 | 1109.8723 | 1185.5078 | 1258.4041 | 1329.563 | 1403.9825
Scenario 1: Reference | SCE | Com | FoodServ | Com - School | Program Administrator Cost Test | Energy Efficiency | 67197.296 | 124183.0429 | 154234.9833 | 164490.588 | 174318.9427 | 233048.9102 | 267984.5893 | 271204.4094 | 277177.6777 | 283264.4359 | 286716.756 | 288429.9999 | 289218.355
Scenario 1: Reference | SCE | Com | FoodServ | Com - School | Program Administrator Cost Test | Fuel Substitution | 6308.809 | 7599.6243 | 8990.6453 | 10495.5545 | 12144.7859 | 14006.6304 | 16079.0657 | 18383.4051 | 20969.0645 | 23839.5553 | 27018.5152 | 30562.0627 | 34643.5774
Scenario 1: Reference | SCE | Com | FoodServ | Com - School | Rate Impact Measure Test | Energy Efficiency | 67197.296 | 124183.0429 | 154234.9833 | 164490.588 | 174318.9427 | 233048.9102 | 267984.5893 | 271204.4094 | 277177.6777 | 283264.4359 | 286716.756 | 288429.9999 | 289218.355
Scenario 1: Reference | SCE | Com | FoodServ | Com - School | Rate Impact Measure Test | Fuel Substitution | 8498.0547 | 10062.9558 | 11572.2399 | 13125.8848 | 14778.8176 | 16603.5871 | 18585.7827 | 20740.4136 | 23114.9431 | 25707.8906 | 28540.4361 | 31657.615 | 35238.0679
Scenario 1: Reference | SCE | Com | FoodServ | Com - School | Total Resource Cost Test | Energy Efficiency | 67197.296 | 124183.0429 | 154234.9833 | 164490.588 | 174318.9427 | 233048.9102 | 267984.5893 | 271204.4094 | 277177.6777 | 283264.4359 | 286716.756 | 288429.9999 | 289218.355
Scenario 1: Reference | SCE | Com | FoodServ | Com - School | Total Resource Cost Test | Fuel Substitution | 6308.809 | 7599.6243 | 8990.6453 | 10495.5545 | 12144.7859 | 14006.6304 | 16079.0657 | 18383.4051 | 20969.0645 | 23839.5553 | 27018.5152 | 30562.0627 | 34643.5774
Scenario 1: Reference | SCE | Com | HVAC | Com - College | Participant Cost Test | Energy Efficiency | 149296.0686 | 151174.7912 | 154764.002 | 157224.8636 | 153584.3547 | 152401.1953 | 148212.3602 | 139169.9046 | 111624.4932 | 95985.2397 | 78335.0438 | 60183.3057 | 35850.8364
Scenario 1: Reference | SCE | Com | HVAC | Com - College | Participant Cost Test | Fuel Substitution | 34303.6416 | 33583.0929 | 32305.2072 | 30604.0943 | 28605.6873 | 0 | 0 | 0 | 0 | 0 | 0 | 0 | 0
Scenario 1: Reference | SCE | Com | HVAC | Com - College | Program Administrator Cost Test | Energy Efficiency | 43071.584 | 47060.2742 | 51973.2467 | 57188.1622 | 61550.3408 | 67909.8978 | 73312.879 | 76801.251 | 80013.8731 | 82554.6836 | 85555.9693 | 91210.553 | 93606.7716
Scenario 1: Reference | SCE | Com | HVAC | Com - College | Program Administrator Cost Test | Fuel Substitution | 31104.8576 | 33099.6767 | 34805.7844 | 36284.0327 | 37675.0982 | 0 | 0 | 0 | 0 | 0 | 0 | 0 | 0
Scenario 1: Reference | SCE | Com | HVAC | Com - College | Rate Impact Measure Test | Energy Efficiency | 43071.584 | 47060.2742 | 51973.2467 | 57188.1622 | 61550.3408 | 67909.8978 | 73312.879 | 76801.251 | 80013.8731 | 82554.6836 | 85555.9693 | 91210.553 | 93606.7716
Scenario 1: Reference | SCE | Com | HVAC | Com - College | Rate Impact Measure Test | Fuel Substitution | 31395.6731 | 33369.1812 | 35048.9149 | 36498.3857 | 37861.8495 | 0 | 0 | 0 | 0 | 0 | 0 | 0 | 0
Scenario 1: Reference | SCE | Com | HVAC | Com - College | Total Resource Cost Test | Energy Efficiency | 52760.4479 | 57306.2518 | 63073.4615 | 69230.4135 | 74129.4028 | 81461.5506 | 87775.2248 | 91884.6459 | 80013.8731 | 82554.6836 | 85555.9693 | 91210.553 | 93606.7716
Scenario 1: Reference | SCE | Com | HVAC | Com - College | Total Resource Cost Test | Fuel Substitution | 35039.3582 | 37082.6683 | 38794.1293 | 40245.8964 | 41570.7526 | 0 | 0 | 0 | 0 | 0 | 0 | 0 | 0
Scenario 1: Reference | SCE | Com | HVAC | Com - Grocery | Participant Cost Test | Energy Efficiency | 487986.4669 | 733492.0711 | 794220.8346 | 822393.2818 | 841852.4031 | 847857.9612 | 838477.8919 | 814954.4827 | 729289.2475 | 664236.9899 | 580756.1614 | 473434.2462 | 340455.9416
Scenario 1: Reference | SCE | Com | HVAC | Com - Grocery | Participant Cost Test | Fuel Substitution | 657001.0623 | 642046.0749 | 618350.0162 | 588604.6713 | 554110.6732 | 100151.2362 | 90540.6394 | 79761.3498 | 64763.1059 | 52835.4824 | 40594.7886 | 28067.3624 | 15288.7948
Scenario 1: Reference | SCE | Com | HVAC | Com - Grocery | Program Administrator Cost Test | Energy Efficiency | 103246.2247 | 166893.3253 | 195783.3885 | 220628.7266 | 248973.1715 | 280194.8037 | 308668.4855 | 334696.8481 | 358860.4234 | 384267.0925 | 412049.6101 | 437701.6877 | 463902.0674
Scenario 1: Reference | SCE | Com | HVAC | Com - Grocery | Program Administrator Cost Test | Fuel Substitution | 2064237.3295 | 2150835.3709 | 2217457.5012 | 2271599.5686 | 2318976.4836 | 78182.3016 | 79820.838 | 79833.7859 | 79400.0882 | 78639.1227 | 77912.0436 | 76670.2859 | 75425.4403
Scenario 1: Reference | SCE | Com | HVAC | Com - Grocery | Rate Impact Measure Test | Energy Efficiency | 103246.2247 | 166893.3253 | 195783.3885 | 220628.7266 | 248973.1715 | 280194.8037 | 308668.4855 | 334696.8481 | 358860.4234 | 384267.0925 | 412049.6101 | 437701.6877 | 463902.0674
Scenario 1: Reference | SCE | Com | HVAC | Com - Grocery | Rate Impact Measure Test | Fuel Substitution | 2312510.4678 | 2378874.398 | 2420483.2426 | 2447671.4228 | 2469825.7005 | 78182.3016 | 79820.838 | 79833.7859 | 79400.0882 | 78639.1227 | 77912.0436 | 76670.2859 | 75425.4403
Scenario 1: Reference | SCE | Com | HVAC | Com - Grocery | Total Resource Cost Test | Energy Efficiency | 117199.2681 | 188143.8216 | 219756.4354 | 246808.6466 | 277438.3897 | 310923.4406 | 341618.8783 | 369933.973 | 358860.4234 | 384267.0925 | 412049.6101 | 437701.6877 | 463902.0674
Scenario 1: Reference | SCE | Com | HVAC | Com - Grocery | Total Resource Cost Test | Fuel Substitution | 2247210.7427 | 2331950.1337 | 2394826.7821 | 2444153.6288 | 2485358.549 | 81787.3187 | 83397.8089 | 83355.2787 | 79400.0882 | 78639.1227 | 77912.0436 | 76670.2859 | 75425.4403
Scenario 1: Reference | SCE | Com | HVAC | Com - Health | Participant Cost Test | Energy Efficiency | 242861.8453 | 243230.4255 | 592229.9015 | 678289.5051 | 765700.1759 | 836097.8045 | 1059803.7288 | 1037360.1509 | 238394.7747 | 124006.0659 | 99823.6521 | 74743.4508 | 47173.4886
Scenario 1: Reference | SCE | Com | HVAC | Com - Health | Participant Cost Test | Fuel Substitution | 338565.6789 | 330765.1681 | 317770.1894 | 300979.6407 | 281819.7786 | 83358.7752 | 76177.4226 | 67783.9812 | 55082.3993 | 45258.4206 | 34998.144 | 24343.5786 | 13330.1982
Scenario 1: Reference | SCE | Com | HVAC | Com - Health | Program Administrator Cost Test | Energy Efficiency | 92678.5318 | 100683.4793 | 188084.4517 | 224455.5777 | 269159.721 | 318228.7104 | 418706.7498 | 443216.2214 | 183159.8588 | 144043.42 | 146035.299 | 149033.0935 | 152556.4395
Scenario 1: Reference | SCE | Com | HVAC | Com - Health | Program Administrator Cost Test | Fuel Substitution | 538488.894 | 565086.7635 | 586411.5168 | 604061.2649 | 620254.1678 | 64687.216 | 66721.1483 | 67352.6447 | 67529.0097 | 67359.0297 | 67167.9481 | 66495.4587 | 65760.2284
Scenario 1: Reference | SCE | Com | HVAC | Com - Health | Rate Impact Measure Test | Energy Efficiency | 92678.5318 | 100683.4793 | 188084.4517 | 224455.5777 | 269159.721 | 318228.7104 | 418706.7498 | 443216.2214 | 183159.8588 | 144043.42 | 146035.299 | 149033.0935 | 152556.4395
Scenario 1: Reference | SCE | Com | HVAC | Com - Health | Rate Impact Measure Test | Fuel Substitution | 573642.3835 | 597153.8794 | 614599.8289 | 628036.8579 | 640364.2064 | 64687.216 | 66721.1483 | 67352.6447 | 67529.0097 | 67359.0297 | 67167.9481 | 66495.4587 | 65760.2284
Scenario 1: Reference | SCE | Com | HVAC | Com - Health | Total Resource Cost Test | Energy Efficiency | 100338.6749 | 108677.1749 | 210871.5383 | 252277.6984 | 302666.8376 | 357959.3404 | 473667.8552 | 500847.2146 | 183159.8588 | 144043.42 | 146035.299 | 149033.0935 | 152556.4395
Scenario 1: Reference | SCE | Com | HVAC | Com - Health | Total Resource Cost Test | Fuel Substitution | 594118.5613 | 620565.9204 | 641156.3927 | 657702.878 | 672547.1397 | 68162.1121 | 70204.4307 | 70813.8106 | 67529.0097 | 67359.0297 | 67167.9481 | 66495.4587 | 65760.2284
Scenario 1: Reference | SCE | Com | HVAC | Com - Lodging | Participant Cost Test | Energy Efficiency | 619526.1263 | 662523.5444 | 697467.2894 | 982438.3182 | 1115528.8366 | 1147211.8717 | 1152035.9733 | 1138272.1805 | 271799.689 | 68446.5424 | 55961.7588 | 42096.044 | 26821.3485
Scenario 1: Reference | SCE | Com | HVAC | Com - Lodging | Participant Cost Test | Fuel Substitution | 368386.5727 | 283529.0138 | 272866.2473 | 261953.3579 | 223749.0343 | 37739.0687 | 34403.1148 | 30609.6894 | 23021.857 | 18809.5453 | 14469.9235 | 10015.4241 | 5460.8763
Scenario 1: Reference | SCE | Com | HVAC | Com - Lodging | Program Administrator Cost Test | Energy Efficiency | 131673.2615 | 149971.8055 | 168672.8407 | 245189.1701 | 298626.7154 | 337415.1208 | 370521.8934 | 399402.932 | 156996.0842 | 78060.856 | 80061.005 | 81518.3745 | 82932.6655
Scenario 1: Reference | SCE | Com | HVAC | Com - Lodging | Program Administrator Cost Test | Fuel Substitution | 354183.45 | 369692.0719 | 381770.2151 | 391541.4789 | 400144.3334 | 27660.5123 | 28307.8661 | 28372.6938 | 28224.0995 | 27994.7787 | 27770.6281 | 27357.6882 | 26939.6229
Scenario 1: Reference | SCE | Com | HVAC | Com - Lodging | Rate Impact Measure Test | Energy Efficiency | 131673.2615 | 149971.8055 | 168672.8407 | 245189.1701 | 298626.7154 | 337415.1208 | 370521.8934 | 399402.932 | 156996.0842 | 78060.856 | 80061.005 | 81518.3745 | 82932.6655
Scenario 1: Reference | SCE | Com | HVAC | Com - Lodging | Rate Impact Measure Test | Fuel Substitution | 399030.5317 | 411023.198 | 418759.8399 | 423832.5379 | 427989.3541 | 27660.5123 | 28307.8661 | 28372.6938 | 28224.0995 | 27994.7787 | 27770.6281 | 27357.6882 | 26939.6229
Scenario 1: Reference | SCE | Com | HVAC | Com - Lodging | Total Resource Cost Test | Energy Efficiency | 194341.7007 | 219415.368 | 245001.836 | 356243.3552 | 431046.3702 | 481893.1252 | 525897.5454 | 565711.3765 | 156996.0842 | 78060.856 | 80061.005 | 81518.3745 | 82932.6655
Scenario 1: Reference | SCE | Com | HVAC | Com - Lodging | Total Resource Cost Test | Fuel Substitution | 599169.1649 | 533442.7092 | 540353.4275 | 546074.9333 | 524214.9411 | 31241.0687 | 31869.089 | 31886.1543 | 28224.0995 | 27994.7787 | 27770.6281 | 27357.6882 | 26939.6229
Scenario 1: Reference | SCE | Com | HVAC | Com - Office (Large) | Participant Cost Test | Energy Efficiency | 87112.6921 | 85862.9148 | 83502.1921 | 80398.4361 | 76990.4252 | 72884.9914 | 67881.4049 | 62311.3136 | 51791.1572 | 44753.9685 | 37275.5493 | 29136.7929 | 20433.0568
Scenario 1: Reference | SCE | Com | HVAC | Com - Office (Large) | Participant Cost Test | Fuel Substitution | 400.4808 | 384.143 | 363.8127 | 341.2994 | 317.8216 | 0 | 0 | 0 | 0 | 0 | 0 | 0 | 0
Scenario 1: Reference | SCE | Com | HVAC | Com - Office (Large) | Program Administrator Cost Test | Energy Efficiency | 31620.4767 | 33731.3407 | 35617.2385 | 37400.149 | 39541.338 | 41777.829 | 43244.7502 | 44149.3129 | 44803.0363 | 45296.386 | 45960.5257 | 46243.8276 | 46564.9684
Scenario 1: Reference | SCE | Com | HVAC | Com - Office (Large) | Program Administrator Cost Test | Fuel Substitution | 1353.4889 | 1372.2247 | 1376.4399 | 1371.4722 | 1361.3869 | 0 | 0 | 0 | 0 | 0 | 0 | 0 | 0
Scenario 1: Reference | SCE | Com | HVAC | Com - Office (Large) | Rate Impact Measure Test | Energy Efficiency | 31620.4767 | 33731.3407 | 35617.2385 | 37400.149 | 39541.338 | 41777.829 | 43244.7502 | 44149.3129 | 44803.0363 | 45296.386 | 45960.5257 | 46243.8276 | 46564.9684
Scenario 1: Reference | SCE | Com | HVAC | Com - Office (Large) | Rate Impact Measure Test | Fuel Substitution | 1654.2893 | 1643.7616 | 1615.0875 | 1576.5665 | 1535.5154 | 0 | 0 | 0 | 0 | 0 | 0 | 0 | 0
Scenario 1: Reference | SCE | Com | HVAC | Com - Office (Large) | Total Resource Cost Test | Energy Efficiency | 35380.7336 | 37570.5086 | 39514.5799 | 41348.6742 | 43546.6887 | 45828.8929 | 47319.3818 | 48243.8225 | 44803.0363 | 45296.386 | 45960.5257 | 46243.8276 | 46564.9684
Scenario 1: Reference | SCE | Com | HVAC | Com - Office (Large) | Total Resource Cost Test | Fuel Substitution | 1575.7148 | 1586.2329 | 1580.3039 | 1564.3187 | 1543.0503 | 0 | 0 | 0 | 0 | 0 | 0 | 0 | 0
Scenario 1: Reference | SCE | Com | HVAC | Com - Office (Small) | Participant Cost Test | Energy Efficiency | 134798.2263 | 137480.8568 | 138307.6602 | 137259.609 | 20538.1212 | 1248512.868 | 113601.1663 | 106212.9445 | 89271.8113 | 77137.0084 | 62938.5123 | 46407.7832 | 27517.0733
Scenario 1: Reference | SCE | Com | HVAC | Com - Office (Small) | Participant Cost Test | Fuel Substitution | 9795.2454 | 9539.5448 | 9123.7735 | 8587.8257 | 7920.7733 | 0 | 0 | 0 | 0 | 0 | 0 | 0 | 0
Scenario 1: Reference | SCE | Com | HVAC | Com - Office (Small) | Program Administrator Cost Test | Energy Efficiency | 38293.8969 | 42216.6348 | 46071.4552 | 49850.6587 | 10783.4362 | 528447.4917 | 57476.8593 | 60362.0883 | 63067.7479 | 65505.1963 | 68064.0339 | 70083.816 | 72051.3553
Scenario 1: Reference | SCE | Com | HVAC | Com - Office (Small) | Program Administrator Cost Test | Fuel Substitution | 9933.089 | 10511.4835 | 10991.5899 | 11393.9474 | 11441.5437 | 0 | 0 | 0 | 0 | 0 | 0 | 0 | 0
Scenario 1: Reference | SCE | Com | HVAC | Com - Office (Small) | Rate Impact Measure Test | Energy Efficiency | 38293.8969 | 42216.6348 | 46071.4552 | 49850.6587 | 10783.4362 | 528447.4917 | 57476.8593 | 60362.0883 | 63067.7479 | 65505.1963 | 68064.0339 | 70083.816 | 72051.3553
Scenario 1: Reference | SCE | Com | HVAC | Com - Office (Small) | Rate Impact Measure Test | Fuel Substitution | 10183.3254 | 10742.6254 | 11199.3577 | 11576.5058 | 11576.5357 | 0 | 0 | 0 | 0 | 0 | 0 | 0 | 0
Scenario 1: Reference | SCE | Com | HVAC | Com - Office (Small) | Total Resource Cost Test | Energy Efficiency | 43769.5975 | 48048.7554 | 52248.5593 | 56361.0848 | 11287.0017 | 603980.4936 | 64252.0608 | 67419.5032 | 63067.7479 | 65505.1963 | 68064.0339 | 70083.816 | 72051.3553
Scenario 1: Reference | SCE | Com | HVAC | Com - Office (Small) | Total Resource Cost Test | Fuel Substitution | 10680.0927 | 11263.4315 | 11740.2347 | 12133.2977 | 12146.5764 | 0 | 0 | 0 | 0 | 0 | 0 | 0 | 0
Scenario 1: Reference | SCE | Com | HVAC | Com - Other | Participant Cost Test | Energy Efficiency | 3067145.8427 | 3217308.1214 | 3334560.0535 | 3396134.4376 | 3411978.2616 | 3374805.7371 | 3296421.3295 | 3140434.7648 | 2055284.3279 | 1785914.4829 | 1455937.601 | 1052032.1192 | 572726.5912
Scenario 1: Reference | SCE | Com | HVAC | Com - Other | Participant Cost Test | Fuel Substitution | 989886.8108 | 1217028.8379 | 1172726.443 | 1116130.2005 | 1080872.9859 | 440.0326 | 398.7928 | 352.913 | 275.2359 | 225.1029 | 173.5141 | 120.4267 | 65.8782
Scenario 1: Reference | SCE | Com | HVAC | Com - Other | Program Administrator Cost Test | Energy Efficiency | 623033.4668 | 704989.2693 | 791236.4236 | 876467.0756 | 971401.0292 | 1074879.2429 | 1170958.3459 | 1244868.9551 | 1261433.3435 | 1334922.2659 | 1413323.7629 | 1480545.3836 | 1550596.1042
Scenario 1: Reference | SCE | Com | HVAC | Com - Other | Program Administrator Cost Test | Fuel Substitution | 2006887.5219 | 2310813.417 | 2390534.989 | 2455631.9669 | 2554040.2857 | 331.9559 | 338.6429 | 338.7746 | 337.4292 | 335.0253 | 333.0058 | 328.9504 | 324.9888
Scenario 1: Reference | SCE | Com | HVAC | Com - Other | Rate Impact Measure Test | Energy Efficiency | 623033.4668 | 704989.2693 | 791236.4236 | 876467.0756 | 971401.0292 | 1074879.2429 | 1170958.3459 | 1244868.9551 | 1261433.3435 | 1334922.2659 | 1413323.7629 | 1480545.3836 | 1550596.1042
Scenario 1: Reference | SCE | Com | HVAC | Com - Other | Rate Impact Measure Test | Fuel Substitution | 2249815.1933 | 2534508.3431 | 2590363.6471 | 2629565.4687 | 2703554.7448 | 331.9559 | 338.6429 | 338.7746 | 337.4292 | 335.0253 | 333.0058 | 328.9504 | 324.9888
Scenario 1: Reference | SCE | Com | HVAC | Com - Other | Total Resource Cost Test | Energy Efficiency | 1042823.1076 | 1155443.8055 | 1271711.6763 | 1383642.1513 | 1502786.4386 | 1627887.1267 | 1745786.6936 | 1836659.0538 | 1261433.3435 | 1334922.2659 | 1413323.7629 | 1480545.3836 | 1550596.1042
Scenario 1: Reference | SCE | Com | HVAC | Com - Other | Total Resource Cost Test | Fuel Substitution | 2348723.6667 | 2685252.4195 | 2758757.3455 | 2815208.3443 | 2905575.1232 | 362.0477 | 368.4769 | 368.1526 | 337.4292 | 335.0253 | 333.0058 | 328.9504 | 324.9888
Scenario 1: Reference | SCE | Com | HVAC | Com - Restaurant | Participant Cost Test | Energy Efficiency | 102938.5349 | 106497.1703 | 108802.5997 | 109829.3773 | 109785.2346 | 106552.0507 | 101081.497 | 94250.1506 | 81402.9119 | 70042.8406 | 56733.2826 | 41101.0649 | 23271.2708
Scenario 1: Reference | SCE | Com | HVAC | Com - Restaurant | Participant Cost Test | Fuel Substitution | 42091.9201 | 40892.9902 | 38996.2244 | 36579.8118 | 33837.0971 | 62.8819 | 56.5771 | 49.606 | 41.5121 | 33.8787 | 26.0557 | 18.0419 | 9.8463
Scenario 1: Reference | SCE | Com | HVAC | Com - Restaurant | Program Administrator Cost Test | Energy Efficiency | 24391.7055 | 27216.5035 | 30093.3055 | 33043.3123 | 36440.13 | 39659.3473 | 42184.4255 | 44316.6222 | 46297.9063 | 48037.0962 | 49881.1165 | 51224.034 | 52556.0447
Scenario 1: Reference | SCE | Com | HVAC | Com - Restaurant | Program Administrator Cost Test | Fuel Substitution | 39457.9416 | 41804.7167 | 43758.2878 | 45401.2751 | 46932.185 | 50.3251 | 51.2613 | 51.1945 | 50.8924 | 50.4223 | 50.0057 | 49.2821 | 48.5734
Scenario 1: Reference | SCE | Com | HVAC | Com - Restaurant | Rate Impact Measure Test | Energy Efficiency | 24391.7055 | 27216.5035 | 30093.3055 | 33043.3123 | 36440.13 | 39659.3473 | 42184.4255 | 44316.6222 | 46297.9063 | 48037.0962 | 49881.1165 | 51224.034 | 52556.0447
Scenario 1: Reference | SCE | Com | HVAC | Com - Restaurant | Rate Impact Measure Test | Fuel Substitution | 39866.5727 | 42181.8094 | 44096.5777 | 45697.7585 | 47188.9792 | 50.3251 | 51.2613 | 51.1945 | 50.8924 | 50.4223 | 50.0057 | 49.2821 | 48.5734
Scenario 1: Reference | SCE | Com | HVAC | Com - Restaurant | Total Resource Cost Test | Energy Efficiency | 26825.7876 | 29849.9395 | 32929.4116 | 36087.8382 | 39704.4184 | 43088.5599 | 45752.5892 | 48033.2986 | 46297.9063 | 48037.0962 | 49881.1165 | 51224.034 | 52556.0447
Scenario 1: Reference | SCE | Com | HVAC | Com - Restaurant | Total Resource Cost Test | Fuel Substitution | 40564.3478 | 42920.2947 | 44870.9378 | 46502.1977 | 48015.3254 | 51.0593 | 51.9881 | 51.909 | 50.8924 | 50.4223 | 50.0057 | 49.2821 | 48.5734
Scenario 1: Reference | SCE | Com | HVAC | Com - Retail | Participant Cost Test | Energy Efficiency | 1693179.0002 | 1822348.5516 | 2422293.507 | 2773147.2694 | 2913363.5883 | 2981640.4595 | 3003572.2209 | 3007737.0975 | 648463.9243 | 157625.7706 | 126840.6981 | 91090.3545 | 51001.6343
Scenario 1: Reference | SCE | Com | HVAC | Com - Retail | Participant Cost Test | Fuel Substitution | 151534.7217 | 148127.8889 | 142314.5139 | 134714.6276 | 125629.9169 | 130714.1874 | 121270.0861 | 109890.647 | 3971.6205 | 3245.7171 | 2493.8914 | 1722.0971 | 25.4334
Scenario 1: Reference | SCE | Com | HVAC | Com - Retail | Program Administrator Cost Test | Energy Efficiency | 305883.7165 | 352710.1562 | 496777.2534 | 610919.4355 | 699821.0571 | 789850.5667 | 872117.5873 | 950525.2833 | 332522.5542 | 142246.1699 | 147357.6798 | 150718.7644 | 153890.6212
Scenario 1: Reference | SCE | Com | HVAC | Com - Retail | Program Administrator Cost Test | Fuel Substitution | 104449.1491 | 110648.5687 | 115752.7806 | 119982.6557 | 123664.552 | 85808.2125 | 88530.649 | 89275.8045 | 4869.0616 | 4830.6669 | 4786.2415 | 4703.9772 | 125.4674
Scenario 1: Reference | SCE | Com | HVAC | Com - Retail | Rate Impact Measure Test | Energy Efficiency | 305883.7165 | 352710.1562 | 496777.2534 | 610919.4355 | 699821.0571 | 789850.5667 | 872117.5873 | 950525.2833 | 332522.5542 | 142246.1699 | 147357.6798 | 150718.7644 | 153890.6212
Scenario 1: Reference | SCE | Com | HVAC | Com - Retail | Rate Impact Measure Test | Fuel Substitution | 105481.3611 | 111603.7482 | 116612.5323 | 120738.9674 | 124320.3451 | 85808.2125 | 88530.649 | 89275.8045 | 4869.0616 | 4830.6669 | 4786.2415 | 4703.9772 | 125.4674
Scenario 1: Reference | SCE | Com | HVAC | Com - Retail | Total Resource Cost Test | Energy Efficiency | 557500.8974 | 630118.0899 | 870859.5917 | 1053359.5077 | 1185394.3658 | 1313150.4125 | 1432253.7366 | 1555645.7084 | 332522.5542 | 142246.1699 | 147357.6798 | 150718.7644 | 153890.6212
Scenario 1: Reference | SCE | Com | HVAC | Com - Retail | Total Resource Cost Test | Fuel Substitution | 132493.5119 | 138962.8961 | 144029.8926 | 147996.5272 | 151122.9814 | 110555.668 | 113344.6701 | 113906.6802 | 4869.0616 | 4830.6669 | 4786.2415 | 4703.9772 | 125.4674
Scenario 1: Reference | SCE | Com | HVAC | Com - School | Participant Cost Test | Energy Efficiency | 246097.1128 | 249625.0211 | 250849.0962 | 248265.1442 | 300108.6295 | 272883.053 | 228821.0246 | 204767.3624 | 154100.8281 | 131747.2862 | 105486.0409 | 75952.713 | 41937.9535
Scenario 1: Reference | SCE | Com | HVAC | Com - School | Participant Cost Test | Fuel Substitution | 12648.1016 | 12219.9491 | 11617.6321 | 10890.3976 | 26957.5463 | 0 | 0 | 0 | 0 | 0 | 0 | 0 | 0
Scenario 1: Reference | SCE | Com | HVAC | Com - School | Program Administrator Cost Test | Energy Efficiency | 53224.6803 | 58292.2564 | 63414.3705 | 68234.9915 | 87335.9281 | 89290.1629 | 85394.3522 | 86223.7347 | 89461.2867 | 92585.4583 | 95520.8122 | 98276.7884 | 100410.4982
Scenario 1: Reference | SCE | Com | HVAC | Com - School | Program Administrator Cost Test | Fuel Substitution | 19851.4318 | 20727.269 | 21407.393 | 21937.9431 | 44563.8468 | 0 | 0 | 0 | 0 | 0 | 0 | 0 | 0
Scenario 1: Reference | SCE | Com | HVAC | Com - School | Rate Impact Measure Test | Energy Efficiency | 53224.6803 | 58292.2564 | 63414.3705 | 68234.9915 | 87335.9281 | 89290.1629 | 85394.3522 | 86223.7347 | 89461.2867 | 92585.4583 | 95520.8122 | 98276.7884 | 100410.4982
Scenario 1: Reference | SCE | Com | HVAC | Com - School | Rate Impact Measure Test | Fuel Substitution | 20392.5492 | 21218.4548 | 21840.5848 | 22310.9323 | 44881.1576 | 0 | 0 | 0 | 0 | 0 | 0 | 0 | 0
Scenario 1: Reference | SCE | Com | HVAC | Com - School | Total Resource Cost Test | Energy Efficiency | 77611.1812 | 83960.7139 | 90382.7503 | 96364.3716 | 123781.7692 | 124355.9578 | 117283.6672 | 117791.1715 | 89461.2867 | 92585.4583 | 95520.8122 | 98276.7884 | 100410.4982
Scenario 1: Reference | SCE | Com | HVAC | Com - School | Total Resource Cost Test | Fuel Substitution | 21696.5383 | 22559.4957 | 23206.661 | 23690.3001 | 48411.2256 | 0 | 0 | 0 | 0 | 0 | 0 | 0 | 0
Scenario 1: Reference | SCE | Com | HVAC | Com - Warehouse | Participant Cost Test | Energy Efficiency | 9883.505 | 10100.66 | 10172.1123 | 10162.3359 | 10369.1455 | 10156.3265 | 9788.4653 | 9316.7097 | 5658.2951 | 5016.3928 | 4294.2096 | 3476.6085 | 2575.3096
Scenario 1: Reference | SCE | Com | HVAC | Com - Warehouse | Participant Cost Test | Fuel Substitution | 148236.065 | 145835.849 | 141422.8247 | 135554.965 | 128685.1297 | 49.8675 | 45.893 | 41.3266 | 0 | 0 | 0 | 0 | 0
Scenario 1: Reference | SCE | Com | HVAC | Com - Warehouse | Program Administrator Cost Test | Energy Efficiency | 2872.638 | 3148.8317 | 3406.7438 | 3668.5247 | 4040.8 | 4354.1911 | 4596.7215 | 4783.3323 | 4483.5022 | 4610.5619 | 4745.9499 | 4840.5501 | 4939.776
Scenario 1: Reference | SCE | Com | HVAC | Com - Warehouse | Program Administrator Cost Test | Fuel Substitution | 384865.2953 | 403224.4867 | 418005.2417 | 430408.6569 | 441542.5124 | 33.6721 | 34.5411 | 34.7167 | 0 | 0 | 0 | 0 | 0
Scenario 1: Reference | SCE | Com | HVAC | Com - Warehouse | Rate Impact Measure Test | Energy Efficiency | 2872.638 | 3148.8317 | 3406.7438 | 3668.5247 | 4040.8 | 4354.1911 | 4596.7215 | 4783.3323 | 4483.5022 | 4610.5619 | 4745.9499 | 4840.5501 | 4939.776
Scenario 1: Reference | SCE | Com | HVAC | Com - Warehouse | Rate Impact Measure Test | Fuel Substitution | 416965.1676 | 432584.4016 | 443916.2883 | 452566.4707 | 460236.0824 | 33.6721 | 34.5411 | 34.7167 | 0 | 0 | 0 | 0 | 0
Scenario 1: Reference | SCE | Com | HVAC | Com - Warehouse | Total Resource Cost Test | Energy Efficiency | 4062.2016 | 4403.9873 | 4720.355 | 5041.0348 | 5511.1503 | 5879.4478 | 6170.6542 | 6404.5292 | 4483.5022 | 4610.5619 | 4745.9499 | 4840.5501 | 4939.776
Scenario 1: Reference | SCE | Com | HVAC | Com - Warehouse | Total Resource Cost Test | Fuel Substitution | 431221.229 | 449554.5477 | 463825.1621 | 475407.0732 | 485516.0955 | 41.9571 | 42.8008 | 42.8883 | 0 | 0 | 0 | 0 | 0
Scenario 1: Reference | SCE | Com | Lighting | Com - College | Participant Cost Test | Energy Efficiency | 0 | 37889.0545 | 49987.413 | 50458.4078 | 49694.6603 | 48624.4132 | 46634.9487 | 43506.9708 | 37414.6841 | 32343.9559 | 26462.1645 | 19952.1086 | 12215.8613
Scenario 1: Reference | SCE | Com | Lighting | Com - College | Program Administrator Cost Test | Energy Efficiency | 0 | 17426.4367 | 25395.9432 | 28491.3865 | 31530.9564 | 34898.7583 | 37813.9722 | 40131.9208 | 42333.037 | 44249.3633 | 46442.513 | 49160.9207 | 51706.7276
Scenario 1: Reference | SCE | Com | Lighting | Com - College | Rate Impact Measure Test | Energy Efficiency | 0 | 17426.4367 | 25395.9432 | 28491.3865 | 31530.9564 | 34898.7583 | 37813.9722 | 40131.9208 | 42333.037 | 44249.3633 | 46442.513 | 49160.9207 | 51706.7276
Scenario 1: Reference | SCE | Com | Lighting | Com - College | Total Resource Cost Test | Energy Efficiency | 0 | 18523.7113 | 26916.6798 | 30119.0778 | 33244.3896 | 36709.4327 | 39714.6933 | 42106.4769 | 42333.037 | 44249.3633 | 46442.513 | 49160.9207 | 51706.7276
Scenario 1: Reference | SCE | Com | Lighting | Com - Grocery | Participant Cost Test | Energy Efficiency | 270514.7182 | 272939.3836 | 270302.5047 | 264156.0286 | 255481.1176 | 243047.6987 | 226792.2614 | 207744.37 | 179524.0093 | 153298.4521 | 123980.7068 | 91063.8213 | 54687.5223
Scenario 1: Reference | SCE | Com | Lighting | Com - Grocery | Program Administrator Cost Test | Energy Efficiency | 118344.0155 | 131276.913 | 143737.9476 | 156294.9182 | 170071.7948 | 183284.8773 | 193559.1129 | 202145.2097 | 210088.8897 | 216901.4587 | 224943.4781 | 231692.733 | 238146.6206
Scenario 1: Reference | SCE | Com | Lighting | Com - Grocery | Rate Impact Measure Test | Energy Efficiency | 118344.0155 | 131276.913 | 143737.9476 | 156294.9182 | 170071.7948 | 183284.8773 | 193559.1129 | 202145.2097 | 210088.8897 | 216901.4587 | 224943.4781 | 231692.733 | 238146.6206
Scenario 1: Reference | SCE | Com | Lighting | Com - Grocery | Total Resource Cost Test | Energy Efficiency | 122663.4633 | 135817.7969 | 148466.1038 | 161199.7064 | 175148.3149 | 188508.2194 | 198903.03 | 207607.9676 | 210088.8897 | 216901.4587 | 224943.4781 | 231692.733 | 238146.6206
Scenario 1: Reference | SCE | Com | Lighting | Com - Health | Participant Cost Test | Energy Efficiency | 306036.7555 | 309485.606 | 309159.4632 | 301318.0288 | 291447.7192 | 276901.8781 | 259649.9444 | 237165.074 | 201844.2848 | 171116.1452 | 137044.7881 | 100809.8402 | 60692.6223
Scenario 1: Reference | SCE | Com | Lighting | Com - Health | Program Administrator Cost Test | Energy Efficiency | 129557.3866 | 143980.0136 | 158922.6678 | 172214.9225 | 187260.203 | 201358.3015 | 213453.3612 | 221984.4751 | 229907.532 | 235666.4127 | 242108.43 | 249973.7251 | 258347.9189
Scenario 1: Reference | SCE | Com | Lighting | Com - Health | Rate Impact Measure Test | Energy Efficiency | 129557.3866 | 143980.0136 | 158922.6678 | 172214.9225 | 187260.203 | 201358.3015 | 213453.3612 | 221984.4751 | 229907.532 | 235666.4127 | 242108.43 | 249973.7251 | 258347.9189
Scenario 1: Reference | SCE | Com | Lighting | Com - Health | Total Resource Cost Test | Energy Efficiency | 136617.6003 | 151416.1141 | 166728.3909 | 180284.8217 | 195606.918 | 209927.5167 | 222253.941 | 230943.1809 | 229907.532 | 235666.4127 | 242108.43 | 249973.7251 | 258347.9189
Scenario 1: Reference | SCE | Com | Lighting | Com - Lodging | Participant Cost Test | Energy Efficiency | 0 | 0 | 0 | 0 | 0 | 0 | 0 | 0 | 0 | 0 | 0 | 0 | 0
Scenario 1: Reference | SCE | Com | Lighting | Com - Lodging | Program Administrator Cost Test | Energy Efficiency | 0 | 0 | 0 | 0 | 0 | 0 | 0 | 0 | 0 | 0 | 0 | 0 | 0
Scenario 1: Reference | SCE | Com | Lighting | Com - Lodging | Rate Impact Measure Test | Energy Efficiency | 0 | 0 | 0 | 0 | 0 | 0 | 0 | 0 | 0 | 0 | 0 | 0 | 0
Scenario 1: Reference | SCE | Com | Lighting | Com - Lodging | Total Resource Cost Test | Energy Efficiency | 0 | 0 | 0 | 0 | 0 | 0 | 0 | 0 | 0 | 0 | 0 | 0 | 0
Scenario 1: Reference | SCE | Com | Lighting | Com - Office (Large) | Participant Cost Test | Energy Efficiency | 0 | 132424.6262 | 227603.5009 | 226325.7525 | 222708.9298 | 215649.4095 | 204467.771 | 189984.2427 | 158195.836 | 135730.902 | 110262.1981 | 81132.0305 | 48599.5807
Scenario 1: Reference | SCE | Com | Lighting | Com - Office (Large) | Program Administrator Cost Test | Energy Efficiency | 0 | 58827.8195 | 111586.4361 | 123184.2664 | 136033.0674 | 148768.0427 | 159051.8686 | 167709.4395 | 175328.7128 | 181900.182 | 189612.3227 | 196005.7332 | 202144.8315
Scenario 1: Reference | SCE | Com | Lighting | Com - Office (Large) | Rate Impact Measure Test | Energy Efficiency | 0 | 58827.8195 | 111586.4361 | 123184.2664 | 136033.0674 | 148768.0427 | 159051.8686 | 167709.4395 | 175328.7128 | 181900.182 | 189612.3227 | 196005.7332 | 202144.8315
Scenario 1: Reference | SCE | Com | Lighting | Com - Office (Large) | Total Resource Cost Test | Energy Efficiency | 0 | 64576.2815 | 121956.0649 | 134105.6047 | 147505.003 | 160746.5357 | 171458.8759 | 180515.0178 | 175328.7128 | 181900.182 | 189612.3227 | 196005.7332 | 202144.8315
Scenario 1: Reference | SCE | Com | Lighting | Com - Office (Small) | Participant Cost Test | Energy Efficiency | 0 | 0 | 0 | 0 | 0 | 0 | 0 | 0 | 0 | 0 | 0 | 0 | 0
Scenario 1: Reference | SCE | Com | Lighting | Com - Office (Small) | Program Administrator Cost Test | Energy Efficiency | 0 | 0 | 0 | 0 | 0 | 0 | 0 | 0 | 0 | 0 | 0 | 0 | 0
Scenario 1: Reference | SCE | Com | Lighting | Com - Office (Small) | Rate Impact Measure Test | Energy Efficiency | 0 | 0 | 0 | 0 | 0 | 0 | 0 | 0 | 0 | 0 | 0 | 0 | 0
Scenario 1: Reference | SCE | Com | Lighting | Com - Office (Small) | Total Resource Cost Test | Energy Efficiency | 0 | 0 | 0 | 0 | 0 | 0 | 0 | 0 | 0 | 0 | 0 | 0 | 0
Scenario 1: Reference | SCE | Com | Lighting | Com - Other | Participant Cost Test | Energy Efficiency | 0 | 0 | 0 | 0 | 0 | 0 | 0 | 0 | 0 | 0 | 0 | 0 | 0
Scenario 1: Reference | SCE | Com | Lighting | Com - Other | Program Administrator Cost Test | Energy Efficiency | 0 | 0 | 0 | 0 | 0 | 0 | 0 | 0 | 0 | 0 | 0 | 0 | 0
Scenario 1: Reference | SCE | Com | Lighting | Com - Other | Rate Impact Measure Test | Energy Efficiency | 0 | 0 | 0 | 0 | 0 | 0 | 0 | 0 | 0 | 0 | 0 | 0 | 0
Scenario 1: Reference | SCE | Com | Lighting | Com - Other | Total Resource Cost Test | Energy Efficiency | 0 | 0 | 0 | 0 | 0 | 0 | 0 | 0 | 0 | 0 | 0 | 0 | 0
Scenario 1: Reference | SCE | Com | Lighting | Com - Refrig. Warehouse | Participant Cost Test | Energy Efficiency | 20707.3662 | 6137.7988 | 6074.6992 | 5887.7628 | 5655.9344 | 5366.1495 | 5010.4292 | 4571.8566 | 4001.4935 | 3420.9746 | 2762.2502 | 2029.9256 | 1212.6839
Scenario 1: Reference | SCE | Com | Lighting | Com - Refrig. Warehouse | Program Administrator Cost Test | Energy Efficiency | 8544.2586 | 2784.2606 | 3046.2732 | 3284.7255 | 3550.3292 | 3816.8355 | 4035.5521 | 4202.2623 | 4368.0195 | 4515.6787 | 4679.5104 | 4833.5653 | 4979.4944
Scenario 1: Reference | SCE | Com | Lighting | Com - Refrig. Warehouse | Rate Impact Measure Test | Energy Efficiency | 8544.2586 | 2784.2606 | 3046.2732 | 3284.7255 | 3550.3292 | 3816.8355 | 4035.5521 | 4202.2623 | 4368.0195 | 4515.6787 | 4679.5104 | 4833.5653 | 4979.4944
Scenario 1: Reference | SCE | Com | Lighting | Com - Refrig. Warehouse | Total Resource Cost Test | Energy Efficiency | 8721.5096 | 2839.0013 | 3103.2308 | 3343.3192 | 3610.5701 | 3878.6695 | 4098.8898 | 4266.8211 | 4368.0195 | 4515.6787 | 4679.5104 | 4833.5653 | 4979.4944
Scenario 1: Reference | SCE | Com | Lighting | Com - Restaurant | Participant Cost Test | Energy Efficiency | 178645.2661 | 180810.7855 | 180178.7022 | 176909.9041 | 171609.4348 | 163268.9614 | 152358.1634 | 139358.9656 | 122325.2158 | 104537.5753 | 84528.1454 | 62031.3704 | 37105.0855
Scenario 1: Reference | SCE | Com | Lighting | Com - Restaurant | Program Administrator Cost Test | Energy Efficiency | 76089.6508 | 84684.6513 | 93318.8595 | 101975.1148 | 111343.0674 | 120079.9204 | 126939.041 | 132560.4072 | 137833.7734 | 142427.0672 | 147747.3916 | 152240.5312 | 156508.4859
Scenario 1: Reference | SCE | Com | Lighting | Com - Restaurant | Rate Impact Measure Test | Energy Efficiency | 76089.6508 | 84684.6513 | 93318.8595 | 101975.1148 | 111343.0674 | 120079.9204 | 126939.041 | 132560.4072 | 137833.7734 | 142427.0672 | 147747.3916 | 152240.5312 | 156508.4859
Scenario 1: Reference | SCE | Com | Lighting | Com - Restaurant | Total Resource Cost Test | Energy Efficiency | 77333.6599 | 85996.821 | 94693.9741 | 103408.7336 | 112832.0012 | 121613.0682 | 128509.2069 | 134165.4201 | 137833.7734 | 142427.0672 | 147747.3916 | 152240.5312 | 156508.4859
Scenario 1: Reference | SCE | Com | Lighting | Com - Retail | Participant Cost Test | Energy Efficiency | 1323124.2436 | 1342377.4798 | 1339068.2423 | 1320084.9483 | 1289151.6949 | 1240933.7692 | 1175835.5969 | 1098014.5048 | 762396.7356 | 650117.0547 | 524566.4648 | 383947.0367 | 228905.4976
Scenario 1: Reference | SCE | Com | Lighting | Com - Retail | Program Administrator Cost Test | Energy Efficiency | 479583.5523 | 531941.4968 | 582471.7308 | 633218.8402 | 688416.5846 | 741074.9805 | 782017.7867 | 815520.2102 | 845979.7998 | 872300.0833 | 903138.2646 | 928634.2888 | 953077.1786
Scenario 1: Reference | SCE | Com | Lighting | Com - Retail | Rate Impact Measure Test | Energy Efficiency | 479583.5523 | 531941.4968 | 582471.7308 | 633218.8402 | 688416.5846 | 741074.9805 | 782017.7867 | 815520.2102 | 845979.7998 | 872300.0833 | 903138.2646 | 928634.2888 | 953077.1786
Scenario 1: Reference | SCE | Com | Lighting | Com - Retail | Total Resource Cost Test | Energy Efficiency | 668164.442 | 730177.5867 | 788903.3194 | 847322.2225 | 909824.0267 | 968638.6848 | 1014662.3205 | 1052998.5727 | 845979.7998 | 872300.0833 | 903138.2646 | 928634.2888 | 953077.1786
Scenario 1: Reference | SCE | Com | Lighting | Com - School | Participant Cost Test | Energy Efficiency | 0 | 0 | 0 | 0 | 0 | 0 | 0 | 0 | 0 | 0 | 0 | 0 | 0
Scenario 1: Reference | SCE | Com | Lighting | Com - School | Program Administrator Cost Test | Energy Efficiency | 0 | 0 | 0 | 0 | 0 | 0 | 0 | 0 | 0 | 0 | 0 | 0 | 0
Scenario 1: Reference | SCE | Com | Lighting | Com - School | Rate Impact Measure Test | Energy Efficiency | 0 | 0 | 0 | 0 | 0 | 0 | 0 | 0 | 0 | 0 | 0 | 0 | 0
Scenario 1: Reference | SCE | Com | Lighting | Com - School | Total Resource Cost Test | Energy Efficiency | 0 | 0 | 0 | 0 | 0 | 0 | 0 | 0 | 0 | 0 | 0 | 0 | 0
Scenario 1: Reference | SCE | Com | Lighting | Com - Warehouse | Participant Cost Test | Energy Efficiency | 24104.2107 | 25321.9154 | 26061.4287 | 26475.4378 | 26639.2074 | 57959.9873 | 61877.2184 | 57807.8191 | 9401.7771 | 0 | 0 | 0 | 0
Scenario 1: Reference | SCE | Com | Lighting | Com - Warehouse | Program Administrator Cost Test | Energy Efficiency | 9008.2856 | 10354.8831 | 11711.2782 | 13137.613 | 14739.416 | 35360.2812 | 42075.5286 | 44024.8259 | 10389.5475 | 0 | 0 | 0 | 0
Scenario 1: Reference | SCE | Com | Lighting | Com - Warehouse | Rate Impact Measure Test | Energy Efficiency | 9008.2856 | 10354.8831 | 11711.2782 | 13137.613 | 14739.416 | 35360.2812 | 42075.5286 | 44024.8259 | 10389.5475 | 0 | 0 | 0 | 0
Scenario 1: Reference | SCE | Com | Lighting | Com - Warehouse | Total Resource Cost Test | Energy Efficiency | 11972.6978 | 13584.3257 | 15184.7962 | 16855.1092 | 18706.6328 | 44728.5672 | 52900.4142 | 55106.5296 | 10389.5475 | 0 | 0 | 0 | 0
Scenario 1: Reference | SCE | Com | WaterHeat | Com - College | Participant Cost Test | Energy Efficiency | 1497.759 | 1729.7242 | 1983.291 | 2250.3939 | 2515.4492 | 2793.7076 | 3054.9803 | 3268.2194 | 3173.6734 | 3147.8066 | 2938.4085 | 2470.9947 | 1579.2092
Scenario 1: Reference | SCE | Com | WaterHeat | Com - College | Participant Cost Test | Fuel Substitution | 909961.5329 | 894188.5307 | 821217.6229 | 755046.1278 | 618013.6285 | 2373006.0817 | 2659623.8095 | 2776007.6017 | 2379155.841 | 2089886.1585 | 1678536.9433 | 1186394.899 | 641027.0588
Scenario 1: Reference | SCE | Com | WaterHeat | Com - College | Program Administrator Cost Test | Energy Efficiency | 431.2892 | 548.8512 | 697.9299 | 884.5548 | 1117.9046 | 1413.7072 | 1756.2572 | 2146.3556 | 2615.1683 | 3170.743 | 3869.3625 | 4737.4507 | 5745.3714
Scenario 1: Reference | SCE | Com | WaterHeat | Com - College | Program Administrator Cost Test | Fuel Substitution | 3323084.5083 | 3437334.4813 | 3558001.3949 | 3689255.2234 | 3835049.0713 | 1632516.204 | 2083300.3287 | 2484919.1727 | 2793542.3411 | 2997130.6505 | 3141192.2594 | 3219170.3853 | 3258035.0079
Scenario 1: Reference | SCE | Com | WaterHeat | Com - College | Rate Impact Measure Test | Energy Efficiency | 431.2892 | 548.8512 | 697.9299 | 884.5548 | 1117.9046 | 1413.7072 | 1756.2572 | 2146.3556 | 2615.1683 | 3170.743 | 3869.3625 | 4737.4507 | 5745.3714
Scenario 1: Reference | SCE | Com | WaterHeat | Com - College | Rate Impact Measure Test | Fuel Substitution | 4273004.8786 | 4317749.4785 | 4360940.6288 | 4410566.2718 | 4478952.8248 | 1632516.204 | 2083300.3287 | 2484919.1727 | 2793542.3411 | 2997130.6505 | 3141192.2594 | 3219170.3853 | 3258035.0079
Scenario 1: Reference | SCE | Com | WaterHeat | Com - College | Total Resource Cost Test | Energy Efficiency | 485.6645 | 614.2826 | 776.8075 | 979.5587 | 1231.5732 | 1550.3086 | 1920.1665 | 2342.293 | 2615.1683 | 3170.743 | 3869.3625 | 4737.4507 | 5745.3714
Scenario 1: Reference | SCE | Com | WaterHeat | Com - College | Total Resource Cost Test | Fuel Substitution | 4128167.0733 | 4228565.2445 | 4278097.0046 | 4344837.4807 | 4355011.3122 | 1853464.8544 | 2337504.8432 | 2765751.153 | 2793542.3411 | 2997130.6505 | 3141192.2594 | 3219170.3853 | 3258035.0079
Scenario 1: Reference | SCE | Com | WaterHeat | Com - Grocery | Participant Cost Test | Energy Efficiency | 5970.0201 | 6892.1316 | 7858.286 | 8873.6516 | 9942.5042 | 10997.3258 | 11968.1161 | 12795.3745 | 12623.2209 | 12530.7007 | 11694.4205 | 9728.5636 | 6152.7922
Scenario 1: Reference | SCE | Com | WaterHeat | Com - Grocery | Participant Cost Test | Fuel Substitution | 16752.4284 | 16315.9587 | 15913.559 | 15585.819 | 15326.2462 | 0 | 0 | 0 | 0 | 0 | 0 | 0 | 0
Scenario 1: Reference | SCE | Com | WaterHeat | Com - Grocery | Program Administrator Cost Test | Energy Efficiency | 1739.2574 | 2213.7457 | 2801.2144 | 3536.1676 | 4484.3482 | 5655.1025 | 7003.2331 | 8572.0989 | 10459.7674 | 12708.3421 | 15536.9714 | 18895.4605 | 22947.1509
Scenario 1: Reference | SCE | Com | WaterHeat | Com - Grocery | Program Administrator Cost Test | Fuel Substitution | 128152.441 | 131488.8281 | 135135.7725 | 139505.7128 | 144643.5496 | 0 | 0 | 0 | 0 | 0 | 0 | 0 | 0
Scenario 1: Reference | SCE | Com | WaterHeat | Com - Grocery | Rate Impact Measure Test | Energy Efficiency | 1739.2574 | 2213.7457 | 2801.2144 | 3536.1676 | 4484.3482 | 5655.1025 | 7003.2331 | 8572.0989 | 10459.7674 | 12708.3421 | 15536.9714 | 18895.4605 | 22947.1509
Scenario 1: Reference | SCE | Com | WaterHeat | Com - Grocery | Rate Impact Measure Test | Fuel Substitution | 144408.9868 | 146122.6176 | 147981.5202 | 150530.2018 | 154046.206 | 0 | 0 | 0 | 0 | 0 | 0 | 0 | 0
Scenario 1: Reference | SCE | Com | WaterHeat | Com - Grocery | Total Resource Cost Test | Energy Efficiency | 1902.628 | 2410.3697 | 3037.0807 | 3819.1292 | 4824.0617 | 6062.2145 | 7490.1914 | 9155.1151 | 10459.7674 | 12708.3421 | 15536.9714 | 18895.4605 | 22947.1509
Scenario 1: Reference | SCE | Com | WaterHeat | Com - Grocery | Total Resource Cost Test | Fuel Substitution | 140545.7136 | 143559.205 | 146908.4585 | 151035.9401 | 155981.7475 | 0 | 0 | 0 | 0 | 0 | 0 | 0 | 0
Scenario 1: Reference | SCE | Com | WaterHeat | Com - Health | Participant Cost Test | Energy Efficiency | 9425.8151 | 10936.8009 | 12578.2089 | 14219.0324 | 15973.5343 | 17695.3823 | 19358.7989 | 20702.8171 | 20267.4824 | 20064.8758 | 18643.8498 | 15539.5244 | 9844.1619
Scenario 1: Reference | SCE | Com | WaterHeat | Com - Health | Participant Cost Test | Fuel Substitution | 1908291.1336 | 1881369.7825 | 1731691.0512 | 1604545.7434 | 1411425.8426 | 5858610.7848 | 6603362.1566 | 6936134.2141 | 5943748.3496 | 5241663.5963 | 4215869.2591 | 2972996.7758 | 1584832.4138
Scenario 1: Reference | SCE | Com | WaterHeat | Com - Health | Program Administrator Cost Test | Energy Efficiency | 2735.229 | 3498.5102 | 4464.4544 | 5640.5396 | 7169.5088 | 9051.6694 | 11262.8449 | 13780.6546 | 16814.463 | 20379.9006 | 24818.445 | 30268.6075 | 36917.7667
Scenario 1: Reference | SCE | Com | WaterHeat | Com - Health | Program Administrator Cost Test | Fuel Substitution | 8398601.5008 | 8704626.4422 | 9028851.344 | 9381592.6332 | 9767662.229 | 4022300.6509 | 5171938.0747 | 6219691.363 | 7042761.2557 | 7599610.8024 | 8000052.2415 | 8228450.7602 | 8356325.263
Scenario 1: Reference | SCE | Com | WaterHeat | Com - Health | Rate Impact Measure Test | Energy Efficiency | 2735.229 | 3498.5102 | 4464.4544 | 5640.5396 | 7169.5088 | 9051.6694 | 11262.8449 | 13780.6546 | 16814.463 | 20379.9006 | 24818.445 | 30268.6075 | 36917.7667
Scenario 1: Reference | SCE | Com | WaterHeat | Com - Health | Rate Impact Measure Test | Fuel Substitution | 10672079.983 | 10814032.5441 | 10954011.4302 | 11111471.7408 | 11311133.8773 | 4022300.6509 | 5171938.0747 | 6219691.363 | 7042761.2557 | 7599610.8024 | 8000052.2415 | 8228450.7602 | 8356325.263
Scenario 1: Reference | SCE | Com | WaterHeat | Com - Health | Total Resource Cost Test | Energy Efficiency | 3034.1192 | 3860.0031 | 4901.7708 | 6165.6167 | 7801.3541 | 9809.7404 | 12173.9093 | 14871.0176 | 16814.463 | 20379.9006 | 24818.445 | 30268.6075 | 36917.7667
Scenario 1: Reference | SCE | Com | WaterHeat | Com - Health | Total Resource Cost Test | Fuel Substitution | 10100113.9279 | 10379725.1687 | 10554603.7929 | 10780158.1272 | 10972655.0773 | 4612133.9469 | 5845387.9589 | 6959471.609 | 7042761.2557 | 7599610.8024 | 8000052.2415 | 8228450.7602 | 8356325.263
Scenario 1: Reference | SCE | Com | WaterHeat | Com - Lodging | Participant Cost Test | Energy Efficiency | 1996.7391 | 2326.1471 | 2681.7757 | 3053.628 | 3450.9321 | 3854.9364 | 4244.9141 | 4592.263 | 4197.8252 | 4179.0313 | 3908.3306 | 3255.9581 | 2054.1229
Scenario 1: Reference | SCE | Com | WaterHeat | Com - Lodging | Participant Cost Test | Fuel Substitution | 7256248.9181 | 7131505.2929 | 6546922.7224 | 5989340.7483 | 5090457.8634 | 7471818.9598 | 7646448.87 | 8095575.2701 | 6037604.149 | 5329330.9014 | 4288879.0178 | 3021922.3807 | 1603615.2346
Scenario 1: Reference | SCE | Com | WaterHeat | Com - Lodging | Program Administrator Cost Test | Energy Efficiency | 554.9048 | 711.3432 | 907.8942 | 1152.1014 | 1468.0658 | 1860.951 | 2317.8901 | 2848.1432 | 3486.9066 | 4251.0397 | 5212.9609 | 6360.4063 | 7746.4022
Scenario 1: Reference | SCE | Com | WaterHeat | Com - Lodging | Program Administrator Cost Test | Fuel Substitution | 8378737.3995 | 8671429.7298 | 8981429.6254 | 9390819.2306 | 9921045.3131 | 4062246.1333 | 5243726.0468 | 6321075.4055 | 7169042.3517 | 7746703.7871 | 8166097.8159 | 8405225.8432 | 8535651.2102
Scenario 1: Reference | SCE | Com | WaterHeat | Com - Lodging | Rate Impact Measure Test | Energy Efficiency | 554.9048 | 711.3432 | 907.8942 | 1152.1014 | 1468.0658 | 1860.951 | 2317.8901 | 2848.1432 | 3486.9066 | 4251.0397 | 5212.9609 | 6360.4063 | 7746.4022
Scenario 1: Reference | SCE | Com | WaterHeat | Com - Lodging | Rate Impact Measure Test | Fuel Substitution | 10764976.5866 | 10883238.5072 | 10998820.387 | 11219157.0919 | 11582500.5784 | 4062246.1333 | 5243726.0468 | 6321075.4055 | 7169042.3517 | 7746703.7871 | 8166097.8159 | 8405225.8432 | 8535651.2102
Scenario 1: Reference | SCE | Com | WaterHeat | Com - Lodging | Total Resource Cost Test | Energy Efficiency | 701.0212 | 888.4594 | 1122.1956 | 1410.5389 | 1779.8322 | 2236.5104 | 2769.7006 | 3391.1754 | 3486.9066 | 4251.0397 | 5212.9609 | 6360.4063 | 7746.4022
Scenario 1: Reference | SCE | Com | WaterHeat | Com - Lodging | Total Resource Cost Test | Fuel Substitution | 15451932.9049 | 15620897.7168 | 15347165.6141 | 15198259.4852 | 14827147.7783 | 6220281.968 | 6887268.1019 | 8130504.8606 | 7169042.3517 | 7746703.7871 | 8166097.8159 | 8405225.8432 | 8535651.2102
Scenario 1: Reference | SCE | Com | WaterHeat | Com - Office (Large) | Participant Cost Test | Energy Efficiency | 5489.3084 | 6380.9679 | 7314.8879 | 8289.0737 | 9318.6324 | 10346.7576 | 11297.0982 | 12113.5466 | 11526.6748 | 11420.6654 | 10654.4329 | 8877.0804 | 5680.5126
Scenario 1: Reference | SCE | Com | WaterHeat | Com - Office (Large) | Participant Cost Test | Fuel Substitution | 817111.1297 | 801525.376 | 751399.4461 | 697873.2954 | 561150.4752 | 1865125.6801 | 2108083.4492 | 2216688.4451 | 1833402.2116 | 1613032.7614 | 1296234.375 | 915604.3826 | 494599.2499
Scenario 1: Reference | SCE | Com | WaterHeat | Com - Office (Large) | Program Administrator Cost Test | Energy Efficiency | 1561.6859 | 1999.351 | 2540.2245 | 3212.5716 | 4079.3148 | 5150.9479 | 6379.0766 | 7797.5367 | 9483.6506 | 11482.2903 | 13995.7162 | 16958.8324 | 20527.1875
Scenario 1: Reference | SCE | Com | WaterHeat | Com - Office (Large) | Program Administrator Cost Test | Fuel Substitution | 2158143.9739 | 2230653.0554 | 2346842.5565 | 2480178.1446 | 2624469.7043 | 1235521.7427 | 1590347.7473 | 1906953.5699 | 2149923.4619 | 2309589.078 | 2420763.0625 | 2477030.9821 | 2499922.7351
Scenario 1: Reference | SCE | Com | WaterHeat | Com - Office (Large) | Rate Impact Measure Test | Energy Efficiency | 1561.6859 | 1999.351 | 2540.2245 | 3212.5716 | 4079.3148 | 5150.9479 | 6379.0766 | 7797.5367 | 9483.6506 | 11482.2903 | 13995.7162 | 16958.8324 | 20527.1875
Scenario 1: Reference | SCE | Com | WaterHeat | Com - Office (Large) | Rate Impact Measure Test | Fuel Substitution | 2795150.3713 | 2820238.6136 | 2893554.771 | 2981185.1447 | 3080166.5688 | 1235521.7427 | 1590347.7473 | 1906953.5699 | 2149923.4619 | 2309589.078 | 2420763.0625 | 2477030.9821 | 2499922.7351
Scenario 1: Reference | SCE | Com | WaterHeat | Com - Office (Large) | Total Resource Cost Test | Energy Efficiency | 1821.045 | 2313.3263 | 2918.3964 | 3667.0834 | 4625.6993 | 5806.577 | 7163.316 | 8735.2035 | 9483.6506 | 11482.2903 | 13995.7162 | 16958.8324 | 20527.1875
Scenario 1: Reference | SCE | Com | WaterHeat | Com - Office (Large) | Total Resource Cost Test | Fuel Substitution | 2907452.6582 | 2965658.3127 | 3031833.1157 | 3111476.3467 | 3118813.0484 | 1470519.6074 | 1860400.127 | 2206687.3849 | 2149923.4619 | 2309589.078 | 2420763.0625 | 2477030.9821 | 2499922.7351
Scenario 1: Reference | SCE | Com | WaterHeat | Com - Office (Small) | Participant Cost Test | Energy Efficiency | 1191.2439 | 1375.4647 | 1570.3629 | 1772.3734 | 1345.0645 | 6239.7451 | 2291.1229 | 2505.9484 | 2535.1338 | 2546.7175 | 2398.0768 | 2014.5064 | 1299.4324
Scenario 1: Reference | SCE | Com | WaterHeat | Com - Office (Small) | Participant Cost Test | Fuel Substitution | 59572.9588 | 58392.1992 | 57204.5893 | 56148.2918 | 47991.2483 | 381802.3851 | 431429.1999 | 451196.8872 | 415267.3456 | 365280.8107 | 293715.098 | 207841.7185 | 112754.0865
Scenario 1: Reference | SCE | Com | WaterHeat | Com - Office (Small) | Program Administrator Cost Test | Energy Efficiency | 347.5309 | 442.4058 | 560.5459 | 707.256 | 607.4879 | 3213.023 | 1342.5215 | 1681.1967 | 2082.5799 | 2555.6208 | 3142.3802 | 3834.7705 | 4663.9439
Scenario 1: Reference | SCE | Com | WaterHeat | Com - Office (Small) | Program Administrator Cost Test | Fuel Substitution | 544438.2778 | 562209.2265 | 580861.319 | 600959.0305 | 541421.5472 | 280486.3189 | 360675.8643 | 431846.0897 | 486340.8521 | 522205.7365 | 547411.5852 | 560630.6733 | 566771.6553
Scenario 1: Reference | SCE | Com | WaterHeat | Com - Office (Small) | Rate Impact Measure Test | Energy Efficiency | 347.5309 | 442.4058 | 560.5459 | 707.256 | 607.4879 | 3213.023 | 1342.5215 | 1681.1967 | 2082.5799 | 2555.6208 | 3142.3802 | 3834.7705 | 4663.9439
Scenario 1: Reference | SCE | Com | WaterHeat | Com - Office (Small) | Rate Impact Measure Test | Fuel Substitution | 710400.4811 | 715763.6688 | 720709.3228 | 726441.7849 | 638606.959 | 280486.3189 | 360675.8643 | 431846.0897 | 486340.8521 | 522205.7365 | 547411.5852 | 560630.6733 | 566771.6553
Scenario 1: Reference | SCE | Com | WaterHeat | Com - Office (Small) | Total Resource Cost Test | Energy Efficiency | 374.1389 | 474.4343 | 599.0173 | 753.3855 | 644.9988 | 3401.5591 | 1418.6105 | 1774.3974 | 2082.5799 | 2555.6208 | 3142.3802 | 3834.7705 | 4663.9439
Scenario 1: Reference | SCE | Com | WaterHeat | Com - Office (Small) | Total Resource Cost Test | Fuel Substitution | 586987.8698 | 603915.7616 | 621706.2898 | 641049.9003 | 575692.5254 | 291908.4604 | 374863.9219 | 448463.2699 | 486340.8521 | 522205.7365 | 547411.5852 | 560630.6733 | 566771.6553
Scenario 1: Reference | SCE | Com | WaterHeat | Com - Other | Participant Cost Test | Energy Efficiency | 77423.7949 | 89807.9781 | 103067.703 | 116949.3476 | 131458.1008 | 146063.4266 | 160130.7368 | 172199.33 | 162910.7323 | 162202.8693 | 151817.5243 | 126813.5937 | 80845.3516
Scenario 1: Reference | SCE | Com | WaterHeat | Com - Other | Participant Cost Test | Fuel Substitution | 14776498.5497 | 14523116.9745 | 13330603.477 | 12302946.6929 | 10650511.6131 | 30771860.7364 | 34586842.9862 | 36328492.4708 | 28994799.1709 | 25557599.8447 | 20579756.5742 | 14555955.0461 | 7839002.0158
Scenario 1: Reference | SCE | Com | WaterHeat | Com - Other | Program Administrator Cost Test | Energy Efficiency | 21953.6079 | 28043.3581 | 35665.0273 | 45157.1352 | 57320.9835 | 72410.511 | 90010.9824 | 110293.8653 | 134644.9324 | 163986.7161 | 200877.2532 | 244835.7322 | 298073.8741
Scenario 1: Reference | SCE | Com | WaterHeat | Com - Other | Program Administrator Cost Test | Fuel Substitution | 42040651.4977 | 43482880.6144 | 45009301.6673 | 46671598.4453 | 48157326.2418 | 19710994.1482 | 25238848.3322 | 30234596.3242 | 34134884.8493 | 36767364.9276 | 38666738.7405 | 39723479.6497 | 40274391.7893
Scenario 1: Reference | SCE | Com | WaterHeat | Com - Other | Rate Impact Measure Test | Energy Efficiency | 21953.6079 | 28043.3581 | 35665.0273 | 45157.1352 | 57320.9835 | 72410.511 | 90010.9824 | 110293.8653 | 134644.9324 | 163986.7161 | 200877.2532 | 244835.7322 | 298073.8741
Scenario 1: Reference | SCE | Com | WaterHeat | Com - Other | Rate Impact Measure Test | Fuel Substitution | 54855211.0847 | 55364641.0376 | 55855529.4405 | 56428564.7044 | 56826509.1119 | 19710994.1482 | 25238848.3322 | 30234596.3242 | 34134884.8493 | 36767364.9276 | 38666738.7405 | 39723479.6497 | 40274391.7893
Scenario 1: Reference | SCE | Com | WaterHeat | Com - Other | Total Resource Cost Test | Energy Efficiency | 26001.8639 | 32933.154 | 41560.4371 | 52250.8367 | 65845.6814 | 82644.0746 | 102297.8323 | 125020.269 | 134644.9324 | 163986.7161 | 200877.2532 | 244835.7322 | 298073.8741
Scenario 1: Reference | SCE | Com | WaterHeat | Com - Other | Total Resource Cost Test | Fuel Substitution | 55513485.0076 | 56719113.9923 | 57073736.8162 | 57727853.2987 | 57588054.906 | 24554165.7544 | 30749722.125 | 36276597.4296 | 34134884.8493 | 36767364.9276 | 38666738.7405 | 39723479.6497 | 40274391.7893
Scenario 1: Reference | SCE | Com | WaterHeat | Com - Refrig. Warehouse | Participant Cost Test | Energy Efficiency | 966.0338 | 444.9637 | 517.3136 | 588.6007 | 661.9707 | 734.2842 | 800.9512 | 854.0463 | 870.9007 | 865.7309 | 807.4508 | 671.9119 | 423.7016
Scenario 1: Reference | SCE | Com | WaterHeat | Com - Refrig. Warehouse | Participant Cost Test | Fuel Substitution | 2651.6468 | 2617.1765 | 2332.685 | 2573.2571 | 2588.6204 | 30966.5266 | 35161.9178 | 36944.728 | 34971.0217 | 30857.8569 | 24816.7668 | 17481.2032 | 9293.4387
Scenario 1: Reference | SCE | Com | WaterHeat | Com - Refrig. Warehouse | Program Administrator Cost Test | Energy Efficiency | 286.9956 | 145.8696 | 188.4137 | 239.9873 | 305.9897 | 387.7869 | 482.6461 | 591.3313 | 722.8325 | 879.785 | 1075.6052 | 1310.0963 | 1592.0566
Scenario 1: Reference | SCE | Com | WaterHeat | Com - Refrig. Warehouse | Program Administrator Cost Test | Fuel Substitution | 48911.2086 | 50592.4273 | 47249.4456 | 54503.7355 | 57537.922 | 23368.1599 | 30278.3146 | 36555.5431 | 41466.8296 | 44778.6419 | 47146.9708 | 48465.6465 | 49161.9465
Scenario 1: Reference | SCE | Com | WaterHeat | Com - Refrig. Warehouse | Rate Impact Measure Test | Energy Efficiency | 286.9956 | 145.8696 | 188.4137 | 239.9873 | 305.9897 | 387.7869 | 482.6461 | 591.3313 | 722.8325 | 879.785 | 1075.6052 | 1310.0963 | 1592.0566
Scenario 1: Reference | SCE | Com | WaterHeat | Com - Refrig. Warehouse | Rate Impact Measure Test | Fuel Substitution | 61304.2806 | 62064.6531 | 56663.1839 | 63810.3651 | 65977.7126 | 23368.1599 | 30278.3146 | 36555.5431 | 41466.8296 | 44778.6419 | 47146.9708 | 48465.6465 | 49161.9465
Scenario 1: Reference | SCE | Com | WaterHeat | Com - Refrig. Warehouse | Total Resource Cost Test | Energy Efficiency | 295.5592 | 149.9853 | 193.4534 | 246.0876 | 313.3533 | 396.6552 | 493.3071 | 604.1073 | 722.8325 | 879.785 | 1075.6052 | 1310.0963 | 1592.0566
Scenario 1: Reference | SCE | Com | WaterHeat | Com - Refrig. Warehouse | Total Resource Cost Test | Fuel Substitution | 50370.6453 | 52025.1611 | 48519.1628 | 55893.8872 | 58929.2715 | 23739.0327 | 30742.5115 | 37103.7522 | 41466.8296 | 44778.6419 | 47146.9708 | 48465.6465 | 49161.9465
Scenario 1: Reference | SCE | Com | WaterHeat | Com - Restaurant | Participant Cost Test | Energy Efficiency | 22360.4343 | 25954.8203 | 29774.2625 | 33760.2316 | 37914.2681 | 41926.9953 | 45591.4857 | 48624.8493 | 49583.1676 | 49307.2409 | 46114.381 | 38521.0529 | 24673.5306
Scenario 1: Reference | SCE | Com | WaterHeat | Com - Restaurant | Participant Cost Test | Fuel Substitution | 1835931.6247 | 1804696.561 | 1789045.755 | 1797149.3623 | 1810874.8057 | 23779817.4371 | 26752432.2159 | 27904775.4696 | 26311458.4599 | 23196805.0619 | 18700402.3457 | 13261890.9062 | 7192040.7683
Scenario 1: Reference | SCE | Com | WaterHeat | Com - Restaurant | Program Administrator Cost Test | Energy Efficiency | 6620.6933 | 8478.2163 | 10802.6366 | 13707.5743 | 17445.6179 | 22030.5242 | 27317.171 | 33448.4054 | 40829.0523 | 49624.0981 | 60656.8147 | 73733.5011 | 89488.2317
Scenario 1: Reference | SCE | Com | WaterHeat | Com - Restaurant | Program Administrator Cost Test | Fuel Substitution | 29754772.2197 | 30814292.9005 | 32189858.647 | 34085986.9453 | 36217027.9066 | 17818617.2404 | 22857929.6779 | 27369658.8652 | 30875847.722 | 33242696.6331 | 34962868.0381 | 35936207.4753 | 36461580.7091
Scenario 1: Reference | SCE | Com | WaterHeat | Com - Restaurant | Rate Impact Measure Test | Energy Efficiency | 6620.6933 | 8478.2163 | 10802.6366 | 13707.5743 | 17445.6179 | 22030.5242 | 27317.171 | 33448.4054 | 40829.0523 | 49624.0981 | 60656.8147 | 73733.5011 | 89488.2317
Scenario 1: Reference | SCE | Com | WaterHeat | Com - Restaurant | Rate Impact Measure Test | Fuel Substitution | 37617365.5867 | 38094301.7168 | 38873081.628 | 40201207.3033 | 41782745.5832 | 17818617.2404 | 22857929.6779 | 27369658.8652 | 30875847.722 | 33242696.6331 | 34962868.0381 | 35936207.4753 | 36461580.7091
Scenario 1: Reference | SCE | Com | WaterHeat | Com - Restaurant | Total Resource Cost Test | Energy Efficiency | 6817.1711 | 8716.1265 | 11090.0116 | 14054.1155 | 17863.1592 | 22531.5936 | 27917.2778 | 34167.1399 | 40829.0523 | 49624.0981 | 60656.8147 | 73733.5011 | 89488.2317
Scenario 1: Reference | SCE | Com | WaterHeat | Com - Restaurant | Total Resource Cost Test | Fuel Substitution | 30641695.5988 | 31686137.1225 | 33054153.2011 | 34954213.4415 | 37091901.0586 | 18099873.4664 | 23206455.5724 | 27777874.8609 | 30875847.722 | 33242696.6331 | 34962868.0381 | 35936207.4753 | 36461580.7091
Scenario 1: Reference | SCE | Com | WaterHeat | Com - Retail | Participant Cost Test | Energy Efficiency | 5305.4413 | 6330.1133 | 7251.5887 | 8236.5733 | 9292.3555 | 10370.9449 | 11429.1012 | 12429.0885 | 9753.8542 | 9671.1228 | 9019.5132 | 7512.4633 | 4797.9433
Scenario 1: Reference | SCE | Com | WaterHeat | Com - Retail | Participant Cost Test | Fuel Substitution | 164315.3823 | 161341.4457 | 265350.9863 | 325306.611 | 399670.3837 | 1395043.9552 | 1569305.2999 | 1664119.2121 | 974945.1308 | 858798.8193 | 691579.984 | 489809.9784 | 265249.5594
Scenario 1: Reference | SCE | Com | WaterHeat | Com - Retail | Program Administrator Cost Test | Energy Efficiency | 1348.4668 | 1737.2878 | 2194.2893 | 2764.3814 | 3498.9491 | 4402.6755 | 5437.7169 | 6633.1686 | 8031.3721 | 9732.6789 | 11862.9269 | 14378.0104 | 17397.7905
Scenario 1: Reference | SCE | Com | WaterHeat | Com - Retail | Program Administrator Cost Test | Fuel Substitution | 1212660.6365 | 1254507.613 | 1298409.3125 | 1345611.0035 | 1387201.5263 | 664989.5048 | 849185.8934 | 1015020.7343 | 1144053.9473 | 1230688.6669 | 1292949.0746 | 1327169.7768 | 1344560.6298
Scenario 1: Reference | SCE | Com | WaterHeat | Com - Retail | Rate Impact Measure Test | Energy Efficiency | 1348.4668 | 1737.2878 | 2194.2893 | 2764.3814 | 3498.9491 | 4402.6755 | 5437.7169 | 6633.1686 | 8031.3721 | 9732.6789 | 11862.9269 | 14378.0104 | 17397.7905
Scenario 1: Reference | SCE | Com | WaterHeat | Com - Retail | Rate Impact Measure Test | Fuel Substitution | 1601276.0851 | 1614908.4548 | 1627509.9871 | 1641778.6997 | 1650049.9113 | 664989.5048 | 849185.8934 | 1015020.7343 | 1144053.9473 | 1230688.6669 | 1292949.0746 | 1327169.7768 | 1344560.6298
Scenario 1: Reference | SCE | Com | WaterHeat | Com - Retail | Total Resource Cost Test | Energy Efficiency | 2139.5762 | 2753.3221 | 3403.6125 | 4203.2866 | 5211.4217 | 6437.2145 | 7851.865 | 9500.6161 | 8031.3721 | 9732.6789 | 11862.9269 | 14378.0104 | 17397.7905
Scenario 1: Reference | SCE | Com | WaterHeat | Com - Retail | Total Resource Cost Test | Fuel Substitution | 1339351.5023 | 1378903.2699 | 1527471.9043 | 1635238.7285 | 1751988.2656 | 1183062.4243 | 1437561.9172 | 1659400.9119 | 1144053.9473 | 1230688.6669 | 1292949.0746 | 1327169.7768 | 1344560.6298
Scenario 1: Reference | SCE | Com | WaterHeat | Com - School | Participant Cost Test | Energy Efficiency | 5405.756 | 6298.7249 | 7250.6587 | 8239.9481 | 9259.6901 | 10293.9245 | 11266.6396 | 12129.3329 | 11014.1214 | 10951.6578 | 10243.0276 | 8594.4231 | 5576.2241
Scenario 1: Reference | SCE | Com | WaterHeat | Com - School | Participant Cost Test | Fuel Substitution | 407695.1763 | 401052.6576 | 400520.1842 | 443608.9128 | 1025388.8906 | 5365950.2881 | 6037243.6606 | 6342280.4138 | 4670325.5319 | 4101483.4816 | 3295439.1269 | 2332945.0761 | 1269898.1473
Scenario 1: Reference | SCE | Com | WaterHeat | Com - School | Program Administrator Cost Test | Energy Efficiency | 1487.8066 | 1906.6008 | 2428.146 | 3072.8357 | 3889.8561 | 4901.4033 | 6059.0122 | 7394.7962 | 9003.3535 | 10923.6706 | 13317.0847 | 16174.5485 | 19589.6254
Scenario 1: Reference | SCE | Com | WaterHeat | Com - School | Program Administrator Cost Test | Fuel Substitution | 5658544.9699 | 5865117.9873 | 6173994.0635 | 6527792.13 | 6907518.2116 | 3176117.3401 | 4069251.4789 | 4855055.9883 | 5451866.5854 | 5841538.5795 | 6113887.5394 | 6254117.2674 | 6315313.3425
Scenario 1: Reference | SCE | Com | WaterHeat | Com - School | Rate Impact Measure Test | Energy Efficiency | 1487.8066 | 1906.6008 | 2428.146 | 3072.8357 | 3889.8561 | 4901.4033 | 6059.0122 | 7394.7962 | 9003.3535 | 10923.6706 | 13317.0847 | 16174.5485 | 19589.6254
Scenario 1: Reference | SCE | Com | WaterHeat | Com - School | Rate Impact Measure Test | Fuel Substitution | 7213119.187 | 7306723.2746 | 7509353.368 | 7749525.438 | 8016436.8817 | 3176117.3401 | 4069251.4789 | 4855055.9883 | 5451866.5854 | 5841538.5795 | 6113887.5394 | 6254117.2674 | 6315313.3425
Scenario 1: Reference | SCE | Com | WaterHeat | Com - School | Total Resource Cost Test | Energy Efficiency | 1896.8738 | 2402.2867 | 3026.6022 | 3792.5696 | 4752.4075 | 5934.2404 | 7292.2107 | 8866.9652 | 9003.3535 | 10923.6706 | 13317.0847 | 16174.5485 | 19589.6254
Scenario 1: Reference | SCE | Com | WaterHeat | Com - School | Total Resource Cost Test | Fuel Substitution | 5886680.5363 | 6089515.9925 | 6398057.7884 | 6794420.4564 | 7755310.7485 | 4337411.4436 | 5386288.9735 | 6297195.2828 | 5451866.5854 | 5841538.5795 | 6113887.5394 | 6254117.2674 | 6315313.3425
Scenario 1: Reference | SCE | Com | WaterHeat | Com - Warehouse | Participant Cost Test | Energy Efficiency | 1049.4513 | 1215.6779 | 1392.6027 | 1582.731 | 1788.3223 | 1996.2802 | 2198.9563 | 2638.9577 | 1964.3054 | 1947.238 | 1815.3476 | 1510.7552 | 963.4341
Scenario 1: Reference | SCE | Com | WaterHeat | Com - Warehouse | Participant Cost Test | Fuel Substitution | 13454.2777 | 13194.2273 | 22018.4957 | 25952.9783 | 31262.3222 | 104340.3966 | 117188.1575 | 123911.6006 | 76841.2056 | 67656.137 | 54450.9352 | 38534.0273 | 20833.6814
Scenario 1: Reference | SCE | Com | WaterHeat | Com - Warehouse | Program Administrator Cost Test | Energy Efficiency | 272.815 | 346.8236 | 438.3496 | 552.8833 | 700.8217 | 882.2307 | 1090.5883 | 1382.4304 | 1619.1066 | 1962.1392 | 2391.6198 | 2898.4452 | 3509.6672
Scenario 1: Reference | SCE | Com | WaterHeat | Com - Warehouse | Program Administrator Cost Test | Fuel Substitution | 126920.7346 | 131216.4859 | 135768.1554 | 140752.6987 | 146235.6863 | 52567.3513 | 67040.4875 | 80090.8712 | 90246.3829 | 97054.5077 | 101936.7917 | 104614.7186 | 105994.1186
Scenario 1: Reference | SCE | Com | WaterHeat | Com - Warehouse | Rate Impact Measure Test | Energy Efficiency | 272.815 | 346.8236 | 438.3496 | 552.8833 | 700.8217 | 882.2307 | 1090.5883 | 1382.4304 | 1619.1066 | 1962.1392 | 2391.6198 | 2898.4452 | 3509.6672
Scenario 1: Reference | SCE | Com | WaterHeat | Com - Warehouse | Rate Impact Measure Test | Fuel Substitution | 163292.7385 | 164918.4859 | 166500.188 | 168361.9907 | 170870.3943 | 52567.3513 | 67040.4875 | 80090.8712 | 90246.3829 | 97054.5077 | 101936.7917 | 104614.7186 | 105994.1186
Scenario 1: Reference | SCE | Com | WaterHeat | Com - Warehouse | Total Resource Cost Test | Energy Efficiency | 409.3634 | 510.9677 | 635.0242 | 788.6249 | 983.7192 | 1220.6565 | 1494.6633 | 1948.9109 | 1619.1066 | 1962.1392 | 2391.6198 | 2898.4452 | 3509.6672
Scenario 1: Reference | SCE | Com | WaterHeat | Com - Warehouse | Total Resource Cost Test | Fuel Substitution | 136370.7075 | 140481.9147 | 153929.5646 | 162912.552 | 173760.7674 | 87622.0021 | 106836.1661 | 123597.372 | 90246.3829 | 97054.5077 | 101936.7917 | 104614.7186 | 105994.1186
Scenario 1: Reference | SCE | Com | WholeBlg | Com - College | Participant Cost Test | Energy Efficiency | 448428.0735 | 482547.364 | 520481.715 | 561949.1258 | 614229.9151 | 673630.3856 | 725958.3744 | 760197.8084 | 794945.537 | 831655.6335 | 863776.7487 | 882254.9967 | 900513.7822
Scenario 1: Reference | SCE | Com | WholeBlg | Com - College | Program Administrator Cost Test | Energy Efficiency | 448428.0735 | 482547.364 | 520481.715 | 561949.1258 | 614229.9151 | 673630.3856 | 725958.3744 | 760197.8084 | 794945.537 | 831655.6335 | 863776.7487 | 882254.9967 | 900513.7822
Scenario 1: Reference | SCE | Com | WholeBlg | Com - College | Rate Impact Measure Test | Energy Efficiency | 448428.0735 | 482547.364 | 520481.715 | 561949.1258 | 614229.9151 | 673630.3856 | 725958.3744 | 760197.8084 | 794945.537 | 831655.6335 | 863776.7487 | 882254.9967 | 900513.7822
Scenario 1: Reference | SCE | Com | WholeBlg | Com - College | Total Resource Cost Test | Energy Efficiency | 448428.0735 | 482547.364 | 520481.715 | 561949.1258 | 614229.9151 | 673630.3856 | 725958.3744 | 760197.8084 | 794945.537 | 831655.6335 | 863776.7487 | 882254.9967 | 900513.7822
Scenario 1: Reference | SCE | Com | WholeBlg | Com - Grocery | Participant Cost Test | Energy Efficiency | 1537577.7051 | 1655988.5048 | 1789705.8705 | 1933486.2057 | 2116198.5307 | 2322488.9545 | 2494737.5872 | 2608937.4623 | 2726618.5985 | 2844701.018 | 2954600.3677 | 3016182.2776 | 2996948.6572
Scenario 1: Reference | SCE | Com | WholeBlg | Com - Grocery | Program Administrator Cost Test | Energy Efficiency | 1537577.7051 | 1655988.5048 | 1789705.8705 | 1933486.2057 | 2116198.5307 | 2322488.9545 | 2494737.5872 | 2608937.4623 | 2726618.5985 | 2844701.018 | 2954600.3677 | 3016182.2776 | 2996948.6572
Scenario 1: Reference | SCE | Com | WholeBlg | Com - Grocery | Rate Impact Measure Test | Energy Efficiency | 1537577.7051 | 1655988.5048 | 1789705.8705 | 1933486.2057 | 2116198.5307 | 2322488.9545 | 2494737.5872 | 2608937.4623 | 2726618.5985 | 2844701.018 | 2954600.3677 | 3016182.2776 | 2996948.6572
Scenario 1: Reference | SCE | Com | WholeBlg | Com - Grocery | Total Resource Cost Test | Energy Efficiency | 1537577.7051 | 1655988.5048 | 1789705.8705 | 1933486.2057 | 2116198.5307 | 2322488.9545 | 2494737.5872 | 2608937.4623 | 2726618.5985 | 2844701.018 | 2954600.3677 | 3016182.2776 | 2996948.6572
Scenario 1: Reference | SCE | Com | WholeBlg | Com - Health | Participant Cost Test | Energy Efficiency | 1466040.3578 | 1584895.6558 | 1717027.7615 | 1860402.4904 | 2041245.6394 | 2244968.2721 | 2424012.4173 | 2543077.2358 | 2664591.2214 | 2790144.378 | 2904577.8188 | 2970954.5682 | 3034980.5207
Scenario 1: Reference | SCE | Com | WholeBlg | Com - Health | Program Administrator Cost Test | Energy Efficiency | 1466040.3578 | 1584895.6558 | 1717027.7615 | 1860402.4904 | 2041245.6394 | 2244968.2721 | 2424012.4173 | 2543077.2358 | 2664591.2214 | 2790144.378 | 2904577.8188 | 2970954.5682 | 3034980.5207
Scenario 1: Reference | SCE | Com | WholeBlg | Com - Health | Rate Impact Measure Test | Energy Efficiency | 1466040.3578 | 1584895.6558 | 1717027.7615 | 1860402.4904 | 2041245.6394 | 2244968.2721 | 2424012.4173 | 2543077.2358 | 2664591.2214 | 2790144.378 | 2904577.8188 | 2970954.5682 | 3034980.5207
Scenario 1: Reference | SCE | Com | WholeBlg | Com - Health | Total Resource Cost Test | Energy Efficiency | 1466040.3578 | 1584895.6558 | 1717027.7615 | 1860402.4904 | 2041245.6394 | 2244968.2721 | 2424012.4173 | 2543077.2358 | 2664591.2214 | 2790144.378 | 2904577.8188 | 2970954.5682 | 3034980.5207
Scenario 1: Reference | SCE | Com | WholeBlg | Com - Lodging | Participant Cost Test | Energy Efficiency | 693485.2154 | 747415.3732 | 806414.6879 | 871615.0282 | 953954.1866 | 1046791.7825 | 1127935.9439 | 1181364.3753 | 1235582.8987 | 1292143.7048 | 1343136.7541 | 1371453.721 | 1392737.7002
Scenario 1: Reference | SCE | Com | WholeBlg | Com - Lodging | Program Administrator Cost Test | Energy Efficiency | 693485.2154 | 747415.3732 | 806414.6879 | 871615.0282 | 953954.1866 | 1046791.7825 | 1127935.9439 | 1181364.3753 | 1235582.8987 | 1292143.7048 | 1343136.7541 | 1371453.721 | 1392737.7002
Scenario 1: Reference | SCE | Com | WholeBlg | Com - Lodging | Rate Impact Measure Test | Energy Efficiency | 693485.2154 | 747415.3732 | 806414.6879 | 871615.0282 | 953954.1866 | 1046791.7825 | 1127935.9439 | 1181364.3753 | 1235582.8987 | 1292143.7048 | 1343136.7541 | 1371453.721 | 1392737.7002
Scenario 1: Reference | SCE | Com | WholeBlg | Com - Lodging | Total Resource Cost Test | Energy Efficiency | 693485.2154 | 747415.3732 | 806414.6879 | 871615.0282 | 953954.1866 | 1046791.7825 | 1127935.9439 | 1181364.3753 | 1235582.8987 | 1292143.7048 | 1343136.7541 | 1371453.721 | 1392737.7002
Scenario 1: Reference | SCE | Com | WholeBlg | Com - Office (Large) | Participant Cost Test | Energy Efficiency | 2917755.2794 | 3118882.3104 | 3340736.762 | 3577415.5147 | 3879729.5999 | 4218898.7408 | 4507075.0943 | 4678176.4033 | 4848935.2589 | 5024166.0316 | 5174089.2355 | 5237241.7571 | 5363632.9892
Scenario 1: Reference | SCE | Com | WholeBlg | Com - Office (Large) | Program Administrator Cost Test | Energy Efficiency | 2917755.2794 | 3118882.3104 | 3340736.762 | 3577415.5147 | 3879729.5999 | 4218898.7408 | 4507075.0943 | 4678176.4033 | 4848935.2589 | 5024166.0316 | 5174089.2355 | 5237241.7571 | 5363632.9892
Scenario 1: Reference | SCE | Com | WholeBlg | Com - Office (Large) | Rate Impact Measure Test | Energy Efficiency | 2917755.2794 | 3118882.3104 | 3340736.762 | 3577415.5147 | 3879729.5999 | 4218898.7408 | 4507075.0943 | 4678176.4033 | 4848935.2589 | 5024166.0316 | 5174089.2355 | 5237241.7571 | 5363632.9892
Scenario 1: Reference | SCE | Com | WholeBlg | Com - Office (Large) | Total Resource Cost Test | Energy Efficiency | 2917755.2794 | 3118882.3104 | 3340736.762 | 3577415.5147 | 3879729.5999 | 4218898.7408 | 4507075.0943 | 4678176.4033 | 4848935.2589 | 5024166.0316 | 5174089.2355 | 5237241.7571 | 5363632.9892
Scenario 1: Reference | SCE | Com | WholeBlg | Com - Office (Small) | Participant Cost Test | Energy Efficiency | 512221.5634 | 549000.138 | 590007.0622 | 634043.4436 | 690063.9208 | 752983.1903 | 806165.7702 | 839139.4074 | 872469.7979 | 907164.7661 | 937141.7548 | 951558.077 | 965079.2832
Scenario 1: Reference | SCE | Com | WholeBlg | Com - Office (Small) | Program Administrator Cost Test | Energy Efficiency | 512221.5634 | 549000.138 | 590007.0622 | 634043.4436 | 690063.9208 | 752983.1903 | 806165.7702 | 839139.4074 | 872469.7979 | 907164.7661 | 937141.7548 | 951558.077 | 965079.2832
Scenario 1: Reference | SCE | Com | WholeBlg | Com - Office (Small) | Rate Impact Measure Test | Energy Efficiency | 512221.5634 | 549000.138 | 590007.0622 | 634043.4436 | 690063.9208 | 752983.1903 | 806165.7702 | 839139.4074 | 872469.7979 | 907164.7661 | 937141.7548 | 951558.077 | 965079.2832
Scenario 1: Reference | SCE | Com | WholeBlg | Com - Office (Small) | Total Resource Cost Test | Energy Efficiency | 512221.5634 | 549000.138 | 590007.0622 | 634043.4436 | 690063.9208 | 752983.1903 | 806165.7702 | 839139.4074 | 872469.7979 | 907164.7661 | 937141.7548 | 951558.077 | 965079.2832
Scenario 1: Reference | SCE | Com | WholeBlg | Com - Other | Participant Cost Test | Energy Efficiency | 2228671.4488 | 2391776.3317 | 2570960.0119 | 2767523.0224 | 3016647.7425 | 3297007.9842 | 3541717.054 | 3696586.6305 | 3852864.6112 | 4014588.5908 | 4158155.6774 | 4231900.4309 | 4349051.9146
Scenario 1: Reference | SCE | Com | WholeBlg | Com - Other | Program Administrator Cost Test | Energy Efficiency | 2228671.4488 | 2391776.3317 | 2570960.0119 | 2767523.0224 | 3016647.7425 | 3297007.9842 | 3541717.054 | 3696586.6305 | 3852864.6112 | 4014588.5908 | 4158155.6774 | 4231900.4309 | 4349051.9146
Scenario 1: Reference | SCE | Com | WholeBlg | Com - Other | Rate Impact Measure Test | Energy Efficiency | 2228671.4488 | 2391776.3317 | 2570960.0119 | 2767523.0224 | 3016647.7425 | 3297007.9842 | 3541717.054 | 3696586.6305 | 3852864.6112 | 4014588.5908 | 4158155.6774 | 4231900.4309 | 4349051.9146
Scenario 1: Reference | SCE | Com | WholeBlg | Com - Other | Total Resource Cost Test | Energy Efficiency | 2228671.4488 | 2391776.3317 | 2570960.0119 | 2767523.0224 | 3016647.7425 | 3297007.9842 | 3541717.054 | 3696586.6305 | 3852864.6112 | 4014588.5908 | 4158155.6774 | 4231900.4309 | 4349051.9146
Scenario 1: Reference | SCE | Com | WholeBlg | Com - Refrig. Warehouse | Participant Cost Test | Energy Efficiency | 171484.4088 | 187172.4432 | 204714.4395 | 224334.7559 | 248746.0156 | 275865.3524 | 298963.029 | 315628.163 | 333002.8602 | 350339.168 | 367283.6947 | 378227.2356 | 374316.6212
Scenario 1: Reference | SCE | Com | WholeBlg | Com - Refrig. Warehouse | Program Administrator Cost Test | Energy Efficiency | 171484.4088 | 187172.4432 | 204714.4395 | 224334.7559 | 248746.0156 | 275865.3524 | 298963.029 | 315628.163 | 333002.8602 | 350339.168 | 367283.6947 | 378227.2356 | 374316.6212
Scenario 1: Reference | SCE | Com | WholeBlg | Com - Refrig. Warehouse | Rate Impact Measure Test | Energy Efficiency | 171484.4088 | 187172.4432 | 204714.4395 | 224334.7559 | 248746.0156 | 275865.3524 | 298963.029 | 315628.163 | 333002.8602 | 350339.168 | 367283.6947 | 378227.2356 | 374316.6212
Scenario 1: Reference | SCE | Com | WholeBlg | Com - Refrig. Warehouse | Total Resource Cost Test | Energy Efficiency | 171484.4088 | 187172.4432 | 204714.4395 | 224334.7559 | 248746.0156 | 275865.3524 | 298963.029 | 315628.163 | 333002.8602 | 350339.168 | 367283.6947 | 378227.2356 | 374316.6212
Scenario 1: Reference | SCE | Com | WholeBlg | Com - Restaurant | Participant Cost Test | Energy Efficiency | 1648147.0494 | 1797012.8266 | 1956966.0755 | 2126700.9318 | 2327470.6327 | 2534554.9589 | 2703868.8173 | 2816473.5722 | 2915996.5054 | 2995895.9855 | 3046705.125 | 3025731.2346 | 2908603.9351
Scenario 1: Reference | SCE | Com | WholeBlg | Com - Restaurant | Program Administrator Cost Test | Energy Efficiency | 1409740.3806 | 1542400.9766 | 1691224.0481 | 1857391.2846 | 2065528.2901 | 2298265.9683 | 2505922.9845 | 2667696.079 | 2837737.1502 | 3013520.4636 | 3189351.6032 | 3323967.8153 | 3405586.7789
Scenario 1: Reference | SCE | Com | WholeBlg | Com - Restaurant | Rate Impact Measure Test | Energy Efficiency | 1409740.3806 | 1542400.9766 | 1691224.0481 | 1857391.2846 | 2065528.2901 | 2298265.9683 | 2505922.9845 | 2667696.079 | 2837737.1502 | 3013520.4636 | 3189351.6032 | 3323967.8153 | 3405586.7789
Scenario 1: Reference | SCE | Com | WholeBlg | Com - Restaurant | Total Resource Cost Test | Energy Efficiency | 1409740.3806 | 1542400.9766 | 1691224.0481 | 1857391.2846 | 2065528.2901 | 2298265.9683 | 2505922.9845 | 2667696.079 | 2837737.1502 | 3013520.4636 | 3189351.6032 | 3323967.8153 | 3405586.7789
Scenario 1: Reference | SCE | Com | WholeBlg | Com - Retail | Participant Cost Test | Energy Efficiency | 3077687.837 | 3358441.398 | 3636730.2858 | 3925126.8105 | 4255551.3431 | 4580282.7364 | 4836790.5941 | 4995684.3227 | 5090824.7058 | 5115170.0209 | 5042660.9662 | 4803082.4284 | 4455497.0112
Scenario 1: Reference | SCE | Com | WholeBlg | Com - Retail | Program Administrator Cost Test | Energy Efficiency | 2237253.4151 | 2456470.0916 | 2697822.3664 | 2967678.9792 | 3309328.9875 | 3697381.0936 | 4061687.2292 | 4367127.8489 | 4687202.9486 | 5028372.854 | 5380287.6413 | 5681922.2692 | 6037658.5185
Scenario 1: Reference | SCE | Com | WholeBlg | Com - Retail | Rate Impact Measure Test | Energy Efficiency | 2237253.4151 | 2456470.0916 | 2697822.3664 | 2967678.9792 | 3309328.9875 | 3697381.0936 | 4061687.2292 | 4367127.8489 | 4687202.9486 | 5028372.854 | 5380287.6413 | 5681922.2692 | 6037658.5185
Scenario 1: Reference | SCE | Com | WholeBlg | Com - Retail | Total Resource Cost Test | Energy Efficiency | 2237253.4151 | 2456470.0916 | 2697822.3664 | 2967678.9792 | 3309328.9875 | 3697381.0936 | 4061687.2292 | 4367127.8489 | 4687202.9486 | 5028372.854 | 5380287.6413 | 5681922.2692 | 6037658.5185
Scenario 1: Reference | SCE | Com | WholeBlg | Com - School | Participant Cost Test | Energy Efficiency | 538758.7122 | 577242.5901 | 619486.438 | 665759.0094 | 724385.3073 | 790255.0785 | 847215.1454 | 882544.412 | 917775.3509 | 954224.6963 | 985459.9806 | 999962.859 | 1021696.0516
Scenario 1: Reference | SCE | Com | WholeBlg | Com - School | Program Administrator Cost Test | Energy Efficiency | 538758.7122 | 577242.5901 | 619486.438 | 665759.0094 | 724385.3073 | 790255.0785 | 847215.1454 | 882544.412 | 917775.3509 | 954224.6963 | 985459.9806 | 999962.859 | 1021696.0516
Scenario 1: Reference | SCE | Com | WholeBlg | Com - School | Rate Impact Measure Test | Energy Efficiency | 538758.7122 | 577242.5901 | 619486.438 | 665759.0094 | 724385.3073 | 790255.0785 | 847215.1454 | 882544.412 | 917775.3509 | 954224.6963 | 985459.9806 | 999962.859 | 1021696.0516
Scenario 1: Reference | SCE | Com | WholeBlg | Com - School | Total Resource Cost Test | Energy Efficiency | 538758.7122 | 577242.5901 | 619486.438 | 665759.0094 | 724385.3073 | 790255.0785 | 847215.1454 | 882544.412 | 917775.3509 | 954224.6963 | 985459.9806 | 999962.859 | 1021696.0516
Scenario 1: Reference | SCE | Com | WholeBlg | Com - Warehouse | Participant Cost Test | Energy Efficiency | 1171144.537 | 1277723.1013 | 1388753.6638 | 1511630.5811 | 1661442.3879 | 1814223.3636 | 1940501.6636 | 2024494.7582 | 2092513.4803 | 2147092.8147 | 2174358.6198 | 2145066.369 | 2093915.4919
Scenario 1: Reference | SCE | Com | WholeBlg | Com - Warehouse | Program Administrator Cost Test | Energy Efficiency | 1001836.8341 | 1093098.6345 | 1193903.9261 | 1309188.606 | 1457026.662 | 1622922.9958 | 1774187.7036 | 1893266.6734 | 2016324.4437 | 2148545.2578 | 2280152.1536 | 2383199.8919 | 2505080.8126
Scenario 1: Reference | SCE | Com | WholeBlg | Com - Warehouse | Rate Impact Measure Test | Energy Efficiency | 1001836.8341 | 1093098.6345 | 1193903.9261 | 1309188.606 | 1457026.662 | 1622922.9958 | 1774187.7036 | 1893266.6734 | 2016324.4437 | 2148545.2578 | 2280152.1536 | 2383199.8919 | 2505080.8126
Scenario 1: Reference | SCE | Com | WholeBlg | Com - Warehouse | Total Resource Cost Test | Energy Efficiency | 1001836.8341 | 1093098.6345 | 1193903.9261 | 1309188.606 | 1457026.662 | 1622922.9958 | 1774187.7036 | 1893266.6734 | 2016324.4437 | 2148545.2578 | 2280152.1536 | 2383199.8919 | 2505080.8126
Scenario 1: Reference | SCE | Ind | WholeBlg | Ind - All Other Industrial | Participant Cost Test | Energy Efficiency | 333547.744 | 347748.0019 | 368895.6999 | 390095.2454 | 417958.082 | 451075.9096 | 477391.924 | 488792.3838 | 499330.811 | 509282.1426 | 517163.4502 | 516000.646 | 515417.3881
Scenario 1: Reference | SCE | Ind | WholeBlg | Ind - All Other Industrial | Program Administrator Cost Test | Energy Efficiency | 333547.744 | 347748.0019 | 368895.6999 | 390095.2454 | 417958.082 | 451075.9096 | 477391.924 | 488792.3838 | 499330.811 | 509282.1426 | 517163.4502 | 516000.646 | 515417.3881
Scenario 1: Reference | SCE | Ind | WholeBlg | Ind - All Other Industrial | Rate Impact Measure Test | Energy Efficiency | 333547.744 | 347748.0019 | 368895.6999 | 390095.2454 | 417958.082 | 451075.9096 | 477391.924 | 488792.3838 | 499330.811 | 509282.1426 | 517163.4502 | 516000.646 | 515417.3881
Scenario 1: Reference | SCE | Ind | WholeBlg | Ind - All Other Industrial | Total Resource Cost Test | Energy Efficiency | 333547.744 | 347748.0019 | 368895.6999 | 390095.2454 | 417958.082 | 451075.9096 | 477391.924 | 488792.3838 | 499330.811 | 509282.1426 | 517163.4502 | 516000.646 | 515417.3881
Scenario 1: Reference | SCE | Ind | WholeBlg | Ind - Chemicals | Participant Cost Test | Energy Efficiency | 1009961.3985 | 1061876.9573 | 1135721.3965 | 1210201.3537 | 1306131.2353 | 1418632.5442 | 1509584.9036 | 1552614.9006 | 1593546.72 | 1632733.2869 | 1665101.0428 | 1667681.0668 | 1671537.28
Scenario 1: Reference | SCE | Ind | WholeBlg | Ind - Chemicals | Program Administrator Cost Test | Energy Efficiency | 1009961.3985 | 1061876.9573 | 1135721.3965 | 1210201.3537 | 1306131.2353 | 1418632.5442 | 1509584.9036 | 1552614.9006 | 1593546.72 | 1632733.2869 | 1665101.0428 | 1667681.0668 | 1671537.28
Scenario 1: Reference | SCE | Ind | WholeBlg | Ind - Chemicals | Rate Impact Measure Test | Energy Efficiency | 1009961.3985 | 1061876.9573 | 1135721.3965 | 1210201.3537 | 1306131.2353 | 1418632.5442 | 1509584.9036 | 1552614.9006 | 1593546.72 | 1632733.2869 | 1665101.0428 | 1667681.0668 | 1671537.28
Scenario 1: Reference | SCE | Ind | WholeBlg | Ind - Chemicals | Total Resource Cost Test | Energy Efficiency | 1009961.3985 | 1061876.9573 | 1135721.3965 | 1210201.3537 | 1306131.2353 | 1418632.5442 | 1509584.9036 | 1552614.9006 | 1593546.72 | 1632733.2869 | 1665101.0428 | 1667681.0668 | 1671537.28
Scenario 1: Reference | SCE | Ind | WholeBlg | Ind - Electronics | Participant Cost Test | Energy Efficiency | 496527.1762 | 518750.3674 | 551744.71 | 585089.5231 | 628664.0471 | 680564.1502 | 722554.5229 | 742182.5295 | 760558.1108 | 778002.4303 | 792198.8878 | 792394.0825 | 793348.9517
Scenario 1: Reference | SCE | Ind | WholeBlg | Ind - Electronics | Program Administrator Cost Test | Energy Efficiency | 496527.1762 | 518750.3674 | 551744.71 | 585089.5231 | 628664.0471 | 680564.1502 | 722554.5229 | 742182.5295 | 760558.1108 | 778002.4303 | 792198.8878 | 792394.0825 | 793348.9517
Scenario 1: Reference | SCE | Ind | WholeBlg | Ind - Electronics | Rate Impact Measure Test | Energy Efficiency | 496527.1762 | 518750.3674 | 551744.71 | 585089.5231 | 628664.0471 | 680564.1502 | 722554.5229 | 742182.5295 | 760558.1108 | 778002.4303 | 792198.8878 | 792394.0825 | 793348.9517
Scenario 1: Reference | SCE | Ind | WholeBlg | Ind - Electronics | Total Resource Cost Test | Energy Efficiency | 496527.1762 | 518750.3674 | 551744.71 | 585089.5231 | 628664.0471 | 680564.1502 | 722554.5229 | 742182.5295 | 760558.1108 | 778002.4303 | 792198.8878 | 792394.0825 | 793348.9517
Scenario 1: Reference | SCE | Ind | WholeBlg | Ind - Fabricated Metals | Participant Cost Test | Energy Efficiency | 686089.498 | 720996.863 | 771648.5282 | 820808.5706 | 883477.5171 | 956630.9718 | 1015091.1666 | 1041547.3996 | 1066105.2652 | 1089369.7203 | 1107807.8677 | 1106233.0684 | 1105324.7401
Scenario 1: Reference | SCE | Ind | WholeBlg | Ind - Fabricated Metals | Program Administrator Cost Test | Energy Efficiency | 686089.498 | 720996.863 | 771648.5282 | 820808.5706 | 883477.5171 | 956630.9718 | 1015091.1666 | 1041547.3996 | 1066105.2652 | 1089369.7203 | 1107807.8677 | 1106233.0684 | 1105324.7401
Scenario 1: Reference | SCE | Ind | WholeBlg | Ind - Fabricated Metals | Rate Impact Measure Test | Energy Efficiency | 686089.498 | 720996.863 | 771648.5282 | 820808.5706 | 883477.5171 | 956630.9718 | 1015091.1666 | 1041547.3996 | 1066105.2652 | 1089369.7203 | 1107807.8677 | 1106233.0684 | 1105324.7401
Scenario 1: Reference | SCE | Ind | WholeBlg | Ind - Fabricated Metals | Total Resource Cost Test | Energy Efficiency | 686089.498 | 720996.863 | 771648.5282 | 820808.5706 | 883477.5171 | 956630.9718 | 1015091.1666 | 1041547.3996 | 1066105.2652 | 1089369.7203 | 1107807.8677 | 1106233.0684 | 1105324.7401
Scenario 1: Reference | SCE | Ind | WholeBlg | Ind - Food | Participant Cost Test | Energy Efficiency | 1428160.9805 | 1484861.4366 | 1571446.8864 | 1658104.0958 | 1772741.518 | 1909665.034 | 2017911.8641 | 2062558.9075 | 2103421.1118 | 2141501.5229 | 2170428.8144 | 2160865.4142 | 2153530.1735
Scenario 1: Reference | SCE | Ind | WholeBlg | Ind - Food | Program Administrator Cost Test | Energy Efficiency | 1428160.9805 | 1484861.4366 | 1571446.8864 | 1658104.0958 | 1772741.518 | 1909665.034 | 2017911.8641 | 2062558.9075 | 2103421.1118 | 2141501.5229 | 2170428.8144 | 2160865.4142 | 2153530.1735
Scenario 1: Reference | SCE | Ind | WholeBlg | Ind - Food | Rate Impact Measure Test | Energy Efficiency | 1428160.9805 | 1484861.4366 | 1571446.8864 | 1658104.0958 | 1772741.518 | 1909665.034 | 2017911.8641 | 2062558.9075 | 2103421.1118 | 2141501.5229 | 2170428.8144 | 2160865.4142 | 2153530.1735
Scenario 1: Reference | SCE | Ind | WholeBlg | Ind - Food | Total Resource Cost Test | Energy Efficiency | 1428160.9805 | 1484861.4366 | 1571446.8864 | 1658104.0958 | 1772741.518 | 1909665.034 | 2017911.8641 | 2062558.9075 | 2103421.1118 | 2141501.5229 | 2170428.8144 | 2160865.4142 | 2153530.1735
Scenario 1: Reference | SCE | Ind | WholeBlg | Ind - Industrial Machinery | Participant Cost Test | Energy Efficiency | 214606.3157 | 225677.8813 | 241794.6551 | 257244.6535 | 276662.2643 | 299345.7458 | 317698.8229 | 326094.6306 | 333962.9222 | 341463.0264 | 347406.8842 | 347049.8936 | 346886.0717
Scenario 1: Reference | SCE | Ind | WholeBlg | Ind - Industrial Machinery | Program Administrator Cost Test | Energy Efficiency | 214606.3157 | 225677.8813 | 241794.6551 | 257244.6535 | 276662.2643 | 299345.7458 | 317698.8229 | 326094.6306 | 333962.9222 | 341463.0264 | 347406.8842 | 347049.8936 | 346886.0717
Scenario 1: Reference | SCE | Ind | WholeBlg | Ind - Industrial Machinery | Rate Impact Measure Test | Energy Efficiency | 214606.3157 | 225677.8813 | 241794.6551 | 257244.6535 | 276662.2643 | 299345.7458 | 317698.8229 | 326094.6306 | 333962.9222 | 341463.0264 | 347406.8842 | 347049.8936 | 346886.0717
Scenario 1: Reference | SCE | Ind | WholeBlg | Ind - Industrial Machinery | Total Resource Cost Test | Energy Efficiency | 214606.3157 | 225677.8813 | 241794.6551 | 257244.6535 | 276662.2643 | 299345.7458 | 317698.8229 | 326094.6306 | 333962.9222 | 341463.0264 | 347406.8842 | 347049.8936 | 346886.0717
Scenario 1: Reference | SCE | Ind | WholeBlg | Ind - Lumber & Furniture | Participant Cost Test | Energy Efficiency | 118223.4497 | 123193.1141 | 130689.5139 | 138215.5349 | 148133.965 | 159838.3528 | 169012.3149 | 172894.7052 | 176465.3063 | 179811.7325 | 182412.5287 | 181783.6263 | 181329.255
Scenario 1: Reference | SCE | Ind | WholeBlg | Ind - Lumber & Furniture | Program Administrator Cost Test | Energy Efficiency | 118223.4497 | 123193.1141 | 130689.5139 | 138215.5349 | 148133.965 | 159838.3528 | 169012.3149 | 172894.7052 | 176465.3063 | 179811.7325 | 182412.5287 | 181783.6263 | 181329.255
Scenario 1: Reference | SCE | Ind | WholeBlg | Ind - Lumber & Furniture | Rate Impact Measure Test | Energy Efficiency | 118223.4497 | 123193.1141 | 130689.5139 | 138215.5349 | 148133.965 | 159838.3528 | 169012.3149 | 172894.7052 | 176465.3063 | 179811.7325 | 182412.5287 | 181783.6263 | 181329.255
Scenario 1: Reference | SCE | Ind | WholeBlg | Ind - Lumber & Furniture | Total Resource Cost Test | Energy Efficiency | 118223.4497 | 123193.1141 | 130689.5139 | 138215.5349 | 148133.965 | 159838.3528 | 169012.3149 | 172894.7052 | 176465.3063 | 179811.7325 | 182412.5287 | 181783.6263 | 181329.255
Scenario 1: Reference | SCE | Ind | WholeBlg | Ind - Paper | Participant Cost Test | Energy Efficiency | 462919.2213 | 473949.3454 | 495038.7167 | 516940.2712 | 547578.9112 | 584261.3618 | 612400.092 | 621844.2506 | 631080.5585 | 640427.9078 | 647742.5816 | 644073.2787 | 641467.0088
Scenario 1: Reference | SCE | Ind | WholeBlg | Ind - Paper | Program Administrator Cost Test | Energy Efficiency | 462919.2213 | 473949.3454 | 495038.7167 | 516940.2712 | 547578.9112 | 584261.3618 | 612400.092 | 621844.2506 | 631080.5585 | 640427.9078 | 647742.5816 | 644073.2787 | 641467.0088
Scenario 1: Reference | SCE | Ind | WholeBlg | Ind - Paper | Rate Impact Measure Test | Energy Efficiency | 462919.2213 | 473949.3454 | 495038.7167 | 516940.2712 | 547578.9112 | 584261.3618 | 612400.092 | 621844.2506 | 631080.5585 | 640427.9078 | 647742.5816 | 644073.2787 | 641467.0088
Scenario 1: Reference | SCE | Ind | WholeBlg | Ind - Paper | Total Resource Cost Test | Energy Efficiency | 462919.2213 | 473949.3454 | 495038.7167 | 516940.2712 | 547578.9112 | 584261.3618 | 612400.092 | 621844.2506 | 631080.5585 | 640427.9078 | 647742.5816 | 644073.2787 | 641467.0088
Scenario 1: Reference | SCE | Ind | WholeBlg | Ind - Petroleum | Participant Cost Test | Energy Efficiency | 1772537.5069 | 1842402.3949 | 1949776.192 | 2057766.5649 | 2200655.2152 | 2371361.3175 | 2505944.1767 | 2561995.836 | 2613323.1535 | 2660979.5191 | 2697152.4494 | 2685634.36 | 2677021.2447
Scenario 1: Reference | SCE | Ind | WholeBlg | Ind - Petroleum | Program Administrator Cost Test | Energy Efficiency | 1772537.5069 | 1842402.3949 | 1949776.192 | 2057766.5649 | 2200655.2152 | 2371361.3175 | 2505944.1767 | 2561995.836 | 2613323.1535 | 2660979.5191 | 2697152.4494 | 2685634.36 | 2677021.2447
Scenario 1: Reference | SCE | Ind | WholeBlg | Ind - Petroleum | Rate Impact Measure Test | Energy Efficiency | 1772537.5069 | 1842402.3949 | 1949776.192 | 2057766.5649 | 2200655.2152 | 2371361.3175 | 2505944.1767 | 2561995.836 | 2613323.1535 | 2660979.5191 | 2697152.4494 | 2685634.36 | 2677021.2447
Scenario 1: Reference | SCE | Ind | WholeBlg | Ind - Petroleum | Total Resource Cost Test | Energy Efficiency | 1772537.5069 | 1842402.3949 | 1949776.192 | 2057766.5649 | 2200655.2152 | 2371361.3175 | 2505944.1767 | 2561995.836 | 2613323.1535 | 2660979.5191 | 2697152.4494 | 2685634.36 | 2677021.2447
Scenario 1: Reference | SCE | Ind | WholeBlg | Ind - Plastics | Participant Cost Test | Energy Efficiency | 813876.6916 | 848673.2031 | 900800.5777 | 953206.4331 | 1021972.3622 | 1103708.6789 | 1168456.5941 | 1196272.4309 | 1221994.9853 | 1246070.7621 | 1264815.9455 | 1261132.4131 | 1258703.2374
Scenario 1: Reference | SCE | Ind | WholeBlg | Ind - Plastics | Program Administrator Cost Test | Energy Efficiency | 813876.6916 | 848673.2031 | 900800.5777 | 953206.4331 | 1021972.3622 | 1103708.6789 | 1168456.5941 | 1196272.4309 | 1221994.9853 | 1246070.7621 | 1264815.9455 | 1261132.4131 | 1258703.2374
Scenario 1: Reference | SCE | Ind | WholeBlg | Ind - Plastics | Rate Impact Measure Test | Energy Efficiency | 813876.6916 | 848673.2031 | 900800.5777 | 953206.4331 | 1021972.3622 | 1103708.6789 | 1168456.5941 | 1196272.4309 | 1221994.9853 | 1246070.7621 | 1264815.9455 | 1261132.4131 | 1258703.2374
Scenario 1: Reference | SCE | Ind | WholeBlg | Ind - Plastics | Total Resource Cost Test | Energy Efficiency | 813876.6916 | 848673.2031 | 900800.5777 | 953206.4331 | 1021972.3622 | 1103708.6789 | 1168456.5941 | 1196272.4309 | 1221994.9853 | 1246070.7621 | 1264815.9455 | 1261132.4131 | 1258703.2374
Scenario 1: Reference | SCE | Ind | WholeBlg | Ind - Primary Metals | Participant Cost Test | Energy Efficiency | 386184.3554 | 407643.9643 | 438664.9254 | 469829.4289 | 508983.4295 | 554913.7953 | 593549.7061 | 614029.3916 | 633690.7439 | 652749.9044 | 668926.2735 | 673025.7014 | 677546.7336
Scenario 1: Reference | SCE | Ind | WholeBlg | Ind - Primary Metals | Program Administrator Cost Test | Energy Efficiency | 386184.3554 | 407643.9643 | 438664.9254 | 469829.4289 | 508983.4295 | 554913.7953 | 593549.7061 | 614029.3916 | 633690.7439 | 652749.9044 | 668926.2735 | 673025.7014 | 677546.7336
Scenario 1: Reference | SCE | Ind | WholeBlg | Ind - Primary Metals | Rate Impact Measure Test | Energy Efficiency | 386184.3554 | 407643.9643 | 438664.9254 | 469829.4289 | 508983.4295 | 554913.7953 | 593549.7061 | 614029.3916 | 633690.7439 | 652749.9044 | 668926.2735 | 673025.7014 | 677546.7336
Scenario 1: Reference | SCE | Ind | WholeBlg | Ind - Primary Metals | Total Resource Cost Test | Energy Efficiency | 386184.3554 | 407643.9643 | 438664.9254 | 469829.4289 | 508983.4295 | 554913.7953 | 593549.7061 | 614029.3916 | 633690.7439 | 652749.9044 | 668926.2735 | 673025.7014 | 677546.7336
Scenario 1: Reference | SCE | Ind | WholeBlg | Ind - Printing & Publishing | Participant Cost Test | Energy Efficiency | 136728.0305 | 142161.9709 | 150505.2817 | 158884.0664 | 169916.3567 | 182985.3511 | 193295.8203 | 197553.1324 | 201520.0341 | 205259.4777 | 208114.9275 | 207261.9361 | 206606.7743
Scenario 1: Reference | SCE | Ind | WholeBlg | Ind - Printing & Publishing | Program Administrator Cost Test | Energy Efficiency | 136728.0305 | 142161.9709 | 150505.2817 | 158884.0664 | 169916.3567 | 182985.3511 | 193295.8203 | 197553.1324 | 201520.0341 | 205259.4777 | 208114.9275 | 207261.9361 | 206606.7743
Scenario 1: Reference | SCE | Ind | WholeBlg | Ind - Printing & Publishing | Rate Impact Measure Test | Energy Efficiency | 136728.0305 | 142161.9709 | 150505.2817 | 158884.0664 | 169916.3567 | 182985.3511 | 193295.8203 | 197553.1324 | 201520.0341 | 205259.4777 | 208114.9275 | 207261.9361 | 206606.7743
Scenario 1: Reference | SCE | Ind | WholeBlg | Ind - Printing & Publishing | Total Resource Cost Test | Energy Efficiency | 136728.0305 | 142161.9709 | 150505.2817 | 158884.0664 | 169916.3567 | 182985.3511 | 193295.8203 | 197553.1324 | 201520.0341 | 205259.4777 | 208114.9275 | 207261.9361 | 206606.7743
Scenario 1: Reference | SCE | Ind | WholeBlg | Ind - Stone-Glass-Clay | Participant Cost Test | Energy Efficiency | 692353.8548 | 731396.2773 | 784747.8228 | 838074.0963 | 906121.2695 | 985828.7713 | 1050705.2053 | 1083129.1296 | 1113629.4621 | 1142980.4462 | 1167884.6516 | 1172370.9785 | 1177770.5814
Scenario 1: Reference | SCE | Ind | WholeBlg | Ind - Stone-Glass-Clay | Program Administrator Cost Test | Energy Efficiency | 692353.8548 | 731396.2773 | 784747.8228 | 838074.0963 | 906121.2695 | 985828.7713 | 1050705.2053 | 1083129.1296 | 1113629.4621 | 1142980.4462 | 1167884.6516 | 1172370.9785 | 1177770.5814
Scenario 1: Reference | SCE | Ind | WholeBlg | Ind - Stone-Glass-Clay | Rate Impact Measure Test | Energy Efficiency | 692353.8548 | 731396.2773 | 784747.8228 | 838074.0963 | 906121.2695 | 985828.7713 | 1050705.2053 | 1083129.1296 | 1113629.4621 | 1142980.4462 | 1167884.6516 | 1172370.9785 | 1177770.5814
Scenario 1: Reference | SCE | Ind | WholeBlg | Ind - Stone-Glass-Clay | Total Resource Cost Test | Energy Efficiency | 692353.8548 | 731396.2773 | 784747.8228 | 838074.0963 | 906121.2695 | 985828.7713 | 1050705.2053 | 1083129.1296 | 1113629.4621 | 1142980.4462 | 1167884.6516 | 1172370.9785 | 1177770.5814
Scenario 1: Reference | SCE | Ind | WholeBlg | Ind - Textiles | Participant Cost Test | Energy Efficiency | 96907.5795 | 100926.8689 | 106974.1925 | 112865.343 | 120599.8383 | 129745.7734 | 136922.6476 | 139722.9087 | 142288.6369 | 144702.3938 | 146506.7233 | 145737.5763 | 145140.1994
Scenario 1: Reference | SCE | Ind | WholeBlg | Ind - Textiles | Program Administrator Cost Test | Energy Efficiency | 96907.5795 | 100926.8689 | 106974.1925 | 112865.343 | 120599.8383 | 129745.7734 | 136922.6476 | 139722.9087 | 142288.6369 | 144702.3938 | 146506.7233 | 145737.5763 | 145140.1994
Scenario 1: Reference | SCE | Ind | WholeBlg | Ind - Textiles | Rate Impact Measure Test | Energy Efficiency | 96907.5795 | 100926.8689 | 106974.1925 | 112865.343 | 120599.8383 | 129745.7734 | 136922.6476 | 139722.9087 | 142288.6369 | 144702.3938 | 146506.7233 | 145737.5763 | 145140.1994
Scenario 1: Reference | SCE | Ind | WholeBlg | Ind - Textiles | Total Resource Cost Test | Energy Efficiency | 96907.5795 | 100926.8689 | 106974.1925 | 112865.343 | 120599.8383 | 129745.7734 | 136922.6476 | 139722.9087 | 142288.6369 | 144702.3938 | 146506.7233 | 145737.5763 | 145140.1994
Scenario 1: Reference | SCE | Ind | WholeBlg | Ind - Transportation Equipment | Participant Cost Test | Energy Efficiency | 816218.168 | 854408.8727 | 915918.7668 | 973581.9677 | 1045565.1243 | 1129381.3555 | 1198796.7986 | 1231128.9343 | 1262725.9341 | 1293585.4445 | 1318248.6475 | 1318204.7565 | 1318120.7862
Scenario 1: Reference | SCE | Ind | WholeBlg | Ind - Transportation Equipment | Program Administrator Cost Test | Energy Efficiency | 816218.168 | 854408.8727 | 915918.7668 | 973581.9677 | 1045565.1243 | 1129381.3555 | 1198796.7986 | 1231128.9343 | 1262725.9341 | 1293585.4445 | 1318248.6475 | 1318204.7565 | 1318120.7862
Scenario 1: Reference | SCE | Ind | WholeBlg | Ind - Transportation Equipment | Rate Impact Measure Test | Energy Efficiency | 816218.168 | 854408.8727 | 915918.7668 | 973581.9677 | 1045565.1243 | 1129381.3555 | 1198796.7986 | 1231128.9343 | 1262725.9341 | 1293585.4445 | 1318248.6475 | 1318204.7565 | 1318120.7862
Scenario 1: Reference | SCE | Ind | WholeBlg | Ind - Transportation Equipment | Total Resource Cost Test | Energy Efficiency | 816218.168 | 854408.8727 | 915918.7668 | 973581.9677 | 1045565.1243 | 1129381.3555 | 1198796.7986 | 1231128.9343 | 1262725.9341 | 1293585.4445 | 1318248.6475 | 1318204.7565 | 1318120.7862
Scenario 1: Reference | SCE | Res | AppPlug | Res - Multi Family | Participant Cost Test | Energy Efficiency | 0 | 0 | 0 | 0 | 0 | 0 | 0 | 0 | 0 | 0 | 0 | 0 | 0
Scenario 1: Reference | SCE | Res | AppPlug | Res - Multi Family | Participant Cost Test | Fuel Substitution | 18556.517 | 20165.8983 | 21794.352 | 23402.7026 | 24861.3663 | 0 | 0 | 0 | 0 | 0 | 0 | 0 | 0
Scenario 1: Reference | SCE | Res | AppPlug | Res - Multi Family | Program Administrator Cost Test | Energy Efficiency | 0 | 0 | 0 | 0 | 0 | 0 | 0 | 0 | 0 | 0 | 0 | 0 | 0
Scenario 1: Reference | SCE | Res | AppPlug | Res - Multi Family | Program Administrator Cost Test | Fuel Substitution | 67699.4518 | 76986.1033 | 87144.1053 | 98264.4427 | 110431.1205 | 0 | 0 | 0 | 0 | 0 | 0 | 0 | 0
Scenario 1: Reference | SCE | Res | AppPlug | Res - Multi Family | Rate Impact Measure Test | Energy Efficiency | 0 | 0 | 0 | 0 | 0 | 0 | 0 | 0 | 0 | 0 | 0 | 0 | 0
Scenario 1: Reference | SCE | Res | AppPlug | Res - Multi Family | Rate Impact Measure Test | Fuel Substitution | 67699.4518 | 76986.1033 | 87144.1053 | 98264.4427 | 110431.1205 | 0 | 0 | 0 | 0 | 0 | 0 | 0 | 0
Scenario 1: Reference | SCE | Res | AppPlug | Res - Multi Family | Total Resource Cost Test | Energy Efficiency | 0 | 0 | 0 | 0 | 0 | 0 | 0 | 0 | 0 | 0 | 0 | 0 | 0
Scenario 1: Reference | SCE | Res | AppPlug | Res - Multi Family | Total Resource Cost Test | Fuel Substitution | 67699.4518 | 76986.1033 | 87144.1053 | 98264.4427 | 110431.1205 | 0 | 0 | 0 | 0 | 0 | 0 | 0 | 0
Scenario 1: Reference | SCE | Res | AppPlug | Res - Single Family | Participant Cost Test | Energy Efficiency | 0 | 0 | 0 | 0 | 0 | 0 | 0 | 0 | 0 | 0 | 0 | 0 | 0
Scenario 1: Reference | SCE | Res | AppPlug | Res - Single Family | Participant Cost Test | Fuel Substitution | 165018.3617 | 179911.4841 | 194991.7463 | 210053.7963 | 224222.4136 | 0 | 0 | 0 | 0 | 0 | 0 | 0 | 0
Scenario 1: Reference | SCE | Res | AppPlug | Res - Single Family | Program Administrator Cost Test | Energy Efficiency | 0 | 0 | 0 | 0 | 0 | 0 | 0 | 0 | 0 | 0 | 0 | 0 | 0
Scenario 1: Reference | SCE | Res | AppPlug | Res - Single Family | Program Administrator Cost Test | Fuel Substitution | 473725.4494 | 538864.6899 | 609787.1032 | 687277.7372 | 771997.6671 | 0 | 0 | 0 | 0 | 0 | 0 | 0 | 0
Scenario 1: Reference | SCE | Res | AppPlug | Res - Single Family | Rate Impact Measure Test | Energy Efficiency | 0 | 0 | 0 | 0 | 0 | 0 | 0 | 0 | 0 | 0 | 0 | 0 | 0
Scenario 1: Reference | SCE | Res | AppPlug | Res - Single Family | Rate Impact Measure Test | Fuel Substitution | 473725.4494 | 538864.6899 | 609787.1032 | 687277.7372 | 771997.6671 | 0 | 0 | 0 | 0 | 0 | 0 | 0 | 0
Scenario 1: Reference | SCE | Res | AppPlug | Res - Single Family | Total Resource Cost Test | Energy Efficiency | 0 | 0 | 0 | 0 | 0 | 0 | 0 | 0 | 0 | 0 | 0 | 0 | 0
Scenario 1: Reference | SCE | Res | AppPlug | Res - Single Family | Total Resource Cost Test | Fuel Substitution | 473725.4494 | 538864.6899 | 609787.1032 | 687277.7372 | 771997.6671 | 0 | 0 | 0 | 0 | 0 | 0 | 0 | 0
Scenario 1: Reference | SCE | Res | BROs | Income Qualified - Multi Family IQ | Participant Cost Test | Energy Efficiency | 1282170.9457 | 1485208.5262 | 1698204.9614 | 1710330.191 | 1679392.9853 | 2174060.9104 | 2547808.3798 | 2708721.7657 | 2925704.1671 | 2898053.2066 | 3153770.9542 | 3375911.5107 | 3613508.7712
Scenario 1: Reference | SCE | Res | BROs | Income Qualified - Multi Family IQ | Program Administrator Cost Test | Energy Efficiency | 1282170.9457 | 1485208.5262 | 1698204.9614 | 1710330.191 | 1679392.9853 | 2174060.9104 | 2547808.3798 | 2708721.7657 | 2925704.1671 | 2898053.2066 | 3153770.9542 | 3375911.5107 | 3613508.7712
Scenario 1: Reference | SCE | Res | BROs | Income Qualified - Multi Family IQ | Rate Impact Measure Test | Energy Efficiency | 1282170.9457 | 1485208.5262 | 1698204.9614 | 1710330.191 | 1679392.9853 | 2174060.9104 | 2547808.3798 | 2708721.7657 | 2925704.1671 | 2898053.2066 | 3153770.9542 | 3375911.5107 | 3613508.7712
Scenario 1: Reference | SCE | Res | BROs | Income Qualified - Multi Family IQ | Total Resource Cost Test | Energy Efficiency | 1282170.9457 | 1485208.5262 | 1698204.9614 | 1710330.191 | 1679392.9853 | 2174060.9104 | 2547808.3798 | 2708721.7657 | 2925704.1671 | 2898053.2066 | 3153770.9542 | 3375911.5107 | 3613508.7712
Scenario 1: Reference | SCE | Res | BROs | Income Qualified - Single Family IQ | Participant Cost Test | Energy Efficiency | 4370304.5495 | 5028069.1813 | 5709608.7518 | 5730485.5691 | 5607546.8324 | 7235664.0034 | 8456441.4052 | 8963920.2604 | 9654067.6873 | 9528906.1978 | 10334142.4352 | 11025422.5112 | 11763667.7649
Scenario 1: Reference | SCE | Res | BROs | Income Qualified - Single Family IQ | Program Administrator Cost Test | Energy Efficiency | 4370304.5495 | 5028069.1813 | 5709608.7518 | 5730485.5691 | 5607546.8324 | 7235664.0034 | 8456441.4052 | 8963920.2604 | 9654067.6873 | 9528906.1978 | 10334142.4352 | 11025422.5112 | 11763667.7649
Scenario 1: Reference | SCE | Res | BROs | Income Qualified - Single Family IQ | Rate Impact Measure Test | Energy Efficiency | 4370304.5495 | 5028069.1813 | 5709608.7518 | 5730485.5691 | 5607546.8324 | 7235664.0034 | 8456441.4052 | 8963920.2604 | 9654067.6873 | 9528906.1978 | 10334142.4352 | 11025422.5112 | 11763667.7649
Scenario 1: Reference | SCE | Res | BROs | Income Qualified - Single Family IQ | Total Resource Cost Test | Energy Efficiency | 4370304.5495 | 5028069.1813 | 5709608.7518 | 5730485.5691 | 5607546.8324 | 7235664.0034 | 8456441.4052 | 8963920.2604 | 9654067.6873 | 9528906.1978 | 10334142.4352 | 11025422.5112 | 11763667.7649
Scenario 1: Reference | SCE | Res | BROs | Res - Multi Family | Participant Cost Test | Energy Efficiency | 9518327.4992 | 10953756.094 | 12441805.5853 | 12489117.492 | 12223025.0967 | 15774204.7174 | 18437936.5586 | 19547106.9219 | 21054938.798 | 20785329.2791 | 22545358.7251 | 24057213.3944 | 25671944.0172
Scenario 1: Reference | SCE | Res | BROs | Res - Multi Family | Program Administrator Cost Test | Energy Efficiency | 9518327.4992 | 10953756.094 | 12441805.5853 | 12489117.492 | 12223025.0967 | 15774204.7174 | 18437936.5586 | 19547106.9219 | 21054938.798 | 20785329.2791 | 22545358.7251 | 24057213.3944 | 25671944.0172
Scenario 1: Reference | SCE | Res | BROs | Res - Multi Family | Rate Impact Measure Test | Energy Efficiency | 9518327.4992 | 10953756.094 | 12441805.5853 | 12489117.492 | 12223025.0967 | 15774204.7174 | 18437936.5586 | 19547106.9219 | 21054938.798 | 20785329.2791 | 22545358.7251 | 24057213.3944 | 25671944.0172
Scenario 1: Reference | SCE | Res | BROs | Res - Multi Family | Total Resource Cost Test | Energy Efficiency | 9518327.4992 | 10953756.094 | 12441805.5853 | 12489117.492 | 12223025.0967 | 15774204.7174 | 18437936.5586 | 19547106.9219 | 21054938.798 | 20785329.2791 | 22545358.7251 | 24057213.3944 | 25671944.0172
Scenario 1: Reference | SCE | Res | BROs | Res - Single Family | Participant Cost Test | Energy Efficiency | 2275771.2887 | 2636746.5765 | 3015581.526 | 3037425.5974 | 2982768.5295 | 3861688.324 | 4525867.5143 | 4812073.7813 | 5197918.3735 | 5149282.9352 | 5604149.8987 | 5999397.904 | 6422154.0919
Scenario 1: Reference | SCE | Res | BROs | Res - Single Family | Program Administrator Cost Test | Energy Efficiency | 2275771.2887 | 2636746.5765 | 3015581.526 | 3037425.5974 | 2982768.5295 | 3861688.324 | 4525867.5143 | 4812073.7813 | 5197918.3735 | 5149282.9352 | 5604149.8987 | 5999397.904 | 6422154.0919
Scenario 1: Reference | SCE | Res | BROs | Res - Single Family | Rate Impact Measure Test | Energy Efficiency | 2275771.2887 | 2636746.5765 | 3015581.526 | 3037425.5974 | 2982768.5295 | 3861688.324 | 4525867.5143 | 4812073.7813 | 5197918.3735 | 5149282.9352 | 5604149.8987 | 5999397.904 | 6422154.0919
Scenario 1: Reference | SCE | Res | BROs | Res - Single Family | Total Resource Cost Test | Energy Efficiency | 2275771.2887 | 2636746.5765 | 3015581.526 | 3037425.5974 | 2982768.5295 | 3861688.324 | 4525867.5143 | 4812073.7813 | 5197918.3735 | 5149282.9352 | 5604149.8987 | 5999397.904 | 6422154.0919
Scenario 1: Reference | SCE | Res | BldgEnv | Res - Single Family | Participant Cost Test | Energy Efficiency | 1034315.5996 | 1193401.5413 | 1262383.0671 | 1260761.1102 | 1248911.4949 | 1194798.6115 | 1120314.0636 | 1036639.0123 | 139252.0859 | 0 | 0 | 0 | 0
Scenario 1: Reference | SCE | Res | BldgEnv | Res - Single Family | Program Administrator Cost Test | Energy Efficiency | 19489.7803 | 23802.8515 | 26881.518 | 28913.7401 | 31437.623 | 33484.0113 | 34899.7685 | 35953.628 | 2742.6107 | 0 | 0 | 0 | 0
Scenario 1: Reference | SCE | Res | BldgEnv | Res - Single Family | Rate Impact Measure Test | Energy Efficiency | 46115.7501 | 51267.2175 | 53751.2812 | 54120.4402 | 55153.6051 | 55259.9344 | 54612.5846 | 52780.6873 | 16391.9276 | 0 | 0 | 0 | 0
Scenario 1: Reference | SCE | Res | BldgEnv | Res - Single Family | Total Resource Cost Test | Energy Efficiency | 542254.5229 | 647790.4815 | 696420.7963 | 699057.939 | 714005.1574 | 702648.565 | 679174.3538 | 651598.1441 | 2742.6107 | 0 | 0 | 0 | 0
Scenario 1: Reference | SCE | Res | HVAC | Res - Multi Family | Participant Cost Test | Energy Efficiency | 1069615.7082 | 1066703.7226 | 956650.2927 | 820895.6003 | 704352.5948 | 586552.3446 | 500159.7604 | 424714.208 | 357810.9362 | 297459.9302 | 241447.7236 | 187742.7088 | 132288.8369
Scenario 1: Reference | SCE | Res | HVAC | Res - Multi Family | Participant Cost Test | Fuel Substitution | 1598.0818 | 262.4251 | 257.732 | 258.5835 | 305.9637 | 5.1271 | 5.0404 | 4.7853 | 3.7766 | 3.3152 | 2.7732 | 2.1659 | 1.5036
Scenario 1: Reference | SCE | Res | HVAC | Res - Multi Family | Program Administrator Cost Test | Energy Efficiency | 451233.7826 | 476834.9768 | 445884.0187 | 376199.3135 | 334923.9 | 325402.4071 | 310922.8029 | 290973.8051 | 275852.7877 | 264802.3473 | 260452.9876 | 257735.3236 | 256606.191
Scenario 1: Reference | SCE | Res | HVAC | Res - Multi Family | Program Administrator Cost Test | Fuel Substitution | 345.5694 | 371.1755 | 393.5614 | 430.3725 | 543.6181 | 5.5467 | 6.0763 | 6.4684 | 5.8334 | 6.0039 | 6.1428 | 6.2272 | 6.2899
Scenario 1: Reference | SCE | Res | HVAC | Res - Multi Family | Rate Impact Measure Test | Energy Efficiency | 451233.7826 | 476834.9768 | 445884.0187 | 376199.3135 | 334923.9 | 325402.4071 | 310922.8029 | 290973.8051 | 275852.7877 | 264802.3473 | 260452.9876 | 257735.3236 | 256606.191
Scenario 1: Reference | SCE | Res | HVAC | Res - Multi Family | Rate Impact Measure Test | Fuel Substitution | 345.5694 | 371.1755 | 393.5614 | 430.3725 | 543.6181 | 5.5467 | 6.0763 | 6.4684 | 5.8334 | 6.0039 | 6.1428 | 6.2272 | 6.2899
Scenario 1: Reference | SCE | Res | HVAC | Res - Multi Family | Total Resource Cost Test | Energy Efficiency | 451233.7826 | 476834.9768 | 445884.0187 | 376199.3135 | 334923.9 | 325402.4071 | 310922.8029 | 290973.8051 | 275852.7877 | 264802.3473 | 260452.9876 | 257735.3236 | 256606.191
Scenario 1: Reference | SCE | Res | HVAC | Res - Multi Family | Total Resource Cost Test | Fuel Substitution | 345.5694 | 371.1755 | 393.5614 | 430.3725 | 543.6181 | 5.5467 | 6.0763 | 6.4684 | 5.8334 | 6.0039 | 6.1428 | 6.2272 | 6.2899
Scenario 1: Reference | SCE | Res | HVAC | Res - Single Family | Participant Cost Test | Energy Efficiency | 42583360.9886 | 39265937.1599 | 35391311.952 | 31334885.2707 | 27646374.5896 | 24277663.2869 | 21301169.9757 | 18723336.9013 | 7408912.3591 | 4609599.898 | 2968468.7133 | 1793436.5082 | 904851.5333
Scenario 1: Reference | SCE | Res | HVAC | Res - Single Family | Participant Cost Test | Fuel Substitution | 29555.7651 | 8982.4524 | 9047.1122 | 9556.5742 | 8407.0459 | 346.5702 | 338.5533 | 333.7191 | 41.5932 | 36.6073 | 30.6833 | 23.9987 | 16.677
Scenario 1: Reference | SCE | Res | HVAC | Res - Single Family | Program Administrator Cost Test | Energy Efficiency | 15017166.2556 | 14093321.4729 | 12872172.9331 | 11238030.5213 | 9959447.1569 | 9204569.5285 | 8214213.1783 | 7165295.7784 | 3921047.717 | 2707555.9886 | 2106026.2715 | 1599401.9832 | 1199150.3072
Scenario 1: Reference | SCE | Res | HVAC | Res - Single Family | Program Administrator Cost Test | Fuel Substitution | 8134.753 | 8871.3803 | 9484.1545 | 10683.9 | 11322.9292 | 158.9771 | 172.3264 | 178.5646 | 64.1653 | 66.2172 | 67.8877 | 68.9271 | 69.7034
Scenario 1: Reference | SCE | Res | HVAC | Res - Single Family | Rate Impact Measure Test | Energy Efficiency | 15017166.2556 | 14093321.4729 | 12872172.9331 | 11238030.5213 | 9959447.1569 | 9204569.5285 | 8214213.1783 | 7165295.7784 | 3921047.717 | 2707555.9886 | 2106026.2715 | 1599401.9832 | 1199150.3072
Scenario 1: Reference | SCE | Res | HVAC | Res - Single Family | Rate Impact Measure Test | Fuel Substitution | 8135.9822 | 8872.258 | 9484.5994 | 10683.9 | 11322.9292 | 158.9771 | 172.3264 | 178.5646 | 64.1653 | 66.2172 | 67.8877 | 68.9271 | 69.7034
Scenario 1: Reference | SCE | Res | HVAC | Res - Single Family | Total Resource Cost Test | Energy Efficiency | 19182101.7638 | 18710241.0703 | 17852090.1937 | 16486460.7706 | 15471569.5124 | 14907922.0758 | 14059318.6165 | 13117069.4693 | 3921047.717 | 2707555.9886 | 2106026.2715 | 1599401.9832 | 1199150.3072
Scenario 1: Reference | SCE | Res | HVAC | Res - Single Family | Total Resource Cost Test | Fuel Substitution | 12856.2187 | 13753.5747 | 14431.1582 | 15849.2876 | 15415.9379 | 358.4271 | 367.7683 | 380.0351 | 64.1653 | 66.2172 | 67.8877 | 68.9271 | 69.7034
Scenario 1: Reference | SCE | Res | WaterHeat | Res - Multi Family | Participant Cost Test | Energy Efficiency | 419948.7597 | 429744.2581 | 440535.1507 | 441979.8019 | 438301.812 | 424436.5163 | 406442.9035 | 381413.2481 | 349031.2033 | 309082.2684 | 261083.9448 | 207242.9584 | 142403.885
Scenario 1: Reference | SCE | Res | WaterHeat | Res - Multi Family | Participant Cost Test | Fuel Substitution | 6047329.0331 | 2149553.9475 | 2119209.9897 | 2098092.0852 | 2078052.7316 | 1956141.5663 | 2133466.2346 | 2225961.1365 | 2136194.1148 | 1892177.1722 | 1536003.9727 | 1101123.0813 | 610836.7278
Scenario 1: Reference | SCE | Res | WaterHeat | Res - Multi Family | Program Administrator Cost Test | Energy Efficiency | 193552.2886 | 213878.1523 | 237810.4011 | 260208.755 | 285063.0038 | 309995.3632 | 333939.367 | 355520.6835 | 377119.6117 | 398190.4901 | 422016.3343 | 452132.5386 | 487331.8434
Scenario 1: Reference | SCE | Res | WaterHeat | Res - Multi Family | Program Administrator Cost Test | Fuel Substitution | 96015342.4007 | 99050660.1626 | 102230440.7693 | 105787226.8525 | 109764237.9087 | 1747166.8446 | 2161602.44 | 2587382.1484 | 2922794.3718 | 3156494.3541 | 3330080.0879 | 3437343.6729 | 3505885.2225
Scenario 1: Reference | SCE | Res | WaterHeat | Res - Multi Family | Rate Impact Measure Test | Energy Efficiency | 193552.2886 | 213878.1523 | 237810.4011 | 260208.755 | 285063.0038 | 309995.3632 | 333939.367 | 355520.6835 | 377119.6117 | 398190.4901 | 422016.3343 | 452132.5386 | 487331.8434
Scenario 1: Reference | SCE | Res | WaterHeat | Res - Multi Family | Rate Impact Measure Test | Fuel Substitution | 155163889.0806 | 153966241.0456 | 152625248.0365 | 151537105.7335 | 151013788.4142 | 1747166.8446 | 2161602.44 | 2587382.1484 | 2922794.3718 | 3156494.3541 | 3330080.0879 | 3437343.6729 | 3505885.2225
Scenario 1: Reference | SCE | Res | WaterHeat | Res - Multi Family | Total Resource Cost Test | Energy Efficiency | 193552.2886 | 213878.1523 | 237810.4011 | 260208.755 | 285063.0038 | 309995.3632 | 333939.367 | 355520.6835 | 377119.6117 | 398190.4901 | 422016.3343 | 452132.5386 | 487331.8434
Scenario 1: Reference | SCE | Res | WaterHeat | Res - Multi Family | Total Resource Cost Test | Fuel Substitution | 96015342.4007 | 99050660.1626 | 102230440.7693 | 105787226.8525 | 109764237.9087 | 1747166.8446 | 2161602.44 | 2587382.1484 | 2922794.3718 | 3156494.3541 | 3330080.0879 | 3437343.6729 | 3505885.2225
Scenario 1: Reference | SCE | Res | WaterHeat | Res - Single Family | Participant Cost Test | Energy Efficiency | 423634.7557 | 467090.6382 | 491460.208 | 499542.0456 | 505639.5138 | 501035.4967 | 487752.9507 | 466710.069 | 346940.0628 | 307555.5016 | 260646.6864 | 205299.1713 | 138755.4942
Scenario 1: Reference | SCE | Res | WaterHeat | Res - Single Family | Participant Cost Test | Fuel Substitution | 31848372.1589 | 4407926.183 | 4289557.7201 | 4210645.9247 | 4175405.9678 | 17544391.8593 | 19369923.0817 | 20706525.2238 | 15051636.876 | 13311649.7836 | 10796439.0315 | 7736581.4666 | 4291458.5864
Scenario 1: Reference | SCE | Res | WaterHeat | Res - Single Family | Program Administrator Cost Test | Energy Efficiency | 171114.3347 | 202708.2205 | 229963.1867 | 253041.9839 | 280220.0553 | 308123.1857 | 332447.622 | 354064.5257 | 375799.0628 | 397152.5184 | 422233.1516 | 448577.0369 | 475491.152
Scenario 1: Reference | SCE | Res | WaterHeat | Res - Single Family | Program Administrator Cost Test | Fuel Substitution | 30200403.3769 | 30749937.6951 | 31129229.1554 | 31786866.5279 | 32810575.6934 | 12481960.1066 | 15309592.9591 | 18273004.3451 | 20594027.1265 | 22206243.6876 | 23406844.8244 | 24151059.7723 | 24630741.0102
Scenario 1: Reference | SCE | Res | WaterHeat | Res - Single Family | Rate Impact Measure Test | Energy Efficiency | 171114.3347 | 202708.2205 | 229963.1867 | 253041.9839 | 280220.0553 | 308123.1857 | 332447.622 | 354064.5257 | 375799.0628 | 397152.5184 | 422233.1516 | 448577.0369 | 475491.152
Scenario 1: Reference | SCE | Res | WaterHeat | Res - Single Family | Rate Impact Measure Test | Fuel Substitution | 31380475.5574 | 31706291.2096 | 31862060.4305 | 32302811.7171 | 33157461.9853 | 12481960.1066 | 15309592.9591 | 18273004.3451 | 20594027.1265 | 22206243.6876 | 23406844.8244 | 24151059.7723 | 24630741.0102
Scenario 1: Reference | SCE | Res | WaterHeat | Res - Single Family | Total Resource Cost Test | Energy Efficiency | 224637.434 | 263796.7821 | 296882.4513 | 324361.639 | 356474.1498 | 388597.4244 | 416736.5162 | 441940.8429 | 375799.0628 | 397152.5184 | 422233.1516 | 448577.0369 | 475491.152
Scenario 1: Reference | SCE | Res | WaterHeat | Res - Single Family | Total Resource Cost Test | Fuel Substitution | 33743061.398 | 34170602.5092 | 34411430.6411 | 34962532.4999 | 35915734.9909 | 16051452.5053 | 19569198.3256 | 23259007.75 | 20594027.1265 | 22206243.6876 | 23406844.8244 | 24151059.7723 | 24630741.0102
Scenario 1: Reference | SCE | Res | WholeBlg | Res - Multi Family | Participant Cost Test | Energy Efficiency | 0 | 0 | 0 | 0 | 271915.7649 | 233795.0887 | 198854.6429 | 165280.3856 | 133711.6549 | 104491.4746 | 78677.639 | 55651.9342 | 34101.4895
Scenario 1: Reference | SCE | Res | WholeBlg | Res - Multi Family | Program Administrator Cost Test | Energy Efficiency | 0 | 0 | 0 | 0 | 226491.6164 | 219612.2286 | 210660.7683 | 199536.4996 | 187937.3516 | 175544.0033 | 166428.4285 | 159318.9847 | 152030.2274
Scenario 1: Reference | SCE | Res | WholeBlg | Res - Multi Family | Rate Impact Measure Test | Energy Efficiency | 0 | 0 | 0 | 0 | 226491.6164 | 219612.2286 | 210660.7683 | 199536.4996 | 187937.3516 | 175544.0033 | 166428.4285 | 159318.9847 | 152030.2274
Scenario 1: Reference | SCE | Res | WholeBlg | Res - Multi Family | Total Resource Cost Test | Energy Efficiency | 0 | 0 | 0 | 0 | 226491.6164 | 219612.2286 | 210660.7683 | 199536.4996 | 187937.3516 | 175544.0033 | 166428.4285 | 159318.9847 | 152030.2274
Scenario 1: Reference | SCE | Res | WholeBlg | Res - Single Family | Participant Cost Test | Energy Efficiency | 0 | 0 | 1032849.5669 | 979418.5628 | 890840.1189 | 773550.3195 | 650668.6607 | 532585.7945 | 426100.1977 | 330126.5745 | 245469.5893 | 170924.6246 | 102925.2415
Scenario 1: Reference | SCE | Res | WholeBlg | Res - Single Family | Program Administrator Cost Test | Energy Efficiency | 0 | 0 | 698028.6625 | 736358.4716 | 752797.0838 | 737456.0064 | 699885.8412 | 653193.7216 | 608832.5908 | 564299.7246 | 528986.3904 | 499530.9295 | 470459.8055
Scenario 1: Reference | SCE | Res | WholeBlg | Res - Single Family | Rate Impact Measure Test | Energy Efficiency | 0 | 0 | 698028.6625 | 736358.4716 | 752797.0838 | 737456.0064 | 699885.8412 | 653193.7216 | 608832.5908 | 564299.7246 | 528986.3904 | 499530.9295 | 470459.8055
Scenario 1: Reference | SCE | Res | WholeBlg | Res - Single Family | Total Resource Cost Test | Energy Efficiency | 0 | 0 | 698028.6625 | 736358.4716 | 752797.0838 | 737456.0064 | 699885.8412 | 653193.7216 | 608832.5908 | 564299.7246 | 528986.3904 | 499530.9295 | 470459.8055
Scenario 1: Reference | SCG | Ag | WholeBlg | Ag - Dairies, fishing, hunting | Participant Cost Test | Energy Efficiency | 149234.7549 | 157043.3111 | 165288.5329 | 174013.9543 | 183255.4356 | 193051.0862 | 203442.3798 | 214472.8394 | 226185.4425 | 238627.8523 | 251850.0035 | 265908.5926 | 280864.6776
Scenario 1: Reference | SCG | Ag | WholeBlg | Ag - Dairies, fishing, hunting | Program Administrator Cost Test | Energy Efficiency | 149234.7549 | 157043.3111 | 165288.5329 | 174013.9543 | 183255.4356 | 193051.0862 | 203442.3798 | 214472.8394 | 226185.4425 | 238627.8523 | 251850.0035 | 265908.5926 | 280864.6776
Scenario 1: Reference | SCG | Ag | WholeBlg | Ag - Dairies, fishing, hunting | Rate Impact Measure Test | Energy Efficiency | 149234.7549 | 157043.3111 | 165288.5329 | 174013.9543 | 183255.4356 | 193051.0862 | 203442.3798 | 214472.8394 | 226185.4425 | 238627.8523 | 251850.0035 | 265908.5926 | 280864.6776
Scenario 1: Reference | SCG | Ag | WholeBlg | Ag - Dairies, fishing, hunting | Total Resource Cost Test | Energy Efficiency | 149234.7549 | 157043.3111 | 165288.5329 | 174013.9543 | 183255.4356 | 193051.0862 | 203442.3798 | 214472.8394 | 226185.4425 | 238627.8523 | 251850.0035 | 265908.5926 | 280864.6776
Scenario 1: Reference | SCG | Ag | WholeBlg | Ag - Irrigated Agriculture, vineyards, forestry and greenhouses | Participant Cost Test | Energy Efficiency | 640210.928 | 673709.3112 | 709080.9719 | 746512.6689 | 786158.2417 | 828181.1775 | 872759.3975 | 920079.6131 | 970326.196 | 1023703.6196 | 1080426.1015 | 1140736.8676 | 1204897.8537
Scenario 1: Reference | SCG | Ag | WholeBlg | Ag - Irrigated Agriculture, vineyards, forestry and greenhouses | Program Administrator Cost Test | Energy Efficiency | 640210.928 | 673709.3112 | 709080.9719 | 746512.6689 | 786158.2417 | 828181.1775 | 872759.3975 | 920079.6131 | 970326.196 | 1023703.6196 | 1080426.1015 | 1140736.8676 | 1204897.8537
Scenario 1: Reference | SCG | Ag | WholeBlg | Ag - Irrigated Agriculture, vineyards, forestry and greenhouses | Rate Impact Measure Test | Energy Efficiency | 640210.928 | 673709.3112 | 709080.9719 | 746512.6689 | 786158.2417 | 828181.1775 | 872759.3975 | 920079.6131 | 970326.196 | 1023703.6196 | 1080426.1015 | 1140736.8676 | 1204897.8537
Scenario 1: Reference | SCG | Ag | WholeBlg | Ag - Irrigated Agriculture, vineyards, forestry and greenhouses | Total Resource Cost Test | Energy Efficiency | 640210.928 | 673709.3112 | 709080.9719 | 746512.6689 | 786158.2417 | 828181.1775 | 872759.3975 | 920079.6131 | 970326.196 | 1023703.6196 | 1080426.1015 | 1140736.8676 | 1204897.8537
Scenario 1: Reference | SCG | Ag | WholeBlg | Ag - Water pumping | Participant Cost Test | Energy Efficiency | 210265.5399 | 221267.4696 | 232884.643 | 245178.3975 | 258199.2589 | 272000.9216 | 286641.8205 | 302183.2776 | 318685.8464 | 336216.6824 | 354846.1415 | 374654.1068 | 395726.6061
Scenario 1: Reference | SCG | Ag | WholeBlg | Ag - Water pumping | Program Administrator Cost Test | Energy Efficiency | 210265.5399 | 221267.4696 | 232884.643 | 245178.3975 | 258199.2589 | 272000.9216 | 286641.8205 | 302183.2776 | 318685.8464 | 336216.6824 | 354846.1415 | 374654.1068 | 395726.6061
Scenario 1: Reference | SCG | Ag | WholeBlg | Ag - Water pumping | Rate Impact Measure Test | Energy Efficiency | 210265.5399 | 221267.4696 | 232884.643 | 245178.3975 | 258199.2589 | 272000.9216 | 286641.8205 | 302183.2776 | 318685.8464 | 336216.6824 | 354846.1415 | 374654.1068 | 395726.6061
Scenario 1: Reference | SCG | Ag | WholeBlg | Ag - Water pumping | Total Resource Cost Test | Energy Efficiency | 210265.5399 | 221267.4696 | 232884.643 | 245178.3975 | 258199.2589 | 272000.9216 | 286641.8205 | 302183.2776 | 318685.8464 | 336216.6824 | 354846.1415 | 374654.1068 | 395726.6061
Scenario 1: Reference | SCG | Com | AppPlug | Com - College | Participant Cost Test | Energy Efficiency | 0 | 0 | 0 | 0 | 0 | 0 | 0 | 0 | 0 | 0 | 0 | 0 | 9968.4794
Scenario 1: Reference | SCG | Com | AppPlug | Com - College | Program Administrator Cost Test | Energy Efficiency | 0 | 0 | 0 | 0 | 0 | 0 | 0 | 0 | 0 | 0 | 0 | 0 | 34047.5332
Scenario 1: Reference | SCG | Com | AppPlug | Com - College | Rate Impact Measure Test | Energy Efficiency | 0 | 0 | 0 | 0 | 0 | 0 | 0 | 0 | 0 | 0 | 0 | 0 | 34047.5332
Scenario 1: Reference | SCG | Com | AppPlug | Com - College | Total Resource Cost Test | Energy Efficiency | 0 | 0 | 0 | 0 | 0 | 0 | 0 | 0 | 0 | 0 | 0 | 0 | 34047.5332
Scenario 1: Reference | SCG | Com | AppPlug | Com - Health | Participant Cost Test | Energy Efficiency | 6733334.8449 | 7691288.3572 | 8626153.3619 | 9194623.0783 | 9569024.4084 | 9831820.7446 | 10052902.7558 | 10084047.9772 | 9974961.8156 | 9666603.9733 | 8586375.6105 | 6176850.5201 | 3673868.0055
Scenario 1: Reference | SCG | Com | AppPlug | Com - Health | Program Administrator Cost Test | Energy Efficiency | 6423588.765 | 7590964.2467 | 8800768.1312 | 9660236.0718 | 10622662.7242 | 11539004.1339 | 12522131.9605 | 13337886.4576 | 14053097.3658 | 14546205.5572 | 14866096.7 | 15313068.9834 | 15679503.8281
Scenario 1: Reference | SCG | Com | AppPlug | Com - Health | Rate Impact Measure Test | Energy Efficiency | 6423588.765 | 7590964.2467 | 8800768.1312 | 9660236.0718 | 10622662.7242 | 11539004.1339 | 12522131.9605 | 13337886.4576 | 14053097.3658 | 14546205.5572 | 14866096.7 | 15313068.9834 | 15679503.8281
Scenario 1: Reference | SCG | Com | AppPlug | Com - Health | Total Resource Cost Test | Energy Efficiency | 6423588.765 | 7590964.2467 | 8800768.1312 | 9660236.0718 | 10622662.7242 | 11539004.1339 | 12522131.9605 | 13337886.4576 | 14053097.3658 | 14546205.5572 | 14866096.7 | 15313068.9834 | 15679503.8281
Scenario 1: Reference | SCG | Com | AppPlug | Com - Lodging | Participant Cost Test | Energy Efficiency | 5490619.0503 | 6221705.2196 | 6956050.8002 | 7327632.7921 | 7437172.8578 | 7497874.296 | 7486558.4674 | 7389653.4572 | 7185228.9994 | 6858132.6021 | 6059671.1685 | 4400775.421 | 2655793.4587
Scenario 1: Reference | SCG | Com | AppPlug | Com - Lodging | Program Administrator Cost Test | Energy Efficiency | 5290410.4854 | 6204764.752 | 7175253.1358 | 7782936.3093 | 8443873.9548 | 9124169.0472 | 9800582.7727 | 10451596.6296 | 11036764.7454 | 11555075.6354 | 12024796.8698 | 12416550.4085 | 12736006.9329
Scenario 1: Reference | SCG | Com | AppPlug | Com - Lodging | Rate Impact Measure Test | Energy Efficiency | 5290410.4854 | 6204764.752 | 7175253.1358 | 7782936.3093 | 8443873.9548 | 9124169.0472 | 9800582.7727 | 10451596.6296 | 11036764.7454 | 11555075.6354 | 12024796.8698 | 12416550.4085 | 12736006.9329
Scenario 1: Reference | SCG | Com | AppPlug | Com - Lodging | Total Resource Cost Test | Energy Efficiency | 5290410.4854 | 6204764.752 | 7175253.1358 | 7782936.3093 | 8443873.9548 | 9124169.0472 | 9800582.7727 | 10451596.6296 | 11036764.7454 | 11555075.6354 | 12024796.8698 | 12416550.4085 | 12736006.9329
Scenario 1: Reference | SCG | Com | AppPlug | Com - Other | Participant Cost Test | Energy Efficiency | 132139.8791 | 140976.6011 | 146609.2904 | 148470.0014 | 109653.4707 | 182551.7763 | 134685.0804 | 126445.9992 | 117655.5898 | 99159.9308 | 79542.4669 | 58764.5868 | 32802.2488
Scenario 1: Reference | SCG | Com | AppPlug | Com - Other | Program Administrator Cost Test | Energy Efficiency | 99352.5923 | 109830.3162 | 118441.7848 | 124607.5916 | 90661.5087 | 171884.3309 | 128225.404 | 125872.8801 | 122517.7633 | 119596.6356 | 117522.3864 | 116397.3503 | 116893.9534
Scenario 1: Reference | SCG | Com | AppPlug | Com - Other | Rate Impact Measure Test | Energy Efficiency | 99352.5923 | 109830.3162 | 118441.7848 | 124607.5916 | 90661.5087 | 171884.3309 | 128225.404 | 125872.8801 | 122517.7633 | 119596.6356 | 117522.3864 | 116397.3503 | 116893.9534
Scenario 1: Reference | SCG | Com | AppPlug | Com - Other | Total Resource Cost Test | Energy Efficiency | 99352.5923 | 109830.3162 | 118441.7848 | 124607.5916 | 90661.5087 | 171884.3309 | 128225.404 | 125872.8801 | 122517.7633 | 119596.6356 | 117522.3864 | 116397.3503 | 116893.9534
Scenario 1: Reference | SCG | Com | BldgEnv | Com - College | Participant Cost Test | Energy Efficiency | 63599.6938 | 63957.4506 | 62118.5044 | 57920.2123 | 51811.3358 | 44514.4534 | 36578.0604 | 26899.7859 | 14604.943 | 8455.6074 | 4063.8617 | 1288.8842 | 647.8651
Scenario 1: Reference | SCG | Com | BldgEnv | Com - College | Program Administrator Cost Test | Energy Efficiency | 43069.3575 | 45129.3819 | 45750.6539 | 44619.6793 | 41818.1509 | 37808.0422 | 32902.3639 | 27458.6196 | 21940.1686 | 16610.4348 | 11743.0483 | 7651.4724 | 7368.4181
Scenario 1: Reference | SCG | Com | BldgEnv | Com - College | Rate Impact Measure Test | Energy Efficiency | 43069.3575 | 45129.3819 | 45750.6539 | 44619.6793 | 41818.1509 | 37808.0422 | 32902.3639 | 27458.6196 | 21940.1686 | 16610.4348 | 11743.0483 | 7651.4724 | 7368.4181
Scenario 1: Reference | SCG | Com | BldgEnv | Com - College | Total Resource Cost Test | Energy Efficiency | 53307.6459 | 55308.2379 | 55513.2342 | 53635.4979 | 49813.1223 | 44629.9275 | 38489.0483 | 31829.9228 | 21940.1686 | 16610.4348 | 11743.0483 | 7651.4724 | 7368.4181
Scenario 1: Reference | SCG | Com | BldgEnv | Com - Grocery | Participant Cost Test | Energy Efficiency | 47781.5628 | 31564.2292 | 15307.0575 | 4315.92 | 4325.522 | 4291.1583 | 4183.094 | 4003.5856 | 2984.553 | 2612.9453 | 2181.2624 | 1671.3195 | 1083.6963
Scenario 1: Reference | SCG | Com | BldgEnv | Com - Grocery | Program Administrator Cost Test | Energy Efficiency | 34145.9942 | 24023.5349 | 13058.7306 | 5345.4678 | 5939.0812 | 6581.3115 | 7229.8868 | 7962.1498 | 8696.1416 | 9435.7421 | 10246.4794 | 11069.5377 | 11950.3708
Scenario 1: Reference | SCG | Com | BldgEnv | Com - Grocery | Rate Impact Measure Test | Energy Efficiency | 34145.9942 | 24023.5349 | 13058.7306 | 5345.4678 | 5939.0812 | 6581.3115 | 7229.8868 | 7962.1498 | 8696.1416 | 9435.7421 | 10246.4794 | 11069.5377 | 11950.3708
Scenario 1: Reference | SCG | Com | BldgEnv | Com - Grocery | Total Resource Cost Test | Energy Efficiency | 39856.1969 | 27787.3365 | 14923.4868 | 5969.9437 | 6589.1111 | 7256.7509 | 7926.5392 | 8682.5463 | 8696.1416 | 9435.7421 | 10246.4794 | 11069.5377 | 11950.3708
Scenario 1: Reference | SCG | Com | BldgEnv | Com - Health | Participant Cost Test | Energy Efficiency | 64597.109 | 58357.7299 | 49862.2388 | 39846.9701 | 29535.4412 | 19551.6191 | 10545.2944 | 5061.4744 | 3647.9692 | 3121.2164 | 2530.873 | 1978.3287 | 1327.492
Scenario 1: Reference | SCG | Com | BldgEnv | Com - Health | Program Administrator Cost Test | Energy Efficiency | 43257.5317 | 40962.3467 | 36897.1073 | 31301.1332 | 25060.937 | 18539.9461 | 12415.5943 | 8821.6606 | 9525.3659 | 10066.6391 | 10560.4398 | 11604.6156 | 12812.0739
Scenario 1: Reference | SCG | Com | BldgEnv | Com - Health | Rate Impact Measure Test | Energy Efficiency | 43257.5317 | 40962.3467 | 36897.1073 | 31301.1332 | 25060.937 | 18539.9461 | 12415.5943 | 8821.6606 | 9525.3659 | 10066.6391 | 10560.4398 | 11604.6156 | 12812.0739
Scenario 1: Reference | SCG | Com | BldgEnv | Com - Health | Total Resource Cost Test | Energy Efficiency | 52132.4109 | 48908.6631 | 43648.0316 | 36690.4973 | 29090.7507 | 21289.3955 | 14054.6811 | 9827.4059 | 9525.3659 | 10066.6391 | 10560.4398 | 11604.6156 | 12812.0739
Scenario 1: Reference | SCG | Com | BldgEnv | Com - Lodging | Participant Cost Test | Energy Efficiency | 1872.926 | 2285.1306 | 2780.9173 | 4743.3803 | 5757.6828 | 6974.9388 | 8428.0082 | 9637.3481 | 6857.6523 | 6981.5871 | 6752.0118 | 6022.5999 | 4611.8852
Scenario 1: Reference | SCG | Com | BldgEnv | Com - Lodging | Program Administrator Cost Test | Energy Efficiency | 680.9039 | 867.7196 | 1103.5464 | 2421.923 | 3068.2427 | 3876.8117 | 4883.3755 | 6128.847 | 7658.0636 | 9518.2609 | 11755.0108 | 14405.9787 | 17492.3295
Scenario 1: Reference | SCG | Com | BldgEnv | Com - Lodging | Rate Impact Measure Test | Energy Efficiency | 680.9039 | 867.7196 | 1103.5464 | 2421.923 | 3068.2427 | 3876.8117 | 4883.3755 | 6128.847 | 7658.0636 | 9518.2609 | 11755.0108 | 14405.9787 | 17492.3295
Scenario 1: Reference | SCG | Com | BldgEnv | Com - Lodging | Total Resource Cost Test | Energy Efficiency | 1546.1864 | 1915.8078 | 2370.3118 | 3949.2845 | 4905.2268 | 6079.8626 | 7516.5965 | 9263.7438 | 7658.0636 | 9518.2609 | 11755.0108 | 14405.9787 | 17492.3295
Scenario 1: Reference | SCG | Com | BldgEnv | Com - Office (Large) | Participant Cost Test | Energy Efficiency | 22652.5364 | 22763.6094 | 22564.9115 | 22205.3535 | 21774.3377 | 21173.2695 | 20270.0351 | 19054.2691 | 12312.9979 | 10538.8328 | 8637.7813 | 6538.7146 | 4269.4618
Scenario 1: Reference | SCG | Com | BldgEnv | Com - Office (Large) | Program Administrator Cost Test | Energy Efficiency | 17449.8311 | 19017.7719 | 20535.855 | 22148.0965 | 23944.8971 | 25841.9228 | 27668.0395 | 29564.8832 | 31280.1794 | 32962.6971 | 34823.0385 | 36615.367 | 38533.1888
Scenario 1: Reference | SCG | Com | BldgEnv | Com - Office (Large) | Rate Impact Measure Test | Energy Efficiency | 17449.8311 | 19017.7719 | 20535.855 | 22148.0965 | 23944.8971 | 25841.9228 | 27668.0395 | 29564.8832 | 31280.1794 | 32962.6971 | 34823.0385 | 36615.367 | 38533.1888
Scenario 1: Reference | SCG | Com | BldgEnv | Com - Office (Large) | Total Resource Cost Test | Energy Efficiency | 22094.085 | 23774.6651 | 25369.4919 | 27055.0631 | 28937.8967 | 30914.7275 | 32784.287 | 34715.2136 | 31280.1794 | 32962.6971 | 34823.0385 | 36615.367 | 38533.1888
Scenario 1: Reference | SCG | Com | BldgEnv | Com - Office (Small) | Participant Cost Test | Energy Efficiency | 14277.0539 | 9852.0779 | 5513.0052 | 2991.5278 | 349.176 | 24262.6474 | 2595.4292 | 2445.7712 | 1898.2186 | 1657.2946 | 1381.3164 | 1065.1801 | 707.5182
Scenario 1: Reference | SCG | Com | BldgEnv | Com - Office (Small) | Program Administrator Cost Test | Energy Efficiency | 9487.8083 | 7183.6835 | 4755.9804 | 3394.8903 | 210.5967 | 36338.7541 | 4100.9973 | 4450.0436 | 4809.7919 | 5178.0443 | 5569.2444 | 5972.1951 | 6399.7301
Scenario 1: Reference | SCG | Com | BldgEnv | Com - Office (Small) | Rate Impact Measure Test | Energy Efficiency | 9487.8083 | 7183.6835 | 4755.9804 | 3394.8903 | 210.5967 | 36338.7541 | 4100.9973 | 4450.0436 | 4809.7919 | 5178.0443 | 5569.2444 | 5972.1951 | 6399.7301
Scenario 1: Reference | SCG | Com | BldgEnv | Com - Office (Small) | Total Resource Cost Test | Energy Efficiency | 11643.4134 | 8605.0878 | 5476.1136 | 3728.4176 | 258.0499 | 39269.942 | 4437.9765 | 4794.0269 | 4809.7919 | 5178.0443 | 5569.2444 | 5972.1951 | 6399.7301
Scenario 1: Reference | SCG | Com | BldgEnv | Com - Other | Participant Cost Test | Energy Efficiency | 157189.6476 | 141736.4415 | 120901.5444 | 190164.3383 | 126881.2251 | 98560.6091 | 41262.7723 | 12832.9458 | 8140.6483 | 7210.529 | 6091.3603 | 4747.7218 | 3176.4164
Scenario 1: Reference | SCG | Com | BldgEnv | Com - Other | Program Administrator Cost Test | Energy Efficiency | 101362.3938 | 96031.3608 | 86595.9491 | 124415.3747 | 81566.5672 | 84848.6481 | 39879.6754 | 23000.8978 | 25071.8876 | 27380.2494 | 29868.0132 | 32439.4524 | 35253.8681
Scenario 1: Reference | SCG | Com | BldgEnv | Com - Other | Rate Impact Measure Test | Energy Efficiency | 101362.3938 | 96031.3608 | 86595.9491 | 124415.3747 | 81566.5672 | 84848.6481 | 39879.6754 | 23000.8978 | 25071.8876 | 27380.2494 | 29868.0132 | 32439.4524 | 35253.8681
Scenario 1: Reference | SCG | Com | BldgEnv | Com - Other | Total Resource Cost Test | Energy Efficiency | 134034.2482 | 125269.4264 | 111372.4674 | 171082.1974 | 112504.9999 | 109392.1486 | 50531.2889 | 26903.9015 | 25071.8876 | 27380.2494 | 29868.0132 | 32439.4524 | 35253.8681
Scenario 1: Reference | SCG | Com | BldgEnv | Com - Refrig. Warehouse | Participant Cost Test | Energy Efficiency | 5382.8353 | 475.6207 | 1170.6136 | 6435.7076 | 3227.902 | 3684.3437 | 4168.4369 | 4356.7026 | 4072.8078 | 3784.6028 | 3299.0747 | 2622.7895 | 1772.8365
Scenario 1: Reference | SCG | Com | BldgEnv | Com - Refrig. Warehouse | Program Administrator Cost Test | Energy Efficiency | 5387.1065 | 553.2594 | 867.4047 | 7663.2733 | 2983.5535 | 3535.9841 | 4156.3653 | 4822.7816 | 5529.9039 | 6240.2235 | 6914.0417 | 7525.4437 | 8016.3705
Scenario 1: Reference | SCG | Com | BldgEnv | Com - Refrig. Warehouse | Rate Impact Measure Test | Energy Efficiency | 5387.1065 | 553.2594 | 867.4047 | 7663.2733 | 2983.5535 | 3535.9841 | 4156.3653 | 4822.7816 | 5529.9039 | 6240.2235 | 6914.0417 | 7525.4437 | 8016.3705
Scenario 1: Reference | SCG | Com | BldgEnv | Com - Refrig. Warehouse | Total Resource Cost Test | Energy Efficiency | 5639.4946 | 574.0921 | 943.3463 | 7944.483 | 3108.8901 | 3677.6234 | 4314.8955 | 4997.8121 | 5529.9039 | 6240.2235 | 6914.0417 | 7525.4437 | 8016.3705
Scenario 1: Reference | SCG | Com | BldgEnv | Com - Restaurant | Participant Cost Test | Energy Efficiency | 5502.0272 | 5659.3116 | 5767.0334 | 5825.8314 | 5839.7742 | 5741.2037 | 5551.2384 | 5235.2094 | 4442.926 | 3901.6862 | 3272.0748 | 2537.0564 | 1693.7781
Scenario 1: Reference | SCG | Com | BldgEnv | Com - Restaurant | Program Administrator Cost Test | Energy Efficiency | 5750.2069 | 6451.0748 | 7208.0307 | 8033.8605 | 8948.7288 | 9846.445 | 10759.0178 | 11763.0999 | 12813.9874 | 13892.4702 | 15053.104 | 16249.3317 | 17537.0477
Scenario 1: Reference | SCG | Com | BldgEnv | Com - Restaurant | Rate Impact Measure Test | Energy Efficiency | 5750.2069 | 6451.0748 | 7208.0307 | 8033.8605 | 8948.7288 | 9846.445 | 10759.0178 | 11763.0999 | 12813.9874 | 13892.4702 | 15053.104 | 16249.3317 | 17537.0477
Scenario 1: Reference | SCG | Com | BldgEnv | Com - Restaurant | Total Resource Cost Test | Energy Efficiency | 6023.6229 | 6735.9745 | 7504.4054 | 8341.947 | 9269.1812 | 10176.5105 | 11097.0888 | 12109.6848 | 12813.9874 | 13892.4702 | 15053.104 | 16249.3317 | 17537.0477
Scenario 1: Reference | SCG | Com | BldgEnv | Com - Retail | Participant Cost Test | Energy Efficiency | 503606.1387 | 431700.2683 | 343457.7955 | 30414.3341 | 167309.6876 | 134113.9783 | 30322.5005 | 29463.0617 | 17541.924 | 15362.3822 | 12790.8155 | 9735.3805 | 6191.9415
Scenario 1: Reference | SCG | Com | BldgEnv | Com - Retail | Program Administrator Cost Test | Energy Efficiency | 329889.2501 | 296055.5193 | 248092.1864 | 35497.7561 | 123609.1743 | 146321.4474 | 48082.0827 | 52903.9617 | 57713.799 | 62695.4973 | 68100.4399 | 73611.4912 | 79535.3758
Scenario 1: Reference | SCG | Com | BldgEnv | Com - Retail | Rate Impact Measure Test | Energy Efficiency | 329889.2501 | 296055.5193 | 248092.1864 | 35497.7561 | 123609.1743 | 146321.4474 | 48082.0827 | 52903.9617 | 57713.799 | 62695.4973 | 68100.4399 | 73611.4912 | 79535.3758
Scenario 1: Reference | SCG | Com | BldgEnv | Com - Retail | Total Resource Cost Test | Energy Efficiency | 447469.0309 | 395829.2391 | 326832.7384 | 44208.3134 | 160477.3293 | 180760.4152 | 57891.1573 | 63058.5105 | 57713.799 | 62695.4973 | 68100.4399 | 73611.4912 | 79535.3758
Scenario 1: Reference | SCG | Com | BldgEnv | Com - School | Participant Cost Test | Energy Efficiency | 4571.3728 | 4617.1763 | 4631.0742 | 4586.2787 | 4443.5017 | 4307.6721 | 4094.8651 | 3811.3118 | 2809.1278 | 2438.547 | 2013.5222 | 1548.9673 | 1020.8546
Scenario 1: Reference | SCG | Com | BldgEnv | Com - School | Program Administrator Cost Test | Energy Efficiency | 3828.3442 | 4203.1788 | 4607.7369 | 5019.5436 | 5378.4396 | 5813.9388 | 6215.101 | 6632.5179 | 7087.9218 | 7585.9118 | 8080.0116 | 8645.0262 | 9189.7065
Scenario 1: Reference | SCG | Com | BldgEnv | Com - School | Rate Impact Measure Test | Energy Efficiency | 3828.3442 | 4203.1788 | 4607.7369 | 5019.5436 | 5378.4396 | 5813.9388 | 6215.101 | 6632.5179 | 7087.9218 | 7585.9118 | 8080.0116 | 8645.0262 | 9189.7065
Scenario 1: Reference | SCG | Com | BldgEnv | Com - School | Total Resource Cost Test | Energy Efficiency | 4421.3043 | 4813.7939 | 5236.0576 | 5662.7111 | 6027.1827 | 6473.6005 | 6879.1108 | 7299.8177 | 7087.9218 | 7585.9118 | 8080.0116 | 8645.0262 | 9189.7065
Scenario 1: Reference | SCG | Com | BldgEnv | Com - Warehouse | Participant Cost Test | Energy Efficiency | 86590.5364 | 99630.8099 | 112479.6959 | 187277.0527 | 203995.7071 | 217192.7176 | 225555.0882 | 214889.3618 | 150607.625 | 122981.0608 | 93309.9456 | 63985.0149 | 37075.9692
Scenario 1: Reference | SCG | Com | BldgEnv | Com - Warehouse | Program Administrator Cost Test | Energy Efficiency | 46171.4679 | 55439.638 | 65337.4818 | 126258.3419 | 143564.0677 | 159511.452 | 172874.7644 | 182638.606 | 187722.8157 | 187739.0981 | 182743.0287 | 173145.2636 | 160103.3335
Scenario 1: Reference | SCG | Com | BldgEnv | Com - Warehouse | Rate Impact Measure Test | Energy Efficiency | 46171.4679 | 55439.638 | 65337.4818 | 126258.3419 | 143564.0677 | 159511.452 | 172874.7644 | 182638.606 | 187722.8157 | 187739.0981 | 182743.0287 | 173145.2636 | 160103.3335
Scenario 1: Reference | SCG | Com | BldgEnv | Com - Warehouse | Total Resource Cost Test | Energy Efficiency | 70979.7456 | 83788.0209 | 97136.1672 | 161268.4418 | 181330.1878 | 199307.5404 | 213763.2196 | 223562.2286 | 187722.8157 | 187739.0981 | 182743.0287 | 173145.2636 | 160103.3335
Scenario 1: Reference | SCG | Com | FoodServ | Com - College | Participant Cost Test | Energy Efficiency | 319419.7056 | 339452.7396 | 345975.2987 | 345693.9091 | 338314.0529 | 329041.1914 | 334148.7018 | 317777.8384 | 290533.3313 | 256932.5897 | 217809.6588 | 174480.2291 | 121420.8161
Scenario 1: Reference | SCG | Com | FoodServ | Com - College | Program Administrator Cost Test | Energy Efficiency | 250048.6242 | 275787.0594 | 303701.4718 | 333094.3757 | 361274.5221 | 392769.6669 | 439554.331 | 476874.965 | 511335.5053 | 545886.695 | 582575.7014 | 627334.848 | 667223.145
Scenario 1: Reference | SCG | Com | FoodServ | Com - College | Rate Impact Measure Test | Energy Efficiency | 250048.6242 | 275787.0594 | 303701.4718 | 333094.3757 | 361274.5221 | 392769.6669 | 439554.331 | 476874.965 | 511335.5053 | 545886.695 | 582575.7014 | 627334.848 | 667223.145
Scenario 1: Reference | SCG | Com | FoodServ | Com - College | Total Resource Cost Test | Energy Efficiency | 250048.6242 | 275787.0594 | 303701.4718 | 333094.3757 | 361274.5221 | 392769.6669 | 439554.331 | 476874.965 | 511335.5053 | 545886.695 | 582575.7014 | 627334.848 | 667223.145
Scenario 1: Reference | SCG | Com | FoodServ | Com - Grocery | Participant Cost Test | Energy Efficiency | 2758171.7742 | 2958706.1724 | 3062814.6806 | 3058039.6791 | 3017942.526 | 2937285.3455 | 3257112.552 | 3248598.2364 | 3007590.4683 | 2698871.9382 | 2323981.0574 | 1872385.3093 | 1336073.8377
Scenario 1: Reference | SCG | Com | FoodServ | Com - Grocery | Program Administrator Cost Test | Energy Efficiency | 1862019.0037 | 2068949.8632 | 2278064.929 | 2499267.405 | 2732552.3254 | 2974628.3606 | 3557808.4729 | 4008183.1863 | 4343849.4097 | 4691014.136 | 5062165.6986 | 5448005.2852 | 5847303.296
Scenario 1: Reference | SCG | Com | FoodServ | Com - Grocery | Rate Impact Measure Test | Energy Efficiency | 1862019.0037 | 2068949.8632 | 2278064.929 | 2499267.405 | 2732552.3254 | 2974628.3606 | 3557808.4729 | 4008183.1863 | 4343849.4097 | 4691014.136 | 5062165.6986 | 5448005.2852 | 5847303.296
Scenario 1: Reference | SCG | Com | FoodServ | Com - Grocery | Total Resource Cost Test | Energy Efficiency | 1862019.0037 | 2068949.8632 | 2278064.929 | 2499267.405 | 2732552.3254 | 2974628.3606 | 3557808.4729 | 4008183.1863 | 4343849.4097 | 4691014.136 | 5062165.6986 | 5448005.2852 | 5847303.296
Scenario 1: Reference | SCG | Com | FoodServ | Com - Health | Participant Cost Test | Energy Efficiency | 898352.5211 | 965663.0439 | 999440.2402 | 993229.253 | 981038.092 | 951617.967 | 1011827.0185 | 983048.7246 | 904424.6354 | 801471.432 | 678716.6797 | 545536.2744 | 386180.9837
Scenario 1: Reference | SCG | Com | FoodServ | Com - Health | Program Administrator Cost Test | Energy Efficiency | 658218.2474 | 733029.0559 | 813108.6061 | 888063.2898 | 971121.6344 | 1053642.6181 | 1219098.9134 | 1344228.372 | 1449607.6472 | 1550244.5075 | 1652079.2904 | 1782689.2156 | 1919159.2868
Scenario 1: Reference | SCG | Com | FoodServ | Com - Health | Rate Impact Measure Test | Energy Efficiency | 658218.2474 | 733029.0559 | 813108.6061 | 888063.2898 | 971121.6344 | 1053642.6181 | 1219098.9134 | 1344228.372 | 1449607.6472 | 1550244.5075 | 1652079.2904 | 1782689.2156 | 1919159.2868
Scenario 1: Reference | SCG | Com | FoodServ | Com - Health | Total Resource Cost Test | Energy Efficiency | 658218.2474 | 733029.0559 | 813108.6061 | 888063.2898 | 971121.6344 | 1053642.6181 | 1219098.9134 | 1344228.372 | 1449607.6472 | 1550244.5075 | 1652079.2904 | 1782689.2156 | 1919159.2868
Scenario 1: Reference | SCG | Com | FoodServ | Com - Lodging | Participant Cost Test | Energy Efficiency | 842581.8257 | 901118.4798 | 931548.8233 | 929847.2722 | 918468.1933 | 895125.4405 | 970480.1524 | 962902.0141 | 889683.139 | 796355.4045 | 683080.6124 | 546959.4239 | 385636.4738
Scenario 1: Reference | SCG | Com | FoodServ | Com - Lodging | Program Administrator Cost Test | Energy Efficiency | 568310.738 | 631978.596 | 699029.7934 | 767475.0261 | 840491.478 | 917125.3176 | 1081417.9865 | 1214928.8517 | 1317088.9503 | 1422993.893 | 1535742.7969 | 1652645.008 | 1772528.0049
Scenario 1: Reference | SCG | Com | FoodServ | Com - Lodging | Rate Impact Measure Test | Energy Efficiency | 568310.738 | 631978.596 | 699029.7934 | 767475.0261 | 840491.478 | 917125.3176 | 1081417.9865 | 1214928.8517 | 1317088.9503 | 1422993.893 | 1535742.7969 | 1652645.008 | 1772528.0049
Scenario 1: Reference | SCG | Com | FoodServ | Com - Lodging | Total Resource Cost Test | Energy Efficiency | 568310.738 | 631978.596 | 699029.7934 | 767475.0261 | 840491.478 | 917125.3176 | 1081417.9865 | 1214928.8517 | 1317088.9503 | 1422993.893 | 1535742.7969 | 1652645.008 | 1772528.0049
Scenario 1: Reference | SCG | Com | FoodServ | Com - Other | Participant Cost Test | Energy Efficiency | 3818429.2502 | 4098174.258 | 4192430.0391 | 4204324.8928 | 2954561.721 | 5188671.363 | 4028398.2938 | 3849178.869 | 3539318.2769 | 3159779.5683 | 2699782.6387 | 2148597.2917 | 1499917.6397
Scenario 1: Reference | SCG | Com | FoodServ | Com - Other | Program Administrator Cost Test | Energy Efficiency | 2949250.6418 | 3305475.5377 | 3678916.2451 | 4067833.9875 | 3255461.6396 | 6188160.1712 | 5451987.5433 | 5980447.8593 | 6484396.2375 | 7024840.9349 | 7599820.2689 | 8197751.1641 | 8833883.0177
Scenario 1: Reference | SCG | Com | FoodServ | Com - Other | Rate Impact Measure Test | Energy Efficiency | 2949250.6418 | 3305475.5377 | 3678916.2451 | 4067833.9875 | 3255461.6396 | 6188160.1712 | 5451987.5433 | 5980447.8593 | 6484396.2375 | 7024840.9349 | 7599820.2689 | 8197751.1641 | 8833883.0177
Scenario 1: Reference | SCG | Com | FoodServ | Com - Other | Total Resource Cost Test | Energy Efficiency | 2949250.6418 | 3305475.5377 | 3678916.2451 | 4067833.9875 | 3255461.6396 | 6188160.1712 | 5451987.5433 | 5980447.8593 | 6484396.2375 | 7024840.9349 | 7599820.2689 | 8197751.1641 | 8833883.0177
Scenario 1: Reference | SCG | Com | FoodServ | Com - Restaurant | Participant Cost Test | Energy Efficiency | 13142001.1229 | 14115324.3383 | 14620427.2614 | 14679379.7212 | 14567547.9122 | 14212771.4352 | 15365317.3418 | 15249677.562 | 14136214.5803 | 12695627.3367 | 10923949.2632 | 8776488.3727 | 6217183.5617
Scenario 1: Reference | SCG | Com | FoodServ | Com - Restaurant | Program Administrator Cost Test | Energy Efficiency | 8899963.2428 | 9952227.9954 | 11056164.6579 | 12228000.6907 | 13477211.3508 | 14751297.0743 | 17375443.4833 | 19557299.9734 | 21301697.4714 | 23122090.2502 | 25062600.373 | 27090412.8599 | 29222035.8706
Scenario 1: Reference | SCG | Com | FoodServ | Com - Restaurant | Rate Impact Measure Test | Energy Efficiency | 8899963.2428 | 9952227.9954 | 11056164.6579 | 12228000.6907 | 13477211.3508 | 14751297.0743 | 17375443.4833 | 19557299.9734 | 21301697.4714 | 23122090.2502 | 25062600.373 | 27090412.8599 | 29222035.8706
Scenario 1: Reference | SCG | Com | FoodServ | Com - Restaurant | Total Resource Cost Test | Energy Efficiency | 8899963.2428 | 9952227.9954 | 11056164.6579 | 12228000.6907 | 13477211.3508 | 14751297.0743 | 17375443.4833 | 19557299.9734 | 21301697.4714 | 23122090.2502 | 25062600.373 | 27090412.8599 | 29222035.8706
Scenario 1: Reference | SCG | Com | FoodServ | Com - Retail | Participant Cost Test | Energy Efficiency | 31954.6869 | 34026.5331 | 35398.4383 | 36505.1571 | 0 | 79200.4751 | 36775.076 | 35529.9609 | 33177.1197 | 29790.5223 | 25371.0229 | 19637.9863 | 12566.4375
Scenario 1: Reference | SCG | Com | FoodServ | Com - Retail | Program Administrator Cost Test | Energy Efficiency | 4639.8925 | 5422.53 | 6246.227 | 7200.8242 | 0 | 20087.2374 | 10786.8012 | 12274.9602 | 13835.9082 | 15515.9847 | 17383.8971 | 19362.6806 | 21536.2523
Scenario 1: Reference | SCG | Com | FoodServ | Com - Retail | Rate Impact Measure Test | Energy Efficiency | 4639.8925 | 5422.53 | 6246.227 | 7200.8242 | 0 | 20087.2374 | 10786.8012 | 12274.9602 | 13835.9082 | 15515.9847 | 17383.8971 | 19362.6806 | 21536.2523
Scenario 1: Reference | SCG | Com | FoodServ | Com - Retail | Total Resource Cost Test | Energy Efficiency | 4639.8925 | 5422.53 | 6246.227 | 7200.8242 | 0 | 20087.2374 | 10786.8012 | 12274.9602 | 13835.9082 | 15515.9847 | 17383.8971 | 19362.6806 | 21536.2523
Scenario 1: Reference | SCG | Com | FoodServ | Com - School | Participant Cost Test | Energy Efficiency | 972062.9207 | 1018835.8458 | 1027319.9861 | 1015832.7835 | 986044.0956 | 948605.0851 | 934129.1752 | 884841.812 | 804689.967 | 710828.0019 | 599913.0686 | 473261.3833 | 326027.4759
Scenario 1: Reference | SCG | Com | FoodServ | Com - School | Program Administrator Cost Test | Energy Efficiency | 692523.7849 | 761185.5398 | 833077.5876 | 906705.628 | 977399.9272 | 1053881.1152 | 1158458.2265 | 1255065.3385 | 1343151.9517 | 1436903.0942 | 1533082.0703 | 1637295.1534 | 1740213.4638
Scenario 1: Reference | SCG | Com | FoodServ | Com - School | Rate Impact Measure Test | Energy Efficiency | 692523.7849 | 761185.5398 | 833077.5876 | 906705.628 | 977399.9272 | 1053881.1152 | 1158458.2265 | 1255065.3385 | 1343151.9517 | 1436903.0942 | 1533082.0703 | 1637295.1534 | 1740213.4638
Scenario 1: Reference | SCG | Com | FoodServ | Com - School | Total Resource Cost Test | Energy Efficiency | 692523.7849 | 761185.5398 | 833077.5876 | 906705.628 | 977399.9272 | 1053881.1152 | 1158458.2265 | 1255065.3385 | 1343151.9517 | 1436903.0942 | 1533082.0703 | 1637295.1534 | 1740213.4638
Scenario 1: Reference | SCG | Com | HVAC | Com - College | Participant Cost Test | Energy Efficiency | 641006.9408 | 612410.6022 | 589200.6613 | 565655.1585 | 572854.9851 | 281903.5608 | 223596.6437 | 205345.2323 | 150431.2899 | 122288.1176 | 99757.0797 | 73664.2072 | 40688.1586
Scenario 1: Reference | SCG | Com | HVAC | Com - College | Program Administrator Cost Test | Energy Efficiency | 165896.5746 | 172386.9609 | 181665.9727 | 192384.7834 | 254244.1172 | 153487.8894 | 177768.4597 | 189547.2548 | 201801.7516 | 199937.8755 | 225992.1629 | 248929.0136 | 263971.4986
Scenario 1: Reference | SCG | Com | HVAC | Com - College | Rate Impact Measure Test | Energy Efficiency | 165896.5746 | 172386.9609 | 181665.9727 | 192384.7834 | 254244.1172 | 153487.8894 | 177768.4597 | 189547.2548 | 201801.7516 | 199937.8755 | 225992.1629 | 248929.0136 | 263971.4986
Scenario 1: Reference | SCG | Com | HVAC | Com - College | Total Resource Cost Test | Energy Efficiency | 304531.7464 | 308033.5997 | 315546.627 | 324958.6776 | 393288.5086 | 238131.3176 | 211261.7613 | 223368.6094 | 201801.7516 | 199937.8755 | 225992.1629 | 248929.0136 | 263971.4986
Scenario 1: Reference | SCG | Com | HVAC | Com - Grocery | Participant Cost Test | Energy Efficiency | 105319.2785 | 104918.928 | 102731.7471 | 100471.9763 | 97842.0795 | 94530.7639 | 89856.8647 | 84811.6443 | 60802.1443 | 52770.7929 | 43854.4766 | 33658.2826 | 22191.0372
Scenario 1: Reference | SCG | Com | HVAC | Com - Grocery | Program Administrator Cost Test | Energy Efficiency | 101998.9819 | 110099.7334 | 117407.8446 | 125825.719 | 135250.8664 | 145451.7667 | 155477.8266 | 167123.6551 | 178577.2756 | 190001.2525 | 202809.4568 | 215792.3103 | 229909.8539
Scenario 1: Reference | SCG | Com | HVAC | Com - Grocery | Rate Impact Measure Test | Energy Efficiency | 101998.9819 | 110099.7334 | 117407.8446 | 125825.719 | 135250.8664 | 145451.7667 | 155477.8266 | 167123.6551 | 178577.2756 | 190001.2525 | 202809.4568 | 215792.3103 | 229909.8539
Scenario 1: Reference | SCG | Com | HVAC | Com - Grocery | Total Resource Cost Test | Energy Efficiency | 117468.4364 | 125944.8806 | 133434.9869 | 142104.7856 | 151822.8292 | 162318.8185 | 172532.9418 | 184455.0267 | 178577.2756 | 190001.2525 | 202809.4568 | 215792.3103 | 229909.8539
Scenario 1: Reference | SCG | Com | HVAC | Com - Health | Participant Cost Test | Energy Efficiency | 2403988.591 | 2446366.2199 | 2452126.7994 | 2395676.5494 | 2306772.9796 | 1890974.5509 | 1705230.4867 | 1539024.0411 | 1007999.9589 | 753132.1105 | 527660.1363 | 342643.9305 | 189865.0737
Scenario 1: Reference | SCG | Com | HVAC | Com - Health | Program Administrator Cost Test | Energy Efficiency | 1388243.7989 | 1495442.5881 | 1589537.3149 | 1644918.7535 | 1685912.6585 | 1564720.3686 | 1557313.3915 | 1516276.7453 | 1458334.4115 | 1377572.6374 | 1287683.4114 | 1231080.2402 | 1186366.9698
Scenario 1: Reference | SCG | Com | HVAC | Com - Health | Rate Impact Measure Test | Energy Efficiency | 1388243.7989 | 1495442.5881 | 1589537.3149 | 1644918.7535 | 1685912.6585 | 1564720.3686 | 1557313.3915 | 1516276.7453 | 1458334.4115 | 1377572.6374 | 1287683.4114 | 1231080.2402 | 1186366.9698
Scenario 1: Reference | SCG | Com | HVAC | Com - Health | Total Resource Cost Test | Energy Efficiency | 2017540.9354 | 2136775.8293 | 2232917.7085 | 2275211.8893 | 2294505.6813 | 2089858.7338 | 1995103.1556 | 1910932.2035 | 1458334.4115 | 1377572.6374 | 1287683.4114 | 1231080.2402 | 1186366.9698
Scenario 1: Reference | SCG | Com | HVAC | Com - Lodging | Participant Cost Test | Energy Efficiency | 1975005.0047 | 1993699.4251 | 1975605.2164 | 1915867.2515 | 1821649.4288 | 1526939.3469 | 1314605.2475 | 1160075.2175 | 98813.464 | 85165.4623 | 70239.9734 | 53617.369 | 68694.3754
Scenario 1: Reference | SCG | Com | HVAC | Com - Lodging | Program Administrator Cost Test | Energy Efficiency | 704252.0502 | 750606.047 | 786626.3416 | 808008.7132 | 816958.4958 | 758145.4584 | 738899.6261 | 709263.8455 | 291339.7361 | 307661.5366 | 325733.4071 | 344524.045 | 490451.4389
Scenario 1: Reference | SCG | Com | HVAC | Com - Lodging | Rate Impact Measure Test | Energy Efficiency | 704252.0502 | 750606.047 | 786626.3416 | 808008.7132 | 816958.4958 | 758145.4584 | 738899.6261 | 709263.8455 | 291339.7361 | 307661.5366 | 325733.4071 | 344524.045 | 490451.4389
Scenario 1: Reference | SCG | Com | HVAC | Com - Lodging | Total Resource Cost Test | Energy Efficiency | 1797774.1807 | 1854812.1967 | 1880887.2767 | 1869628.6237 | 1827290.0336 | 1627581.5189 | 1457404.6201 | 1342908.6928 | 291339.7361 | 307661.5366 | 325733.4071 | 344524.045 | 490451.4389
Scenario 1: Reference | SCG | Com | HVAC | Com - Office (Large) | Participant Cost Test | Energy Efficiency | 3812217.2102 | 3602019.8737 | 3382140.6448 | 3170250.2857 | 2972369.1181 | 572911.9459 | 1319.297 | 1220.275 | 713.67 | 602.198 | 487.4832 | 364.6041 | 234.6159
Scenario 1: Reference | SCG | Com | HVAC | Com - Office (Large) | Program Administrator Cost Test | Energy Efficiency | 828454.8352 | 844598.0859 | 859244.9819 | 876716.8539 | 899223.1365 | 1890.2272 | 1965.6337 | 2047.0936 | 2116.6763 | 2185.7421 | 2268.8224 | 2348.9164 | 2439.1669
Scenario 1: Reference | SCG | Com | HVAC | Com - Office (Large) | Rate Impact Measure Test | Energy Efficiency | 828454.8352 | 844598.0859 | 859244.9819 | 876716.8539 | 899223.1365 | 1890.2272 | 1965.6337 | 2047.0936 | 2116.6763 | 2185.7421 | 2268.8224 | 2348.9164 | 2439.1669
Scenario 1: Reference | SCG | Com | HVAC | Com - Office (Large) | Total Resource Cost Test | Energy Efficiency | 2168947.3992 | 2140419.6273 | 2108907.5273 | 2085006.3058 | 2073207.4639 | 573800.9938 | 2372.5112 | 2448.4108 | 2116.6763 | 2185.7421 | 2268.8224 | 2348.9164 | 2439.1669
Scenario 1: Reference | SCG | Com | HVAC | Com - Office (Small) | Participant Cost Test | Energy Efficiency | 1388746.104 | 1318790.265 | 1242492.8502 | 1163515.3022 | 464824.7636 | 1781678.3412 | 160590.5008 | 144303.8299 | 115197.8254 | 95658.7785 | 74647.9553 | 51760.1348 | 26960.9013
Scenario 1: Reference | SCG | Com | HVAC | Com - Office (Small) | Program Administrator Cost Test | Energy Efficiency | 400429.2756 | 414178.1072 | 427877.2438 | 442579.2238 | 202847.7688 | 747136.1703 | 77829.6992 | 82322.0624 | 86994.1993 | 91810.3209 | 97039.2517 | 102476.6271 | 108350.2603
Scenario 1: Reference | SCG | Com | HVAC | Com - Office (Small) | Rate Impact Measure Test | Energy Efficiency | 400429.2756 | 414178.1072 | 427877.2438 | 442579.2238 | 202847.7688 | 747136.1703 | 77829.6992 | 82322.0624 | 86994.1993 | 91810.3209 | 97039.2517 | 102476.6271 | 108350.2603
Scenario 1: Reference | SCG | Com | HVAC | Com - Office (Small) | Total Resource Cost Test | Energy Efficiency | 534272.1469 | 545254.48 | 555884.5982 | 567763.0203 | 261416.9824 | 860372.639 | 89005.5577 | 93517.4809 | 86994.1993 | 91810.3209 | 97039.2517 | 102476.6271 | 108350.2603
Scenario 1: Reference | SCG | Com | HVAC | Com - Other | Participant Cost Test | Energy Efficiency | 6631761.3669 | 6530293.4927 | 6386396.9061 | 6180319.8445 | 256241.8006 | 10917617.4358 | 5307679.553 | 4898549.1361 | 3505895.0087 | 2957413.3269 | 2344735.5848 | 1651204.224 | 878266.6884
Scenario 1: Reference | SCG | Com | HVAC | Com - Other | Program Administrator Cost Test | Energy Efficiency | 1852301.7138 | 1994584.171 | 2149390.6355 | 2311047.6118 | 108201.2119 | 5168064.0724 | 2876253.8808 | 3086031.8455 | 3288956.2302 | 3521505.4593 | 3775208.3478 | 4037677.3837 | 4329529.2644
Scenario 1: Reference | SCG | Com | HVAC | Com - Other | Rate Impact Measure Test | Energy Efficiency | 1852301.7138 | 1994584.171 | 2149390.6355 | 2311047.6118 | 108201.2119 | 5168064.0724 | 2876253.8808 | 3086031.8455 | 3288956.2302 | 3521505.4593 | 3775208.3478 | 4037677.3837 | 4329529.2644
Scenario 1: Reference | SCG | Com | HVAC | Com - Other | Total Resource Cost Test | Energy Efficiency | 2626099.4159 | 2785155.0338 | 2957498.9429 | 3134976.489 | 145702.3127 | 6822296.146 | 3748760.2909 | 3972475.734 | 3288956.2302 | 3521505.4593 | 3775208.3478 | 4037677.3837 | 4329529.2644
Scenario 1: Reference | SCG | Com | HVAC | Com - Restaurant | Participant Cost Test | Energy Efficiency | 6145079.1689 | 5937101.1243 | 5649579.2401 | 5315217.9309 | 4956129.9569 | 4561556.9561 | 4145892.4034 | 3722475.9141 | 3009002.5923 | 2549135.3432 | 2065057.3402 | 1548959.8444 | 994292.2534
Scenario 1: Reference | SCG | Com | HVAC | Com - Restaurant | Program Administrator Cost Test | Energy Efficiency | 6491777.1362 | 6821118.8664 | 7099217.0646 | 7355263.8044 | 7614679.787 | 7858732.7095 | 8108014.6415 | 8391209.5715 | 8698789.5216 | 9028476.0635 | 9396909.1235 | 9793871.1179 | 10234663.0454
Scenario 1: Reference | SCG | Com | HVAC | Com - Restaurant | Rate Impact Measure Test | Energy Efficiency | 6491777.1362 | 6821118.8664 | 7099217.0646 | 7355263.8044 | 7614679.787 | 7858732.7095 | 8108014.6415 | 8391209.5715 | 8698789.5216 | 9028476.0635 | 9396909.1235 | 9793871.1179 | 10234663.0454
Scenario 1: Reference | SCG | Com | HVAC | Com - Restaurant | Total Resource Cost Test | Energy Efficiency | 6802470.0578 | 7130941.9077 | 7405181.93 | 7655967.3709 | 7909891.7201 | 8147542.4756 | 8390362.8468 | 8667996.0295 | 8698789.5216 | 9028476.0635 | 9396909.1235 | 9793871.1179 | 10234663.0454
Scenario 1: Reference | SCG | Com | HVAC | Com - Retail | Participant Cost Test | Energy Efficiency | 1373090.1562 | 1332196.9604 | 1277914.9499 | 1223884.5271 | 362303.0561 | 1351378.9355 | 519154.8047 | 482542.3089 | 311727.8301 | 260918.9949 | 205423.7986 | 143437.5436 | 75293.5741
Scenario 1: Reference | SCG | Com | HVAC | Com - Retail | Program Administrator Cost Test | Energy Efficiency | 247807.7213 | 260118.4223 | 271601.2892 | 284851.035 | 101931.7265 | 304620.8097 | 153797.1336 | 164927.0064 | 175841.7759 | 187179.5149 | 199724.4277 | 212525.5986 | 226503.5037
Scenario 1: Reference | SCG | Com | HVAC | Com - Retail | Rate Impact Measure Test | Energy Efficiency | 247807.7213 | 260118.4223 | 271601.2892 | 284851.035 | 101931.7265 | 304620.8097 | 153797.1336 | 164927.0064 | 175841.7759 | 187179.5149 | 199724.4277 | 212525.5986 | 226503.5037
Scenario 1: Reference | SCG | Com | HVAC | Com - Retail | Total Resource Cost Test | Energy Efficiency | 639582.2816 | 648487.9943 | 654705.1132 | 664138.8727 | 260089.9289 | 743572.4099 | 277168.795 | 290224.6381 | 175841.7759 | 187179.5149 | 199724.4277 | 212525.5986 | 226503.5037
Scenario 1: Reference | SCG | Com | HVAC | Com - School | Participant Cost Test | Energy Efficiency | 2169781.2783 | 2010443.5921 | 1902103.2262 | 1786375.0152 | 1640349.6692 | 779319.0018 | 711344.3719 | 641285.0487 | 458052.3202 | 384898.3504 | 305140.5402 | 221035.8429 | 128463.821
Scenario 1: Reference | SCG | Com | HVAC | Com - School | Program Administrator Cost Test | Energy Efficiency | 940790.467 | 974643.1555 | 1013777.0743 | 1053683.8086 | 1083994.0089 | 782895.9779 | 813079.646 | 845885.9117 | 884081.6674 | 927996.3143 | 971595.2373 | 1024247.257 | 1074600.4067
Scenario 1: Reference | SCG | Com | HVAC | Com - School | Rate Impact Measure Test | Energy Efficiency | 940790.467 | 974643.1555 | 1013777.0743 | 1053683.8086 | 1083994.0089 | 782895.9779 | 813079.646 | 845885.9117 | 884081.6674 | 927996.3143 | 971595.2373 | 1024247.257 | 1074600.4067
Scenario 1: Reference | SCG | Com | HVAC | Com - School | Total Resource Cost Test | Energy Efficiency | 1273258.5957 | 1250707.113 | 1284727.732 | 1319441.7415 | 1332046.6323 | 899795.7884 | 927842.9693 | 958954.002 | 884081.6674 | 927996.3143 | 971595.2373 | 1024247.257 | 1074600.4067
Scenario 1: Reference | SCG | Com | HVAC | Com - Warehouse | Participant Cost Test | Energy Efficiency | 51.7794 | 53.3753 | 53.6258 | 54.1744 | 55.0057 | 54.8733 | 53.6986 | 52.1019 | 32.5616 | 28.7713 | 24.2827 | 18.8663 | 12.6348
Scenario 1: Reference | SCG | Com | HVAC | Com - Warehouse | Program Administrator Cost Test | Energy Efficiency | 45.2438 | 50.4189 | 55.0105 | 60.671 | 67.6701 | 74.6828 | 81.5475 | 89.2024 | 96.5745 | 104.4285 | 113.0153 | 121.5439 | 131.357
Scenario 1: Reference | SCG | Com | HVAC | Com - Warehouse | Rate Impact Measure Test | Energy Efficiency | 45.2438 | 50.4189 | 55.0105 | 60.671 | 67.6701 | 74.6828 | 81.5475 | 89.2024 | 96.5745 | 104.4285 | 113.0153 | 121.5439 | 131.357
Scenario 1: Reference | SCG | Com | HVAC | Com - Warehouse | Total Resource Cost Test | Energy Efficiency | 57.3378 | 63.2081 | 68.2488 | 74.5184 | 82.3133 | 89.9995 | 97.3929 | 105.6181 | 96.5745 | 104.4285 | 113.0153 | 121.5439 | 131.357
Scenario 1: Reference | SCG | Com | WaterHeat | Com - College | Participant Cost Test | Energy Efficiency | 633186.5775 | 586553.5184 | 516467.8573 | 495944.2646 | 468649.474 | 48727.456 | 3794.3756 | 2810.2544 | 1199.6568 | 1030.6623 | 840.4598 | 629.4494 | 385.4958
Scenario 1: Reference | SCG | Com | WaterHeat | Com - College | Program Administrator Cost Test | Energy Efficiency | 752279.3089 | 773546.3458 | 809686.374 | 851536.7918 | 887028.573 | 3334.1321 | 2543.8357 | 2028.422 | 1396.6192 | 1481.6898 | 1573.5539 | 1680.4979 | 1786.1043
Scenario 1: Reference | SCG | Com | WaterHeat | Com - College | Rate Impact Measure Test | Energy Efficiency | 752279.3089 | 773546.3458 | 809686.374 | 851536.7918 | 887028.573 | 3334.1321 | 2543.8357 | 2028.422 | 1396.6192 | 1481.6898 | 1573.5539 | 1680.4979 | 1786.1043
Scenario 1: Reference | SCG | Com | WaterHeat | Com - College | Total Resource Cost Test | Energy Efficiency | 962929.4607 | 971779.9293 | 953672.0805 | 995428.4067 | 1028036.1063 | 48643.8978 | 3870.8226 | 2968.9435 | 1396.6192 | 1481.6898 | 1573.5539 | 1680.4979 | 1786.1043
Scenario 1: Reference | SCG | Com | WaterHeat | Com - Grocery | Participant Cost Test | Energy Efficiency | 745565.4454 | 332907.6871 | 97626.1308 | 88990.0105 | 87438.4374 | 43607.1226 | 36844.2902 | 37857.9181 | 29679.4939 | 25550.6754 | 20875.0706 | 15572.6306 | 9550.7993
Scenario 1: Reference | SCG | Com | WaterHeat | Com - Grocery | Program Administrator Cost Test | Energy Efficiency | 325452.862 | 183907.7995 | 100424.3485 | 102704.6012 | 108290.7681 | 28720.7778 | 30524.8821 | 32486.7078 | 34552.3533 | 36731.9034 | 39083.4429 | 41575.6892 | 44251.4314
Scenario 1: Reference | SCG | Com | WaterHeat | Com - Grocery | Rate Impact Measure Test | Energy Efficiency | 325452.862 | 183907.7995 | 100424.3485 | 102704.6012 | 108290.7681 | 28720.7778 | 30524.8821 | 32486.7078 | 34552.3533 | 36731.9034 | 39083.4429 | 41575.6892 | 44251.4314
Scenario 1: Reference | SCG | Com | WaterHeat | Com - Grocery | Total Resource Cost Test | Energy Efficiency | 550154.8965 | 281187.5906 | 126777.6888 | 126911.0515 | 132518.3283 | 45349.6648 | 39583.9912 | 41632.6914 | 34552.3533 | 36731.9034 | 39083.4429 | 41575.6892 | 44251.4314
Scenario 1: Reference | SCG | Com | WaterHeat | Com - Health | Participant Cost Test | Energy Efficiency | 14100807.7342 | 10738774.8051 | 7644523.2363 | 5333624.7793 | 3749370.4103 | 1626574.4804 | 803495.8198 | 319726.9188 | 4311.8697 | 3702.1397 | 3011.6895 | 2256.182 | 1391.0464
Scenario 1: Reference | SCG | Com | WaterHeat | Com - Health | Program Administrator Cost Test | Energy Efficiency | 7859723.5292 | 6583403.3706 | 5364741.8251 | 4385149.9104 | 3737493.9984 | 874959.9683 | 483812.9145 | 200569.5246 | 5019.8041 | 5322.2327 | 5638.6489 | 6023.5372 | 6445.0936
Scenario 1: Reference | SCG | Com | WaterHeat | Com - Health | Rate Impact Measure Test | Energy Efficiency | 7859723.5292 | 6583403.3706 | 5364741.8251 | 4385149.9104 | 3737493.9984 | 874959.9683 | 483812.9145 | 200569.5246 | 5019.8041 | 5322.2327 | 5638.6489 | 6023.5372 | 6445.0936
Scenario 1: Reference | SCG | Com | WaterHeat | Com - Health | Total Resource Cost Test | Energy Efficiency | 12018524.3804 | 9722590.3964 | 7519158.0363 | 5877340.3001 | 4786203.2386 | 1407565.5401 | 703172.7809 | 286580.8472 | 5019.8041 | 5322.2327 | 5638.6489 | 6023.5372 | 6445.0936
Scenario 1: Reference | SCG | Com | WaterHeat | Com - Lodging | Participant Cost Test | Energy Efficiency | 15537459.7322 | 14164706.3731 | 12485499.382 | 11408538.6916 | 10600515.5248 | 3140890.8859 | 8138.6876 | 8306.7337 | 3671.7208 | 3163.4005 | 2586.1009 | 1930.9526 | 1185.0137
Scenario 1: Reference | SCG | Com | WaterHeat | Com - Lodging | Program Administrator Cost Test | Energy Efficiency | 8445111.5902 | 8510530.4133 | 8610555.7162 | 8750015.4628 | 9005456.0357 | 73433.8202 | 3770.4681 | 4016.5156 | 4274.552 | 4547.7335 | 4841.8358 | 5155.238 | 5490.4806
Scenario 1: Reference | SCG | Com | WaterHeat | Com - Lodging | Rate Impact Measure Test | Energy Efficiency | 8445111.5902 | 8510530.4133 | 8610555.7162 | 8750015.4628 | 9005456.0357 | 73433.8202 | 3770.4681 | 4016.5156 | 4274.552 | 4547.7335 | 4841.8358 | 5155.238 | 5490.4806
Scenario 1: Reference | SCG | Com | WaterHeat | Com - Lodging | Total Resource Cost Test | Energy Efficiency | 17760733.592 | 17076269.4441 | 16098358.336 | 15707499.5347 | 15607661.0985 | 3125307.1971 | 8477.1886 | 8773.4288 | 4274.552 | 4547.7335 | 4841.8358 | 5155.238 | 5490.4806
Scenario 1: Reference | SCG | Com | WaterHeat | Com - Office (Large) | Participant Cost Test | Energy Efficiency | 1627584.7687 | 1555290.8666 | 1406356.8136 | 1329028.5939 | 1262384.2176 | 218479.1552 | 0 | 0 | 0 | 0 | 0 | 0 | 0
Scenario 1: Reference | SCG | Com | WaterHeat | Com - Office (Large) | Program Administrator Cost Test | Energy Efficiency | 1614902.9448 | 1660391.0292 | 1703983.8081 | 1755864.1303 | 1819876.128 | 0 | 0 | 0 | 0 | 0 | 0 | 0 | 0
Scenario 1: Reference | SCG | Com | WaterHeat | Com - Office (Large) | Rate Impact Measure Test | Energy Efficiency | 1614902.9448 | 1660391.0292 | 1703983.8081 | 1755864.1303 | 1819876.128 | 0 | 0 | 0 | 0 | 0 | 0 | 0 | 0
Scenario 1: Reference | SCG | Com | WaterHeat | Com - Office (Large) | Total Resource Cost Test | Energy Efficiency | 2264928.412 | 2294356.295 | 2242944.8953 | 2282645.4271 | 2337534.317 | 218479.1552 | 0 | 0 | 0 | 0 | 0 | 0 | 0
Scenario 1: Reference | SCG | Com | WaterHeat | Com - Office (Small) | Participant Cost Test | Energy Efficiency | 51944.0951 | 49900.1192 | 47691.9467 | 45376.2734 | 24021.9352 | 0 | 0 | 0 | 0 | 0 | 0 | 0 | 0
Scenario 1: Reference | SCG | Com | WaterHeat | Com - Office (Small) | Program Administrator Cost Test | Energy Efficiency | 97572.8932 | 101824.5763 | 106290.4016 | 111156.1275 | 65171.0085 | 0 | 0 | 0 | 0 | 0 | 0 | 0 | 0
Scenario 1: Reference | SCG | Com | WaterHeat | Com - Office (Small) | Rate Impact Measure Test | Energy Efficiency | 97572.8932 | 101824.5763 | 106290.4016 | 111156.1275 | 65171.0085 | 0 | 0 | 0 | 0 | 0 | 0 | 0 | 0
Scenario 1: Reference | SCG | Com | WaterHeat | Com - Office (Small) | Total Resource Cost Test | Energy Efficiency | 104281.4517 | 108462.903 | 112859.2004 | 117665.9264 | 68786.6068 | 0 | 0 | 0 | 0 | 0 | 0 | 0 | 0
Scenario 1: Reference | SCG | Com | WaterHeat | Com - Other | Participant Cost Test | Energy Efficiency | 5943243.0295 | 5579960.4294 | 4521137.2124 | 4313731.4354 | 2702719.6179 | 419447.3476 | 143142.3179 | 145363.4616 | 93191.9929 | 80462.1632 | 65908.7492 | 49302.6189 | 30329.5326
Scenario 1: Reference | SCG | Com | WaterHeat | Com - Other | Program Administrator Cost Test | Energy Efficiency | 6882952.8868 | 7157118.5737 | 7515696.6944 | 7902139.0899 | 5466410.839 | 106377.4995 | 96311.4811 | 101872.2685 | 108492.465 | 115673.1493 | 123397.8775 | 131627.6522 | 140524.7353
Scenario 1: Reference | SCG | Com | WaterHeat | Com - Other | Rate Impact Measure Test | Energy Efficiency | 6882952.8868 | 7157118.5737 | 7515696.6944 | 7902139.0899 | 5466410.839 | 106377.4995 | 96311.4811 | 101872.2685 | 108492.465 | 115673.1493 | 123397.8775 | 131627.6522 | 140524.7353
Scenario 1: Reference | SCG | Com | WaterHeat | Com - Other | Total Resource Cost Test | Energy Efficiency | 9313483.7376 | 9468052.8469 | 8877017.8685 | 9248378.7775 | 6331846.9845 | 425307.5835 | 151562.7165 | 157200.4136 | 108492.465 | 115673.1493 | 123397.8775 | 131627.6522 | 140524.7353
Scenario 1: Reference | SCG | Com | WaterHeat | Com - Refrig. Warehouse | Participant Cost Test | Energy Efficiency | 70517.574 | 5443.9619 | 5570.6678 | 17888.5127 | 4345.0797 | 0 | 0 | 0 | 0 | 0 | 0 | 0 | 0
Scenario 1: Reference | SCG | Com | WaterHeat | Com - Refrig. Warehouse | Program Administrator Cost Test | Energy Efficiency | 60934.5429 | 10550.8597 | 7787.0278 | 40905.6711 | 11307.8286 | 0 | 0 | 0 | 0 | 0 | 0 | 0 | 0
Scenario 1: Reference | SCG | Com | WaterHeat | Com - Refrig. Warehouse | Rate Impact Measure Test | Energy Efficiency | 60934.5429 | 10550.8597 | 7787.0278 | 40905.6711 | 11307.8286 | 0 | 0 | 0 | 0 | 0 | 0 | 0 | 0
Scenario 1: Reference | SCG | Com | WaterHeat | Com - Refrig. Warehouse | Total Resource Cost Test | Energy Efficiency | 68112.6163 | 10852.395 | 8264.9567 | 41978.6168 | 11582.9244 | 0 | 0 | 0 | 0 | 0 | 0 | 0 | 0
Scenario 1: Reference | SCG | Com | WaterHeat | Com - Restaurant | Participant Cost Test | Energy Efficiency | 3042576.0021 | 2947266.4993 | 2815044.698 | 2677531.5002 | 2535726.2186 | 159197.1436 | 163964.2481 | 169341.6392 | 159223.4766 | 137423.1259 | 112534.403 | 84158.41 | 51748.1468
Scenario 1: Reference | SCG | Com | WaterHeat | Com - Restaurant | Program Administrator Cost Test | Energy Efficiency | 5955484.8673 | 6265990.8543 | 6533311.8228 | 6827472.8238 | 7159138.3175 | 153179.5449 | 163123.2228 | 173884.6304 | 185365.1387 | 197560.7451 | 210692.9009 | 224685.284 | 239762.796
Scenario 1: Reference | SCG | Com | WaterHeat | Com - Restaurant | Rate Impact Measure Test | Energy Efficiency | 5955484.8673 | 6265990.8543 | 6533311.8228 | 6827472.8238 | 7159138.3175 | 153179.5449 | 163123.2228 | 173884.6304 | 185365.1387 | 197560.7451 | 210692.9009 | 224685.284 | 239762.796
Scenario 1: Reference | SCG | Com | WaterHeat | Com - Restaurant | Total Resource Cost Test | Energy Efficiency | 6124589.7017 | 6434883.947 | 6700560.4259 | 6993398.5916 | 7324229.615 | 168501.7902 | 178608.9459 | 189545.9924 | 185365.1387 | 197560.7451 | 210692.9009 | 224685.284 | 239762.796
Scenario 1: Reference | SCG | Com | WaterHeat | Com - Retail | Participant Cost Test | Energy Efficiency | 747246.6602 | 230270.3911 | 238615.8317 | 124452.205 | 94282.7522 | 8369.1051 | 769.4395 | 0 | 0 | 0 | 0 | 0 | 0
Scenario 1: Reference | SCG | Com | WaterHeat | Com - Retail | Program Administrator Cost Test | Energy Efficiency | 374004.4557 | 245679.2747 | 250521.0985 | 248906.2417 | 174241.3683 | 3216.7955 | 309.415 | 0 | 0 | 0 | 0 | 0 | 0
Scenario 1: Reference | SCG | Com | WaterHeat | Com - Retail | Rate Impact Measure Test | Energy Efficiency | 374004.4557 | 245679.2747 | 250521.0985 | 248906.2417 | 174241.3683 | 3216.7955 | 309.415 | 0 | 0 | 0 | 0 | 0 | 0
Scenario 1: Reference | SCG | Com | WaterHeat | Com - Retail | Total Resource Cost Test | Energy Efficiency | 731448.9059 | 353521.5671 | 374061.0741 | 285882.2214 | 207791.83 | 7844.5954 | 732.0665 | 0 | 0 | 0 | 0 | 0 | 0
Scenario 1: Reference | SCG | Com | WaterHeat | Com - School | Participant Cost Test | Energy Efficiency | 1069090.6111 | 1016416.3504 | 1094657.3041 | 908611.7826 | 847890.6671 | 23667.8171 | 24077.2795 | 24546.4006 | 19253.5089 | 16505.0093 | 13413.4018 | 9974.6785 | 6091.1028
Scenario 1: Reference | SCG | Com | WaterHeat | Com - School | Program Administrator Cost Test | Energy Efficiency | 1753458.4519 | 1806663.6697 | 1863957.6824 | 1927369.5474 | 1985202.8388 | 19033.6497 | 20082.0993 | 21202.2003 | 22414.5923 | 23727.7522 | 25113.2844 | 26630.2962 | 28221.6815
Scenario 1: Reference | SCG | Com | WaterHeat | Com - School | Rate Impact Measure Test | Energy Efficiency | 1753458.4519 | 1806663.6697 | 1863957.6824 | 1927369.5474 | 1985202.8388 | 19033.6497 | 20082.0993 | 21202.2003 | 22414.5923 | 23727.7522 | 25113.2844 | 26630.2962 | 28221.6815
Scenario 1: Reference | SCG | Com | WaterHeat | Com - School | Total Resource Cost Test | Energy Efficiency | 1911121.8707 | 1960905.3199 | 2119144.0379 | 2075609.8921 | 2130013.3859 | 24823.9857 | 25880.1881 | 27009.9692 | 22414.5923 | 23727.7522 | 25113.2844 | 26630.2962 | 28221.6815
Scenario 1: Reference | SCG | Com | WaterHeat | Com - Warehouse | Participant Cost Test | Energy Efficiency | 1184704.4082 | 260756.4211 | 116439.5657 | 89531.081 | 73008.2433 | 21438.4583 | 4818.2826 | 0 | 0 | 0 | 0 | 0 | 0
Scenario 1: Reference | SCG | Com | WaterHeat | Com - Warehouse | Program Administrator Cost Test | Energy Efficiency | 391308.6425 | 126542.5311 | 85304.8724 | 81643.4785 | 80381.9078 | 5202.459 | 2107.595 | 0 | 0 | 0 | 0 | 0 | 0
Scenario 1: Reference | SCG | Com | WaterHeat | Com - Warehouse | Rate Impact Measure Test | Energy Efficiency | 391308.6425 | 126542.5311 | 85304.8724 | 81643.4785 | 80381.9078 | 5202.459 | 2107.595 | 0 | 0 | 0 | 0 | 0 | 0
Scenario 1: Reference | SCG | Com | WaterHeat | Com - Warehouse | Total Resource Cost Test | Energy Efficiency | 922794.9289 | 245784.8366 | 140211.7537 | 121493.5624 | 112417.3682 | 20590.1793 | 4563.7148 | 0 | 0 | 0 | 0 | 0 | 0
Scenario 1: Reference | SCG | Com | WholeBlg | Com - College | Participant Cost Test | Energy Efficiency | 89683.3105 | 94359.4276 | 99017.14 | 104185.6482 | 109696.5683 | 115704.395 | 122198.0031 | 128820.6892 | 135828.1555 | 143447.5539 | 151032.1924 | 158691.1574 | 167445.8291
Scenario 1: Reference | SCG | Com | WholeBlg | Com - College | Program Administrator Cost Test | Energy Efficiency | 89683.3105 | 94359.4276 | 99017.14 | 104185.6482 | 109696.5683 | 115704.395 | 122198.0031 | 128820.6892 | 135828.1555 | 143447.5539 | 151032.1924 | 158691.1574 | 167445.8291
Scenario 1: Reference | SCG | Com | WholeBlg | Com - College | Rate Impact Measure Test | Energy Efficiency | 89683.3105 | 94359.4276 | 99017.14 | 104185.6482 | 109696.5683 | 115704.395 | 122198.0031 | 128820.6892 | 135828.1555 | 143447.5539 | 151032.1924 | 158691.1574 | 167445.8291
Scenario 1: Reference | SCG | Com | WholeBlg | Com - College | Total Resource Cost Test | Energy Efficiency | 89683.3105 | 94359.4276 | 99017.14 | 104185.6482 | 109696.5683 | 115704.395 | 122198.0031 | 128820.6892 | 135828.1555 | 143447.5539 | 151032.1924 | 158691.1574 | 167445.8291
Scenario 1: Reference | SCG | Com | WholeBlg | Com - Grocery | Participant Cost Test | Energy Efficiency | 33730.4418 | 35955.072 | 38233.7488 | 40765.6988 | 43504.3808 | 46255.0461 | 49203.0459 | 52327.4266 | 55677.4911 | 59096.3554 | 62722.4599 | 66411.8559 | 70300.2844
Scenario 1: Reference | SCG | Com | WholeBlg | Com - Grocery | Program Administrator Cost Test | Energy Efficiency | 33730.4418 | 35955.072 | 38233.7488 | 40765.6988 | 43504.3808 | 46255.0461 | 49203.0459 | 52327.4266 | 55677.4911 | 59096.3554 | 62722.4599 | 66411.8559 | 70300.2844
Scenario 1: Reference | SCG | Com | WholeBlg | Com - Grocery | Rate Impact Measure Test | Energy Efficiency | 33730.4418 | 35955.072 | 38233.7488 | 40765.6988 | 43504.3808 | 46255.0461 | 49203.0459 | 52327.4266 | 55677.4911 | 59096.3554 | 62722.4599 | 66411.8559 | 70300.2844
Scenario 1: Reference | SCG | Com | WholeBlg | Com - Grocery | Total Resource Cost Test | Energy Efficiency | 33730.4418 | 35955.072 | 38233.7488 | 40765.6988 | 43504.3808 | 46255.0461 | 49203.0459 | 52327.4266 | 55677.4911 | 59096.3554 | 62722.4599 | 66411.8559 | 70300.2844
Scenario 1: Reference | SCG | Com | WholeBlg | Com - Health | Participant Cost Test | Energy Efficiency | 123836.3074 | 132439.7308 | 141289.6154 | 151105.6414 | 161742.3927 | 172643.48 | 184405.4236 | 196783.8041 | 210061.1166 | 223702.5983 | 238184.3812 | 252930.3877 | 267490.7235
Scenario 1: Reference | SCG | Com | WholeBlg | Com - Health | Program Administrator Cost Test | Energy Efficiency | 123836.3074 | 132439.7308 | 141289.6154 | 151105.6414 | 161742.3927 | 172643.48 | 184405.4236 | 196783.8041 | 210061.1166 | 223702.5983 | 238184.3812 | 252930.3877 | 267490.7235
Scenario 1: Reference | SCG | Com | WholeBlg | Com - Health | Rate Impact Measure Test | Energy Efficiency | 123836.3074 | 132439.7308 | 141289.6154 | 151105.6414 | 161742.3927 | 172643.48 | 184405.4236 | 196783.8041 | 210061.1166 | 223702.5983 | 238184.3812 | 252930.3877 | 267490.7235
Scenario 1: Reference | SCG | Com | WholeBlg | Com - Health | Total Resource Cost Test | Energy Efficiency | 123836.3074 | 132439.7308 | 141289.6154 | 151105.6414 | 161742.3927 | 172643.48 | 184405.4236 | 196783.8041 | 210061.1166 | 223702.5983 | 238184.3812 | 252930.3877 | 267490.7235
Scenario 1: Reference | SCG | Com | WholeBlg | Com - Lodging | Participant Cost Test | Energy Efficiency | 60613.3745 | 64704.4086 | 68900.1099 | 73554.5781 | 78597.1064 | 83745.7409 | 89280.7625 | 95134.5655 | 101424.8331 | 107966.6415 | 114843.241 | 121868.3308 | 128929.1456
Scenario 1: Reference | SCG | Com | WholeBlg | Com - Lodging | Program Administrator Cost Test | Energy Efficiency | 60613.3745 | 64704.4086 | 68900.1099 | 73554.5781 | 78597.1064 | 83745.7409 | 89280.7625 | 95134.5655 | 101424.8331 | 107966.6415 | 114843.241 | 121868.3308 | 128929.1456
Scenario 1: Reference | SCG | Com | WholeBlg | Com - Lodging | Rate Impact Measure Test | Energy Efficiency | 60613.3745 | 64704.4086 | 68900.1099 | 73554.5781 | 78597.1064 | 83745.7409 | 89280.7625 | 95134.5655 | 101424.8331 | 107966.6415 | 114843.241 | 121868.3308 | 128929.1456
Scenario 1: Reference | SCG | Com | WholeBlg | Com - Lodging | Total Resource Cost Test | Energy Efficiency | 60613.3745 | 64704.4086 | 68900.1099 | 73554.5781 | 78597.1064 | 83745.7409 | 89280.7625 | 95134.5655 | 101424.8331 | 107966.6415 | 114843.241 | 121868.3308 | 128929.1456
Scenario 1: Reference | SCG | Com | WholeBlg | Com - Office (Large) | Participant Cost Test | Energy Efficiency | 194067.1141 | 205270.3978 | 216475.5036 | 228831.444 | 242114.6606 | 256146.0073 | 271493.1022 | 287286.149 | 304007.384 | 323096.7512 | 341252.252 | 359569.5185 | 379214.5869
Scenario 1: Reference | SCG | Com | WholeBlg | Com - Office (Large) | Program Administrator Cost Test | Energy Efficiency | 194067.1141 | 205270.3978 | 216475.5036 | 228831.444 | 242114.6606 | 256146.0073 | 271493.1022 | 287286.149 | 304007.384 | 323096.7512 | 341252.252 | 359569.5185 | 379214.5869
Scenario 1: Reference | SCG | Com | WholeBlg | Com - Office (Large) | Rate Impact Measure Test | Energy Efficiency | 194067.1141 | 205270.3978 | 216475.5036 | 228831.444 | 242114.6606 | 256146.0073 | 271493.1022 | 287286.149 | 304007.384 | 323096.7512 | 341252.252 | 359569.5185 | 379214.5869
Scenario 1: Reference | SCG | Com | WholeBlg | Com - Office (Large) | Total Resource Cost Test | Energy Efficiency | 194067.1141 | 205270.3978 | 216475.5036 | 228831.444 | 242114.6606 | 256146.0073 | 271493.1022 | 287286.149 | 304007.384 | 323096.7512 | 341252.252 | 359569.5185 | 379214.5869
Scenario 1: Reference | SCG | Com | WholeBlg | Com - Office (Small) | Participant Cost Test | Energy Efficiency | 23108.5463 | 24581.0664 | 26087.7894 | 27762.6676 | 29571.1554 | 31368.4457 | 33284.701 | 35313.7137 | 37488.1889 | 39786.1117 | 42133.7095 | 44519.9295 | 47117.352
Scenario 1: Reference | SCG | Com | WholeBlg | Com - Office (Small) | Program Administrator Cost Test | Energy Efficiency | 23108.5463 | 24581.0664 | 26087.7894 | 27762.6676 | 29571.1554 | 31368.4457 | 33284.701 | 35313.7137 | 37488.1889 | 39786.1117 | 42133.7095 | 44519.9295 | 47117.352
Scenario 1: Reference | SCG | Com | WholeBlg | Com - Office (Small) | Rate Impact Measure Test | Energy Efficiency | 23108.5463 | 24581.0664 | 26087.7894 | 27762.6676 | 29571.1554 | 31368.4457 | 33284.701 | 35313.7137 | 37488.1889 | 39786.1117 | 42133.7095 | 44519.9295 | 47117.352
Scenario 1: Reference | SCG | Com | WholeBlg | Com - Office (Small) | Total Resource Cost Test | Energy Efficiency | 23108.5463 | 24581.0664 | 26087.7894 | 27762.6676 | 29571.1554 | 31368.4457 | 33284.701 | 35313.7137 | 37488.1889 | 39786.1117 | 42133.7095 | 44519.9295 | 47117.352
Scenario 1: Reference | SCG | Com | WholeBlg | Com - Other | Participant Cost Test | Energy Efficiency | 403683.5355 | 430904.1253 | 458947.8979 | 490177.0208 | 524005.8384 | 558297.049 | 595302.8927 | 634454.8715 | 676522.2871 | 719947.0676 | 765893.5401 | 812820.0014 | 859968.6082
Scenario 1: Reference | SCG | Com | WholeBlg | Com - Other | Program Administrator Cost Test | Energy Efficiency | 403683.5355 | 430904.1253 | 458947.8979 | 490177.0208 | 524005.8384 | 558297.049 | 595302.8927 | 634454.8715 | 676522.2871 | 719947.0676 | 765893.5401 | 812820.0014 | 859968.6082
Scenario 1: Reference | SCG | Com | WholeBlg | Com - Other | Rate Impact Measure Test | Energy Efficiency | 403683.5355 | 430904.1253 | 458947.8979 | 490177.0208 | 524005.8384 | 558297.049 | 595302.8927 | 634454.8715 | 676522.2871 | 719947.0676 | 765893.5401 | 812820.0014 | 859968.6082
Scenario 1: Reference | SCG | Com | WholeBlg | Com - Other | Total Resource Cost Test | Energy Efficiency | 403683.5355 | 430904.1253 | 458947.8979 | 490177.0208 | 524005.8384 | 558297.049 | 595302.8927 | 634454.8715 | 676522.2871 | 719947.0676 | 765893.5401 | 812820.0014 | 859968.6082
Scenario 1: Reference | SCG | Com | WholeBlg | Com - Refrig. Warehouse | Participant Cost Test | Energy Efficiency | 7827.5366 | 8389.7007 | 8972.8304 | 9621.8772 | 10325.8124 | 11024.732 | 11772.3564 | 12570.4005 | 13430.2469 | 14298.041 | 15233.5374 | 16190.4119 | 17148.1166
Scenario 1: Reference | SCG | Com | WholeBlg | Com - Refrig. Warehouse | Program Administrator Cost Test | Energy Efficiency | 7827.5366 | 8389.7007 | 8972.8304 | 9621.8772 | 10325.8124 | 11024.732 | 11772.3564 | 12570.4005 | 13430.2469 | 14298.041 | 15233.5374 | 16190.4119 | 17148.1166
Scenario 1: Reference | SCG | Com | WholeBlg | Com - Refrig. Warehouse | Rate Impact Measure Test | Energy Efficiency | 7827.5366 | 8389.7007 | 8972.8304 | 9621.8772 | 10325.8124 | 11024.732 | 11772.3564 | 12570.4005 | 13430.2469 | 14298.041 | 15233.5374 | 16190.4119 | 17148.1166
Scenario 1: Reference | SCG | Com | WholeBlg | Com - Refrig. Warehouse | Total Resource Cost Test | Energy Efficiency | 7827.5366 | 8389.7007 | 8972.8304 | 9621.8772 | 10325.8124 | 11024.732 | 11772.3564 | 12570.4005 | 13430.2469 | 14298.041 | 15233.5374 | 16190.4119 | 17148.1166
Scenario 1: Reference | SCG | Com | WholeBlg | Com - Restaurant | Participant Cost Test | Energy Efficiency | 171685.84 | 184069.606 | 196898.4863 | 211178.6249 | 226693.1233 | 242201.5794 | 258807.3415 | 276536.1717 | 295640.6285 | 315075.8827 | 335920.9988 | 357267.6476 | 378342.0816
Scenario 1: Reference | SCG | Com | WholeBlg | Com - Restaurant | Program Administrator Cost Test | Energy Efficiency | 171685.84 | 184069.606 | 196898.4863 | 211178.6249 | 226693.1233 | 242201.5794 | 258807.3415 | 276536.1717 | 295640.6285 | 315075.8827 | 335920.9988 | 357267.6476 | 378342.0816
Scenario 1: Reference | SCG | Com | WholeBlg | Com - Restaurant | Rate Impact Measure Test | Energy Efficiency | 171685.84 | 184069.606 | 196898.4863 | 211178.6249 | 226693.1233 | 242201.5794 | 258807.3415 | 276536.1717 | 295640.6285 | 315075.8827 | 335920.9988 | 357267.6476 | 378342.0816
Scenario 1: Reference | SCG | Com | WholeBlg | Com - Restaurant | Total Resource Cost Test | Energy Efficiency | 171685.84 | 184069.606 | 196898.4863 | 211178.6249 | 226693.1233 | 242201.5794 | 258807.3415 | 276536.1717 | 295640.6285 | 315075.8827 | 335920.9988 | 357267.6476 | 378342.0816
Scenario 1: Reference | SCG | Com | WholeBlg | Com - Retail | Participant Cost Test | Energy Efficiency | 46519.4662 | 49673.3092 | 52917.8254 | 56527.6494 | 60440.0863 | 64359.0629 | 68554.2304 | 73017.5693 | 77814.4276 | 82747.9566 | 87957.3041 | 93272.784 | 366175.061
Scenario 1: Reference | SCG | Com | WholeBlg | Com - Retail | Program Administrator Cost Test | Energy Efficiency | 46519.4662 | 49673.3092 | 52917.8254 | 56527.6494 | 60440.0863 | 64359.0629 | 68554.2304 | 73017.5693 | 77814.4276 | 82747.9566 | 87957.3041 | 93272.784 | 420409.1779
Scenario 1: Reference | SCG | Com | WholeBlg | Com - Retail | Rate Impact Measure Test | Energy Efficiency | 46519.4662 | 49673.3092 | 52917.8254 | 56527.6494 | 60440.0863 | 64359.0629 | 68554.2304 | 73017.5693 | 77814.4276 | 82747.9566 | 87957.3041 | 93272.784 | 420409.1779
Scenario 1: Reference | SCG | Com | WholeBlg | Com - Retail | Total Resource Cost Test | Energy Efficiency | 46519.4662 | 49673.3092 | 52917.8254 | 56527.6494 | 60440.0863 | 64359.0629 | 68554.2304 | 73017.5693 | 77814.4276 | 82747.9566 | 87957.3041 | 93272.784 | 420409.1779
Scenario 1: Reference | SCG | Com | WholeBlg | Com - School | Participant Cost Test | Energy Efficiency | 74602.2535 | 78824.4559 | 83085.7744 | 87813.3556 | 92871.8297 | 98108.8219 | 103661.8743 | 109434.594 | 115567.4218 | 122076.0872 | 128666.5281 | 135299.2652 | 143088.0387
Scenario 1: Reference | SCG | Com | WholeBlg | Com - School | Program Administrator Cost Test | Energy Efficiency | 74602.2535 | 78824.4559 | 83085.7744 | 87813.3556 | 92871.8297 | 98108.8219 | 103661.8743 | 109434.594 | 115567.4218 | 122076.0872 | 128666.5281 | 135299.2652 | 143088.0387
Scenario 1: Reference | SCG | Com | WholeBlg | Com - School | Rate Impact Measure Test | Energy Efficiency | 74602.2535 | 78824.4559 | 83085.7744 | 87813.3556 | 92871.8297 | 98108.8219 | 103661.8743 | 109434.594 | 115567.4218 | 122076.0872 | 128666.5281 | 135299.2652 | 143088.0387
Scenario 1: Reference | SCG | Com | WholeBlg | Com - School | Total Resource Cost Test | Energy Efficiency | 74602.2535 | 78824.4559 | 83085.7744 | 87813.3556 | 92871.8297 | 98108.8219 | 103661.8743 | 109434.594 | 115567.4218 | 122076.0872 | 128666.5281 | 135299.2652 | 143088.0387
Scenario 1: Reference | SCG | Com | WholeBlg | Com - Warehouse | Participant Cost Test | Energy Efficiency | 152759.2795 | 163147.4251 | 173859.7679 | 185803.7621 | 198768.9394 | 211626.0846 | 225380.0689 | 240046.2182 | 255833.9252 | 271853.377 | 288978.3524 | 306451.6723 | 324567.5888
Scenario 1: Reference | SCG | Com | WholeBlg | Com - Warehouse | Program Administrator Cost Test | Energy Efficiency | 152759.2795 | 163147.4251 | 173859.7679 | 185803.7621 | 198768.9394 | 211626.0846 | 225380.0689 | 240046.2182 | 255833.9252 | 271853.377 | 288978.3524 | 306451.6723 | 324567.5888
Scenario 1: Reference | SCG | Com | WholeBlg | Com - Warehouse | Rate Impact Measure Test | Energy Efficiency | 152759.2795 | 163147.4251 | 173859.7679 | 185803.7621 | 198768.9394 | 211626.0846 | 225380.0689 | 240046.2182 | 255833.9252 | 271853.377 | 288978.3524 | 306451.6723 | 324567.5888
Scenario 1: Reference | SCG | Com | WholeBlg | Com - Warehouse | Total Resource Cost Test | Energy Efficiency | 152759.2795 | 163147.4251 | 173859.7679 | 185803.7621 | 198768.9394 | 211626.0846 | 225380.0689 | 240046.2182 | 255833.9252 | 271853.377 | 288978.3524 | 306451.6723 | 324567.5888
Scenario 1: Reference | SCG | Ind | WholeBlg | Ind - All Other Industrial | Participant Cost Test | Energy Efficiency | 1278351.2726 | 1351507.9244 | 1426901.7624 | 1506052.1176 | 1589563.6611 | 1676532.9408 | 1768189.0299 | 1865791.753 | 1969818.5363 | 2081394.4597 | 2200854.5202 | 2328775.1074 | 2465629.9317
Scenario 1: Reference | SCG | Ind | WholeBlg | Ind - All Other Industrial | Program Administrator Cost Test | Energy Efficiency | 1278351.2726 | 1351507.9244 | 1426901.7624 | 1506052.1176 | 1589563.6611 | 1676532.9408 | 1768189.0299 | 1865791.753 | 1969818.5363 | 2081394.4597 | 2200854.5202 | 2328775.1074 | 2465629.9317
Scenario 1: Reference | SCG | Ind | WholeBlg | Ind - All Other Industrial | Rate Impact Measure Test | Energy Efficiency | 1278351.2726 | 1351507.9244 | 1426901.7624 | 1506052.1176 | 1589563.6611 | 1676532.9408 | 1768189.0299 | 1865791.753 | 1969818.5363 | 2081394.4597 | 2200854.5202 | 2328775.1074 | 2465629.9317
Scenario 1: Reference | SCG | Ind | WholeBlg | Ind - All Other Industrial | Total Resource Cost Test | Energy Efficiency | 1278351.2726 | 1351507.9244 | 1426901.7624 | 1506052.1176 | 1589563.6611 | 1676532.9408 | 1768189.0299 | 1865791.753 | 1969818.5363 | 2081394.4597 | 2200854.5202 | 2328775.1074 | 2465629.9317
Scenario 1: Reference | SCG | Ind | WholeBlg | Ind - Chemicals | Participant Cost Test | Energy Efficiency | 15455812.8587 | 16353350.4591 | 17296443.0376 | 18288055.6357 | 19334031.1342 | 20426944.1301 | 21571046.7187 | 22773273.6437 | 24053720.2921 | 25415693.4318 | 26858835.5289 | 28385622.3066 | 30006776.0658
Scenario 1: Reference | SCG | Ind | WholeBlg | Ind - Chemicals | Program Administrator Cost Test | Energy Efficiency | 15455812.8587 | 16353350.4591 | 17296443.0376 | 18288055.6357 | 19334031.1342 | 20426944.1301 | 21571046.7187 | 22773273.6437 | 24053720.2921 | 25415693.4318 | 26858835.5289 | 28385622.3066 | 30006776.0658
Scenario 1: Reference | SCG | Ind | WholeBlg | Ind - Chemicals | Rate Impact Measure Test | Energy Efficiency | 15455812.8587 | 16353350.4591 | 17296443.0376 | 18288055.6357 | 19334031.1342 | 20426944.1301 | 21571046.7187 | 22773273.6437 | 24053720.2921 | 25415693.4318 | 26858835.5289 | 28385622.3066 | 30006776.0658
Scenario 1: Reference | SCG | Ind | WholeBlg | Ind - Chemicals | Total Resource Cost Test | Energy Efficiency | 15455812.8587 | 16353350.4591 | 17296443.0376 | 18288055.6357 | 19334031.1342 | 20426944.1301 | 21571046.7187 | 22773273.6437 | 24053720.2921 | 25415693.4318 | 26858835.5289 | 28385622.3066 | 30006776.0658
Scenario 1: Reference | SCG | Ind | WholeBlg | Ind - Electronics | Participant Cost Test | Energy Efficiency | 738350.9548 | 781396.0247 | 826997.4081 | 875177.8594 | 926213.7083 | 980222.3872 | 1037691.1661 | 1098955.8836 | 1164161.1705 | 1233681.4716 | 1307597.2616 | 1386204.7064 | 1469991.2058
Scenario 1: Reference | SCG | Ind | WholeBlg | Ind - Electronics | Program Administrator Cost Test | Energy Efficiency | 738350.9548 | 781396.0247 | 826997.4081 | 875177.8594 | 926213.7083 | 980222.3872 | 1037691.1661 | 1098955.8836 | 1164161.1705 | 1233681.4716 | 1307597.2616 | 1386204.7064 | 1469991.2058
Scenario 1: Reference | SCG | Ind | WholeBlg | Ind - Electronics | Rate Impact Measure Test | Energy Efficiency | 738350.9548 | 781396.0247 | 826997.4081 | 875177.8594 | 926213.7083 | 980222.3872 | 1037691.1661 | 1098955.8836 | 1164161.1705 | 1233681.4716 | 1307597.2616 | 1386204.7064 | 1469991.2058
Scenario 1: Reference | SCG | Ind | WholeBlg | Ind - Electronics | Total Resource Cost Test | Energy Efficiency | 738350.9548 | 781396.0247 | 826997.4081 | 875177.8594 | 926213.7083 | 980222.3872 | 1037691.1661 | 1098955.8836 | 1164161.1705 | 1233681.4716 | 1307597.2616 | 1386204.7064 | 1469991.2058
Scenario 1: Reference | SCG | Ind | WholeBlg | Ind - Fabricated Metals | Participant Cost Test | Energy Efficiency | 4431784.5677 | 4713181.0742 | 5014709.2513 | 5316805.4053 | 5628504.24 | 5948319.2785 | 6280202.6143 | 6630632.6733 | 7001987.5523 | 7397373.9262 | 7814851.0909 | 8254015.8655 | 8717059.1876
Scenario 1: Reference | SCG | Ind | WholeBlg | Ind - Fabricated Metals | Program Administrator Cost Test | Energy Efficiency | 4431784.5677 | 4713181.0742 | 5014709.2513 | 5316805.4053 | 5628504.24 | 5948319.2785 | 6280202.6143 | 6630632.6733 | 7001987.5523 | 7397373.9262 | 7814851.0909 | 8254015.8655 | 8717059.1876
Scenario 1: Reference | SCG | Ind | WholeBlg | Ind - Fabricated Metals | Rate Impact Measure Test | Energy Efficiency | 4431784.5677 | 4713181.0742 | 5014709.2513 | 5316805.4053 | 5628504.24 | 5948319.2785 | 6280202.6143 | 6630632.6733 | 7001987.5523 | 7397373.9262 | 7814851.0909 | 8254015.8655 | 8717059.1876
Scenario 1: Reference | SCG | Ind | WholeBlg | Ind - Fabricated Metals | Total Resource Cost Test | Energy Efficiency | 4431784.5677 | 4713181.0742 | 5014709.2513 | 5316805.4053 | 5628504.24 | 5948319.2785 | 6280202.6143 | 6630632.6733 | 7001987.5523 | 7397373.9262 | 7814851.0909 | 8254015.8655 | 8717059.1876
Scenario 1: Reference | SCG | Ind | WholeBlg | Ind - Food | Participant Cost Test | Energy Efficiency | 21246797.1193 | 22306132.0652 | 23418602.7999 | 24591274.1836 | 25825697.3466 | 27125813.0242 | 28501000.6224 | 29952843.5466 | 31490731.8355 | 33122826.6501 | 34847936.2011 | 36670159.5415 | 38603157.1687
Scenario 1: Reference | SCG | Ind | WholeBlg | Ind - Food | Program Administrator Cost Test | Energy Efficiency | 21246797.1193 | 22306132.0652 | 23418602.7999 | 24591274.1836 | 25825697.3466 | 27125813.0242 | 28501000.6224 | 29952843.5466 | 31490731.8355 | 33122826.6501 | 34847936.2011 | 36670159.5415 | 38603157.1687
Scenario 1: Reference | SCG | Ind | WholeBlg | Ind - Food | Rate Impact Measure Test | Energy Efficiency | 21246797.1193 | 22306132.0652 | 23418602.7999 | 24591274.1836 | 25825697.3466 | 27125813.0242 | 28501000.6224 | 29952843.5466 | 31490731.8355 | 33122826.6501 | 34847936.2011 | 36670159.5415 | 38603157.1687
Scenario 1: Reference | SCG | Ind | WholeBlg | Ind - Food | Total Resource Cost Test | Energy Efficiency | 21246797.1193 | 22306132.0652 | 23418602.7999 | 24591274.1836 | 25825697.3466 | 27125813.0242 | 28501000.6224 | 29952843.5466 | 31490731.8355 | 33122826.6501 | 34847936.2011 | 36670159.5415 | 38603157.1687
Scenario 1: Reference | SCG | Ind | WholeBlg | Ind - Industrial Machinery | Participant Cost Test | Energy Efficiency | 460835.5777 | 492608.7428 | 527182.9018 | 560860.9406 | 594607.2174 | 629095.575 | 665647.4209 | 704471.2801 | 745853.4298 | 790107.9837 | 836728.8193 | 885700.2823 | 937253.5008
Scenario 1: Reference | SCG | Ind | WholeBlg | Ind - Industrial Machinery | Program Administrator Cost Test | Energy Efficiency | 460835.5777 | 492608.7428 | 527182.9018 | 560860.9406 | 594607.2174 | 629095.575 | 665647.4209 | 704471.2801 | 745853.4298 | 790107.9837 | 836728.8193 | 885700.2823 | 937253.5008
Scenario 1: Reference | SCG | Ind | WholeBlg | Ind - Industrial Machinery | Rate Impact Measure Test | Energy Efficiency | 460835.5777 | 492608.7428 | 527182.9018 | 560860.9406 | 594607.2174 | 629095.575 | 665647.4209 | 704471.2801 | 745853.4298 | 790107.9837 | 836728.8193 | 885700.2823 | 937253.5008
Scenario 1: Reference | SCG | Ind | WholeBlg | Ind - Industrial Machinery | Total Resource Cost Test | Energy Efficiency | 460835.5777 | 492608.7428 | 527182.9018 | 560860.9406 | 594607.2174 | 629095.575 | 665647.4209 | 704471.2801 | 745853.4298 | 790107.9837 | 836728.8193 | 885700.2823 | 937253.5008
Scenario 1: Reference | SCG | Ind | WholeBlg | Ind - Lumber & Furniture | Participant Cost Test | Energy Efficiency | 207299.7956 | 219361.5973 | 232073.2721 | 245473.8846 | 259715.4332 | 274096.1909 | 288643.2624 | 304172.8691 | 320727.1663 | 338448.2335 | 357377.7456 | 377438.972 | 398682.8941
Scenario 1: Reference | SCG | Ind | WholeBlg | Ind - Lumber & Furniture | Program Administrator Cost Test | Energy Efficiency | 207299.7956 | 219361.5973 | 232073.2721 | 245473.8846 | 259715.4332 | 274096.1909 | 288643.2624 | 304172.8691 | 320727.1663 | 338448.2335 | 357377.7456 | 377438.972 | 398682.8941
Scenario 1: Reference | SCG | Ind | WholeBlg | Ind - Lumber & Furniture | Rate Impact Measure Test | Energy Efficiency | 207299.7956 | 219361.5973 | 232073.2721 | 245473.8846 | 259715.4332 | 274096.1909 | 288643.2624 | 304172.8691 | 320727.1663 | 338448.2335 | 357377.7456 | 377438.972 | 398682.8941
Scenario 1: Reference | SCG | Ind | WholeBlg | Ind - Lumber & Furniture | Total Resource Cost Test | Energy Efficiency | 207299.7956 | 219361.5973 | 232073.2721 | 245473.8846 | 259715.4332 | 274096.1909 | 288643.2624 | 304172.8691 | 320727.1663 | 338448.2335 | 357377.7456 | 377438.972 | 398682.8941
Scenario 1: Reference | SCG | Ind | WholeBlg | Ind - Paper | Participant Cost Test | Energy Efficiency | 3238827.9799 | 3407142.3207 | 3585771.1446 | 3781137.5745 | 3989736.8876 | 4207775.8462 | 4441156.3572 | 4693638.9235 | 4967288.4335 | 5263918.0432 | 5582550.0423 | 5922697.3392 | 6286283.8026
Scenario 1: Reference | SCG | Ind | WholeBlg | Ind - Paper | Program Administrator Cost Test | Energy Efficiency | 3238827.9799 | 3407142.3207 | 3585771.1446 | 3781137.5745 | 3989736.8876 | 4207775.8462 | 4441156.3572 | 4693638.9235 | 4967288.4335 | 5263918.0432 | 5582550.0423 | 5922697.3392 | 6286283.8026
Scenario 1: Reference | SCG | Ind | WholeBlg | Ind - Paper | Rate Impact Measure Test | Energy Efficiency | 3238827.9799 | 3407142.3207 | 3585771.1446 | 3781137.5745 | 3989736.8876 | 4207775.8462 | 4441156.3572 | 4693638.9235 | 4967288.4335 | 5263918.0432 | 5582550.0423 | 5922697.3392 | 6286283.8026
Scenario 1: Reference | SCG | Ind | WholeBlg | Ind - Paper | Total Resource Cost Test | Energy Efficiency | 3238827.9799 | 3407142.3207 | 3585771.1446 | 3781137.5745 | 3989736.8876 | 4207775.8462 | 4441156.3572 | 4693638.9235 | 4967288.4335 | 5263918.0432 | 5582550.0423 | 5922697.3392 | 6286283.8026
Scenario 1: Reference | SCG | Ind | WholeBlg | Ind - Petroleum | Participant Cost Test | Energy Efficiency | 63040461.606 | 66402388.9963 | 69955289.5383 | 73710075.0174 | 77642826.6836 | 81719005.0983 | 85996170.6836 | 90494766.7794 | 95291728.1844 | 100385349.4962 | 105745217.6663 | 111385056.4074 | 117367468.4471
Scenario 1: Reference | SCG | Ind | WholeBlg | Ind - Petroleum | Program Administrator Cost Test | Energy Efficiency | 63040461.606 | 66402388.9963 | 69955289.5383 | 73710075.0174 | 77642826.6836 | 81719005.0983 | 85996170.6836 | 90494766.7794 | 95291728.1844 | 100385349.4962 | 105745217.6663 | 111385056.4074 | 117367468.4471
Scenario 1: Reference | SCG | Ind | WholeBlg | Ind - Petroleum | Rate Impact Measure Test | Energy Efficiency | 63040461.606 | 66402388.9963 | 69955289.5383 | 73710075.0174 | 77642826.6836 | 81719005.0983 | 85996170.6836 | 90494766.7794 | 95291728.1844 | 100385349.4962 | 105745217.6663 | 111385056.4074 | 117367468.4471
Scenario 1: Reference | SCG | Ind | WholeBlg | Ind - Petroleum | Total Resource Cost Test | Energy Efficiency | 63040461.606 | 66402388.9963 | 69955289.5383 | 73710075.0174 | 77642826.6836 | 81719005.0983 | 85996170.6836 | 90494766.7794 | 95291728.1844 | 100385349.4962 | 105745217.6663 | 111385056.4074 | 117367468.4471
Scenario 1: Reference | SCG | Ind | WholeBlg | Ind - Plastics | Participant Cost Test | Energy Efficiency | 724651.752 | 798229.1144 | 876205.8907 | 957911.9921 | 1045205.8126 | 1134609.2068 | 1223574.6231 | 1312260.6529 | 1409293.9092 | 1514362.4804 | 1626984.0774 | 1746170.0043 | 1872680.3786
Scenario 1: Reference | SCG | Ind | WholeBlg | Ind - Plastics | Program Administrator Cost Test | Energy Efficiency | 724651.752 | 798229.1144 | 876205.8907 | 957911.9921 | 1045205.8126 | 1134609.2068 | 1223574.6231 | 1312260.6529 | 1409293.9092 | 1514362.4804 | 1626984.0774 | 1746170.0043 | 1872680.3786
Scenario 1: Reference | SCG | Ind | WholeBlg | Ind - Plastics | Rate Impact Measure Test | Energy Efficiency | 724651.752 | 798229.1144 | 876205.8907 | 957911.9921 | 1045205.8126 | 1134609.2068 | 1223574.6231 | 1312260.6529 | 1409293.9092 | 1514362.4804 | 1626984.0774 | 1746170.0043 | 1872680.3786
Scenario 1: Reference | SCG | Ind | WholeBlg | Ind - Plastics | Total Resource Cost Test | Energy Efficiency | 724651.752 | 798229.1144 | 876205.8907 | 957911.9921 | 1045205.8126 | 1134609.2068 | 1223574.6231 | 1312260.6529 | 1409293.9092 | 1514362.4804 | 1626984.0774 | 1746170.0043 | 1872680.3786
Scenario 1: Reference | SCG | Ind | WholeBlg | Ind - Primary Metals | Participant Cost Test | Energy Efficiency | 4742174.9465 | 5005524.9107 | 5286798.4829 | 5581700.1499 | 5890758.2878 | 6215715.4193 | 6561051.5059 | 6927565.3184 | 7316555.2458 | 7729861.6837 | 8166866.1428 | 8629324.9454 | 9120614.288
Scenario 1: Reference | SCG | Ind | WholeBlg | Ind - Primary Metals | Program Administrator Cost Test | Energy Efficiency | 4742174.9465 | 5005524.9107 | 5286798.4829 | 5581700.1499 | 5890758.2878 | 6215715.4193 | 6561051.5059 | 6927565.3184 | 7316555.2458 | 7729861.6837 | 8166866.1428 | 8629324.9454 | 9120614.288
Scenario 1: Reference | SCG | Ind | WholeBlg | Ind - Primary Metals | Rate Impact Measure Test | Energy Efficiency | 4742174.9465 | 5005524.9107 | 5286798.4829 | 5581700.1499 | 5890758.2878 | 6215715.4193 | 6561051.5059 | 6927565.3184 | 7316555.2458 | 7729861.6837 | 8166866.1428 | 8629324.9454 | 9120614.288
Scenario 1: Reference | SCG | Ind | WholeBlg | Ind - Primary Metals | Total Resource Cost Test | Energy Efficiency | 4742174.9465 | 5005524.9107 | 5286798.4829 | 5581700.1499 | 5890758.2878 | 6215715.4193 | 6561051.5059 | 6927565.3184 | 7316555.2458 | 7729861.6837 | 8166866.1428 | 8629324.9454 | 9120614.288
Scenario 1: Reference | SCG | Ind | WholeBlg | Ind - Printing & Publishing | Participant Cost Test | Energy Efficiency | 262476.106 | 276846.9026 | 292021.7207 | 308057.0622 | 324590.9456 | 341264.507 | 358872.7985 | 377761.6067 | 398320.3838 | 420523.6866 | 444033.9986 | 468728.0772 | 494790.1277
Scenario 1: Reference | SCG | Ind | WholeBlg | Ind - Printing & Publishing | Program Administrator Cost Test | Energy Efficiency | 262476.106 | 276846.9026 | 292021.7207 | 308057.0622 | 324590.9456 | 341264.507 | 358872.7985 | 377761.6067 | 398320.3838 | 420523.6866 | 444033.9986 | 468728.0772 | 494790.1277
Scenario 1: Reference | SCG | Ind | WholeBlg | Ind - Printing & Publishing | Rate Impact Measure Test | Energy Efficiency | 262476.106 | 276846.9026 | 292021.7207 | 308057.0622 | 324590.9456 | 341264.507 | 358872.7985 | 377761.6067 | 398320.3838 | 420523.6866 | 444033.9986 | 468728.0772 | 494790.1277
Scenario 1: Reference | SCG | Ind | WholeBlg | Ind - Printing & Publishing | Total Resource Cost Test | Energy Efficiency | 262476.106 | 276846.9026 | 292021.7207 | 308057.0622 | 324590.9456 | 341264.507 | 358872.7985 | 377761.6067 | 398320.3838 | 420523.6866 | 444033.9986 | 468728.0772 | 494790.1277
Scenario 1: Reference | SCG | Ind | WholeBlg | Ind - Stone-Glass-Clay | Participant Cost Test | Energy Efficiency | 5014441.2547 | 5307692.813 | 5611158.1624 | 5927726.4839 | 6260533.8952 | 6607805.8302 | 6970923.1501 | 7355333.5656 | 7762672.2579 | 8196058.0329 | 8656439.2662 | 9145587.8004 | 9665357.2849
Scenario 1: Reference | SCG | Ind | WholeBlg | Ind - Stone-Glass-Clay | Program Administrator Cost Test | Energy Efficiency | 5014441.2547 | 5307692.813 | 5611158.1624 | 5927726.4839 | 6260533.8952 | 6607805.8302 | 6970923.1501 | 7355333.5656 | 7762672.2579 | 8196058.0329 | 8656439.2662 | 9145587.8004 | 9665357.2849
Scenario 1: Reference | SCG | Ind | WholeBlg | Ind - Stone-Glass-Clay | Rate Impact Measure Test | Energy Efficiency | 5014441.2547 | 5307692.813 | 5611158.1624 | 5927726.4839 | 6260533.8952 | 6607805.8302 | 6970923.1501 | 7355333.5656 | 7762672.2579 | 8196058.0329 | 8656439.2662 | 9145587.8004 | 9665357.2849
Scenario 1: Reference | SCG | Ind | WholeBlg | Ind - Stone-Glass-Clay | Total Resource Cost Test | Energy Efficiency | 5014441.2547 | 5307692.813 | 5611158.1624 | 5927726.4839 | 6260533.8952 | 6607805.8302 | 6970923.1501 | 7355333.5656 | 7762672.2579 | 8196058.0329 | 8656439.2662 | 9145587.8004 | 9665357.2849
Scenario 1: Reference | SCG | Ind | WholeBlg | Ind - Textiles | Participant Cost Test | Energy Efficiency | 2395952.8513 | 2520302.0093 | 2651521.6081 | 2788562.0936 | 2932296.5426 | 3083180.1157 | 3242594.7815 | 3411087.5999 | 3589416.2932 | 3778583.9009 | 3978574.0386 | 4190236.311 | 4414973.9349
Scenario 1: Reference | SCG | Ind | WholeBlg | Ind - Textiles | Program Administrator Cost Test | Energy Efficiency | 2395952.8513 | 2520302.0093 | 2651521.6081 | 2788562.0936 | 2932296.5426 | 3083180.1157 | 3242594.7815 | 3411087.5999 | 3589416.2932 | 3778583.9009 | 3978574.0386 | 4190236.311 | 4414973.9349
Scenario 1: Reference | SCG | Ind | WholeBlg | Ind - Textiles | Rate Impact Measure Test | Energy Efficiency | 2395952.8513 | 2520302.0093 | 2651521.6081 | 2788562.0936 | 2932296.5426 | 3083180.1157 | 3242594.7815 | 3411087.5999 | 3589416.2932 | 3778583.9009 | 3978574.0386 | 4190236.311 | 4414973.9349
Scenario 1: Reference | SCG | Ind | WholeBlg | Ind - Textiles | Total Resource Cost Test | Energy Efficiency | 2395952.8513 | 2520302.0093 | 2651521.6081 | 2788562.0936 | 2932296.5426 | 3083180.1157 | 3242594.7815 | 3411087.5999 | 3589416.2932 | 3778583.9009 | 3978574.0386 | 4190236.311 | 4414973.9349
Scenario 1: Reference | SCG | Ind | WholeBlg | Ind - Transportation Equipment | Participant Cost Test | Energy Efficiency | 1782904.0756 | 1871902.1184 | 1966035.0712 | 2065122.0831 | 2169670.5628 | 2280019.5035 | 2396944.8919 | 2520666.8452 | 2651609.1885 | 2790358.2604 | 2937034.9519 | 3092273.08 | 3257153.7911
Scenario 1: Reference | SCG | Ind | WholeBlg | Ind - Transportation Equipment | Program Administrator Cost Test | Energy Efficiency | 1782904.0756 | 1871902.1184 | 1966035.0712 | 2065122.0831 | 2169670.5628 | 2280019.5035 | 2396944.8919 | 2520666.8452 | 2651609.1885 | 2790358.2604 | 2937034.9519 | 3092273.08 | 3257153.7911
Scenario 1: Reference | SCG | Ind | WholeBlg | Ind - Transportation Equipment | Rate Impact Measure Test | Energy Efficiency | 1782904.0756 | 1871902.1184 | 1966035.0712 | 2065122.0831 | 2169670.5628 | 2280019.5035 | 2396944.8919 | 2520666.8452 | 2651609.1885 | 2790358.2604 | 2937034.9519 | 3092273.08 | 3257153.7911
Scenario 1: Reference | SCG | Ind | WholeBlg | Ind - Transportation Equipment | Total Resource Cost Test | Energy Efficiency | 1782904.0756 | 1871902.1184 | 1966035.0712 | 2065122.0831 | 2169670.5628 | 2280019.5035 | 2396944.8919 | 2520666.8452 | 2651609.1885 | 2790358.2604 | 2937034.9519 | 3092273.08 | 3257153.7911
Scenario 1: Reference | SCG | Res | AppPlug | Res - Multi Family | Participant Cost Test | Energy Efficiency | 0 | 0 | 0 | 0 | 0 | 0 | 0 | 0 | 0 | 0 | 0 | 0 | 0
Scenario 1: Reference | SCG | Res | AppPlug | Res - Multi Family | Program Administrator Cost Test | Energy Efficiency | 0 | 0 | 0 | 0 | 0 | 0 | 0 | 0 | 0 | 0 | 0 | 0 | 0
Scenario 1: Reference | SCG | Res | AppPlug | Res - Multi Family | Rate Impact Measure Test | Energy Efficiency | 0 | 0 | 0 | 0 | 0 | 0 | 0 | 0 | 0 | 0 | 0 | 0 | 0
Scenario 1: Reference | SCG | Res | AppPlug | Res - Multi Family | Total Resource Cost Test | Energy Efficiency | 0 | 0 | 0 | 0 | 0 | 0 | 0 | 0 | 0 | 0 | 0 | 0 | 0
Scenario 1: Reference | SCG | Res | AppPlug | Res - Single Family | Participant Cost Test | Energy Efficiency | 0 | 0 | 0 | 0 | 0 | 0 | 0 | 0 | 0 | 0 | 0 | 0 | 0
Scenario 1: Reference | SCG | Res | AppPlug | Res - Single Family | Program Administrator Cost Test | Energy Efficiency | 0 | 0 | 0 | 0 | 0 | 0 | 0 | 0 | 0 | 0 | 0 | 0 | 0
Scenario 1: Reference | SCG | Res | AppPlug | Res - Single Family | Rate Impact Measure Test | Energy Efficiency | 0 | 0 | 0 | 0 | 0 | 0 | 0 | 0 | 0 | 0 | 0 | 0 | 0
Scenario 1: Reference | SCG | Res | AppPlug | Res - Single Family | Total Resource Cost Test | Energy Efficiency | 0 | 0 | 0 | 0 | 0 | 0 | 0 | 0 | 0 | 0 | 0 | 0 | 0
Scenario 1: Reference | SCG | Res | BROs | Income Qualified - Multi Family IQ | Participant Cost Test | Energy Efficiency | 412117.0621 | 439048.3801 | 468719.9133 | 501709.1793 | 538378.395 | 579086.3082 | 623877.0907 | 675312.1721 | 732946.4947 | 798685.1738 | 872067.2803 | 954324.8906 | 1047253.5223
Scenario 1: Reference | SCG | Res | BROs | Income Qualified - Multi Family IQ | Program Administrator Cost Test | Energy Efficiency | 412117.0621 | 439048.3801 | 468719.9133 | 501709.1793 | 538378.395 | 579086.3082 | 623877.0907 | 675312.1721 | 732946.4947 | 798685.1738 | 872067.2803 | 954324.8906 | 1047253.5223
Scenario 1: Reference | SCG | Res | BROs | Income Qualified - Multi Family IQ | Rate Impact Measure Test | Energy Efficiency | 412117.0621 | 439048.3801 | 468719.9133 | 501709.1793 | 538378.395 | 579086.3082 | 623877.0907 | 675312.1721 | 732946.4947 | 798685.1738 | 872067.2803 | 954324.8906 | 1047253.5223
Scenario 1: Reference | SCG | Res | BROs | Income Qualified - Multi Family IQ | Total Resource Cost Test | Energy Efficiency | 412117.0621 | 439048.3801 | 468719.9133 | 501709.1793 | 538378.395 | 579086.3082 | 623877.0907 | 675312.1721 | 732946.4947 | 798685.1738 | 872067.2803 | 954324.8906 | 1047253.5223
Scenario 1: Reference | SCG | Res | BROs | Income Qualified - Single Family IQ | Participant Cost Test | Energy Efficiency | 1272012.8902 | 1353673.286 | 1443325.4644 | 1542684.3328 | 1652999.5347 | 1775603.3171 | 1911475.7058 | 2066551.9891 | 2240176.3714 | 2435178.3015 | 2652464.4837 | 2895596.1243 | 3169848.961
Scenario 1: Reference | SCG | Res | BROs | Income Qualified - Single Family IQ | Program Administrator Cost Test | Energy Efficiency | 1272012.8902 | 1353673.286 | 1443325.4644 | 1542684.3328 | 1652999.5347 | 1775603.3171 | 1911475.7058 | 2066551.9891 | 2240176.3714 | 2435178.3015 | 2652464.4837 | 2895596.1243 | 3169848.961
Scenario 1: Reference | SCG | Res | BROs | Income Qualified - Single Family IQ | Rate Impact Measure Test | Energy Efficiency | 1272012.8902 | 1353673.286 | 1443325.4644 | 1542684.3328 | 1652999.5347 | 1775603.3171 | 1911475.7058 | 2066551.9891 | 2240176.3714 | 2435178.3015 | 2652464.4837 | 2895596.1243 | 3169848.961
Scenario 1: Reference | SCG | Res | BROs | Income Qualified - Single Family IQ | Total Resource Cost Test | Energy Efficiency | 1272012.8902 | 1353673.286 | 1443325.4644 | 1542684.3328 | 1652999.5347 | 1775603.3171 | 1911475.7058 | 2066551.9891 | 2240176.3714 | 2435178.3015 | 2652464.4837 | 2895596.1243 | 3169848.961
Scenario 1: Reference | SCG | Res | BROs | Res - Multi Family | Participant Cost Test | Energy Efficiency | 4358868.385 | 4638999.794 | 4946612.9001 | 5287598.0717 | 5666210.3119 | 6086968.5758 | 6553057.7893 | 7085221.8106 | 7681065.7 | 8350911.1846 | 9097386.2977 | 9932743.6223 | 10875115.9796
Scenario 1: Reference | SCG | Res | BROs | Res - Multi Family | Program Administrator Cost Test | Energy Efficiency | 4358868.385 | 4638999.794 | 4946612.9001 | 5287598.0717 | 5666210.3119 | 6086968.5758 | 6553057.7893 | 7085221.8106 | 7681065.7 | 8350911.1846 | 9097386.2977 | 9932743.6223 | 10875115.9796
Scenario 1: Reference | SCG | Res | BROs | Res - Multi Family | Rate Impact Measure Test | Energy Efficiency | 4358868.385 | 4638999.794 | 4946612.9001 | 5287598.0717 | 5666210.3119 | 6086968.5758 | 6553057.7893 | 7085221.8106 | 7681065.7 | 8350911.1846 | 9097386.2977 | 9932743.6223 | 10875115.9796
Scenario 1: Reference | SCG | Res | BROs | Res - Multi Family | Total Resource Cost Test | Energy Efficiency | 4358868.385 | 4638999.794 | 4946612.9001 | 5287598.0717 | 5666210.3119 | 6086968.5758 | 6553057.7893 | 7085221.8106 | 7681065.7 | 8350911.1846 | 9097386.2977 | 9932743.6223 | 10875115.9796
Scenario 1: Reference | SCG | Res | BROs | Res - Single Family | Participant Cost Test | Energy Efficiency | 1246837.5046 | 1328403.1373 | 1418286.8463 | 1518240.0103 | 1629350.8103 | 1752691.2855 | 1888344.6934 | 2044178.0082 | 2218802.0505 | 2418163.9402 | 2640730.4283 | 2890244.0053 | 3172153.3675
Scenario 1: Reference | SCG | Res | BROs | Res - Single Family | Program Administrator Cost Test | Energy Efficiency | 1246837.5046 | 1328403.1373 | 1418286.8463 | 1518240.0103 | 1629350.8103 | 1752691.2855 | 1888344.6934 | 2044178.0082 | 2218802.0505 | 2418163.9402 | 2640730.4283 | 2890244.0053 | 3172153.3675
Scenario 1: Reference | SCG | Res | BROs | Res - Single Family | Rate Impact Measure Test | Energy Efficiency | 1246837.5046 | 1328403.1373 | 1418286.8463 | 1518240.0103 | 1629350.8103 | 1752691.2855 | 1888344.6934 | 2044178.0082 | 2218802.0505 | 2418163.9402 | 2640730.4283 | 2890244.0053 | 3172153.3675
Scenario 1: Reference | SCG | Res | BROs | Res - Single Family | Total Resource Cost Test | Energy Efficiency | 1246837.5046 | 1328403.1373 | 1418286.8463 | 1518240.0103 | 1629350.8103 | 1752691.2855 | 1888344.6934 | 2044178.0082 | 2218802.0505 | 2418163.9402 | 2640730.4283 | 2890244.0053 | 3172153.3675
Scenario 1: Reference | SCG | Res | BldgEnv | Res - Multi Family | Participant Cost Test | Energy Efficiency | 0 | 0 | 0 | 0 | 0 | 0 | 0 | 0 | 1903.2544 | 1717.5962 | 1499.7773 | 1246.7975 | 956.8057
Scenario 1: Reference | SCG | Res | BldgEnv | Res - Multi Family | Program Administrator Cost Test | Energy Efficiency | 0 | 0 | 0 | 0 | 0 | 0 | 0 | 0 | 697.418 | 747.2303 | 799.8859 | 855.5408 | 914.3595
Scenario 1: Reference | SCG | Res | BldgEnv | Res - Multi Family | Rate Impact Measure Test | Energy Efficiency | 0 | 0 | 0 | 0 | 0 | 0 | 0 | 0 | 697.418 | 747.2303 | 799.8859 | 855.5408 | 914.3595
Scenario 1: Reference | SCG | Res | BldgEnv | Res - Multi Family | Total Resource Cost Test | Energy Efficiency | 0 | 0 | 0 | 0 | 0 | 0 | 0 | 0 | 697.418 | 747.2303 | 799.8859 | 855.5408 | 914.3595
Scenario 1: Reference | SCG | Res | BldgEnv | Res - Single Family | Participant Cost Test | Energy Efficiency | 901128.4798 | 1074949.1004 | 1147892.0799 | 1151541.5559 | 1145166.7184 | 1100572.729 | 1047491.1775 | 973920.7638 | 248648.6965 | 0 | 0 | 0 | 0
Scenario 1: Reference | SCG | Res | BldgEnv | Res - Single Family | Program Administrator Cost Test | Energy Efficiency | 113501.5208 | 144626.1756 | 164436.6902 | 176008.4244 | 187100.4925 | 192592.5331 | 196805.0232 | 196997.5673 | 194380.9018 | 0 | 0 | 0 | 0
Scenario 1: Reference | SCG | Res | BldgEnv | Res - Single Family | Rate Impact Measure Test | Energy Efficiency | 141860.4175 | 173496.5638 | 192479.5206 | 202278.7119 | 211550.1961 | 214926.9693 | 216937.0072 | 214099.3371 | 208175.6574 | 0 | 0 | 0 | 0
Scenario 1: Reference | SCG | Res | BldgEnv | Res - Single Family | Total Resource Cost Test | Energy Efficiency | 699557.9476 | 844305.2341 | 917381.4471 | 939490.5364 | 955842.5135 | 942235.583 | 915153.0636 | 877497.1202 | 194380.9018 | 0 | 0 | 0 | 0
Scenario 1: Reference | SCG | Res | HVAC | Res - Multi Family | Participant Cost Test | Energy Efficiency | 287.6312 | 287.9119 | 280.3286 | 268.7886 | 255.8149 | 0 | 0 | 0 | 0 | 0 | 0 | 0 | 1102.9148
Scenario 1: Reference | SCG | Res | HVAC | Res - Multi Family | Program Administrator Cost Test | Energy Efficiency | 308.8532 | 330.7933 | 346.0358 | 358.1501 | 369.9456 | 0 | 0 | 0 | 0 | 0 | 0 | 0 | 948.9149
Scenario 1: Reference | SCG | Res | HVAC | Res - Multi Family | Rate Impact Measure Test | Energy Efficiency | 308.8532 | 330.7933 | 346.0358 | 358.1501 | 369.9456 | 0 | 0 | 0 | 0 | 0 | 0 | 0 | 948.9149
Scenario 1: Reference | SCG | Res | HVAC | Res - Multi Family | Total Resource Cost Test | Energy Efficiency | 308.8532 | 330.7933 | 346.0358 | 358.1501 | 369.9456 | 0 | 0 | 0 | 0 | 0 | 0 | 0 | 948.9149
Scenario 1: Reference | SCG | Res | HVAC | Res - Single Family | Participant Cost Test | Energy Efficiency | 14526179.1731 | 6893508.7012 | 7192423.9238 | 7262633.0599 | 4264650.4115 | 0 | 0 | 0 | 0 | 0 | 0 | 0 | 20373.0038
Scenario 1: Reference | SCG | Res | HVAC | Res - Single Family | Program Administrator Cost Test | Energy Efficiency | 1022312.2491 | 649666.1282 | 718818.4773 | 770718.201 | 794294.564 | 0 | 0 | 0 | 0 | 0 | 0 | 0 | 16714.6695
Scenario 1: Reference | SCG | Res | HVAC | Res - Single Family | Rate Impact Measure Test | Energy Efficiency | 1022312.2491 | 649666.1282 | 718818.4773 | 770718.201 | 794294.564 | 0 | 0 | 0 | 0 | 0 | 0 | 0 | 16714.6695
Scenario 1: Reference | SCG | Res | HVAC | Res - Single Family | Total Resource Cost Test | Energy Efficiency | 11587178.277 | 6604558.1321 | 6957516.3438 | 7103505.7991 | 4276029.9034 | 0 | 0 | 0 | 0 | 0 | 0 | 0 | 16714.6695
Scenario 1: Reference | SCG | Res | WaterHeat | Res - Multi Family | Participant Cost Test | Energy Efficiency | 5384628.371 | 4680579.3135 | 4234507.3377 | 3844353.3428 | 3447526.4329 | 842429.6207 | 761580.936 | 667778.1645 | 561073.6579 | 454798.5035 | 351196.9173 | 250619.0571 | 150108.753
Scenario 1: Reference | SCG | Res | WaterHeat | Res - Multi Family | Program Administrator Cost Test | Energy Efficiency | 7173623.7967 | 6923938.7301 | 6956338.6442 | 7027215.5798 | 7152342.987 | 899978.1255 | 888749.8633 | 889392.4699 | 886616.39 | 881962.4198 | 879508.4542 | 883483.9058 | 887679.7369
Scenario 1: Reference | SCG | Res | WaterHeat | Res - Multi Family | Rate Impact Measure Test | Energy Efficiency | 7173623.7967 | 6923938.7301 | 6956338.6442 | 7027215.5798 | 7152342.987 | 899978.1255 | 888749.8633 | 889392.4699 | 886616.39 | 881962.4198 | 879508.4542 | 883483.9058 | 887679.7369
Scenario 1: Reference | SCG | Res | WaterHeat | Res - Multi Family | Total Resource Cost Test | Energy Efficiency | 7173623.7967 | 6923938.7301 | 6956338.6442 | 7027215.5798 | 7152342.987 | 899978.1255 | 888749.8633 | 889392.4699 | 886616.39 | 881962.4198 | 879508.4542 | 883483.9058 | 887679.7369
Scenario 1: Reference | SCG | Res | WaterHeat | Res - Single Family | Participant Cost Test | Energy Efficiency | 79999824.1156 | 80989112.6956 | 69504664.0061 | 52343023.0653 | 50468885.2737 | 3828489.5686 | 3239821.8217 | 2656319.4635 | 2172422.187 | 1742271.415 | 1332906.5568 | 939257.6179 | 556044.8894
Scenario 1: Reference | SCG | Res | WaterHeat | Res - Single Family | Program Administrator Cost Test | Energy Efficiency | 46178313.7387 | 48498616.8085 | 50789120.9779 | 52716214.1084 | 54898374.3897 | 3919042.7675 | 3552713.0683 | 3265138.7154 | 3156711.3876 | 3106780.576 | 3069317.2166 | 3044466.897 | 3023370.7911
Scenario 1: Reference | SCG | Res | WaterHeat | Res - Single Family | Rate Impact Measure Test | Energy Efficiency | 46178313.7387 | 48498616.8085 | 50789120.9779 | 52716214.1084 | 54898374.3897 | 3919042.7675 | 3552713.0683 | 3265138.7154 | 3156711.3876 | 3106780.576 | 3069317.2166 | 3044466.897 | 3023370.7911
Scenario 1: Reference | SCG | Res | WaterHeat | Res - Single Family | Total Resource Cost Test | Energy Efficiency | 94415474.7088 | 99482561.3339 | 91951223.7679 | 78562283.7833 | 80833284.3679 | 3919042.7675 | 3552713.0683 | 3265138.7154 | 3156711.3876 | 3106780.576 | 3069317.2166 | 3044466.897 | 3023370.7911
Scenario 1: Reference | SCG | Res | WholeBlg | Res - Multi Family | Participant Cost Test | Energy Efficiency | 0 | 0 | 0 | 0 | 0 | 0 | 0 | 0 | 0 | 0 | 0 | 0 | 0
Scenario 1: Reference | SCG | Res | WholeBlg | Res - Multi Family | Program Administrator Cost Test | Energy Efficiency | 0 | 0 | 0 | 0 | 0 | 0 | 0 | 0 | 0 | 0 | 0 | 0 | 0
Scenario 1: Reference | SCG | Res | WholeBlg | Res - Multi Family | Rate Impact Measure Test | Energy Efficiency | 0 | 0 | 0 | 0 | 0 | 0 | 0 | 0 | 0 | 0 | 0 | 0 | 0
Scenario 1: Reference | SCG | Res | WholeBlg | Res - Multi Family | Total Resource Cost Test | Energy Efficiency | 0 | 0 | 0 | 0 | 0 | 0 | 0 | 0 | 0 | 0 | 0 | 0 | 0
Scenario 1: Reference | SCG | Res | WholeBlg | Res - Single Family | Participant Cost Test | Energy Efficiency | 0 | 0 | 0 | 0 | 0 | 0 | 0 | 0 | 0 | 0 | 0 | 0 | 0
Scenario 1: Reference | SCG | Res | WholeBlg | Res - Single Family | Program Administrator Cost Test | Energy Efficiency | 0 | 0 | 0 | 0 | 0 | 0 | 0 | 0 | 0 | 0 | 0 | 0 | 0
Scenario 1: Reference | SCG | Res | WholeBlg | Res - Single Family | Rate Impact Measure Test | Energy Efficiency | 0 | 0 | 0 | 0 | 0 | 0 | 0 | 0 | 0 | 0 | 0 | 0 | 0
Scenario 1: Reference | SCG | Res | WholeBlg | Res - Single Family | Total Resource Cost Test | Energy Efficiency | 0 | 0 | 0 | 0 | 0 | 0 | 0 | 0 | 0 | 0 | 0 | 0 | 0
Scenario 1: Reference | SDG&E | Ag | WholeBlg | Ag - Dairies, fishing, hunting | Participant Cost Test | Energy Efficiency | 5996.7443 | 5998.3372 | 5967.6777 | 5914.6413 | 5909.1946 | 6104.2862 | 6291.6317 | 6428.7106 | 6554.2989 | 6679.2208 | 6777.8347 | 6744.3923 | 6714.3633
Scenario 1: Reference | SDG&E | Ag | WholeBlg | Ag - Dairies, fishing, hunting | Program Administrator Cost Test | Energy Efficiency | 5996.7443 | 5998.3372 | 5967.6777 | 5914.6413 | 5909.1946 | 6104.2862 | 6291.6317 | 6428.7106 | 6554.2989 | 6679.2208 | 6777.8347 | 6744.3923 | 6714.3633
Scenario 1: Reference | SDG&E | Ag | WholeBlg | Ag - Dairies, fishing, hunting | Rate Impact Measure Test | Energy Efficiency | 5996.7443 | 5998.3372 | 5967.6777 | 5914.6413 | 5909.1946 | 6104.2862 | 6291.6317 | 6428.7106 | 6554.2989 | 6679.2208 | 6777.8347 | 6744.3923 | 6714.3633
Scenario 1: Reference | SDG&E | Ag | WholeBlg | Ag - Dairies, fishing, hunting | Total Resource Cost Test | Energy Efficiency | 5996.7443 | 5998.3372 | 5967.6777 | 5914.6413 | 5909.1946 | 6104.2862 | 6291.6317 | 6428.7106 | 6554.2989 | 6679.2208 | 6777.8347 | 6744.3923 | 6714.3633
Scenario 1: Reference | SDG&E | Ag | WholeBlg | Ag - Irrigated Agriculture, vineyards, forestry and greenhouses | Participant Cost Test | Energy Efficiency | 76565.7631 | 79414.0655 | 82039.3193 | 84545.3623 | 87443.5236 | 91954.1869 | 96540.2755 | 100895.2737 | 105340.0795 | 109958.0246 | 114523.8961 | 118118.1142 | 121894.9925
Scenario 1: Reference | SDG&E | Ag | WholeBlg | Ag - Irrigated Agriculture, vineyards, forestry and greenhouses | Program Administrator Cost Test | Energy Efficiency | 76565.7631 | 79414.0655 | 82039.3193 | 84545.3623 | 87443.5236 | 91954.1869 | 96540.2755 | 100895.2737 | 105340.0795 | 109958.0246 | 114523.8961 | 118118.1142 | 121894.9925
Scenario 1: Reference | SDG&E | Ag | WholeBlg | Ag - Irrigated Agriculture, vineyards, forestry and greenhouses | Rate Impact Measure Test | Energy Efficiency | 76565.7631 | 79414.0655 | 82039.3193 | 84545.3623 | 87443.5236 | 91954.1869 | 96540.2755 | 100895.2737 | 105340.0795 | 109958.0246 | 114523.8961 | 118118.1142 | 121894.9925
Scenario 1: Reference | SDG&E | Ag | WholeBlg | Ag - Irrigated Agriculture, vineyards, forestry and greenhouses | Total Resource Cost Test | Energy Efficiency | 76565.7631 | 79414.0655 | 82039.3193 | 84545.3623 | 87443.5236 | 91954.1869 | 96540.2755 | 100895.2737 | 105340.0795 | 109958.0246 | 114523.8961 | 118118.1142 | 121894.9925
Scenario 1: Reference | SDG&E | Ag | WholeBlg | Ag - Water pumping | Participant Cost Test | Energy Efficiency | 131235.6016 | 130164.236 | 128475.6906 | 126362.3365 | 125351.812 | 128672.1164 | 131823.0045 | 133886.18 | 135675.8151 | 137433.252 | 138650.2817 | 137189.0755 | 135841.3327
Scenario 1: Reference | SDG&E | Ag | WholeBlg | Ag - Water pumping | Program Administrator Cost Test | Energy Efficiency | 131235.6016 | 130164.236 | 128475.6906 | 126362.3365 | 125351.812 | 128672.1164 | 131823.0045 | 133886.18 | 135675.8151 | 137433.252 | 138650.2817 | 137189.0755 | 135841.3327
Scenario 1: Reference | SDG&E | Ag | WholeBlg | Ag - Water pumping | Rate Impact Measure Test | Energy Efficiency | 131235.6016 | 130164.236 | 128475.6906 | 126362.3365 | 125351.812 | 128672.1164 | 131823.0045 | 133886.18 | 135675.8151 | 137433.252 | 138650.2817 | 137189.0755 | 135841.3327
Scenario 1: Reference | SDG&E | Ag | WholeBlg | Ag - Water pumping | Total Resource Cost Test | Energy Efficiency | 131235.6016 | 130164.236 | 128475.6906 | 126362.3365 | 125351.812 | 128672.1164 | 131823.0045 | 133886.18 | 135675.8151 | 137433.252 | 138650.2817 | 137189.0755 | 135841.3327
Scenario 1: Reference | SDG&E | Com | AppPlug | Com - Health | Participant Cost Test | Energy Efficiency | 461000.9795 | 529166.1633 | 978892.1797 | 1122772.6004 | 1208366.546 | 1280434.5147 | 1283453.2128 | 1349262.0347 | 1422195.6356 | 1485279.4262 | 1428741.689 | 1060317.4367 | 659614.219
Scenario 1: Reference | SDG&E | Com | AppPlug | Com - Health | Program Administrator Cost Test | Energy Efficiency | 542790.0106 | 643074.8596 | 1150156.5052 | 1364542.971 | 1575644.0685 | 1795958.2168 | 1922061.9387 | 2188055.2187 | 2526864.3264 | 2928139.8853 | 3345595.0678 | 3394850.3585 | 3528590.8929
Scenario 1: Reference | SDG&E | Com | AppPlug | Com - Health | Rate Impact Measure Test | Energy Efficiency | 542790.0106 | 643074.8596 | 1150156.5052 | 1364542.971 | 1575644.0685 | 1795958.2168 | 1922061.9387 | 2188055.2187 | 2526864.3264 | 2928139.8853 | 3345595.0678 | 3394850.3585 | 3528590.8929
Scenario 1: Reference | SDG&E | Com | AppPlug | Com - Health | Total Resource Cost Test | Energy Efficiency | 542790.0106 | 643074.8596 | 1150156.5052 | 1364542.971 | 1575644.0685 | 1795958.2168 | 1922061.9387 | 2188055.2187 | 2526864.3264 | 2928139.8853 | 3345595.0678 | 3394850.3585 | 3528590.8929
Scenario 1: Reference | SDG&E | Com | AppPlug | Com - Lodging | Participant Cost Test | Energy Efficiency | 326368.582 | 362612.7736 | 816143.449 | 915150.3686 | 960437.4655 | 1017823.3019 | 1061542.6201 | 1097596.0805 | 1128776.9539 | 1144161.3654 | 1067760.9951 | 808335.612 | 507261.5545
Scenario 1: Reference | SDG&E | Com | AppPlug | Com - Lodging | Program Administrator Cost Test | Energy Efficiency | 386578.9597 | 443290.8522 | 950927.5785 | 1102718.0469 | 1240066.3875 | 1415777.1219 | 1595890.944 | 1791336.4542 | 2015247.215 | 2249327.4976 | 2453620.8059 | 2593963.1423 | 2754991.432
Scenario 1: Reference | SDG&E | Com | AppPlug | Com - Lodging | Rate Impact Measure Test | Energy Efficiency | 386578.9597 | 443290.8522 | 950927.5785 | 1102718.0469 | 1240066.3875 | 1415777.1219 | 1595890.944 | 1791336.4542 | 2015247.215 | 2249327.4976 | 2453620.8059 | 2593963.1423 | 2754991.432
Scenario 1: Reference | SDG&E | Com | AppPlug | Com - Lodging | Total Resource Cost Test | Energy Efficiency | 386578.9597 | 443290.8522 | 950927.5785 | 1102718.0469 | 1240066.3875 | 1415777.1219 | 1595890.944 | 1791336.4542 | 2015247.215 | 2249327.4976 | 2453620.8059 | 2593963.1423 | 2754991.432
Scenario 1: Reference | SDG&E | Com | AppPlug | Com - Other | Participant Cost Test | Energy Efficiency | 1816.231 | 2155.0708 | 2536.9678 | 2967.2556 | 3400.8147 | 3918.9819 | 4485.3049 | 5089.5526 | 5731.6649 | 5376.6702 | 4745.4302 | 3814.7503 | 2535.2144
Scenario 1: Reference | SDG&E | Com | AppPlug | Com - Other | Program Administrator Cost Test | Energy Efficiency | 1795.2388 | 2197.2035 | 2667.4746 | 3216.5449 | 3805.2298 | 4526.3764 | 5345.1196 | 6254.3508 | 7260.7378 | 8395.3419 | 9627.9696 | 10998.3027 | 12528.9199
Scenario 1: Reference | SDG&E | Com | AppPlug | Com - Other | Rate Impact Measure Test | Energy Efficiency | 1795.2388 | 2197.2035 | 2667.4746 | 3216.5449 | 3805.2298 | 4526.3764 | 5345.1196 | 6254.3508 | 7260.7378 | 8395.3419 | 9627.9696 | 10998.3027 | 12528.9199
Scenario 1: Reference | SDG&E | Com | AppPlug | Com - Other | Total Resource Cost Test | Energy Efficiency | 1795.2388 | 2197.2035 | 2667.4746 | 3216.5449 | 3805.2298 | 4526.3764 | 5345.1196 | 6254.3508 | 7260.7378 | 8395.3419 | 9627.9696 | 10998.3027 | 12528.9199
Scenario 1: Reference | SDG&E | Com | BROs | Com - Lodging | Participant Cost Test | Energy Efficiency | 1096.8545 | 2368.8271 | 3607.3201 | 4283.3167 | 4858.6468 | 6236.8058 | 7794.5509 | 9242.8231 | 10877.6109 | 13462.576 | 16115.2959 | 17670.0083 | 19117.7679
Scenario 1: Reference | SDG&E | Com | BROs | Com - Lodging | Program Administrator Cost Test | Energy Efficiency | 1096.8545 | 2368.8271 | 3607.3201 | 4283.3167 | 4858.6468 | 6236.8058 | 7794.5509 | 9242.8231 | 10877.6109 | 13462.576 | 16115.2959 | 17670.0083 | 19117.7679
Scenario 1: Reference | SDG&E | Com | BROs | Com - Lodging | Rate Impact Measure Test | Energy Efficiency | 1096.8545 | 2368.8271 | 3607.3201 | 4283.3167 | 4858.6468 | 6236.8058 | 7794.5509 | 9242.8231 | 10877.6109 | 13462.576 | 16115.2959 | 17670.0083 | 19117.7679
Scenario 1: Reference | SDG&E | Com | BROs | Com - Lodging | Total Resource Cost Test | Energy Efficiency | 1096.8545 | 2368.8271 | 3607.3201 | 4283.3167 | 4858.6468 | 6236.8058 | 7794.5509 | 9242.8231 | 10877.6109 | 13462.576 | 16115.2959 | 17670.0083 | 19117.7679
Scenario 1: Reference | SDG&E | Com | BROs | Com - Other | Participant Cost Test | Energy Efficiency | 993.9905 | 2151.4149 | 3282.9845 | 3904.8049 | 4438.6384 | 5710.0962 | 7164.3508 | 8524.7705 | 10065.9355 | 12500.0315 | 15014.0476 | 16525.1433 | 18061.3243
Scenario 1: Reference | SDG&E | Com | BROs | Com - Other | Program Administrator Cost Test | Energy Efficiency | 993.9905 | 2151.4149 | 3282.9845 | 3904.8049 | 4438.6384 | 5710.0962 | 7164.3508 | 8524.7705 | 10065.9355 | 12500.0315 | 15014.0476 | 16525.1433 | 18061.3243
Scenario 1: Reference | SDG&E | Com | BROs | Com - Other | Rate Impact Measure Test | Energy Efficiency | 993.9905 | 2151.4149 | 3282.9845 | 3904.8049 | 4438.6384 | 5710.0962 | 7164.3508 | 8524.7705 | 10065.9355 | 12500.0315 | 15014.0476 | 16525.1433 | 18061.3243
Scenario 1: Reference | SDG&E | Com | BROs | Com - Other | Total Resource Cost Test | Energy Efficiency | 993.9905 | 2151.4149 | 3282.9845 | 3904.8049 | 4438.6384 | 5710.0962 | 7164.3508 | 8524.7705 | 10065.9355 | 12500.0315 | 15014.0476 | 16525.1433 | 18061.3243
Scenario 1: Reference | SDG&E | Com | BROs | Com - Retail | Participant Cost Test | Energy Efficiency | 2209.8352 | 4747.3508 | 7190.3447 | 8480.9656 | 9561.1541 | 12196.6445 | 15180.4973 | 17918.2693 | 20980.9472 | 25836.2163 | 30755.3465 | 33561.3773 | 36697.2489
Scenario 1: Reference | SDG&E | Com | BROs | Com - Retail | Program Administrator Cost Test | Energy Efficiency | 2209.8352 | 4747.3508 | 7190.3447 | 8480.9656 | 9561.1541 | 12196.6445 | 15180.4973 | 17918.2693 | 20980.9472 | 25836.2163 | 30755.3465 | 33561.3773 | 36697.2489
Scenario 1: Reference | SDG&E | Com | BROs | Com - Retail | Rate Impact Measure Test | Energy Efficiency | 2209.8352 | 4747.3508 | 7190.3447 | 8480.9656 | 9561.1541 | 12196.6445 | 15180.4973 | 17918.2693 | 20980.9472 | 25836.2163 | 30755.3465 | 33561.3773 | 36697.2489
Scenario 1: Reference | SDG&E | Com | BROs | Com - Retail | Total Resource Cost Test | Energy Efficiency | 2209.8352 | 4747.3508 | 7190.3447 | 8480.9656 | 9561.1541 | 12196.6445 | 15180.4973 | 17918.2693 | 20980.9472 | 25836.2163 | 30755.3465 | 33561.3773 | 36697.2489
Scenario 1: Reference | SDG&E | Com | BldgEnv | Com - College | Participant Cost Test | Energy Efficiency | 19.8613 | 20.0242 | 20.1782 | 20.3564 | 20.4881 | 20.6594 | 20.8268 | 19.8993 | 15.304 | 13.5763 | 11.6746 | 9.6349 | 7.3503
Scenario 1: Reference | SDG&E | Com | BldgEnv | Com - College | Program Administrator Cost Test | Energy Efficiency | 13.5363 | 14.1988 | 14.8935 | 15.672 | 16.4387 | 17.3251 | 18.2731 | 19.2564 | 20.3103 | 21.4514 | 22.6379 | 24.1674 | 25.5689
Scenario 1: Reference | SDG&E | Com | BldgEnv | Com - College | Rate Impact Measure Test | Energy Efficiency | 13.5363 | 14.1988 | 14.8935 | 15.672 | 16.4387 | 17.3251 | 18.2731 | 19.2564 | 20.3103 | 21.4514 | 22.6379 | 24.1674 | 25.5689
Scenario 1: Reference | SDG&E | Com | BldgEnv | Com - College | Total Resource Cost Test | Energy Efficiency | 16.6493 | 17.2876 | 17.9612 | 18.7274 | 19.4755 | 20.3527 | 21.2931 | 22.2669 | 20.3103 | 21.4514 | 22.6379 | 24.1674 | 25.5689
Scenario 1: Reference | SDG&E | Com | BldgEnv | Com - Grocery | Participant Cost Test | Energy Efficiency | 315.0684 | 302.6765 | 290.7026 | 279.4294 | 268.8825 | 259.1201 | 250.08 | 229.053 | 166.6669 | 141.4818 | 116.3139 | 91.1219 | 65.8803
Scenario 1: Reference | SDG&E | Com | BldgEnv | Com - Grocery | Program Administrator Cost Test | Energy Efficiency | 178.5316 | 178.3221 | 178.1972 | 178.4784 | 179.1024 | 180.4804 | 182.2259 | 184.1903 | 186.3329 | 188.8144 | 191.3648 | 193.9825 | 196.7992
Scenario 1: Reference | SDG&E | Com | BldgEnv | Com - Grocery | Rate Impact Measure Test | Energy Efficiency | 178.5316 | 178.3221 | 178.1972 | 178.4784 | 179.1024 | 180.4804 | 182.2259 | 184.1903 | 186.3329 | 188.8144 | 191.3648 | 193.9825 | 196.7992
Scenario 1: Reference | SDG&E | Com | BldgEnv | Com - Grocery | Total Resource Cost Test | Energy Efficiency | 230.4417 | 227.5997 | 225.0021 | 223.0097 | 221.5127 | 220.9296 | 220.8593 | 221.1216 | 186.3329 | 188.8144 | 191.3648 | 193.9825 | 196.7992
Scenario 1: Reference | SDG&E | Com | BldgEnv | Com - Health | Participant Cost Test | Energy Efficiency | 439.6233 | 420.7652 | 401.8907 | 383.3076 | 364.3223 | 345.2278 | 327.4466 | 298.4243 | 204.6062 | 171.691 | 139.1619 | 105.4919 | 72.4733
Scenario 1: Reference | SDG&E | Com | BldgEnv | Com - Health | Program Administrator Cost Test | Energy Efficiency | 265.0642 | 263.5891 | 261.6738 | 259.9084 | 257.0589 | 253.6252 | 249.3989 | 250.8997 | 253.5481 | 258.1194 | 264.361 | 263.6149 | 264.4457
Scenario 1: Reference | SDG&E | Com | BldgEnv | Com - Health | Rate Impact Measure Test | Energy Efficiency | 265.0642 | 263.5891 | 261.6738 | 259.9084 | 257.0589 | 253.6252 | 249.3989 | 250.8997 | 253.5481 | 258.1194 | 264.361 | 263.6149 | 264.4457
Scenario 1: Reference | SDG&E | Com | BldgEnv | Com - Health | Total Resource Cost Test | Energy Efficiency | 353.7924 | 347.6437 | 341.2345 | 335.208 | 328.1457 | 320.5922 | 312.4651 | 310.9632 | 253.5481 | 258.1194 | 264.361 | 263.6149 | 264.4457
Scenario 1: Reference | SDG&E | Com | BldgEnv | Com - Lodging | Participant Cost Test | Energy Efficiency | 17.5419 | 17.4056 | 17.2515 | 17.1517 | 16.9276 | 16.7754 | 16.5725 | 15.8445 | 1.528 | 7.1975 | 10.0244 | 8.0912 | 6.0362
Scenario 1: Reference | SDG&E | Com | BldgEnv | Com - Lodging | Program Administrator Cost Test | Energy Efficiency | 6.7704 | 7.0544 | 7.3491 | 7.7201 | 8.0217 | 8.4305 | 8.8262 | 9.2411 | 3.1349 | 10.1877 | 16.2744 | 16.9774 | 17.7605
Scenario 1: Reference | SDG&E | Com | BldgEnv | Com - Lodging | Rate Impact Measure Test | Energy Efficiency | 6.7704 | 7.0544 | 7.3491 | 7.7201 | 8.0217 | 8.4305 | 8.8262 | 9.2411 | 3.1349 | 10.1877 | 16.2744 | 16.9774 | 17.7605
Scenario 1: Reference | SDG&E | Com | BldgEnv | Com - Lodging | Total Resource Cost Test | Energy Efficiency | 13.9862 | 14.1826 | 14.3907 | 14.702 | 14.9064 | 15.2475 | 15.5641 | 15.9012 | 3.1349 | 10.1877 | 16.2744 | 16.9774 | 17.7605
Scenario 1: Reference | SDG&E | Com | BldgEnv | Com - Office (Large) | Participant Cost Test | Energy Efficiency | 489.1176 | 469.6042 | 450.3034 | 431.0565 | 412.389 | 394.7521 | 377.8939 | 344.9683 | 225.5209 | 189.4583 | 153.9127 | 118.9358 | 84.448
Scenario 1: Reference | SDG&E | Com | BldgEnv | Com - Office (Large) | Program Administrator Cost Test | Energy Efficiency | 216.0147 | 216.2776 | 216.4484 | 216.6894 | 217.2136 | 218.9582 | 221.0087 | 222.8889 | 224.1664 | 226.0818 | 227.8898 | 229.7839 | 232.0681
Scenario 1: Reference | SDG&E | Com | BldgEnv | Com - Office (Large) | Rate Impact Measure Test | Energy Efficiency | 216.0147 | 216.2776 | 216.4484 | 216.6894 | 217.2136 | 218.9582 | 221.0087 | 222.8889 | 224.1664 | 226.0818 | 227.8898 | 229.7839 | 232.0681
Scenario 1: Reference | SDG&E | Com | BldgEnv | Com - Office (Large) | Total Resource Cost Test | Energy Efficiency | 331.2237 | 326.0477 | 321.0321 | 316.3313 | 312.1121 | 309.4174 | 307.2715 | 305.1262 | 224.1664 | 226.0818 | 227.8898 | 229.7839 | 232.0681
Scenario 1: Reference | SDG&E | Com | BldgEnv | Com - Office (Small) | Participant Cost Test | Energy Efficiency | 204.3642 | 196.3018 | 188.3587 | 180.4134 | 173.0052 | 165.8922 | 159.0292 | 144.2108 | 108.754 | 91.3114 | 74.1472 | 57.2737 | 40.664
Scenario 1: Reference | SDG&E | Com | BldgEnv | Com - Office (Small) | Program Administrator Cost Test | Energy Efficiency | 101.5538 | 101.3688 | 101.1688 | 100.9912 | 101.1689 | 101.7366 | 102.3216 | 102.8726 | 103.3452 | 103.996 | 104.6185 | 105.2344 | 106.0002
Scenario 1: Reference | SDG&E | Com | BldgEnv | Com - Office (Small) | Rate Impact Measure Test | Energy Efficiency | 101.5538 | 101.3688 | 101.1688 | 100.9912 | 101.1689 | 101.7366 | 102.3216 | 102.8726 | 103.3452 | 103.996 | 104.6185 | 105.2344 | 106.0002
Scenario 1: Reference | SDG&E | Com | BldgEnv | Com - Office (Small) | Total Resource Cost Test | Energy Efficiency | 126.1895 | 124.8076 | 123.4734 | 122.2169 | 121.3957 | 121.0135 | 120.6878 | 120.366 | 103.3452 | 103.996 | 104.6185 | 105.2344 | 106.0002
Scenario 1: Reference | SDG&E | Com | BldgEnv | Com - Other | Participant Cost Test | Energy Efficiency | 115.1886 | 111.1528 | 107.108 | 103.0031 | 98.9218 | 94.9748 | 91.089 | 83.3425 | 47.9972 | 45.5777 | 40.292 | 31.0597 | 21.9779
Scenario 1: Reference | SDG&E | Com | BldgEnv | Com - Other | Program Administrator Cost Test | Energy Efficiency | 51.3965 | 51.8282 | 52.255 | 52.7002 | 53.1784 | 53.9061 | 54.656 | 55.39 | 49.5349 | 56.8677 | 62.5565 | 63.0735 | 63.6043
Scenario 1: Reference | SDG&E | Com | BldgEnv | Com - Other | Rate Impact Measure Test | Energy Efficiency | 51.3965 | 51.8282 | 52.255 | 52.7002 | 53.1784 | 53.9061 | 54.656 | 55.39 | 49.5349 | 56.8677 | 62.5565 | 63.0735 | 63.6043
Scenario 1: Reference | SDG&E | Com | BldgEnv | Com - Other | Total Resource Cost Test | Energy Efficiency | 79.2817 | 78.5321 | 77.8202 | 77.1661 | 76.5681 | 76.2693 | 76.0256 | 75.7946 | 49.5349 | 56.8677 | 62.5565 | 63.0735 | 63.6043
Scenario 1: Reference | SDG&E | Com | BldgEnv | Com - Refrig. Warehouse | Participant Cost Test | Energy Efficiency | 0.98473 | 0.95025 | 0.916 | 0.87888 | 0.84455 | 0.81169 | 0.78066 | 0.98106 | 0.58253 | 0.69918 | 0.72545 | 0.57974 | 0.42841
Scenario 1: Reference | SDG&E | Com | BldgEnv | Com - Refrig. Warehouse | Program Administrator Cost Test | Energy Efficiency | 0.53248 | 0.53574 | 0.53946 | 0.54076 | 0.54541 | 0.55311 | 0.56309 | 0.80944 | 0.58809 | 0.86167 | 1.1119 | 1.1553 | 1.2017
Scenario 1: Reference | SDG&E | Com | BldgEnv | Com - Refrig. Warehouse | Rate Impact Measure Test | Energy Efficiency | 0.53248 | 0.53574 | 0.53946 | 0.54076 | 0.54541 | 0.55311 | 0.56309 | 0.80944 | 0.58809 | 0.86167 | 1.1119 | 1.1553 | 1.2017
Scenario 1: Reference | SDG&E | Com | BldgEnv | Com - Refrig. Warehouse | Total Resource Cost Test | Energy Efficiency | 0.58111 | 0.58215 | 0.58378 | 0.58302 | 0.58576 | 0.59167 | 0.59999 | 0.86063 | 0.58809 | 0.86167 | 1.1119 | 1.1553 | 1.2017
Scenario 1: Reference | SDG&E | Com | BldgEnv | Com - Restaurant | Participant Cost Test | Energy Efficiency | 62.9741 | 60.4159 | 57.9089 | 55.3883 | 54.3102 | 52.073 | 49.9339 | 45.1714 | 36.9006 | 31.0355 | 25.244 | 19.5295 | 13.8836
Scenario 1: Reference | SDG&E | Com | BldgEnv | Com - Restaurant | Program Administrator Cost Test | Energy Efficiency | 33.3472 | 33.1261 | 32.8978 | 32.6476 | 34.408 | 34.6261 | 34.8838 | 35.1958 | 35.4836 | 35.8416 | 36.2014 | 36.5666 | 36.9886
Scenario 1: Reference | SDG&E | Com | BldgEnv | Com - Restaurant | Rate Impact Measure Test | Energy Efficiency | 33.3472 | 33.1261 | 32.8978 | 32.6476 | 34.408 | 34.6261 | 34.8838 | 35.1958 | 35.4836 | 35.8416 | 36.2014 | 36.5666 | 36.9886
Scenario 1: Reference | SDG&E | Com | BldgEnv | Com - Restaurant | Total Resource Cost Test | Energy Efficiency | 36.4721 | 36.0936 | 35.7164 | 35.3239 | 37.0073 | 37.102 | 37.2429 | 37.4469 | 35.4836 | 35.8416 | 36.2014 | 36.5666 | 36.9886
Scenario 1: Reference | SDG&E | Com | BldgEnv | Com - Retail | Participant Cost Test | Energy Efficiency | 620.5565 | 586.7042 | 554.731 | 519.5618 | 482.4746 | 450.581 | 427.4905 | 387.6803 | 231.9777 | 193.7584 | 157.0875 | 121.6499 | 87.17
Scenario 1: Reference | SDG&E | Com | BldgEnv | Com - Retail | Program Administrator Cost Test | Energy Efficiency | 291.6022 | 285.2923 | 278.7397 | 269.7235 | 258.5716 | 250.4118 | 247.6328 | 244.9263 | 242.5721 | 240.7291 | 239.3266 | 238.3386 | 237.8186
Scenario 1: Reference | SDG&E | Com | BldgEnv | Com - Retail | Rate Impact Measure Test | Energy Efficiency | 291.6022 | 285.2923 | 278.7397 | 269.7235 | 258.5716 | 250.4118 | 247.6328 | 244.9263 | 242.5721 | 240.7291 | 239.3266 | 238.3386 | 237.8186
Scenario 1: Reference | SDG&E | Com | BldgEnv | Com - Retail | Total Resource Cost Test | Energy Efficiency | 475.6001 | 457.9967 | 441.0961 | 421.2799 | 399.087 | 381.1657 | 370.5639 | 360.5299 | 242.5721 | 240.7291 | 239.3266 | 238.3386 | 237.8186
Scenario 1: Reference | SDG&E | Com | BldgEnv | Com - School | Participant Cost Test | Energy Efficiency | 56.0309 | 54.0209 | 52.0126 | 50.0237 | 48.1038 | 46.1782 | 44.2716 | 40.405 | 29.598 | 25.0458 | 20.5018 | 15.9555 | 11.3907
Scenario 1: Reference | SDG&E | Com | BldgEnv | Com - School | Program Administrator Cost Test | Energy Efficiency | 28.8655 | 29.1987 | 29.5542 | 29.9766 | 30.5173 | 31.1511 | 31.8224 | 32.545 | 33.3201 | 34.1888 | 35.1206 | 36.1089 | 37.1903
Scenario 1: Reference | SDG&E | Com | BldgEnv | Com - School | Rate Impact Measure Test | Energy Efficiency | 28.8655 | 29.1987 | 29.5542 | 29.9766 | 30.5173 | 31.1511 | 31.8224 | 32.545 | 33.3201 | 34.1888 | 35.1206 | 36.1089 | 37.1903
Scenario 1: Reference | SDG&E | Com | BldgEnv | Com - School | Total Resource Cost Test | Energy Efficiency | 37.1693 | 37.1442 | 37.1611 | 37.2708 | 37.5172 | 37.8663 | 38.2651 | 38.7292 | 33.3201 | 34.1888 | 35.1206 | 36.1089 | 37.1903
Scenario 1: Reference | SDG&E | Com | BldgEnv | Com - Warehouse | Participant Cost Test | Energy Efficiency | 219.0096 | 211.6511 | 204.3587 | 197.0999 | 189.9625 | 183.1629 | 176.539 | 162.3793 | 89.5584 | 89.396 | 82.935 | 64.9749 | 46.8691
Scenario 1: Reference | SDG&E | Com | BldgEnv | Com - Warehouse | Program Administrator Cost Test | Energy Efficiency | 93.1158 | 93.8456 | 94.5908 | 95.4878 | 96.4956 | 98.0304 | 99.5911 | 101.2272 | 86.0976 | 104.8194 | 121.4509 | 124.0556 | 126.9713
Scenario 1: Reference | SDG&E | Com | BldgEnv | Com - Warehouse | Rate Impact Measure Test | Energy Efficiency | 93.1158 | 93.8456 | 94.5908 | 95.4878 | 96.4956 | 98.0304 | 99.5911 | 101.2272 | 86.0976 | 104.8194 | 121.4509 | 124.0556 | 126.9713
Scenario 1: Reference | SDG&E | Com | BldgEnv | Com - Warehouse | Total Resource Cost Test | Energy Efficiency | 146.8815 | 145.4115 | 144.0602 | 142.9699 | 142.048 | 141.7622 | 141.5702 | 141.5354 | 86.0976 | 104.8194 | 121.4509 | 124.0556 | 126.9713
Scenario 1: Reference | SDG&E | Com | ComRefrig | Com - College | Participant Cost Test | Energy Efficiency | 2353.827 | 1553.2763 | 897.6662 | 445.3142 | 172.548 | 67.6359 | 18.6646 | 0 | 0 | 0 | 0 | 0 | 0
Scenario 1: Reference | SDG&E | Com | ComRefrig | Com - College | Program Administrator Cost Test | Energy Efficiency | 532.9188 | 371.6473 | 225.832 | 116.8018 | 45.4113 | 19.0505 | 5.889 | 0 | 0 | 0 | 0 | 0 | 0
Scenario 1: Reference | SDG&E | Com | ComRefrig | Com - College | Rate Impact Measure Test | Energy Efficiency | 532.9188 | 371.6473 | 225.832 | 116.8018 | 45.4113 | 19.0505 | 5.889 | 0 | 0 | 0 | 0 | 0 | 0
Scenario 1: Reference | SDG&E | Com | ComRefrig | Com - College | Total Resource Cost Test | Energy Efficiency | 532.9188 | 371.6473 | 225.832 | 116.8018 | 45.4113 | 19.0505 | 5.889 | 0 | 0 | 0 | 0 | 0 | 0
Scenario 1: Reference | SDG&E | Com | ComRefrig | Com - Grocery | Participant Cost Test | Energy Efficiency | 2217032.3495 | 1141640.0638 | 431841.2729 | 168093.3752 | 36750.0267 | 0 | 0 | 0 | 0 | 0 | 0 | 0 | 0
Scenario 1: Reference | SDG&E | Com | ComRefrig | Com - Grocery | Program Administrator Cost Test | Energy Efficiency | 491282.5486 | 262484.8181 | 98055.6816 | 39466.4127 | 9311.8396 | 0 | 0 | 0 | 0 | 0 | 0 | 0 | 0
Scenario 1: Reference | SDG&E | Com | ComRefrig | Com - Grocery | Rate Impact Measure Test | Energy Efficiency | 491282.5486 | 262484.8181 | 98055.6816 | 39466.4127 | 9311.8396 | 0 | 0 | 0 | 0 | 0 | 0 | 0 | 0
Scenario 1: Reference | SDG&E | Com | ComRefrig | Com - Grocery | Total Resource Cost Test | Energy Efficiency | 491282.5486 | 262484.8181 | 98055.6816 | 39466.4127 | 9311.8396 | 0 | 0 | 0 | 0 | 0 | 0 | 0 | 0
Scenario 1: Reference | SDG&E | Com | ComRefrig | Com - Refrig. Warehouse | Participant Cost Test | Energy Efficiency | 723.8457 | 456.8325 | 249.929 | 114.0178 | 39.2629 | 14.6435 | 1.552 | 0 | 0 | 0 | 0 | 0 | 0
Scenario 1: Reference | SDG&E | Com | ComRefrig | Com - Refrig. Warehouse | Program Administrator Cost Test | Energy Efficiency | 163.3812 | 108.8518 | 62.4817 | 29.4786 | 9.9486 | 4.1245 | 0.48969 | 0 | 0 | 0 | 0 | 0 | 0
Scenario 1: Reference | SDG&E | Com | ComRefrig | Com - Refrig. Warehouse | Rate Impact Measure Test | Energy Efficiency | 163.3812 | 108.8518 | 62.4817 | 29.4786 | 9.9486 | 4.1245 | 0.48969 | 0 | 0 | 0 | 0 | 0 | 0
Scenario 1: Reference | SDG&E | Com | ComRefrig | Com - Refrig. Warehouse | Total Resource Cost Test | Energy Efficiency | 163.3812 | 108.8518 | 62.4817 | 29.4786 | 9.9486 | 4.1245 | 0.48969 | 0 | 0 | 0 | 0 | 0 | 0
Scenario 1: Reference | SDG&E | Com | ComRefrig | Com - Restaurant | Participant Cost Test | Energy Efficiency | 85245.7066 | 44780.3439 | 17788.6198 | 7028.8296 | 1874.8956 | 0 | 0 | 0 | 0 | 0 | 0 | 0 | 0
Scenario 1: Reference | SDG&E | Com | ComRefrig | Com - Restaurant | Program Administrator Cost Test | Energy Efficiency | 18898.0501 | 10308.127 | 4073.6029 | 1650.2893 | 475.0671 | 0 | 0 | 0 | 0 | 0 | 0 | 0 | 0
Scenario 1: Reference | SDG&E | Com | ComRefrig | Com - Restaurant | Rate Impact Measure Test | Energy Efficiency | 18898.0501 | 10308.127 | 4073.6029 | 1650.2893 | 475.0671 | 0 | 0 | 0 | 0 | 0 | 0 | 0 | 0
Scenario 1: Reference | SDG&E | Com | ComRefrig | Com - Restaurant | Total Resource Cost Test | Energy Efficiency | 18898.0501 | 10308.127 | 4073.6029 | 1650.2893 | 475.0671 | 0 | 0 | 0 | 0 | 0 | 0 | 0 | 0
Scenario 1: Reference | SDG&E | Com | ComRefrig | Com - Retail | Participant Cost Test | Energy Efficiency | 957494.2131 | 504781.0998 | 203319.1671 | 75557.615 | 19928.6931 | 0 | 0 | 0 | 0 | 0 | 0 | 0 | 0
Scenario 1: Reference | SDG&E | Com | ComRefrig | Com - Retail | Program Administrator Cost Test | Energy Efficiency | 212625.9786 | 116660.3119 | 47152.2153 | 17740.0687 | 5049.5961 | 0 | 0 | 0 | 0 | 0 | 0 | 0 | 0
Scenario 1: Reference | SDG&E | Com | ComRefrig | Com - Retail | Rate Impact Measure Test | Energy Efficiency | 212625.9786 | 116660.3119 | 47152.2153 | 17740.0687 | 5049.5961 | 0 | 0 | 0 | 0 | 0 | 0 | 0 | 0
Scenario 1: Reference | SDG&E | Com | ComRefrig | Com - Retail | Total Resource Cost Test | Energy Efficiency | 212625.9786 | 116660.3119 | 47152.2153 | 17740.0687 | 5049.5961 | 0 | 0 | 0 | 0 | 0 | 0 | 0 | 0
Scenario 1: Reference | SDG&E | Com | ComRefrig | Com - School | Participant Cost Test | Energy Efficiency | 111.029 | 0 | 0 | 0 | 0 | 0 | 0 | 0 | 0 | 0 | 0 | 0 | 0
Scenario 1: Reference | SDG&E | Com | ComRefrig | Com - School | Program Administrator Cost Test | Energy Efficiency | 21.9021 | 0 | 0 | 0 | 0 | 0 | 0 | 0 | 0 | 0 | 0 | 0 | 0
Scenario 1: Reference | SDG&E | Com | ComRefrig | Com - School | Rate Impact Measure Test | Energy Efficiency | 21.9021 | 0 | 0 | 0 | 0 | 0 | 0 | 0 | 0 | 0 | 0 | 0 | 0
Scenario 1: Reference | SDG&E | Com | ComRefrig | Com - School | Total Resource Cost Test | Energy Efficiency | 21.9021 | 0 | 0 | 0 | 0 | 0 | 0 | 0 | 0 | 0 | 0 | 0 | 0
Scenario 1: Reference | SDG&E | Com | FoodServ | Com - College | Participant Cost Test | Energy Efficiency | 97815.9585 | 103523.1282 | 104157.7999 | 104049.4152 | 101379.8346 | 98586.8315 | 94447.0795 | 88581.3937 | 81270.5213 | 72484.5449 | 61751.4388 | 50190.038 | 35289.0758
Scenario 1: Reference | SDG&E | Com | FoodServ | Com - College | Participant Cost Test | Fuel Substitution | 425.4728 | 498.4857 | 571.3182 | 643.7386 | 717.3133 | 792.1355 | 868.5277 | 946.4713 | 1025.9276 | 1106.9327 | 1189.1699 | 1282.0365 | 1378.4253
Scenario 1: Reference | SDG&E | Com | FoodServ | Com - College | Program Administrator Cost Test | Energy Efficiency | 73491.4018 | 80458.2837 | 87635.2844 | 95931.3633 | 103546.0546 | 112685.5051 | 122263.8859 | 131867.5846 | 142031.4893 | 152935.6688 | 164067.8264 | 179061.1166 | 191767.1072
Scenario 1: Reference | SDG&E | Com | FoodServ | Com - College | Program Administrator Cost Test | Fuel Substitution | 3447.3098 | 4224.362 | 5075.5035 | 6012.9631 | 7046.1739 | 8184.9847 | 9442.7959 | 10830.8423 | 12361.0826 | 14047.5928 | 15901.0955 | 18068.1423 | 20483.8549
Scenario 1: Reference | SDG&E | Com | FoodServ | Com - College | Rate Impact Measure Test | Energy Efficiency | 73491.4018 | 80458.2837 | 87635.2844 | 95931.3633 | 103546.0546 | 112685.5051 | 122263.8859 | 131867.5846 | 142031.4893 | 152935.6688 | 164067.8264 | 179061.1166 | 191767.1072
Scenario 1: Reference | SDG&E | Com | FoodServ | Com - College | Rate Impact Measure Test | Fuel Substitution | 5713.134 | 6830.8937 | 7868.2518 | 8913.4908 | 9994.9791 | 11110.7398 | 12273.6031 | 13502.0501 | 14799.8556 | 16178.4401 | 17647.7763 | 19347.3944 | 21187.2433
Scenario 1: Reference | SDG&E | Com | FoodServ | Com - College | Total Resource Cost Test | Energy Efficiency | 73491.4018 | 80458.2837 | 87635.2844 | 95931.3633 | 103546.0546 | 112685.5051 | 122263.8859 | 131867.5846 | 142031.4893 | 152935.6688 | 164067.8264 | 179061.1166 | 191767.1072
Scenario 1: Reference | SDG&E | Com | FoodServ | Com - College | Total Resource Cost Test | Fuel Substitution | 3447.3098 | 4224.362 | 5075.5035 | 6012.9631 | 7046.1739 | 8184.9847 | 9442.7959 | 10830.8423 | 12361.0826 | 14047.5928 | 15901.0955 | 18068.1423 | 20483.8549
Scenario 1: Reference | SDG&E | Com | FoodServ | Com - Grocery | Participant Cost Test | Energy Efficiency | 683519.9651 | 731747.4966 | 750167.7219 | 748990.686 | 734973.7147 | 715832.8858 | 686881.7327 | 647058.9086 | 594416.7725 | 531347.0282 | 454853.2372 | 364539.1032 | 259170.9163
Scenario 1: Reference | SDG&E | Com | FoodServ | Com - Grocery | Participant Cost Test | Fuel Substitution | 4704.1159 | 5395.8852 | 6078.7271 | 6754.3606 | 7432.6663 | 8114.2838 | 8801.8437 | 9494.3429 | 10190.927 | 10891.2595 | 11591.5882 | 12301.4867 | 13035.7888
Scenario 1: Reference | SDG&E | Com | FoodServ | Com - Grocery | Program Administrator Cost Test | Energy Efficiency | 454725.7694 | 502544.2193 | 551117.1087 | 603375.8185 | 655693.4853 | 714880.6233 | 776982.1111 | 841405.4355 | 906889.6267 | 977742.5073 | 1051933.6784 | 1130155.7024 | 1213716.6216
Scenario 1: Reference | SDG&E | Com | FoodServ | Com - Grocery | Program Administrator Cost Test | Fuel Substitution | 36803.3937 | 44298.6322 | 52436.9223 | 61335.7051 | 71069.1416 | 81717.1263 | 93389.0043 | 106167.3187 | 120141.5518 | 135415.2193 | 152055.448 | 170315.4875 | 190567.2691
Scenario 1: Reference | SDG&E | Com | FoodServ | Com - Grocery | Rate Impact Measure Test | Energy Efficiency | 454725.7694 | 502544.2193 | 551117.1087 | 603375.8185 | 655693.4853 | 714880.6233 | 776982.1111 | 841405.4355 | 906889.6267 | 977742.5073 | 1051933.6784 | 1130155.7024 | 1213716.6216
Scenario 1: Reference | SDG&E | Com | FoodServ | Com - Grocery | Rate Impact Measure Test | Fuel Substitution | 60832.4842 | 71471.4877 | 81136.0639 | 90774.0914 | 100666.1592 | 110784.5444 | 121245.3363 | 132214.3695 | 143713.5055 | 155834.3958 | 168652.1267 | 182286.4987 | 197058.076
Scenario 1: Reference | SDG&E | Com | FoodServ | Com - Grocery | Total Resource Cost Test | Energy Efficiency | 454725.7694 | 502544.2193 | 551117.1087 | 603375.8185 | 655693.4853 | 714880.6233 | 776982.1111 | 841405.4355 | 906889.6267 | 977742.5073 | 1051933.6784 | 1130155.7024 | 1213716.6216
Scenario 1: Reference | SDG&E | Com | FoodServ | Com - Grocery | Total Resource Cost Test | Fuel Substitution | 36803.3937 | 44298.6322 | 52436.9223 | 61335.7051 | 71069.1416 | 81717.1263 | 93389.0043 | 106167.3187 | 120141.5518 | 135415.2193 | 152055.448 | 170315.4875 | 190567.2691
Scenario 1: Reference | SDG&E | Com | FoodServ | Com - Health | Participant Cost Test | Energy Efficiency | 277654.914 | 292495.2107 | 295394.8744 | 295454.7225 | 287251.2106 | 274377.2092 | 248402.7678 | 231584.037 | 213999.9361 | 195859.0939 | 173752.2548 | 133055.2793 | 91606.9862
Scenario 1: Reference | SDG&E | Com | FoodServ | Com - Health | Participant Cost Test | Fuel Substitution | 1400.9449 | 1628.0691 | 1856.3833 | 2085.8447 | 2320.0683 | 2559.274 | 2804.5279 | 3054.0404 | 3307.2121 | 3563.9114 | 3823.1367 | 4089.036 | 4368.8106
Scenario 1: Reference | SDG&E | Com | FoodServ | Com - Health | Program Administrator Cost Test | Energy Efficiency | 204640.0467 | 223363.8746 | 242796.1728 | 266051.2715 | 286504.8188 | 306568.2072 | 315665.1298 | 338461.4284 | 366774.235 | 404163.9013 | 449666.1427 | 464090.657 | 485727.4588
Scenario 1: Reference | SDG&E | Com | FoodServ | Com - Health | Program Administrator Cost Test | Fuel Substitution | 11242.174 | 13690.9124 | 16381.8953 | 19354.8284 | 22639.8356 | 26268.5429 | 30284.8862 | 34706.6411 | 39564.664 | 44898.0517 | 50737.6732 | 57186.9248 | 64412.2442
Scenario 1: Reference | SDG&E | Com | FoodServ | Com - Health | Rate Impact Measure Test | Energy Efficiency | 204640.0467 | 223363.8746 | 242796.1728 | 266051.2715 | 286504.8188 | 306568.2072 | 315665.1298 | 338461.4284 | 366774.235 | 404163.9013 | 449666.1427 | 464090.657 | 485727.4588
Scenario 1: Reference | SDG&E | Com | FoodServ | Com - Health | Rate Impact Measure Test | Fuel Substitution | 18286.8701 | 21734.5225 | 24957.3667 | 28228.0064 | 31635.6791 | 35174.3484 | 38885.9059 | 42806.59 | 46943.0012 | 51328.5139 | 55995.3124 | 61001.5073 | 66494.1665
Scenario 1: Reference | SDG&E | Com | FoodServ | Com - Health | Total Resource Cost Test | Energy Efficiency | 204640.0467 | 223363.8746 | 242796.1728 | 266051.2715 | 286504.8188 | 306568.2072 | 315665.1298 | 338461.4284 | 366774.235 | 404163.9013 | 449666.1427 | 464090.657 | 485727.4588
Scenario 1: Reference | SDG&E | Com | FoodServ | Com - Health | Total Resource Cost Test | Fuel Substitution | 11242.174 | 13690.9124 | 16381.8953 | 19354.8284 | 22639.8356 | 26268.5429 | 30284.8862 | 34706.6411 | 39564.664 | 44898.0517 | 50737.6732 | 57186.9248 | 64412.2442
Scenario 1: Reference | SDG&E | Com | FoodServ | Com - Lodging | Participant Cost Test | Energy Efficiency | 323708.6233 | 337542.4511 | 340417.6836 | 339088.2763 | 326304.9289 | 313214.2159 | 294877.718 | 272848.7031 | 247599.8221 | 217616.3898 | 182399.9038 | 142484.3679 | 97728.5751
Scenario 1: Reference | SDG&E | Com | FoodServ | Com - Lodging | Participant Cost Test | Fuel Substitution | 1844.735 | 2126.3264 | 2404.6186 | 2678.4378 | 2953.5919 | 3229.9098 | 3508.1725 | 3787.6692 | 4067.7016 | 4348.0793 | 4627.2516 | 4904.3779 | 5180.7244
Scenario 1: Reference | SDG&E | Com | FoodServ | Com - Lodging | Program Administrator Cost Test | Energy Efficiency | 195085.1964 | 211058.6983 | 227558.9374 | 247027.1112 | 263892.4216 | 284468.4444 | 304345.5224 | 324798.2772 | 347136.6634 | 369783.4991 | 392382.5828 | 415780.9058 | 441294.1648
Scenario 1: Reference | SDG&E | Com | FoodServ | Com - Lodging | Program Administrator Cost Test | Fuel Substitution | 14658.4666 | 17693.6549 | 20997.1785 | 24611.1298 | 28564.5069 | 32885.4149 | 37614.5284 | 42780.6047 | 48413.8188 | 54552.5477 | 61220.0974 | 68449.5836 | 76306.5248
Scenario 1: Reference | SDG&E | Com | FoodServ | Com - Lodging | Rate Impact Measure Test | Energy Efficiency | 195085.1964 | 211058.6983 | 227558.9374 | 247027.1112 | 263892.4216 | 284468.4444 | 304345.5224 | 324798.2772 | 347136.6634 | 369783.4991 | 392382.5828 | 415780.9058 | 441294.1648
Scenario 1: Reference | SDG&E | Com | FoodServ | Com - Lodging | Rate Impact Measure Test | Fuel Substitution | 24299.4825 | 28623.0049 | 32566.1113 | 36500.1779 | 40535.8691 | 44656.1601 | 48903.7459 | 53340.8812 | 57970.8409 | 62828.7692 | 67942.9181 | 73289.6282 | 78920.6119
Scenario 1: Reference | SDG&E | Com | FoodServ | Com - Lodging | Total Resource Cost Test | Energy Efficiency | 195085.1964 | 211058.6983 | 227558.9374 | 247027.1112 | 263892.4216 | 284468.4444 | 304345.5224 | 324798.2772 | 347136.6634 | 369783.4991 | 392382.5828 | 415780.9058 | 441294.1648
Scenario 1: Reference | SDG&E | Com | FoodServ | Com - Lodging | Total Resource Cost Test | Fuel Substitution | 14658.4666 | 17693.6549 | 20997.1785 | 24611.1298 | 28564.5069 | 32885.4149 | 37614.5284 | 42780.6047 | 48413.8188 | 54552.5477 | 61220.0974 | 68449.5836 | 76306.5248
Scenario 1: Reference | SDG&E | Com | FoodServ | Com - Office (Large) | Participant Cost Test | Energy Efficiency | 8283.0194 | 8540.4743 | 8740.804 | 8883.6478 | 8377.4937 | 7837.0019 | 7222.293 | 6507.6639 | 5676.7247 | 4790.0313 | 3827.5329 | 2783.6415 | 1651.7426
Scenario 1: Reference | SDG&E | Com | FoodServ | Com - Office (Large) | Program Administrator Cost Test | Energy Efficiency | 1563.9093 | 1663.1623 | 1752.8184 | 1836.0758 | 1925.9303 | 2050.9472 | 2160.4544 | 2245.9949 | 2309.5508 | 2363.3566 | 2424.6723 | 2465.586 | 2503.3956
Scenario 1: Reference | SDG&E | Com | FoodServ | Com - Office (Large) | Rate Impact Measure Test | Energy Efficiency | 1563.9093 | 1663.1623 | 1752.8184 | 1836.0758 | 1925.9303 | 2050.9472 | 2160.4544 | 2245.9949 | 2309.5508 | 2363.3566 | 2424.6723 | 2465.586 | 2503.3956
Scenario 1: Reference | SDG&E | Com | FoodServ | Com - Office (Large) | Total Resource Cost Test | Energy Efficiency | 1563.9093 | 1663.1623 | 1752.8184 | 1836.0758 | 1925.9303 | 2050.9472 | 2160.4544 | 2245.9949 | 2309.5508 | 2363.3566 | 2424.6723 | 2465.586 | 2503.3956
Scenario 1: Reference | SDG&E | Com | FoodServ | Com - Office (Small) | Participant Cost Test | Energy Efficiency | 2942.9027 | 3066.6451 | 3170.6999 | 3250.4835 | 3097.7312 | 2908.8376 | 2683.9123 | 2427.0164 | 2137.2241 | 1814.5011 | 1459.6776 | 1067.5649 | 636.521
Scenario 1: Reference | SDG&E | Com | FoodServ | Com - Office (Small) | Program Administrator Cost Test | Energy Efficiency | 555.6468 | 597.195 | 635.8295 | 671.8112 | 712.1479 | 761.2442 | 802.8572 | 837.638 | 869.5204 | 895.2578 | 924.6791 | 945.5863 | 964.7168
Scenario 1: Reference | SDG&E | Com | FoodServ | Com - Office (Small) | Rate Impact Measure Test | Energy Efficiency | 555.6468 | 597.195 | 635.8295 | 671.8112 | 712.1479 | 761.2442 | 802.8572 | 837.638 | 869.5204 | 895.2578 | 924.6791 | 945.5863 | 964.7168
Scenario 1: Reference | SDG&E | Com | FoodServ | Com - Office (Small) | Total Resource Cost Test | Energy Efficiency | 555.6468 | 597.195 | 635.8295 | 671.8112 | 712.1479 | 761.2442 | 802.8572 | 837.638 | 869.5204 | 895.2578 | 924.6791 | 945.5863 | 964.7168
Scenario 1: Reference | SDG&E | Com | FoodServ | Com - Other | Participant Cost Test | Energy Efficiency | 750728.4728 | 804923.7163 | 819977.2733 | 821836.7577 | 810583.1894 | 791892.732 | 761533.631 | 718720.2808 | 662543.6274 | 592974.4827 | 507745.6968 | 405985.6392 | 286216.3931
Scenario 1: Reference | SDG&E | Com | FoodServ | Com - Other | Participant Cost Test | Fuel Substitution | 3860.6802 | 4531.1031 | 5188.5004 | 5818.7504 | 6454.8375 | 7097.5792 | 7748.999 | 8408.2114 | 9074.2972 | 9747.1302 | 10434.4392 | 11143.019 | 11858.7149
Scenario 1: Reference | SDG&E | Com | FoodServ | Com - Other | Program Administrator Cost Test | Energy Efficiency | 532982.9951 | 593254.8237 | 656267.4803 | 722865.7321 | 790651.4541 | 866275.5077 | 945464.1137 | 1027876.5881 | 1114367.5846 | 1206452.6494 | 1303664.2583 | 1406485.838 | 1517088.0394
Scenario 1: Reference | SDG&E | Com | FoodServ | Com - Other | Program Administrator Cost Test | Fuel Substitution | 31954.6127 | 38949.2408 | 46595.0408 | 54999.3497 | 64233.3149 | 74380.9532 | 85548.6707 | 97822.0664 | 111292.2262 | 126068.1468 | 142370.3571 | 160442.273 | 180255.5709
Scenario 1: Reference | SDG&E | Com | FoodServ | Com - Other | Rate Impact Measure Test | Energy Efficiency | 532982.9951 | 593254.8237 | 656267.4803 | 722865.7321 | 790651.4541 | 866275.5077 | 945464.1137 | 1027876.5881 | 1114367.5846 | 1206452.6494 | 1303664.2583 | 1406485.838 | 1517088.0394
Scenario 1: Reference | SDG&E | Com | FoodServ | Com - Other | Rate Impact Measure Test | Fuel Substitution | 56074.981 | 66615.7631 | 76153.0238 | 85643.1706 | 95338.6544 | 105206.955 | 115345.3179 | 125907.7696 | 136903.2294 | 148414.8319 | 160670.8439 | 173743.7011 | 187505.4444
Scenario 1: Reference | SDG&E | Com | FoodServ | Com - Other | Total Resource Cost Test | Energy Efficiency | 532982.9951 | 593254.8237 | 656267.4803 | 722865.7321 | 790651.4541 | 866275.5077 | 945464.1137 | 1027876.5881 | 1114367.5846 | 1206452.6494 | 1303664.2583 | 1406485.838 | 1517088.0394
Scenario 1: Reference | SDG&E | Com | FoodServ | Com - Other | Total Resource Cost Test | Fuel Substitution | 31954.6127 | 38949.2408 | 46595.0408 | 54999.3497 | 64233.3149 | 74380.9532 | 85548.6707 | 97822.0664 | 111292.2262 | 126068.1468 | 142370.3571 | 160442.273 | 180255.5709
Scenario 1: Reference | SDG&E | Com | FoodServ | Com - Restaurant | Participant Cost Test | Energy Efficiency | 1676772.3324 | 1738573.471 | 1741911.55 | 1692236.4277 | 1984879.5504 | 1929693.1149 | 1850655.1619 | 1743169.9304 | 1602126.238 | 1429467.3335 | 1222481.7774 | 976985.1173 | 689137.0245
Scenario 1: Reference | SDG&E | Com | FoodServ | Com - Restaurant | Participant Cost Test | Fuel Substitution | 14495.182 | 16679.5977 | 18801.3765 | 20840.1025 | 22834.9739 | 24835.9595 | 26843.7601 | 28854.5619 | 30864.9131 | 32873.7133 | 34869.8575 | 36848.3407 | 38841.2088
Scenario 1: Reference | SDG&E | Com | FoodServ | Com - Restaurant | Program Administrator Cost Test | Energy Efficiency | 1118491.7126 | 1204154.4311 | 1294818.6285 | 1381130.7413 | 1781511.3047 | 1942104.5346 | 2113211.092 | 2292154.8448 | 2476703.8094 | 2671635.424 | 2880486.3944 | 3100404.4795 | 3331590.4922
Scenario 1: Reference | SDG&E | Com | FoodServ | Com - Restaurant | Program Administrator Cost Test | Fuel Substitution | 115501.8965 | 138933.0408 | 164208.7587 | 191624.7563 | 221122.5489 | 253346.1982 | 288544.11 | 326937.2941 | 368762.2056 | 414302.441 | 463730.6422 | 517303.9796 | 575837.1555
Scenario 1: Reference | SDG&E | Com | FoodServ | Com - Restaurant | Rate Impact Measure Test | Energy Efficiency | 1118491.7126 | 1204154.4311 | 1294818.6285 | 1381130.7413 | 1781511.3047 | 1942104.5346 | 2113211.092 | 2292154.8448 | 2476703.8094 | 2671635.424 | 2880486.3944 | 3100404.4795 | 3331590.4922
Scenario 1: Reference | SDG&E | Com | FoodServ | Com - Restaurant | Rate Impact Measure Test | Fuel Substitution | 195621.2025 | 229578.3667 | 259867.3747 | 289603.5058 | 319330.7062 | 349564.0512 | 380550.5061 | 412783.4123 | 446288.1031 | 481319.5126 | 518081.3616 | 556381.1089 | 596928.5973
Scenario 1: Reference | SDG&E | Com | FoodServ | Com - Restaurant | Total Resource Cost Test | Energy Efficiency | 1118491.7126 | 1204154.4311 | 1294818.6285 | 1381130.7413 | 1781511.3047 | 1942104.5346 | 2113211.092 | 2292154.8448 | 2476703.8094 | 2671635.424 | 2880486.3944 | 3100404.4795 | 3331590.4922
Scenario 1: Reference | SDG&E | Com | FoodServ | Com - Restaurant | Total Resource Cost Test | Fuel Substitution | 115501.8965 | 138933.0408 | 164208.7587 | 191624.7563 | 221122.5489 | 253346.1982 | 288544.11 | 326937.2941 | 368762.2056 | 414302.441 | 463730.6422 | 517303.9796 | 575837.1555
Scenario 1: Reference | SDG&E | Com | FoodServ | Com - Retail | Participant Cost Test | Energy Efficiency | 8522.7455 | 8413.7865 | 8271.2503 | 7996.0872 | 7202.4847 | 6543.7915 | 5786.4987 | 5019.5489 | 4265.1 | 3537.7741 | 2787.9647 | 2031.4168 | 1229.0744
Scenario 1: Reference | SDG&E | Com | FoodServ | Com - Retail | Program Administrator Cost Test | Energy Efficiency | 1961.1866 | 2014.433 | 2059.9389 | 2070.3205 | 2034.1565 | 2076.4117 | 2070.1973 | 2046.581 | 2029.9422 | 2033.0535 | 2044.8678 | 2077.8646 | 2130.5796
Scenario 1: Reference | SDG&E | Com | FoodServ | Com - Retail | Rate Impact Measure Test | Energy Efficiency | 1961.1866 | 2014.433 | 2059.9389 | 2070.3205 | 2034.1565 | 2076.4117 | 2070.1973 | 2046.581 | 2029.9422 | 2033.0535 | 2044.8678 | 2077.8646 | 2130.5796
Scenario 1: Reference | SDG&E | Com | FoodServ | Com - Retail | Total Resource Cost Test | Energy Efficiency | 1961.1866 | 2014.433 | 2059.9389 | 2070.3205 | 2034.1565 | 2076.4117 | 2070.1973 | 2046.581 | 2029.9422 | 2033.0535 | 2044.8678 | 2077.8646 | 2130.5796
Scenario 1: Reference | SDG&E | Com | FoodServ | Com - School | Participant Cost Test | Energy Efficiency | 306869.6622 | 322930.8115 | 324887.5078 | 321805.9362 | 314643.6615 | 303043.4397 | 287455.3875 | 268175.3417 | 244813.0785 | 216651.4451 | 183646.1469 | 145118.9087 | 100523.5755
Scenario 1: Reference | SDG&E | Com | FoodServ | Com - School | Participant Cost Test | Fuel Substitution | 635.1649 | 737.08 | 838.2806 | 939.1315 | 1041.4374 | 1145.5903 | 1252.1742 | 1361.1834 | 1473.38 | 1596.9395 | 1727.4616 | 1863.2093 | 2003.9773
Scenario 1: Reference | SDG&E | Com | FoodServ | Com - School | Program Administrator Cost Test | Energy Efficiency | 194414.6408 | 212698.5593 | 231412.1979 | 250748.8471 | 271524.3649 | 293130.4357 | 315345.797 | 338590.5302 | 363267.2293 | 388699.5786 | 415976.2281 | 444388.9635 | 474136.2124
Scenario 1: Reference | SDG&E | Com | FoodServ | Com - School | Program Administrator Cost Test | Fuel Substitution | 5134.1102 | 6238.4137 | 7441.6845 | 8763.9968 | 10218.615 | 11821.7038 | 13593.5604 | 15550.5147 | 17719.4186 | 20223.4187 | 23044.7912 | 26194.5689 | 29704.639
Scenario 1: Reference | SDG&E | Com | FoodServ | Com - School | Rate Impact Measure Test | Energy Efficiency | 194414.6408 | 212698.5593 | 231412.1979 | 250748.8471 | 271524.3649 | 293130.4357 | 315345.797 | 338590.5302 | 363267.2293 | 388699.5786 | 415976.2281 | 444388.9635 | 474136.2124
Scenario 1: Reference | SDG&E | Com | FoodServ | Com - School | Rate Impact Measure Test | Fuel Substitution | 8442.6399 | 10012.7988 | 11457.5919 | 12910.6586 | 14413.7272 | 15967.4029 | 17591.8299 | 19313.7543 | 21150.2914 | 23235.8835 | 25532.8024 | 28018.1957 | 30708.0734
Scenario 1: Reference | SDG&E | Com | FoodServ | Com - School | Total Resource Cost Test | Energy Efficiency | 194414.6408 | 212698.5593 | 231412.1979 | 250748.8471 | 271524.3649 | 293130.4357 | 315345.797 | 338590.5302 | 363267.2293 | 388699.5786 | 415976.2281 | 444388.9635 | 474136.2124
Scenario 1: Reference | SDG&E | Com | FoodServ | Com - School | Total Resource Cost Test | Fuel Substitution | 5134.1102 | 6238.4137 | 7441.6845 | 8763.9968 | 10218.615 | 11821.7038 | 13593.5604 | 15550.5147 | 17719.4186 | 20223.4187 | 23044.7912 | 26194.5689 | 29704.639
Scenario 1: Reference | SDG&E | Com | HVAC | Com - College | Participant Cost Test | Energy Efficiency | 55754.161 | 84989.8941 | 101232.1665 | 107275.3553 | 111491.8496 | 72961.8518 | 67882.0978 | 68582.7812 | 38507.8941 | 12838.5668 | 10584.3149 | 8212.2038 | 20804.0326
Scenario 1: Reference | SDG&E | Com | HVAC | Com - College | Participant Cost Test | Fuel Substitution | 1.8975 | 2.0464 | 2.1857 | 3.1079 | 3.2508 | 0 | 0 | 0 | 0 | 0 | 0 | 0 | 0
Scenario 1: Reference | SDG&E | Com | HVAC | Com - College | Program Administrator Cost Test | Energy Efficiency | 15574.2028 | 23409.3245 | 28915.3168 | 32491.9419 | 35845.3554 | 25611.5324 | 28519.4047 | 31225.0873 | 43887.067 | 27367.1131 | 30023.9548 | 34716.9322 | 65886.277
Scenario 1: Reference | SDG&E | Com | HVAC | Com - College | Program Administrator Cost Test | Fuel Substitution | 1.436 | 1.6565 | 1.899 | 2.6737 | 3.0373 | 0 | 0 | 0 | 0 | 0 | 0 | 0 | 0
Scenario 1: Reference | SDG&E | Com | HVAC | Com - College | Rate Impact Measure Test | Energy Efficiency | 15574.2028 | 23409.3245 | 28915.3168 | 32491.9419 | 35845.3554 | 25611.5324 | 28519.4047 | 31225.0873 | 43887.067 | 27367.1131 | 30023.9548 | 34716.9322 | 65886.277
Scenario 1: Reference | SDG&E | Com | HVAC | Com - College | Rate Impact Measure Test | Fuel Substitution | 1.436 | 1.6565 | 1.899 | 2.6737 | 3.0373 | 0 | 0 | 0 | 0 | 0 | 0 | 0 | 0
Scenario 1: Reference | SDG&E | Com | HVAC | Com - College | Total Resource Cost Test | Energy Efficiency | 23527.7715 | 35473.785 | 43489.0102 | 48343.9485 | 52779.589 | 37161.5824 | 33814.4926 | 36776.3153 | 43887.067 | 27367.1131 | 30023.9548 | 34716.9322 | 65886.277
Scenario 1: Reference | SDG&E | Com | HVAC | Com - College | Total Resource Cost Test | Fuel Substitution | 1.6325 | 1.8726 | 2.1354 | 2.9884 | 3.3785 | 0 | 0 | 0 | 0 | 0 | 0 | 0 | 0
Scenario 1: Reference | SDG&E | Com | HVAC | Com - Grocery | Participant Cost Test | Energy Efficiency | 138659.0657 | 148620.136 | 156896.2432 | 163461.796 | 167459.3908 | 169971.1688 | 169795.3173 | 166584.9959 | 63065.6434 | 35749.8023 | 32184.4858 | 27422.5908 | 13440.7707
Scenario 1: Reference | SDG&E | Com | HVAC | Com - Grocery | Participant Cost Test | Fuel Substitution | 95.3291 | 102.9041 | 110.203 | 117.1668 | 123.7453 | 0 | 0 | 0 | 0 | 0 | 0 | 0 | 0
Scenario 1: Reference | SDG&E | Com | HVAC | Com - Grocery | Program Administrator Cost Test | Energy Efficiency | 25351.3522 | 28686.7384 | 32043.0038 | 35601.8891 | 39269.1992 | 44091.2697 | 49081.4204 | 54147.9806 | 35623.6713 | 32176.6201 | 35501.9544 | 39060.4646 | 36663.705
Scenario 1: Reference | SDG&E | Com | HVAC | Com - Grocery | Program Administrator Cost Test | Fuel Substitution | 291.9852 | 335.7532 | 383.9997 | 437.6335 | 497.3347 | 0 | 0 | 0 | 0 | 0 | 0 | 0 | 0
Scenario 1: Reference | SDG&E | Com | HVAC | Com - Grocery | Rate Impact Measure Test | Energy Efficiency | 25351.3522 | 28686.7384 | 32043.0038 | 35601.8891 | 39269.1992 | 44091.2697 | 49081.4204 | 54147.9806 | 35623.6713 | 32176.6201 | 35501.9544 | 39060.4646 | 36663.705
Scenario 1: Reference | SDG&E | Com | HVAC | Com - Grocery | Rate Impact Measure Test | Fuel Substitution | 400.3654 | 448.1092 | 498.4881 | 551.8623 | 609.7865 | 0 | 0 | 0 | 0 | 0 | 0 | 0 | 0
Scenario 1: Reference | SDG&E | Com | HVAC | Com - Grocery | Total Resource Cost Test | Energy Efficiency | 28857.8334 | 32556.9488 | 36282.7699 | 40243.7627 | 44296.1798 | 49560.9462 | 55013.8424 | 60553.4219 | 35623.6713 | 32176.6201 | 35501.9544 | 39060.4646 | 36663.705
Scenario 1: Reference | SDG&E | Com | HVAC | Com - Grocery | Total Resource Cost Test | Fuel Substitution | 316.6975 | 362.7539 | 413.3363 | 469.3854 | 531.5858 | 0 | 0 | 0 | 0 | 0 | 0 | 0 | 0
Scenario 1: Reference | SDG&E | Com | HVAC | Com - Health | Participant Cost Test | Energy Efficiency | 321622.4539 | 339810.6516 | 356284.6079 | 413979.0908 | 446838.7994 | 388500.88 | 369503.9468 | 370483.6502 | 257097.9277 | 290961.0318 | 260246.8898 | 212475.5777 | 150781.7591
Scenario 1: Reference | SDG&E | Com | HVAC | Com - Health | Participant Cost Test | Fuel Substitution | 27.5941 | 29.6365 | 31.496 | 33.0924 | 34.4547 | 0 | 0 | 0 | 0 | 0 | 0 | 0 | 0
Scenario 1: Reference | SDG&E | Com | HVAC | Com - Health | Program Administrator Cost Test | Energy Efficiency | 105919.2558 | 115843.7615 | 126306.9525 | 151428.98 | 171190.164 | 162700.7613 | 165303.3614 | 178995.2005 | 150677.3465 | 212072.8553 | 244339.0383 | 256026.2268 | 266417.1153
Scenario 1: Reference | SDG&E | Com | HVAC | Com - Health | Program Administrator Cost Test | Fuel Substitution | 20.6733 | 23.8088 | 27.2352 | 30.9846 | 35.1663 | 0 | 0 | 0 | 0 | 0 | 0 | 0 | 0
Scenario 1: Reference | SDG&E | Com | HVAC | Com - Health | Rate Impact Measure Test | Energy Efficiency | 105919.2558 | 115843.7615 | 126306.9525 | 151428.98 | 171190.164 | 162700.7613 | 165303.3614 | 178995.2005 | 150677.3465 | 212072.8553 | 244339.0383 | 256026.2268 | 266417.1153
Scenario 1: Reference | SDG&E | Com | HVAC | Com - Health | Rate Impact Measure Test | Fuel Substitution | 23.0199 | 26.2553 | 29.7379 | 33.4818 | 37.6214 | 0 | 0 | 0 | 0 | 0 | 0 | 0 | 0
Scenario 1: Reference | SDG&E | Com | HVAC | Com - Health | Total Resource Cost Test | Energy Efficiency | 136171.3787 | 148031.8557 | 160479.6897 | 193158.5997 | 218008.0431 | 202883.8297 | 196667.7128 | 211723.8981 | 150677.3465 | 212072.8553 | 244339.0383 | 256026.2268 | 266417.1153
Scenario 1: Reference | SDG&E | Com | HVAC | Com - Health | Total Resource Cost Test | Fuel Substitution | 22.8625 | 26.221 | 29.878 | 33.8661 | 38.2951 | 0 | 0 | 0 | 0 | 0 | 0 | 0 | 0
Scenario 1: Reference | SDG&E | Com | HVAC | Com - Lodging | Participant Cost Test | Energy Efficiency | 286565.6721 | 304115.2947 | 319942.7212 | 335767.0487 | 345073.5833 | 313001.0344 | 301600.51 | 301610.9813 | 92201.8754 | 71184.4482 | 78125.775 | 52367.3621 | 39580.6373
Scenario 1: Reference | SDG&E | Com | HVAC | Com - Lodging | Participant Cost Test | Fuel Substitution | 68.2406 | 74.0802 | 79.3346 | 84.9723 | 83.1404 | 0 | 0 | 0 | 0 | 0 | 0 | 0 | 0
Scenario 1: Reference | SDG&E | Com | HVAC | Com - Lodging | Program Administrator Cost Test | Energy Efficiency | 59205.64 | 65317.0999 | 71722.1187 | 79224.174 | 86081.3421 | 84369.4214 | 92230.3868 | 100216.2246 | 54046.9417 | 52971.553 | 61348.068 | 60922.9871 | 65666.4684
Scenario 1: Reference | SDG&E | Com | HVAC | Com - Lodging | Program Administrator Cost Test | Fuel Substitution | 68.9898 | 79.3743 | 90.8523 | 103.5748 | 117.7325 | 0 | 0 | 0 | 0 | 0 | 0 | 0 | 0
Scenario 1: Reference | SDG&E | Com | HVAC | Com - Lodging | Rate Impact Measure Test | Energy Efficiency | 59205.64 | 65317.0999 | 71722.1187 | 79224.174 | 86081.3421 | 84369.4214 | 92230.3868 | 100216.2246 | 54046.9417 | 52971.553 | 61348.068 | 60922.9871 | 65666.4684
Scenario 1: Reference | SDG&E | Com | HVAC | Com - Lodging | Rate Impact Measure Test | Fuel Substitution | 85.9158 | 96.9025 | 108.687 | 121.2998 | 135.101 | 0 | 0 | 0 | 0 | 0 | 0 | 0 | 0
Scenario 1: Reference | SDG&E | Com | HVAC | Com - Lodging | Total Resource Cost Test | Energy Efficiency | 120084.4931 | 130200.6704 | 140690.0779 | 152950.9205 | 163634.4054 | 151877.2836 | 147983.2057 | 158544.4003 | 54046.9417 | 52971.553 | 61348.068 | 60922.9871 | 65666.4684
Scenario 1: Reference | SDG&E | Com | HVAC | Com - Lodging | Total Resource Cost Test | Fuel Substitution | 100.9511 | 114.3618 | 128.4249 | 144.322 | 154.3785 | 0 | 0 | 0 | 0 | 0 | 0 | 0 | 0
Scenario 1: Reference | SDG&E | Com | HVAC | Com - Office (Large) | Participant Cost Test | Energy Efficiency | 394426.5568 | 372334.8388 | 344297.3562 | 313430.2892 | 290997.6577 | 50889.4481 | 1364.1963 | 1282.3399 | 1099.5225 | 970.4468 | 820.3072 | 648.1499 | 452.5927
Scenario 1: Reference | SDG&E | Com | HVAC | Com - Office (Large) | Program Administrator Cost Test | Energy Efficiency | 69473.7468 | 69636.5314 | 69763.9472 | 70410.8482 | 73322.4564 | 482.6064 | 513.6312 | 539.6808 | 561.2299 | 582.6326 | 604.7072 | 621.4388 | 637.6882
Scenario 1: Reference | SDG&E | Com | HVAC | Com - Office (Large) | Rate Impact Measure Test | Energy Efficiency | 69473.7468 | 69636.5314 | 69763.9472 | 70410.8482 | 73322.4564 | 482.6064 | 513.6312 | 539.6808 | 561.2299 | 582.6326 | 604.7072 | 621.4388 | 637.6882
Scenario 1: Reference | SDG&E | Com | HVAC | Com - Office (Large) | Total Resource Cost Test | Energy Efficiency | 150512.6065 | 153841.8791 | 156905.9513 | 160527.914 | 166804.7706 | 50015.0387 | 581.6139 | 610.2308 | 561.2299 | 582.6326 | 604.7072 | 621.4388 | 637.6882
Scenario 1: Reference | SDG&E | Com | HVAC | Com - Office (Small) | Participant Cost Test | Energy Efficiency | 28188.7074 | 29950.5231 | 31539.3229 | 20638.1364 | 15871.3019 | 15586.3894 | 15047.5662 | 14220.0479 | 11755.3117 | 10249.6099 | 8414.5808 | 6208.4957 | 3601.9921
Scenario 1: Reference | SDG&E | Com | HVAC | Com - Office (Small) | Program Administrator Cost Test | Energy Efficiency | 7574.6632 | 8508.8658 | 9496.3612 | 10543.0468 | 11663.6007 | 12949.0084 | 14306.6553 | 15705.8168 | 17190.9875 | 18743.5094 | 20408.2438 | 22140.7741 | 23984.0328
Scenario 1: Reference | SDG&E | Com | HVAC | Com - Office (Small) | Rate Impact Measure Test | Energy Efficiency | 7574.6632 | 8508.8658 | 9496.3612 | 10543.0468 | 11663.6007 | 12949.0084 | 14306.6553 | 15705.8168 | 17190.9875 | 18743.5094 | 20408.2438 | 22140.7741 | 23984.0328
Scenario 1: Reference | SDG&E | Com | HVAC | Com - Office (Small) | Total Resource Cost Test | Energy Efficiency | 21695.1457 | 23907.8377 | 26182.4954 | 16248.9843 | 12748.7871 | 14100.4408 | 15524.3271 | 16986.472 | 17190.9875 | 18743.5094 | 20408.2438 | 22140.7741 | 23984.0328
Scenario 1: Reference | SDG&E | Com | HVAC | Com - Other | Participant Cost Test | Energy Efficiency | 369364.0548 | 396685.8949 | 419115.0637 | 435902.559 | 443497.5692 | 450000.633 | 449508.1517 | 440572.2659 | 280565.5487 | 238263.5309 | 231920.7876 | 185946.207 | 117286.133
Scenario 1: Reference | SDG&E | Com | HVAC | Com - Other | Participant Cost Test | Fuel Substitution | 112.2381 | 123.2592 | 134.4465 | 152.9211 | 164.7487 | 0 | 0 | 0 | 0 | 0 | 0 | 0 | 0
Scenario 1: Reference | SDG&E | Com | HVAC | Com - Other | Program Administrator Cost Test | Energy Efficiency | 194348.6762 | 223990.5244 | 256270.1346 | 291567.1285 | 327003.7976 | 370775.0776 | 417997.417 | 467805.1857 | 501108.0871 | 550615.4415 | 630759.4586 | 703221.7258 | 776315.6085
Scenario 1: Reference | SDG&E | Com | HVAC | Com - Other | Program Administrator Cost Test | Fuel Substitution | 180.7535 | 208.8264 | 239.9255 | 279.7308 | 318.9218 | 0 | 0 | 0 | 0 | 0 | 0 | 0 | 0
Scenario 1: Reference | SDG&E | Com | HVAC | Com - Other | Rate Impact Measure Test | Energy Efficiency | 194348.6762 | 223990.5244 | 256270.1346 | 291567.1285 | 327003.7976 | 370775.0776 | 417997.417 | 467805.1857 | 501108.0871 | 550615.4415 | 630759.4586 | 703221.7258 | 776315.6085
Scenario 1: Reference | SDG&E | Com | HVAC | Com - Other | Rate Impact Measure Test | Fuel Substitution | 236.8682 | 267.1725 | 299.5032 | 339.1466 | 377.3273 | 0 | 0 | 0 | 0 | 0 | 0 | 0 | 0
Scenario 1: Reference | SDG&E | Com | HVAC | Com - Other | Total Resource Cost Test | Energy Efficiency | 246707.1765 | 281764.0589 | 319591.3884 | 360606.9461 | 401100.8193 | 450878.5433 | 504174.5927 | 559896.0158 | 501108.0871 | 550615.4415 | 630759.4586 | 703221.7258 | 776315.6085
Scenario 1: Reference | SDG&E | Com | HVAC | Com - Other | Total Resource Cost Test | Fuel Substitution | 210.4755 | 241.4572 | 275.5462 | 319.2888 | 361.7459 | 0 | 0 | 0 | 0 | 0 | 0 | 0 | 0
Scenario 1: Reference | SDG&E | Com | HVAC | Com - Restaurant | Participant Cost Test | Energy Efficiency | 77378.2235 | 83215.8547 | 89002.9987 | 94152.4402 | 115749.717 | 122604.9239 | 128804.9038 | 133831.2854 | 128921.092 | 129414.4322 | 127236.1537 | 121666.0564 | 111882.6656
Scenario 1: Reference | SDG&E | Com | HVAC | Com - Restaurant | Participant Cost Test | Fuel Substitution | 0.294 | 0.31505 | 1.9996 | 2.1008 | 2.1864 | 0 | 0 | 0 | 0 | 0 | 0 | 0 | 0
Scenario 1: Reference | SDG&E | Com | HVAC | Com - Restaurant | Program Administrator Cost Test | Energy Efficiency | 73486.2447 | 84774.2073 | 97664.5445 | 111792.3007 | 148901.2775 | 172857.4626 | 200501.7316 | 232029.6283 | 267588.9432 | 308077.6888 | 354152.5957 | 406371.9421 | 465311.3742
Scenario 1: Reference | SDG&E | Com | HVAC | Com - Restaurant | Program Administrator Cost Test | Fuel Substitution | 0.24319 | 0.27947 | 1.5826 | 1.7958 | 2.0314 | 0 | 0 | 0 | 0 | 0 | 0 | 0 | 0
Scenario 1: Reference | SDG&E | Com | HVAC | Com - Restaurant | Rate Impact Measure Test | Energy Efficiency | 74115.1945 | 85323.8322 | 98143.7937 | 112179.7225 | 150031.7728 | 173946.6175 | 201533.5233 | 232984.0771 | 268439.3016 | 308804.1165 | 354736.6376 | 406788.4638 | 465534.1867
Scenario 1: Reference | SDG&E | Com | HVAC | Com - Restaurant | Rate Impact Measure Test | Fuel Substitution | 0.24319 | 0.27947 | 1.5826 | 1.7958 | 2.0314 | 0 | 0 | 0 | 0 | 0 | 0 | 0 | 0
Scenario 1: Reference | SDG&E | Com | HVAC | Com - Restaurant | Total Resource Cost Test | Energy Efficiency | 76907.1176 | 88521.2582 | 101762.5569 | 116244.0226 | 154526.2363 | 179050.9447 | 207313.0535 | 239500.2824 | 267588.9432 | 308077.6888 | 354152.5957 | 406371.9421 | 465311.3742
Scenario 1: Reference | SDG&E | Com | HVAC | Com - Restaurant | Total Resource Cost Test | Fuel Substitution | 0.25077 | 0.28779 | 1.6268 | 1.8438 | 2.0832 | 0 | 0 | 0 | 0 | 0 | 0 | 0 | 0
Scenario 1: Reference | SDG&E | Com | HVAC | Com - Retail | Participant Cost Test | Energy Efficiency | 223658.487 | 238323.5314 | 250900.9956 | 259419.0465 | 263548.879 | 224935.0926 | 213600.6392 | 208931.4554 | 3759.6282 | 678.0014 | 358.9106 | 196.5848 | 104.3672
Scenario 1: Reference | SDG&E | Com | HVAC | Com - Retail | Participant Cost Test | Fuel Substitution | 19.3632 | 20.6854 | 21.8663 | 22.8577 | 23.6789 | 0 | 0 | 0 | 0 | 0 | 0 | 0 | 0
Scenario 1: Reference | SDG&E | Com | HVAC | Com - Retail | Program Administrator Cost Test | Energy Efficiency | 33993.0541 | 38071.2514 | 42219.1737 | 46126.3388 | 49877.8651 | 41797.8032 | 45232.7651 | 48529.2925 | 1827.5084 | 728.0874 | 438.7463 | 276.9629 | 181.9439
Scenario 1: Reference | SDG&E | Com | HVAC | Com - Retail | Program Administrator Cost Test | Fuel Substitution | 9.3702 | 10.7038 | 12.1373 | 13.6792 | 15.3859 | 0 | 0 | 0 | 0 | 0 | 0 | 0 | 0
Scenario 1: Reference | SDG&E | Com | HVAC | Com - Retail | Rate Impact Measure Test | Energy Efficiency | 33993.0541 | 38071.2514 | 42219.1737 | 46126.3388 | 49877.8651 | 41797.8032 | 45232.7651 | 48529.2925 | 1827.5084 | 728.0874 | 438.7463 | 276.9629 | 181.9439
Scenario 1: Reference | SDG&E | Com | HVAC | Com - Retail | Rate Impact Measure Test | Fuel Substitution | 9.3702 | 10.7038 | 12.1373 | 13.6792 | 15.3859 | 0 | 0 | 0 | 0 | 0 | 0 | 0 | 0
Scenario 1: Reference | SDG&E | Com | HVAC | Com - Retail | Total Resource Cost Test | Energy Efficiency | 72087.6543 | 79382.5097 | 86774.7863 | 93741.7464 | 100172.0071 | 85500.0948 | 81384.9612 | 86564.4741 | 1827.5084 | 728.0874 | 438.7463 | 276.9629 | 181.9439
Scenario 1: Reference | SDG&E | Com | HVAC | Com - Retail | Total Resource Cost Test | Fuel Substitution | 12.0414 | 13.6325 | 15.3297 | 17.1419 | 19.1257 | 0 | 0 | 0 | 0 | 0 | 0 | 0 | 0
Scenario 1: Reference | SDG&E | Com | HVAC | Com - School | Participant Cost Test | Energy Efficiency | 223961.2999 | 223834.5776 | 220560.2685 | 214249.2294 | 206544.6567 | 196247.8697 | 167675.6221 | 153942.4996 | 126608.8265 | 117408.989 | 106043.3502 | 92035.9183 | 75080.9134
Scenario 1: Reference | SDG&E | Com | HVAC | Com - School | Participant Cost Test | Fuel Substitution | 2.3199 | 2.4778 | 2.6236 | 2.7559 | 2.8729 | 0 | 0 | 0 | 0 | 0 | 0 | 0 | 0
Scenario 1: Reference | SDG&E | Com | HVAC | Com - School | Program Administrator Cost Test | Energy Efficiency | 88409.6715 | 95691.9903 | 103180.0513 | 110940.283 | 119923.1284 | 129538.5175 | 139624.9277 | 150574.8162 | 163931.9685 | 178410.1753 | 194208.7941 | 210909.2338 | 228606.4543
Scenario 1: Reference | SDG&E | Com | HVAC | Com - School | Program Administrator Cost Test | Fuel Substitution | 2.2797 | 2.5915 | 2.9287 | 3.2939 | 3.6898 | 0 | 0 | 0 | 0 | 0 | 0 | 0 | 0
Scenario 1: Reference | SDG&E | Com | HVAC | Com - School | Rate Impact Measure Test | Energy Efficiency | 88409.6715 | 95691.9903 | 103180.0513 | 110940.283 | 119923.1284 | 129538.5175 | 139624.9277 | 150574.8162 | 163931.9685 | 178410.1753 | 194208.7941 | 210909.2338 | 228606.4543
Scenario 1: Reference | SDG&E | Com | HVAC | Com - School | Rate Impact Measure Test | Fuel Substitution | 2.2797 | 2.5915 | 2.9287 | 3.2939 | 3.6898 | 0 | 0 | 0 | 0 | 0 | 0 | 0 | 0
Scenario 1: Reference | SDG&E | Com | HVAC | Com - School | Total Resource Cost Test | Energy Efficiency | 118875.4939 | 127266.9265 | 135718.1319 | 144328.9225 | 154178.7463 | 164530.8855 | 158600.714 | 169319.3077 | 163931.9685 | 178410.1753 | 194208.7941 | 210909.2338 | 228606.4543
Scenario 1: Reference | SDG&E | Com | HVAC | Com - School | Total Resource Cost Test | Fuel Substitution | 2.5078 | 2.8377 | 3.193 | 3.5761 | 3.9898 | 0 | 0 | 0 | 0 | 0 | 0 | 0 | 0
Scenario 1: Reference | SDG&E | Com | HVAC | Com - Warehouse | Participant Cost Test | Energy Efficiency | 149.9999 | 157.1943 | 162.5468 | 166.1193 | 166.9471 | 166.1435 | 162.6858 | 157.0557 | 125.529 | 113.4351 | 98.5607 | 80.7648 | 15.0966
Scenario 1: Reference | SDG&E | Com | HVAC | Com - Warehouse | Participant Cost Test | Fuel Substitution | 13.9221 | 15.2656 | 17.225 | 18.6285 | 23.4747 | 0 | 0 | 0 | 0 | 0 | 0 | 0 | 0
Scenario 1: Reference | SDG&E | Com | HVAC | Com - Warehouse | Program Administrator Cost Test | Energy Efficiency | 32.2887 | 35.6192 | 38.7628 | 41.816 | 44.8878 | 48.8407 | 52.371 | 55.6049 | 58.7809 | 61.8645 | 65.0319 | 67.6199 | 17.6893
Scenario 1: Reference | SDG&E | Com | HVAC | Com - Warehouse | Program Administrator Cost Test | Fuel Substitution | 31.1915 | 36.0922 | 42.0371 | 48.2029 | 58.2818 | 0 | 0 | 0 | 0 | 0 | 0 | 0 | 0
Scenario 1: Reference | SDG&E | Com | HVAC | Com - Warehouse | Rate Impact Measure Test | Energy Efficiency | 32.2887 | 35.6192 | 38.7628 | 41.816 | 44.8878 | 48.8407 | 52.371 | 55.6049 | 58.7809 | 61.8645 | 65.0319 | 67.6199 | 17.6893
Scenario 1: Reference | SDG&E | Com | HVAC | Com - Warehouse | Rate Impact Measure Test | Fuel Substitution | 40.1103 | 45.369 | 51.5167 | 57.6663 | 67.5966 | 0 | 0 | 0 | 0 | 0 | 0 | 0 | 0
Scenario 1: Reference | SDG&E | Com | HVAC | Com - Warehouse | Total Resource Cost Test | Energy Efficiency | 46.4075 | 50.9112 | 55.2117 | 59.4578 | 63.6111 | 68.6835 | 73.2615 | 77.512 | 58.7809 | 61.8645 | 65.0319 | 67.6199 | 17.6893
Scenario 1: Reference | SDG&E | Com | HVAC | Com - Warehouse | Total Resource Cost Test | Fuel Substitution | 34.4383 | 39.6629 | 46.0306 | 52.5518 | 63.5265 | 0 | 0 | 0 | 0 | 0 | 0 | 0 | 0
Scenario 1: Reference | SDG&E | Com | Lighting | Com - College | Participant Cost Test | Energy Efficiency | 0 | 61587.994 | 86300.7658 | 83347.5005 | 78935.6338 | 74481.193 | 69450.0168 | 63733.4096 | 16998.3393 | 0 | 0 | 0 | 0
Scenario 1: Reference | SDG&E | Com | Lighting | Com - College | Program Administrator Cost Test | Energy Efficiency | 0 | 15877.9463 | 23978.1419 | 25076.8731 | 25988.7041 | 27247.3382 | 28198.5601 | 28881.5639 | 9046.4569 | 0 | 0 | 0 | 0
Scenario 1: Reference | SDG&E | Com | Lighting | Com - College | Rate Impact Measure Test | Energy Efficiency | 0 | 15877.9463 | 23978.1419 | 25076.8731 | 25988.7041 | 27247.3382 | 28198.5601 | 28881.5639 | 9046.4569 | 0 | 0 | 0 | 0
Scenario 1: Reference | SDG&E | Com | Lighting | Com - College | Total Resource Cost Test | Energy Efficiency | 0 | 17185.1686 | 25887.1614 | 27016.6117 | 27935.5435 | 29218.3447 | 30192.6804 | 30891.4967 | 9046.4569 | 0 | 0 | 0 | 0
Scenario 1: Reference | SDG&E | Com | Lighting | Com - Grocery | Participant Cost Test | Energy Efficiency | 145347.9841 | 139020.3678 | 131979.5944 | 124448.969 | 116050.4864 | 107787.6634 | 98984.384 | 89652.6339 | 78019.8367 | 47849.5581 | 31931.2353 | 25006.2856 | 17409.6911
Scenario 1: Reference | SDG&E | Com | Lighting | Com - Grocery | Program Administrator Cost Test | Energy Efficiency | 30183.2101 | 31053.0823 | 31759.3358 | 32404.2468 | 33079.1449 | 34109.9365 | 34632.3915 | 34826.7239 | 34854.364 | 24981.7305 | 20480.0165 | 20585.5035 | 20611.5266
Scenario 1: Reference | SDG&E | Com | Lighting | Com - Grocery | Rate Impact Measure Test | Energy Efficiency | 30183.2101 | 31053.0823 | 31759.3358 | 32404.2468 | 33079.1449 | 34109.9365 | 34632.3915 | 34826.7239 | 34854.364 | 24981.7305 | 20480.0165 | 20585.5035 | 20611.5266
Scenario 1: Reference | SDG&E | Com | Lighting | Com - Grocery | Total Resource Cost Test | Energy Efficiency | 31713.2141 | 32573.9022 | 33271.393 | 33913.4849 | 34580.4758 | 35613.2104 | 36139.1849 | 36336.7597 | 34854.364 | 24981.7305 | 20480.0165 | 20585.5035 | 20611.5266
Scenario 1: Reference | SDG&E | Com | Lighting | Com - Health | Participant Cost Test | Energy Efficiency | 381354.8068 | 361765.2279 | 341450.0401 | 322937.8547 | 299254.2715 | 273538.1813 | 238892.647 | 214672.7724 | 185745.12 | 164234.3546 | 141530.6004 | 107038.472 | 73793.0004
Scenario 1: Reference | SDG&E | Com | Lighting | Com - Health | Program Administrator Cost Test | Energy Efficiency | 94289.0215 | 96466.0164 | 98461.1952 | 101266.2467 | 103163.5188 | 105052.6704 | 102143.0078 | 102850.5125 | 104742.0157 | 108210.8436 | 113940.1353 | 111173.1398 | 109924.9854
Scenario 1: Reference | SDG&E | Com | Lighting | Com - Health | Rate Impact Measure Test | Energy Efficiency | 94289.0215 | 96466.0164 | 98461.1952 | 101266.2467 | 103163.5188 | 105052.6704 | 102143.0078 | 102850.5125 | 104742.0157 | 108210.8436 | 113940.1353 | 111173.1398 | 109924.9854
Scenario 1: Reference | SDG&E | Com | Lighting | Com - Health | Total Resource Cost Test | Energy Efficiency | 101117.3294 | 103192.9022 | 105104.681 | 107909.764 | 109722.3852 | 111506.1003 | 108283.6275 | 108943.5196 | 104742.0157 | 108210.8436 | 113940.1353 | 111173.1398 | 109924.9854
Scenario 1: Reference | SDG&E | Com | Lighting | Com - Office (Large) | Participant Cost Test | Energy Efficiency | 425638.4325 | 407904.9906 | 387022.6655 | 364206.4101 | 339230.8445 | 315717.6215 | 291475.0622 | 264893.0513 | 222587.7675 | 192612.5401 | 161218.5521 | 128295.5401 | 93532.887
Scenario 1: Reference | SDG&E | Com | Lighting | Com - Office (Large) | Program Administrator Cost Test | Energy Efficiency | 108799.0405 | 112179.1568 | 115150.0026 | 117868.7825 | 120618.9136 | 124836.113 | 128165.0132 | 130333.5898 | 131425.3905 | 132552.0293 | 134541.3549 | 136115.0121 | 137647.2846
Scenario 1: Reference | SDG&E | Com | Lighting | Com - Office (Large) | Rate Impact Measure Test | Energy Efficiency | 108799.0405 | 112179.1568 | 115150.0026 | 117868.7825 | 120618.9136 | 124836.113 | 128165.0132 | 130333.5898 | 131425.3905 | 132552.0293 | 134541.3549 | 136115.0121 | 137647.2846
Scenario 1: Reference | SDG&E | Com | Lighting | Com - Office (Large) | Total Resource Cost Test | Energy Efficiency | 122022.1277 | 125285.706 | 128137.6635 | 130756.2757 | 133365.4221 | 137552.3801 | 140888.2211 | 143016.1103 | 131425.3905 | 132552.0293 | 134541.3549 | 136115.0121 | 137647.2846
Scenario 1: Reference | SDG&E | Com | Lighting | Com - Refrig. Warehouse | Participant Cost Test | Energy Efficiency | 542.3114 | 518.4286 | 492.4824 | 458.4243 | 426.3484 | 393.1791 | 359.4145 | 323.7698 | 283.2043 | 242.6981 | 199.9074 | 153.2161 | 101.7998
Scenario 1: Reference | SDG&E | Com | Lighting | Com - Refrig. Warehouse | Program Administrator Cost Test | Energy Efficiency | 159.102 | 164.7155 | 170.1211 | 173.3789 | 178.5433 | 184.8702 | 190.2847 | 194.8758 | 200.1584 | 204.5652 | 211.2844 | 217.5887 | 223.6641
Scenario 1: Reference | SDG&E | Com | Lighting | Com - Refrig. Warehouse | Rate Impact Measure Test | Energy Efficiency | 159.102 | 164.7155 | 170.1211 | 173.3789 | 178.5433 | 184.8702 | 190.2847 | 194.8758 | 200.1584 | 204.5652 | 211.2844 | 217.5887 | 223.6641
Scenario 1: Reference | SDG&E | Com | Lighting | Com - Refrig. Warehouse | Total Resource Cost Test | Energy Efficiency | 162.6463 | 168.2418 | 173.6355 | 176.8491 | 181.9955 | 188.3142 | 193.7368 | 198.3378 | 200.1584 | 204.5652 | 211.2844 | 217.5887 | 223.6641
Scenario 1: Reference | SDG&E | Com | Lighting | Com - Restaurant | Participant Cost Test | Energy Efficiency | 101091.0604 | 93770.6936 | 86843.2981 | 79415.0993 | 88092.1307 | 81740.6037 | 75145.3117 | 68220.3332 | 60184.9735 | 52328.578 | 44023.6611 | 35084.998 | 25430.1919
Scenario 1: Reference | SDG&E | Com | Lighting | Com - Restaurant | Program Administrator Cost Test | Energy Efficiency | 26415.7388 | 26436.4511 | 26494.3843 | 26370.4867 | 32184.8835 | 33279.7905 | 34099.22 | 34738.7332 | 35306.8045 | 35782.5453 | 36574.0245 | 37213.4064 | 37805.3225
Scenario 1: Reference | SDG&E | Com | Lighting | Com - Restaurant | Rate Impact Measure Test | Energy Efficiency | 26415.7388 | 26436.4511 | 26494.3843 | 26370.4867 | 32184.8835 | 33279.7905 | 34099.22 | 34738.7332 | 35306.8045 | 35782.5453 | 36574.0245 | 37213.4064 | 37805.3225
Scenario 1: Reference | SDG&E | Com | Lighting | Com - Restaurant | Total Resource Cost Test | Energy Efficiency | 26968.8384 | 26968.948 | 27010.0667 | 26868.6816 | 32773.226 | 33866.793 | 34686.4047 | 35326.4015 | 35306.8045 | 35782.5453 | 36574.0245 | 37213.4064 | 37805.3225
Scenario 1: Reference | SDG&E | Com | Lighting | Com - Retail | Participant Cost Test | Energy Efficiency | 757581.6162 | 707805.6525 | 659004.6068 | 607342.1413 | 553365.7009 | 504889.464 | 455407.1434 | 407177.5936 | 296083.1128 | 251692.919 | 206983.0265 | 161718.1383 | 114937.0723
Scenario 1: Reference | SDG&E | Com | Lighting | Com - Retail | Program Administrator Cost Test | Energy Efficiency | 184360.9225 | 185232.5076 | 185878.6347 | 185492.9149 | 184714.4809 | 186259.599 | 185403.1347 | 183741.9251 | 182442.8007 | 181340.9433 | 181785.5131 | 182181.3718 | 182778.376
Scenario 1: Reference | SDG&E | Com | Lighting | Com - Retail | Rate Impact Measure Test | Energy Efficiency | 184360.9225 | 185232.5076 | 185878.6347 | 185492.9149 | 184714.4809 | 186259.599 | 185403.1347 | 183741.9251 | 182442.8007 | 181340.9433 | 181785.5131 | 182181.3718 | 182778.376
Scenario 1: Reference | SDG&E | Com | Lighting | Com - Retail | Total Resource Cost Test | Energy Efficiency | 266579.362 | 264657.6656 | 262837.9634 | 259964.6609 | 256409.1959 | 255962.6026 | 253048.3572 | 249489.1121 | 182442.8007 | 181340.9433 | 181785.5131 | 182181.3718 | 182778.376
Scenario 1: Reference | SDG&E | Com | Lighting | Com - Warehouse | Participant Cost Test | Energy Efficiency | 12912.1055 | 12588.2055 | 12198.5931 | 11766.6871 | 11213.3109 | 10642.2561 | 9978.1344 | 9260.8095 | 2068.0348 | 0 | 0 | 0 | 0
Scenario 1: Reference | SDG&E | Com | Lighting | Com - Warehouse | Program Administrator Cost Test | Energy Efficiency | 2931.1933 | 3073.7516 | 3210.1744 | 3351.7544 | 3490.2998 | 3660.7421 | 3785.0937 | 3889.8428 | 1140.5572 | 0 | 0 | 0 | 0
Scenario 1: Reference | SDG&E | Com | Lighting | Com - Warehouse | Rate Impact Measure Test | Energy Efficiency | 2931.1933 | 3073.7516 | 3210.1744 | 3351.7544 | 3490.2998 | 3660.7421 | 3785.0937 | 3889.8428 | 1140.5572 | 0 | 0 | 0 | 0
Scenario 1: Reference | SDG&E | Com | Lighting | Com - Warehouse | Total Resource Cost Test | Energy Efficiency | 4073.1508 | 4225.8579 | 4373.0393 | 4530.4622 | 4678.1629 | 4863.057 | 4999.0662 | 5115.8537 | 1140.5572 | 0 | 0 | 0 | 0
Scenario 1: Reference | SDG&E | Com | WaterHeat | Com - College | Participant Cost Test | Energy Efficiency | 208985.4794 | 213214.0965 | 213148.3098 | 214829.3909 | 213726.8589 | 163495.4969 | 152157.0188 | 147817.4132 | 67984.4933 | 59147.5076 | 88149.8839 | 65829.1591 | 39245.7072
Scenario 1: Reference | SDG&E | Com | WaterHeat | Com - College | Participant Cost Test | Fuel Substitution | 385133.6005 | 424265.4876 | 510773.9781 | 488332.791 | 408416.3992 | 2785678.4303 | 2898453.9409 | 2894467.4137 | 2492462.9456 | 2310554.3111 | 2020130.9216 | 1521550.7252 | 860044.0467
Scenario 1: Reference | SDG&E | Com | WaterHeat | Com - College | Program Administrator Cost Test | Energy Efficiency | 111650.6772 | 121628.2914 | 132232.5458 | 144476.4204 | 156343.4452 | 59577.8526 | 63898.2059 | 68083.04 | 39406.9062 | 42077.1671 | 81566.0017 | 86996.534 | 92018.0321
Scenario 1: Reference | SDG&E | Com | WaterHeat | Com - College | Program Administrator Cost Test | Fuel Substitution | 1427528.723 | 1652771.7564 | 1897093.4092 | 2163554.0412 | 2453702.4029 | 1361133.1804 | 1608312.533 | 1838268.9393 | 2039770.3086 | 2317370.9886 | 2654368.2065 | 2910824.8811 | 3104745.5844
Scenario 1: Reference | SDG&E | Com | WaterHeat | Com - College | Rate Impact Measure Test | Energy Efficiency | 111650.6772 | 121628.2914 | 132232.5458 | 144476.4204 | 156343.4452 | 59577.8526 | 63898.2059 | 68083.04 | 39406.9062 | 42077.1671 | 81566.0017 | 86996.534 | 92018.0321
Scenario 1: Reference | SDG&E | Com | WaterHeat | Com - College | Rate Impact Measure Test | Fuel Substitution | 2187332.6872 | 2446821.792 | 2709818.2154 | 2974884.1265 | 3250340.1844 | 1361133.1804 | 1608312.533 | 1838268.9393 | 2039770.3086 | 2317370.9886 | 2654368.2065 | 2910824.8811 | 3104745.5844
Scenario 1: Reference | SDG&E | Com | WaterHeat | Com - College | Total Resource Cost Test | Energy Efficiency | 160137.2001 | 171060.6835 | 179590.7185 | 192755.9063 | 205243.5868 | 97178.6583 | 93068.6435 | 97416.822 | 39406.9062 | 42077.1671 | 81566.0017 | 86996.534 | 92018.0321
Scenario 1: Reference | SDG&E | Com | WaterHeat | Com - College | Total Resource Cost Test | Fuel Substitution | 1763404.5323 | 2022877.0517 | 2348841.2529 | 2587987.6609 | 2793350.3264 | 1547111.3533 | 1818703.5981 | 2073447.6246 | 2039770.3086 | 2317370.9886 | 2654368.2065 | 2910824.8811 | 3104745.5844
Scenario 1: Reference | SDG&E | Com | WaterHeat | Com - Grocery | Participant Cost Test | Energy Efficiency | 360817.5618 | 371397.8667 | 377496.2165 | 378914.1262 | 375002.8994 | 360556.6655 | 346463.1839 | 328283.7654 | 246966.5969 | 214480.6897 | 202318.5265 | 147770.8607 | 83394.1388
Scenario 1: Reference | SDG&E | Com | WaterHeat | Com - Grocery | Participant Cost Test | Fuel Substitution | 8128.5346 | 8738.3226 | 9335.7925 | 9940.3751 | 10551.1241 | 0 | 0 | 0 | 0 | 0 | 0 | 0 | 0
Scenario 1: Reference | SDG&E | Com | WaterHeat | Com - Grocery | Program Administrator Cost Test | Energy Efficiency | 96485.9852 | 106460.8771 | 116752.7033 | 127613.0304 | 139128.6094 | 137491.3226 | 148873.5667 | 159770.8269 | 147307.1647 | 157170.0621 | 193574.5746 | 205768.3247 | 218170.9642
Scenario 1: Reference | SDG&E | Com | WaterHeat | Com - Grocery | Program Administrator Cost Test | Fuel Substitution | 61695.9548 | 69814.6504 | 78532.9435 | 88069.5751 | 98490.2589 | 0 | 0 | 0 | 0 | 0 | 0 | 0 | 0
Scenario 1: Reference | SDG&E | Com | WaterHeat | Com - Grocery | Rate Impact Measure Test | Energy Efficiency | 96485.9852 | 106460.8771 | 116752.7033 | 127613.0304 | 139128.6094 | 137491.3226 | 148873.5667 | 159770.8269 | 147307.1647 | 157170.0621 | 193574.5746 | 205768.3247 | 218170.9642
Scenario 1: Reference | SDG&E | Com | WaterHeat | Com - Grocery | Rate Impact Measure Test | Fuel Substitution | 83450.413 | 91901.9561 | 100525.2966 | 109438.8621 | 118960.942 | 0 | 0 | 0 | 0 | 0 | 0 | 0 | 0
Scenario 1: Reference | SDG&E | Com | WaterHeat | Com - Grocery | Total Resource Cost Test | Energy Efficiency | 120641.3416 | 131156.8879 | 141961.4737 | 153348.4347 | 165337.907 | 162930.5024 | 173472.9301 | 184817.3795 | 147307.1647 | 157170.0621 | 193574.5746 | 205768.3247 | 218170.9642
Scenario 1: Reference | SDG&E | Com | WaterHeat | Com - Grocery | Total Resource Cost Test | Fuel Substitution | 67546.0974 | 76103.6601 | 85251.955 | 95223.7073 | 106083.9499 | 0 | 0 | 0 | 0 | 0 | 0 | 0 | 0
Scenario 1: Reference | SDG&E | Com | WaterHeat | Com - Health | Participant Cost Test | Energy Efficiency | 872106.8521 | 892460.4479 | 897643.4752 | 904320.9653 | 892424.7822 | 721013.4209 | 652086.4656 | 615325.5537 | 460056.9851 | 405880.0377 | 391671.2738 | 279701.8058 | 155347.6849
Scenario 1: Reference | SDG&E | Com | WaterHeat | Com - Health | Participant Cost Test | Fuel Substitution | 866006.1447 | 957624.7173 | 1160977.2079 | 1123985.6868 | 1015859.2939 | 7659389.6453 | 8012225.1506 | 8038159.0038 | 6910875.8907 | 6396097.3315 | 5617360.6311 | 4226217.6549 | 2358315.0555
Scenario 1: Reference | SDG&E | Com | WaterHeat | Com - Health | Program Administrator Cost Test | Energy Efficiency | 389636.2891 | 426293.211 | 465133.4648 | 511035.723 | 554024.2983 | 256571.3742 | 270654.1313 | 289775.7849 | 267557.4823 | 290055.7148 | 366926.4326 | 381700.631 | 399323.8696
Scenario 1: Reference | SDG&E | Com | WaterHeat | Com - Health | Program Administrator Cost Test | Fuel Substitution | 3922563.5302 | 4552480.2102 | 5238616.8811 | 5990788.1254 | 6812894.5047 | 3748820.1798 | 4455811.636 | 5118177.7086 | 5702574.9025 | 6479078.9443 | 7475444.3134 | 8233404.4859 | 8807306.5599
Scenario 1: Reference | SDG&E | Com | WaterHeat | Com - Health | Rate Impact Measure Test | Energy Efficiency | 389636.2891 | 426293.211 | 465133.4648 | 511035.723 | 554024.2983 | 256571.3742 | 270654.1313 | 289775.7849 | 267557.4823 | 290055.7148 | 366926.4326 | 381700.631 | 399323.8696
Scenario 1: Reference | SDG&E | Com | WaterHeat | Com - Health | Rate Impact Measure Test | Fuel Substitution | 5956673.1572 | 6683100.1589 | 7424449.579 | 8178061.5263 | 8965631.2451 | 3748820.1798 | 4455811.636 | 5118177.7086 | 5702574.9025 | 6479078.9443 | 7475444.3134 | 8233404.4859 | 8807306.5599
Scenario 1: Reference | SDG&E | Com | WaterHeat | Com - Health | Total Resource Cost Test | Energy Efficiency | 491296.999 | 530769.5196 | 565722.3162 | 614866.4919 | 659902.719 | 331377.673 | 321144.408 | 341411.1945 | 267557.4823 | 290055.7148 | 366926.4326 | 381700.631 | 399323.8696
Scenario 1: Reference | SDG&E | Com | WaterHeat | Com - Health | Total Resource Cost Test | Fuel Substitution | 4690325.5845 | 5400564.7759 | 6278471.4984 | 6981638.4559 | 7683214.3499 | 4288855.9676 | 5067670.2707 | 5804808.3491 | 5702574.9025 | 6479078.9443 | 7475444.3134 | 8233404.4859 | 8807306.5599
Scenario 1: Reference | SDG&E | Com | WaterHeat | Com - Lodging | Participant Cost Test | Energy Efficiency | 2512675.0153 | 2499576.0118 | 2455747.4572 | 2457538.9821 | 2413387.0228 | 1043513.3165 | 389669.9904 | 381133.0048 | 99478.4289 | 85569.8006 | 121258.0406 | 88846.6392 | 53598.9643
Scenario 1: Reference | SDG&E | Com | WaterHeat | Com - Lodging | Participant Cost Test | Fuel Substitution | 4483426.1493 | 4911641.3126 | 5752266.5018 | 5386687.135 | 4651019.0446 | 11216482.6639 | 10983963.6156 | 11083675.4237 | 8458265.0482 | 7755522.1613 | 6746589.8477 | 5033308.1935 | 2781866.0012
Scenario 1: Reference | SDG&E | Com | WaterHeat | Com - Lodging | Program Administrator Cost Test | Energy Efficiency | 1464483.6595 | 1552442.3692 | 1647236.7203 | 1769050.3012 | 1867572.7391 | 120331.2987 | 127324.478 | 134186.2883 | 58422.8422 | 61767.714 | 113346.1557 | 119013.7532 | 129335.2971
Scenario 1: Reference | SDG&E | Com | WaterHeat | Com - Lodging | Program Administrator Cost Test | Fuel Substitution | 5264160.6618 | 6069581.1415 | 6938954.0924 | 7883030.5622 | 8905375.0384 | 4671903.6658 | 5519873.5815 | 6306586.1383 | 6991219.8388 | 7872506.1741 | 9002679.9724 | 9844965.7319 | 10469143.6316
Scenario 1: Reference | SDG&E | Com | WaterHeat | Com - Lodging | Rate Impact Measure Test | Energy Efficiency | 1464483.6595 | 1552442.3692 | 1647236.7203 | 1769050.3012 | 1867572.7391 | 120331.2987 | 127324.478 | 134186.2883 | 58422.8422 | 61767.714 | 113346.1557 | 119013.7532 | 129335.2971
Scenario 1: Reference | SDG&E | Com | WaterHeat | Com - Lodging | Rate Impact Measure Test | Fuel Substitution | 8097475.9226 | 9019953.3669 | 9948347.9255 | 10877444.056 | 11835849.7857 | 4671903.6658 | 5519873.5815 | 6306586.1383 | 6991219.8388 | 7872506.1741 | 9002679.9724 | 9844965.7319 | 10469143.6316
Scenario 1: Reference | SDG&E | Com | WaterHeat | Com - Lodging | Total Resource Cost Test | Energy Efficiency | 2942949.3583 | 3036810.0336 | 3111555.4429 | 3255803.0752 | 3352372.2828 | 941488.2746 | 300565.9632 | 306743.7928 | 58422.8422 | 61767.714 | 113346.1557 | 119013.7532 | 129335.2971
Scenario 1: Reference | SDG&E | Com | WaterHeat | Com - Lodging | Total Resource Cost Test | Fuel Substitution | 9629622.6853 | 10850943.5058 | 12548494.7296 | 13114258.0488 | 13387967.721 | 7025716.1848 | 7347581.3684 | 8344671.2732 | 6991219.8388 | 7872506.1741 | 9002679.9724 | 9844965.7319 | 10469143.6316
Scenario 1: Reference | SDG&E | Com | WaterHeat | Com - Office (Large) | Participant Cost Test | Energy Efficiency | 590507.0793 | 591569.4805 | 584692.6065 | 575511.9879 | 560777.9324 | 430143.6651 | 380768.9949 | 358024.1395 | 206726.6263 | 178102.2119 | 191410.3238 | 137617.1503 | 77571.2922
Scenario 1: Reference | SDG&E | Com | WaterHeat | Com - Office (Large) | Participant Cost Test | Fuel Substitution | 307077.0534 | 335770.9635 | 409685.7811 | 381333.5473 | 304187.514 | 1823094.7533 | 1880677.217 | 1867890.8016 | 1545494.7171 | 1460596.1697 | 1271610.9395 | 952769.8767 | 536052.7413
Scenario 1: Reference | SDG&E | Com | WaterHeat | Com - Office (Large) | Program Administrator Cost Test | Energy Efficiency | 262897.1429 | 281139.853 | 299873.5895 | 319553.312 | 339540.9598 | 141907.3569 | 149962.7222 | 157144.9837 | 119136.1336 | 125934.0209 | 177013.4023 | 183728.1343 | 190346.6198
Scenario 1: Reference | SDG&E | Com | WaterHeat | Com - Office (Large) | Program Administrator Cost Test | Fuel Substitution | 820158.5469 | 943551.6707 | 1076585.535 | 1220573.5248 | 1376412.493 | 868216.2551 | 1014350.644 | 1148376.7184 | 1263553.2442 | 1463130.4817 | 1668204.7039 | 1818517.8347 | 1926737.9151
Scenario 1: Reference | SDG&E | Com | WaterHeat | Com - Office (Large) | Rate Impact Measure Test | Energy Efficiency | 262897.1429 | 281139.853 | 299873.5895 | 319553.312 | 339540.9598 | 141907.3569 | 149962.7222 | 157144.9837 | 119136.1336 | 125934.0209 | 177013.4023 | 183728.1343 | 190346.6198
Scenario 1: Reference | SDG&E | Com | WaterHeat | Com - Office (Large) | Rate Impact Measure Test | Fuel Substitution | 1271498.0573 | 1411881.7366 | 1552806.9682 | 1693066.7085 | 1837666.9753 | 868216.2551 | 1014350.644 | 1148376.7184 | 1263553.2442 | 1463130.4817 | 1668204.7039 | 1818517.8347 | 1926737.9151
Scenario 1: Reference | SDG&E | Com | WaterHeat | Com - Office (Large) | Total Resource Cost Test | Energy Efficiency | 411792.8055 | 428425.8243 | 442088.3756 | 459921.6056 | 477754.892 | 243181.2045 | 217251.4165 | 222141.3455 | 119136.1336 | 125934.0209 | 177013.4023 | 183728.1343 | 190346.6198
Scenario 1: Reference | SDG&E | Com | WaterHeat | Com - Office (Large) | Total Resource Cost Test | Fuel Substitution | 1099135.3067 | 1248614.8412 | 1452997.6614 | 1566092.9934 | 1642270.4059 | 1032001.6088 | 1198466.0885 | 1353616.9752 | 1263553.2442 | 1463130.4817 | 1668204.7039 | 1818517.8347 | 1926737.9151
Scenario 1: Reference | SDG&E | Com | WaterHeat | Com - Office (Small) | Participant Cost Test | Energy Efficiency | 189800.6004 | 193169.6936 | 195121.6848 | 195356.581 | 194182.1381 | 188050.2014 | 183800.3867 | 178013.2598 | 73311.1594 | 63336.7602 | 113119.6548 | 83743.8254 | 50233.566
Scenario 1: Reference | SDG&E | Com | WaterHeat | Com - Office (Small) | Participant Cost Test | Fuel Substitution | 39683.7378 | 43496.2659 | 47250.1442 | 50963.919 | 54640.305 | 715104.5 | 736780.6555 | 727294.469 | 657719.607 | 606467.5583 | 527065.8146 | 394866.845 | 222693.6546
Scenario 1: Reference | SDG&E | Com | WaterHeat | Com - Office (Small) | Program Administrator Cost Test | Energy Efficiency | 64911.7189 | 69803.42 | 74861.009 | 80089.8385 | 85687.7925 | 80485.5433 | 85252.2311 | 89884.9949 | 42200.1634 | 44720.8618 | 104069.2091 | 109399.6276 | 114515.8631
Scenario 1: Reference | SDG&E | Com | WaterHeat | Com - Office (Small) | Program Administrator Cost Test | Fuel Substitution | 357866.628 | 412940.3329 | 472352.5571 | 536644.1376 | 606233.4269 | 364930.377 | 428468.3691 | 486860.3181 | 537219.7374 | 606807.5303 | 690388.1286 | 751979.9688 | 797039.056
Scenario 1: Reference | SDG&E | Com | WaterHeat | Com - Office (Small) | Rate Impact Measure Test | Energy Efficiency | 64911.7189 | 69803.42 | 74861.009 | 80089.8385 | 85687.7925 | 80485.5433 | 85252.2311 | 89884.9949 | 42200.1634 | 44720.8618 | 104069.2091 | 109399.6276 | 114515.8631
Scenario 1: Reference | SDG&E | Com | WaterHeat | Com - Office (Small) | Rate Impact Measure Test | Fuel Substitution | 558409.7961 | 621721.558 | 685261.51 | 748419.0939 | 813428.7931 | 364930.377 | 428468.3691 | 486860.3181 | 537219.7374 | 606807.5303 | 690388.1286 | 751979.9688 | 797039.056
Scenario 1: Reference | SDG&E | Com | WaterHeat | Com - Office (Small) | Total Resource Cost Test | Energy Efficiency | 93064.9006 | 97941.2925 | 102954.8888 | 108117.9022 | 113630.5863 | 107746.3685 | 112371.6415 | 116848.014 | 42200.1634 | 44720.8618 | 104069.2091 | 109399.6276 | 114515.8631
Scenario 1: Reference | SDG&E | Com | WaterHeat | Com - Office (Small) | Total Resource Cost Test | Fuel Substitution | 385337.7874 | 443051.3574 | 505062.8638 | 571925.9507 | 644060.8461 | 382164.4011 | 448112.1774 | 508698.4041 | 537219.7374 | 606807.5303 | 690388.1286 | 751979.9688 | 797039.056
Scenario 1: Reference | SDG&E | Com | WaterHeat | Com - Other | Participant Cost Test | Energy Efficiency | 3422823.1348 | 3545467.7804 | 3593899.0454 | 3624941.2539 | 3605893.927 | 3331681.4951 | 3195973.3253 | 3031701.8662 | 2329881.1216 | 2029479.9177 | 1790091.5342 | 1310236.7938 | 735162.283
Scenario 1: Reference | SDG&E | Com | WaterHeat | Com - Other | Participant Cost Test | Fuel Substitution | 4527699.766 | 4987534.7394 | 6048525.3528 | 5816196.4169 | 5221762.1537 | 26186060.8549 | 27329925.9373 | 27463615.1367 | 22252767.6263 | 20762145.604 | 18166972.116 | 13669519.881 | 7690834.5313
Scenario 1: Reference | SDG&E | Com | WaterHeat | Com - Other | Program Administrator Cost Test | Energy Efficiency | 1000156.3587 | 1118479.0747 | 1243955.9941 | 1376687.1324 | 1518392.5951 | 1164992.2198 | 1269168.9072 | 1368708.502 | 1357626.7805 | 1452173.8214 | 1679959.911 | 1794116.3073 | 1908242.6785
Scenario 1: Reference | SDG&E | Com | WaterHeat | Com - Other | Program Administrator Cost Test | Fuel Substitution | 13218243.5731 | 15287359.5699 | 17536760.6407 | 19992492.4992 | 22672156.7282 | 12195319.0154 | 14398551.1506 | 16457908.0166 | 18269684.93 | 20901306.5023 | 23980758.63 | 26316593.5844 | 28078655.4204
Scenario 1: Reference | SDG&E | Com | WaterHeat | Com - Other | Rate Impact Measure Test | Energy Efficiency | 1000156.3587 | 1118479.0747 | 1243955.9941 | 1376687.1324 | 1518392.5951 | 1164992.2198 | 1269168.9072 | 1368708.502 | 1357626.7805 | 1452173.8214 | 1679959.911 | 1794116.3073 | 1908242.6785
Scenario 1: Reference | SDG&E | Com | WaterHeat | Com - Other | Rate Impact Measure Test | Fuel Substitution | 20568052.6694 | 22962402.1858 | 25390796.4481 | 27835255.2834 | 30377638.094 | 12195319.0154 | 14398551.1506 | 16457908.0166 | 18269684.93 | 20901306.5023 | 23980758.63 | 26316593.5844 | 28078655.4204
Scenario 1: Reference | SDG&E | Com | WaterHeat | Com - Other | Total Resource Cost Test | Energy Efficiency | 1354667.0678 | 1489226.8471 | 1593997.2331 | 1740660.9461 | 1895481.3399 | 1488013.7918 | 1578509.0996 | 1688156.6108 | 1357626.7805 | 1452173.8214 | 1679959.911 | 1794116.3073 | 1908242.6785
Scenario 1: Reference | SDG&E | Com | WaterHeat | Com - Other | Total Resource Cost Test | Fuel Substitution | 17321373.1353 | 19804072.8422 | 23067377.9157 | 25242525.3595 | 27278314.0384 | 15145536.4895 | 17726285.5957 | 20181143.5762 | 18269684.93 | 20901306.5023 | 23980758.63 | 26316593.5844 | 28078655.4204
Scenario 1: Reference | SDG&E | Com | WaterHeat | Com - Refrig. Warehouse | Participant Cost Test | Energy Efficiency | 3324.7507 | 3423.1748 | 3477.0585 | 3450.5868 | 3392.7044 | 3214.8736 | 3061.9998 | 4428.9245 | 2554.5691 | 2217.3826 | 3073.6052 | 2286.8548 | 1348.1967
Scenario 1: Reference | SDG&E | Com | WaterHeat | Com - Refrig. Warehouse | Participant Cost Test | Fuel Substitution | 225.0871 | 246.2537 | 267.3438 | 288.4879 | 309.7605 | 6885.3317 | 7112.373 | 7031.9587 | 6494.5852 | 5896.0647 | 5127.7614 | 3828.8457 | 2121.9616
Scenario 1: Reference | SDG&E | Com | WaterHeat | Com - Refrig. Warehouse | Program Administrator Cost Test | Energy Efficiency | 839.2705 | 938.8174 | 1042.7796 | 1141.9139 | 1255.9523 | 1177.0672 | 1281.055 | 2386.0891 | 1482.291 | 1581.1514 | 2854.3147 | 3046.6764 | 3227.5318
Scenario 1: Reference | SDG&E | Com | WaterHeat | Com - Refrig. Warehouse | Program Administrator Cost Test | Fuel Substitution | 4171.8394 | 4785.6626 | 5446.7623 | 6161.2303 | 6934.7225 | 3592.2497 | 4238.771 | 4839.3767 | 5362.4558 | 5977.2137 | 6830.8539 | 7470.3846 | 7947.336
Scenario 1: Reference | SDG&E | Com | WaterHeat | Com - Refrig. Warehouse | Rate Impact Measure Test | Energy Efficiency | 839.2705 | 938.8174 | 1042.7796 | 1141.9139 | 1255.9523 | 1177.0672 | 1281.055 | 2386.0891 | 1482.291 | 1581.1514 | 2854.3147 | 3046.6764 | 3227.5318
Scenario 1: Reference | SDG&E | Com | WaterHeat | Com - Refrig. Warehouse | Rate Impact Measure Test | Fuel Substitution | 6260.0425 | 6948.7411 | 7642.2162 | 8334.3085 | 9051.2232 | 3592.2497 | 4238.771 | 4839.3767 | 5362.4558 | 5977.2137 | 6830.8539 | 7470.3846 | 7947.336
Scenario 1: Reference | SDG&E | Com | WaterHeat | Com - Refrig. Warehouse | Total Resource Cost Test | Energy Efficiency | 866.0919 | 967.5721 | 1073.4681 | 1174.2872 | 1290.1384 | 1208.0161 | 1313.7546 | 2605.8723 | 1482.291 | 1581.1514 | 2854.3147 | 3046.6764 | 3227.5318
Scenario 1: Reference | SDG&E | Com | WaterHeat | Com - Refrig. Warehouse | Total Resource Cost Test | Fuel Substitution | 4294.1572 | 4918.9216 | 5590.7732 | 6315.8644 | 7099.8865 | 3658.3659 | 4314.5086 | 4923.9755 | 5362.4558 | 5977.2137 | 6830.8539 | 7470.3846 | 7947.336
Scenario 1: Reference | SDG&E | Com | WaterHeat | Com - Restaurant | Participant Cost Test | Energy Efficiency | 733617.2618 | 737788.053 | 733740.6273 | 716213.286 | 821343.2328 | 714851.9033 | 682362.8379 | 663235.5438 | 570301.8702 | 494516.3857 | 422987.2423 | 308502.3367 | 173090.6662
Scenario 1: Reference | SDG&E | Com | WaterHeat | Com - Restaurant | Participant Cost Test | Fuel Substitution | 559777.708 | 611447.3033 | 661588.6782 | 710395.5037 | 761047.261 | 17747846.9054 | 18252303.863 | 17978937.7634 | 16569012.1195 | 15266166.2249 | 13295668.2919 | 9977812.7164 | 5624530.3711
Scenario 1: Reference | SDG&E | Com | WaterHeat | Com - Restaurant | Program Administrator Cost Test | Energy Efficiency | 306697.069 | 333895.6538 | 362362.0776 | 390023.3484 | 514161.9576 | 274277.6949 | 297847.7832 | 336286.5574 | 342611.5991 | 364606.7439 | 408177.3632 | 433836.3247 | 459637.9309
Scenario 1: Reference | SDG&E | Com | WaterHeat | Com - Restaurant | Program Administrator Cost Test | Fuel Substitution | 8731564.636 | 10040745.9166 | 11440037.8452 | 12939150.6168 | 14605356.584 | 9201797.1986 | 10802714.4457 | 12276580.3597 | 13554348.0925 | 15303795.4934 | 17458893.0888 | 19070538.9552 | 20268865.4427
Scenario 1: Reference | SDG&E | Com | WaterHeat | Com - Restaurant | Rate Impact Measure Test | Energy Efficiency | 306697.069 | 333895.6538 | 362362.0776 | 390023.3484 | 514161.9576 | 274277.6949 | 297847.7832 | 336286.5574 | 342611.5991 | 364606.7439 | 408177.3632 | 433836.3247 | 459637.9309
Scenario 1: Reference | SDG&E | Com | WaterHeat | Com - Restaurant | Rate Impact Measure Test | Fuel Substitution | 13190117.6702 | 14663042.2497 | 16130388.2975 | 17576633.0122 | 19130682.7202 | 9201797.1986 | 10802714.4457 | 12276580.3597 | 13554348.0925 | 15303795.4934 | 17458893.0888 | 19070538.9552 | 20268865.4427
Scenario 1: Reference | SDG&E | Com | WaterHeat | Com - Restaurant | Total Resource Cost Test | Energy Efficiency | 317062.8909 | 344605.5927 | 373414.0639 | 401357.32 | 528152.5445 | 282932.0479 | 306894.799 | 348668.064 | 342611.5991 | 364606.7439 | 408177.3632 | 433836.3247 | 459637.9309
Scenario 1: Reference | SDG&E | Com | WaterHeat | Com - Restaurant | Total Resource Cost Test | Fuel Substitution | 8987506.4214 | 10320321.3024 | 11742548.5244 | 13263986.4559 | 14953358.2612 | 9370235.8029 | 10994683.8918 | 12490022.3687 | 13554348.0925 | 15303795.4934 | 17458893.0888 | 19070538.9552 | 20268865.4427
Scenario 1: Reference | SDG&E | Com | WaterHeat | Com - Retail | Participant Cost Test | Energy Efficiency | 438145.2426 | 442417.7744 | 445916.2916 | 441036.2186 | 436092.9392 | 425904.6116 | 416810.2205 | 405731.7942 | 112695.4811 | 95600.1164 | 194906.4965 | 143796.5284 | 86799.2956
Scenario 1: Reference | SDG&E | Com | WaterHeat | Com - Retail | Participant Cost Test | Fuel Substitution | 56948.0789 | 62244.4817 | 139721.9915 | 180476.4205 | 224754.393 | 1135503.4755 | 1193290.3424 | 1214573.329 | 754634.2725 | 673223.4856 | 579859.3658 | 430649.8032 | 240537.269
Scenario 1: Reference | SDG&E | Com | WaterHeat | Com - Retail | Program Administrator Cost Test | Energy Efficiency | 113285.7913 | 120876.988 | 128586.7997 | 136268.9698 | 144132.4701 | 142948.1366 | 150279.7174 | 157326.2655 | 64990.3049 | 67654.3153 | 179376.5304 | 187350.8853 | 195427.3145
Scenario 1: Reference | SDG&E | Com | WaterHeat | Com - Retail | Program Administrator Cost Test | Fuel Substitution | 406291.7222 | 467748.3813 | 533526.8861 | 604067.4849 | 679658.0313 | 422359.1782 | 495169.4535 | 561302.382 | 617330.0006 | 674883.7272 | 761429.7428 | 823099.0867 | 866809.8428
Scenario 1: Reference | SDG&E | Com | WaterHeat | Com - Retail | Rate Impact Measure Test | Energy Efficiency | 113285.7913 | 120876.988 | 128586.7997 | 136268.9698 | 144132.4701 | 142948.1366 | 150279.7174 | 157326.2655 | 64990.3049 | 67654.3153 | 179376.5304 | 187350.8853 | 195427.3145
Scenario 1: Reference | SDG&E | Com | WaterHeat | Com - Retail | Rate Impact Measure Test | Fuel Substitution | 641741.0267 | 712254.5058 | 782140.8509 | 850553.5147 | 919909.0221 | 422359.1782 | 495169.4535 | 561302.382 | 617330.0006 | 674883.7272 | 761429.7428 | 823099.0867 | 866809.8428
Scenario 1: Reference | SDG&E | Com | WaterHeat | Com - Retail | Total Resource Cost Test | Energy Efficiency | 258683.6903 | 267258.7999 | 277367.6906 | 282817.3577 | 290960.5023 | 288807.0041 | 296220.1563 | 303239.9294 | 64990.3049 | 67654.3153 | 179376.5304 | 187350.8853 | 195427.3145
Scenario 1: Reference | SDG&E | Com | WaterHeat | Com - Retail | Total Resource Cost Test | Fuel Substitution | 449479.4886 | 514944.0693 | 656946.9328 | 767020.2473 | 885699.6045 | 750973.4969 | 860618.0642 | 963610.8772 | 617330.0006 | 674883.7272 | 761429.7428 | 823099.0867 | 866809.8428
Scenario 1: Reference | SDG&E | Com | WaterHeat | Com - School | Participant Cost Test | Energy Efficiency | 397106.1613 | 405676.8536 | 419540.5695 | 410133.5415 | 406352.8137 | 323414.9119 | 311723.6035 | 296040.8352 | 198812.5557 | 172846.7728 | 171308.4926 | 125125.6176 | 71609.4856
Scenario 1: Reference | SDG&E | Com | WaterHeat | Com - School | Participant Cost Test | Fuel Substitution | 179144.9741 | 196377.5804 | 213430.8337 | 259563.8723 | 668522.6595 | 5598596.2344 | 5825620.1098 | 5854446.8676 | 4425413.0048 | 4194614.7452 | 3663427.2385 | 2759328.7841 | 1569227.4526
Scenario 1: Reference | SDG&E | Com | WaterHeat | Com - School | Program Administrator Cost Test | Energy Efficiency | 202047.6677 | 221281.9419 | 241622.5819 | 263121.9989 | 286844.949 | 119202.8466 | 127566.4894 | 135549.6281 | 116746.566 | 124391.9829 | 160621.2895 | 169379.685 | 178142.1351
Scenario 1: Reference | SDG&E | Com | WaterHeat | Com - School | Program Administrator Cost Test | Fuel Substitution | 2357366.8079 | 2720997.6621 | 3114546.8926 | 3542067.1196 | 4006928.2129 | 2462414.524 | 2883094.4385 | 3269116.1913 | 3602703.8295 | 4179914.3622 | 4773201.1286 | 5215588.3424 | 5541787.4644
Scenario 1: Reference | SDG&E | Com | WaterHeat | Com - School | Rate Impact Measure Test | Energy Efficiency | 202047.6677 | 221281.9419 | 241622.5819 | 263121.9989 | 286844.949 | 119202.8466 | 127566.4894 | 135549.6281 | 116746.566 | 124391.9829 | 160621.2895 | 169379.685 | 178142.1351
Scenario 1: Reference | SDG&E | Com | WaterHeat | Com - School | Rate Impact Measure Test | Fuel Substitution | 3592208.5088 | 4006024.0301 | 4424650.6395 | 4844840.9852 | 5281575.8318 | 2462414.524 | 2883094.4385 | 3269116.1913 | 3602703.8295 | 4179914.3622 | 4773201.1286 | 5215588.3424 | 5541787.4644
Scenario 1: Reference | SDG&E | Com | WaterHeat | Com - School | Total Resource Cost Test | Energy Efficiency | 249659.5474 | 269954.5082 | 298617.8746 | 313868.619 | 338669.5501 | 158161.5162 | 167118.4397 | 175710.5435 | 116746.566 | 124391.9829 | 160621.2895 | 169379.685 | 178142.1351
Scenario 1: Reference | SDG&E | Com | WaterHeat | Com - School | Total Resource Cost Test | Fuel Substitution | 2454901.2541 | 2827896.4168 | 3230712.0367 | 3696613.3125 | 4562700.9859 | 3341969.4285 | 3871530.7325 | 4373403.6996 | 3602703.8295 | 4179914.3622 | 4773201.1286 | 5215588.3424 | 5541787.4644
Scenario 1: Reference | SDG&E | Com | WaterHeat | Com - Warehouse | Participant Cost Test | Energy Efficiency | 209335.5701 | 213161.0232 | 216603.1068 | 219317.3911 | 221618.4666 | 220161.9742 | 220694.9082 | 221766.4603 | 23245.2706 | 20222.2707 | 116118.4651 | 88722.6919 | 56158.1808
Scenario 1: Reference | SDG&E | Com | WaterHeat | Com - Warehouse | Participant Cost Test | Fuel Substitution | 3557.5689 | 3889.7779 | 8349.4585 | 10573.3875 | 13007.7043 | 66002.2829 | 69775.1107 | 71452.1897 | 47039.0476 | 43445.3298 | 37949.0681 | 28539.3656 | 16103.1661
Scenario 1: Reference | SDG&E | Com | WaterHeat | Com - Warehouse | Program Administrator Cost Test | Energy Efficiency | 64912.2206 | 69139.534 | 73544.5101 | 78202.9649 | 83085.1337 | 81652.3604 | 86460.8486 | 91430.0843 | 13415.8438 | 14324.7632 | 106467.8454 | 113731.7192 | 120044.8428
Scenario 1: Reference | SDG&E | Com | WaterHeat | Com - Warehouse | Program Administrator Cost Test | Fuel Substitution | 31889.9693 | 36751.9514 | 42020.3724 | 47763.2218 | 54019.3843 | 25693.2761 | 30346.8297 | 34692.1606 | 38505.915 | 43587.8892 | 49884.9695 | 54631.9205 | 58201.2563
Scenario 1: Reference | SDG&E | Com | WaterHeat | Com - Warehouse | Rate Impact Measure Test | Energy Efficiency | 64912.2206 | 69139.534 | 73544.5101 | 78202.9649 | 83085.1337 | 81652.3604 | 86460.8486 | 91430.0843 | 13415.8438 | 14324.7632 | 106467.8454 | 113731.7192 | 120044.8428
Scenario 1: Reference | SDG&E | Com | WaterHeat | Com - Warehouse | Rate Impact Measure Test | Fuel Substitution | 48871.7968 | 54426.2915 | 60047.5901 | 65706.4443 | 71594.7122 | 25693.2761 | 30346.8297 | 34692.1606 | 38505.915 | 43587.8892 | 49884.9695 | 54631.9205 | 58201.2563
Scenario 1: Reference | SDG&E | Com | WaterHeat | Com - Warehouse | Total Resource Cost Test | Energy Efficiency | 150190.451 | 155105.8687 | 160219.0384 | 165300.8911 | 170695.333 | 168743.4311 | 173015.5245 | 178355.2443 | 13415.8438 | 14324.7632 | 106467.8454 | 113731.7192 | 120044.8428
Scenario 1: Reference | SDG&E | Com | WaterHeat | Com - Warehouse | Total Resource Cost Test | Fuel Substitution | 34347.2671 | 39437.6385 | 49062.7885 | 56926.4629 | 65513.7526 | 42631.117 | 49411.5375 | 55969.1049 | 38505.915 | 43587.8892 | 49884.9695 | 54631.9205 | 58201.2563
Scenario 1: Reference | SDG&E | Com | WholeBlg | Com - College | Participant Cost Test | Energy Efficiency | 171575.6458 | 175873.4927 | 179932.6076 | 183533.6733 | 189003.6432 | 200701.4881 | 213539.7576 | 224629.3449 | 235945.7682 | 247715.7225 | 258241.8622 | 262874.0757 | 264791.9026
Scenario 1: Reference | SDG&E | Com | WholeBlg | Com - College | Program Administrator Cost Test | Energy Efficiency | 171575.6458 | 175873.4927 | 179932.6076 | 183533.6733 | 189003.6432 | 200701.4881 | 213539.7576 | 224629.3449 | 235945.7682 | 247715.7225 | 258241.8622 | 262874.0757 | 264791.9026
Scenario 1: Reference | SDG&E | Com | WholeBlg | Com - College | Rate Impact Measure Test | Energy Efficiency | 171575.6458 | 175873.4927 | 179932.6076 | 183533.6733 | 189003.6432 | 200701.4881 | 213539.7576 | 224629.3449 | 235945.7682 | 247715.7225 | 258241.8622 | 262874.0757 | 264791.9026
Scenario 1: Reference | SDG&E | Com | WholeBlg | Com - College | Total Resource Cost Test | Energy Efficiency | 171575.6458 | 175873.4927 | 179932.6076 | 183533.6733 | 189003.6432 | 200701.4881 | 213539.7576 | 224629.3449 | 235945.7682 | 247715.7225 | 258241.8622 | 262874.0757 | 264791.9026
Scenario 1: Reference | SDG&E | Com | WholeBlg | Com - Grocery | Participant Cost Test | Energy Efficiency | 368828.3898 | 376374.0907 | 383513.2311 | 389211.3706 | 399265.5514 | 424262.1111 | 450228.5675 | 472551.5157 | 495408.1683 | 518073.2707 | 538404.5704 | 544952.6448 | 536722.0878
Scenario 1: Reference | SDG&E | Com | WholeBlg | Com - Grocery | Program Administrator Cost Test | Energy Efficiency | 368828.3898 | 376374.0907 | 383513.2311 | 389211.3706 | 399265.5514 | 424262.1111 | 450228.5675 | 472551.5157 | 495408.1683 | 518073.2707 | 538404.5704 | 544952.6448 | 536722.0878
Scenario 1: Reference | SDG&E | Com | WholeBlg | Com - Grocery | Rate Impact Measure Test | Energy Efficiency | 368828.3898 | 376374.0907 | 383513.2311 | 389211.3706 | 399265.5514 | 424262.1111 | 450228.5675 | 472551.5157 | 495408.1683 | 518073.2707 | 538404.5704 | 544952.6448 | 536722.0878
Scenario 1: Reference | SDG&E | Com | WholeBlg | Com - Grocery | Total Resource Cost Test | Energy Efficiency | 368828.3898 | 376374.0907 | 383513.2311 | 389211.3706 | 399265.5514 | 424262.1111 | 450228.5675 | 472551.5157 | 495408.1683 | 518073.2707 | 538404.5704 | 544952.6448 | 536722.0878
Scenario 1: Reference | SDG&E | Com | WholeBlg | Com - Health | Participant Cost Test | Energy Efficiency | 453924.4792 | 464550.0474 | 474326.9241 | 482381.224 | 495211.0878 | 524528.7826 | 555693.6203 | 581636.6931 | 608089.3014 | 635611.1308 | 660523.5722 | 669363.7806 | 676835.7008
Scenario 1: Reference | SDG&E | Com | WholeBlg | Com - Health | Program Administrator Cost Test | Energy Efficiency | 453924.4792 | 464550.0474 | 474326.9241 | 482381.224 | 495211.0878 | 524528.7826 | 555693.6203 | 581636.6931 | 608089.3014 | 635611.1308 | 660523.5722 | 669363.7806 | 676835.7008
Scenario 1: Reference | SDG&E | Com | WholeBlg | Com - Health | Rate Impact Measure Test | Energy Efficiency | 453924.4792 | 464550.0474 | 474326.9241 | 482381.224 | 495211.0878 | 524528.7826 | 555693.6203 | 581636.6931 | 608089.3014 | 635611.1308 | 660523.5722 | 669363.7806 | 676835.7008
Scenario 1: Reference | SDG&E | Com | WholeBlg | Com - Health | Total Resource Cost Test | Energy Efficiency | 453924.4792 | 464550.0474 | 474326.9241 | 482381.224 | 495211.0878 | 524528.7826 | 555693.6203 | 581636.6931 | 608089.3014 | 635611.1308 | 660523.5722 | 669363.7806 | 676835.7008
Scenario 1: Reference | SDG&E | Com | WholeBlg | Com - Lodging | Participant Cost Test | Energy Efficiency | 236351.8281 | 240713.807 | 244689.8217 | 248116.3714 | 253823.7568 | 267717.2757 | 282689.4935 | 295074.9037 | 307544.4245 | 320291.0641 | 331140.77 | 334258.6118 | 337457.3833
Scenario 1: Reference | SDG&E | Com | WholeBlg | Com - Lodging | Program Administrator Cost Test | Energy Efficiency | 236351.8281 | 240713.807 | 244689.8217 | 248116.3714 | 253823.7568 | 267717.2757 | 282689.4935 | 295074.9037 | 307544.4245 | 320291.0641 | 331140.77 | 334258.6118 | 337457.3833
Scenario 1: Reference | SDG&E | Com | WholeBlg | Com - Lodging | Rate Impact Measure Test | Energy Efficiency | 236351.8281 | 240713.807 | 244689.8217 | 248116.3714 | 253823.7568 | 267717.2757 | 282689.4935 | 295074.9037 | 307544.4245 | 320291.0641 | 331140.77 | 334258.6118 | 337457.3833
Scenario 1: Reference | SDG&E | Com | WholeBlg | Com - Lodging | Total Resource Cost Test | Energy Efficiency | 236351.8281 | 240713.807 | 244689.8217 | 248116.3714 | 253823.7568 | 267717.2757 | 282689.4935 | 295074.9037 | 307544.4245 | 320291.0641 | 331140.77 | 334258.6118 | 337457.3833
Scenario 1: Reference | SDG&E | Com | WholeBlg | Com - Office (Large) | Participant Cost Test | Energy Efficiency | 764787.3414 | 776617.6045 | 786674.7008 | 793425.9799 | 807999.2111 | 850522.007 | 897343.5847 | 934934.5016 | 972340.2349 | 1010409.3902 | 1041656.7585 | 1047282.6557 | 1061921.1435
Scenario 1: Reference | SDG&E | Com | WholeBlg | Com - Office (Large) | Program Administrator Cost Test | Energy Efficiency | 764787.3414 | 776617.6045 | 786674.7008 | 793425.9799 | 807999.2111 | 850522.007 | 897343.5847 | 934934.5016 | 972340.2349 | 1010409.3902 | 1041656.7585 | 1047282.6557 | 1061921.1435
Scenario 1: Reference | SDG&E | Com | WholeBlg | Com - Office (Large) | Rate Impact Measure Test | Energy Efficiency | 764787.3414 | 776617.6045 | 786674.7008 | 793425.9799 | 807999.2111 | 850522.007 | 897343.5847 | 934934.5016 | 972340.2349 | 1010409.3902 | 1041656.7585 | 1047282.6557 | 1061921.1435
Scenario 1: Reference | SDG&E | Com | WholeBlg | Com - Office (Large) | Total Resource Cost Test | Energy Efficiency | 764787.3414 | 776617.6045 | 786674.7008 | 793425.9799 | 807999.2111 | 850522.007 | 897343.5847 | 934934.5016 | 972340.2349 | 1010409.3902 | 1041656.7585 | 1047282.6557 | 1061921.1435
Scenario 1: Reference | SDG&E | Com | WholeBlg | Com - Office (Small) | Participant Cost Test | Energy Efficiency | 219507.7641 | 221685.9961 | 223522.9059 | 224545.6429 | 228066.6523 | 239904.9661 | 252671.2878 | 262935.7795 | 273238.8292 | 284390.7021 | 292971.3657 | 293998.6489 | 294220.2545
Scenario 1: Reference | SDG&E | Com | WholeBlg | Com - Office (Small) | Program Administrator Cost Test | Energy Efficiency | 219507.7641 | 221685.9961 | 223522.9059 | 224545.6429 | 228066.6523 | 239904.9661 | 252671.2878 | 262935.7795 | 273238.8292 | 284390.7021 | 292971.3657 | 293998.6489 | 294220.2545
Scenario 1: Reference | SDG&E | Com | WholeBlg | Com - Office (Small) | Rate Impact Measure Test | Energy Efficiency | 219507.7641 | 221685.9961 | 223522.9059 | 224545.6429 | 228066.6523 | 239904.9661 | 252671.2878 | 262935.7795 | 273238.8292 | 284390.7021 | 292971.3657 | 293998.6489 | 294220.2545
Scenario 1: Reference | SDG&E | Com | WholeBlg | Com - Office (Small) | Total Resource Cost Test | Energy Efficiency | 219507.7641 | 221685.9961 | 223522.9059 | 224545.6429 | 228066.6523 | 239904.9661 | 252671.2878 | 262935.7795 | 273238.8292 | 284390.7021 | 292971.3657 | 293998.6489 | 294220.2545
Scenario 1: Reference | SDG&E | Com | WholeBlg | Com - Other | Participant Cost Test | Energy Efficiency | 439735.7101 | 449533.8003 | 458666.1232 | 466792.3411 | 479385.4766 | 507042.2317 | 537683.7896 | 563645.0394 | 589990.3567 | 617059.9746 | 640960.2776 | 650893.8622 | 663825.7699
Scenario 1: Reference | SDG&E | Com | WholeBlg | Com - Other | Program Administrator Cost Test | Energy Efficiency | 439735.7101 | 449533.8003 | 458666.1232 | 466792.3411 | 479385.4766 | 507042.2317 | 537683.7896 | 563645.0394 | 589990.3567 | 617059.9746 | 640960.2776 | 650893.8622 | 663825.7699
Scenario 1: Reference | SDG&E | Com | WholeBlg | Com - Other | Rate Impact Measure Test | Energy Efficiency | 439735.7101 | 449533.8003 | 458666.1232 | 466792.3411 | 479385.4766 | 507042.2317 | 537683.7896 | 563645.0394 | 589990.3567 | 617059.9746 | 640960.2776 | 650893.8622 | 663825.7699
Scenario 1: Reference | SDG&E | Com | WholeBlg | Com - Other | Total Resource Cost Test | Energy Efficiency | 439735.7101 | 449533.8003 | 458666.1232 | 466792.3411 | 479385.4766 | 507042.2317 | 537683.7896 | 563645.0394 | 589990.3567 | 617059.9746 | 640960.2776 | 650893.8622 | 663825.7699
Scenario 1: Reference | SDG&E | Com | WholeBlg | Com - Refrig. Warehouse | Participant Cost Test | Energy Efficiency | 8147.489 | 8474.3534 | 8803.9949 | 9119.7136 | 9513.1501 | 10196.3352 | 10900.5042 | 11538.3027 | 12206.2829 | 12882.4587 | 13526.3364 | 13838.4182 | 13700.5364
Scenario 1: Reference | SDG&E | Com | WholeBlg | Com - Refrig. Warehouse | Program Administrator Cost Test | Energy Efficiency | 8147.489 | 8474.3534 | 8803.9949 | 9119.7136 | 9513.1501 | 10196.3352 | 10900.5042 | 11538.3027 | 12206.2829 | 12882.4587 | 13526.3364 | 13838.4182 | 13700.5364
Scenario 1: Reference | SDG&E | Com | WholeBlg | Com - Refrig. Warehouse | Rate Impact Measure Test | Energy Efficiency | 8147.489 | 8474.3534 | 8803.9949 | 9119.7136 | 9513.1501 | 10196.3352 | 10900.5042 | 11538.3027 | 12206.2829 | 12882.4587 | 13526.3364 | 13838.4182 | 13700.5364
Scenario 1: Reference | SDG&E | Com | WholeBlg | Com - Refrig. Warehouse | Total Resource Cost Test | Energy Efficiency | 8147.489 | 8474.3534 | 8803.9949 | 9119.7136 | 9513.1501 | 10196.3352 | 10900.5042 | 11538.3027 | 12206.2829 | 12882.4587 | 13526.3364 | 13838.4182 | 13700.5364
Scenario 1: Reference | SDG&E | Com | WholeBlg | Com - Restaurant | Participant Cost Test | Energy Efficiency | 1897246.0062 | 2114074.6702 | 2322181.8715 | 254478.8998 | 261539.3781 | 277318.8897 | 293896.686 | 308347.3416 | 323207.1583 | 338070.935 | 351608.1779 | 357068.6737 | 355247.4311
Scenario 1: Reference | SDG&E | Com | WholeBlg | Com - Restaurant | Program Administrator Cost Test | Energy Efficiency | 519852.6924 | 565280.563 | 608009.349 | 254478.8998 | 261539.3781 | 277318.8897 | 293896.686 | 308347.3416 | 323207.1583 | 338070.935 | 351608.1779 | 357068.6737 | 355247.4311
Scenario 1: Reference | SDG&E | Com | WholeBlg | Com - Restaurant | Rate Impact Measure Test | Energy Efficiency | 519852.6924 | 565280.563 | 608009.349 | 254478.8998 | 261539.3781 | 277318.8897 | 293896.686 | 308347.3416 | 323207.1583 | 338070.935 | 351608.1779 | 357068.6737 | 355247.4311
Scenario 1: Reference | SDG&E | Com | WholeBlg | Com - Restaurant | Total Resource Cost Test | Energy Efficiency | 519852.6924 | 565280.563 | 608009.349 | 254478.8998 | 261539.3781 | 277318.8897 | 293896.686 | 308347.3416 | 323207.1583 | 338070.935 | 351608.1779 | 357068.6737 | 355247.4311
Scenario 1: Reference | SDG&E | Com | WholeBlg | Com - Retail | Participant Cost Test | Energy Efficiency | 6515552.9956 | 7451281.2154 | 8308589.5703 | 8973820.8057 | 9266203.382 | 9439816.4314 | 9313867.9678 | 8874614.9919 | 8155653.7829 | 7215865.3006 | 6048667.5477 | 4682430.8626 | 3133489.8339
Scenario 1: Reference | SDG&E | Com | WholeBlg | Com - Retail | Program Administrator Cost Test | Energy Efficiency | 2088492.1988 | 2458669.4127 | 2843629.6641 | 3222030.4128 | 3555139.6882 | 3993284.025 | 4413840.6673 | 4777888.6343 | 5105106.7841 | 5418054.5435 | 5690882.3198 | 5910898.9885 | 6154413.7761
Scenario 1: Reference | SDG&E | Com | WholeBlg | Com - Retail | Rate Impact Measure Test | Energy Efficiency | 2088492.1988 | 2458669.4127 | 2843629.6641 | 3222030.4128 | 3555139.6882 | 3993284.025 | 4413840.6673 | 4777888.6343 | 5105106.7841 | 5418054.5435 | 5690882.3198 | 5910898.9885 | 6154413.7761
Scenario 1: Reference | SDG&E | Com | WholeBlg | Com - Retail | Total Resource Cost Test | Energy Efficiency | 2088492.1988 | 2458669.4127 | 2843629.6641 | 3222030.4128 | 3555139.6882 | 3993284.025 | 4413840.6673 | 4777888.6343 | 5105106.7841 | 5418054.5435 | 5690882.3198 | 5910898.9885 | 6154413.7761
Scenario 1: Reference | SDG&E | Com | WholeBlg | Com - School | Participant Cost Test | Energy Efficiency | 141358.5789 | 143684.0099 | 145775.9202 | 147488.4834 | 150753.6843 | 159148.7312 | 168585.838 | 176407.8511 | 184264.7816 | 192338.6727 | 199216.0635 | 201303.505 | 203779.4388
Scenario 1: Reference | SDG&E | Com | WholeBlg | Com - School | Program Administrator Cost Test | Energy Efficiency | 141358.5789 | 143684.0099 | 145775.9202 | 147488.4834 | 150753.6843 | 159148.7312 | 168585.838 | 176407.8511 | 184264.7816 | 192338.6727 | 199216.0635 | 201303.505 | 203779.4388
Scenario 1: Reference | SDG&E | Com | WholeBlg | Com - School | Rate Impact Measure Test | Energy Efficiency | 141358.5789 | 143684.0099 | 145775.9202 | 147488.4834 | 150753.6843 | 159148.7312 | 168585.838 | 176407.8511 | 184264.7816 | 192338.6727 | 199216.0635 | 201303.505 | 203779.4388
Scenario 1: Reference | SDG&E | Com | WholeBlg | Com - School | Total Resource Cost Test | Energy Efficiency | 141358.5789 | 143684.0099 | 145775.9202 | 147488.4834 | 150753.6843 | 159148.7312 | 168585.838 | 176407.8511 | 184264.7816 | 192338.6727 | 199216.0635 | 201303.505 | 203779.4388
Scenario 1: Reference | SDG&E | Com | WholeBlg | Com - Warehouse | Participant Cost Test | Energy Efficiency | 137166.3886 | 140383.7676 | 143450.71 | 146195.0991 | 150377.8071 | 159407.9873 | 169175.5881 | 177507.6674 | 186015.5 | 194693.8617 | 202431.6716 | 205578.1182 | 209491.4025
Scenario 1: Reference | SDG&E | Com | WholeBlg | Com - Warehouse | Program Administrator Cost Test | Energy Efficiency | 137166.3886 | 140383.7676 | 143450.71 | 146195.0991 | 150377.8071 | 159407.9873 | 169175.5881 | 177507.6674 | 186015.5 | 194693.8617 | 202431.6716 | 205578.1182 | 209491.4025
Scenario 1: Reference | SDG&E | Com | WholeBlg | Com - Warehouse | Rate Impact Measure Test | Energy Efficiency | 137166.3886 | 140383.7676 | 143450.71 | 146195.0991 | 150377.8071 | 159407.9873 | 169175.5881 | 177507.6674 | 186015.5 | 194693.8617 | 202431.6716 | 205578.1182 | 209491.4025
Scenario 1: Reference | SDG&E | Com | WholeBlg | Com - Warehouse | Total Resource Cost Test | Energy Efficiency | 137166.3886 | 140383.7676 | 143450.71 | 146195.0991 | 150377.8071 | 159407.9873 | 169175.5881 | 177507.6674 | 186015.5 | 194693.8617 | 202431.6716 | 205578.1182 | 209491.4025
Scenario 1: Reference | SDG&E | Ind | WholeBlg | Ind - All Other Industrial | Participant Cost Test | Energy Efficiency | 285729.3646 | 295053.056 | 303930.8327 | 312723.1571 | 322908.0409 | 337448.0824 | 353810.7439 | 370162.0915 | 387250.28 | 405311.3546 | 424043.9109 | 441554.057 | 460431.6122
Scenario 1: Reference | SDG&E | Ind | WholeBlg | Ind - All Other Industrial | Program Administrator Cost Test | Energy Efficiency | 285729.3646 | 295053.056 | 303930.8327 | 312723.1571 | 322908.0409 | 337448.0824 | 353810.7439 | 370162.0915 | 387250.28 | 405311.3546 | 424043.9109 | 441554.057 | 460431.6122
Scenario 1: Reference | SDG&E | Ind | WholeBlg | Ind - All Other Industrial | Rate Impact Measure Test | Energy Efficiency | 285729.3646 | 295053.056 | 303930.8327 | 312723.1571 | 322908.0409 | 337448.0824 | 353810.7439 | 370162.0915 | 387250.28 | 405311.3546 | 424043.9109 | 441554.057 | 460431.6122
Scenario 1: Reference | SDG&E | Ind | WholeBlg | Ind - All Other Industrial | Total Resource Cost Test | Energy Efficiency | 285729.3646 | 295053.056 | 303930.8327 | 312723.1571 | 322908.0409 | 337448.0824 | 353810.7439 | 370162.0915 | 387250.28 | 405311.3546 | 424043.9109 | 441554.057 | 460431.6122
Scenario 1: Reference | SDG&E | Ind | WholeBlg | Ind - Chemicals | Participant Cost Test | Energy Efficiency | 341052.3448 | 353967.6485 | 366553.0499 | 378939.1022 | 392939.4879 | 412062.5897 | 433166.1345 | 453987.1967 | 475713.6638 | 498479.5771 | 521824.7233 | 543471.6866 | 566499.2877
Scenario 1: Reference | SDG&E | Ind | WholeBlg | Ind - Chemicals | Program Administrator Cost Test | Energy Efficiency | 341052.3448 | 353967.6485 | 366553.0499 | 378939.1022 | 392939.4879 | 412062.5897 | 433166.1345 | 453987.1967 | 475713.6638 | 498479.5771 | 521824.7233 | 543471.6866 | 566499.2877
Scenario 1: Reference | SDG&E | Ind | WholeBlg | Ind - Chemicals | Rate Impact Measure Test | Energy Efficiency | 341052.3448 | 353967.6485 | 366553.0499 | 378939.1022 | 392939.4879 | 412062.5897 | 433166.1345 | 453987.1967 | 475713.6638 | 498479.5771 | 521824.7233 | 543471.6866 | 566499.2877
Scenario 1: Reference | SDG&E | Ind | WholeBlg | Ind - Chemicals | Total Resource Cost Test | Energy Efficiency | 341052.3448 | 353967.6485 | 366553.0499 | 378939.1022 | 392939.4879 | 412062.5897 | 433166.1345 | 453987.1967 | 475713.6638 | 498479.5771 | 521824.7233 | 543471.6866 | 566499.2877
Scenario 1: Reference | SDG&E | Ind | WholeBlg | Ind - Electronics | Participant Cost Test | Energy Efficiency | 563405.7588 | 579292.3906 | 593466.3555 | 605960.0043 | 622338.5789 | 654632.999 | 693174.4972 | 730229.1747 | 768391.2355 | 808196.4678 | 848217.4743 | 880826.3217 | 916035.2963
Scenario 1: Reference | SDG&E | Ind | WholeBlg | Ind - Electronics | Program Administrator Cost Test | Energy Efficiency | 563405.7588 | 579292.3906 | 593466.3555 | 605960.0043 | 622338.5789 | 654632.999 | 693174.4972 | 730229.1747 | 768391.2355 | 808196.4678 | 848217.4743 | 880826.3217 | 916035.2963
Scenario 1: Reference | SDG&E | Ind | WholeBlg | Ind - Electronics | Rate Impact Measure Test | Energy Efficiency | 563405.7588 | 579292.3906 | 593466.3555 | 605960.0043 | 622338.5789 | 654632.999 | 693174.4972 | 730229.1747 | 768391.2355 | 808196.4678 | 848217.4743 | 880826.3217 | 916035.2963
Scenario 1: Reference | SDG&E | Ind | WholeBlg | Ind - Electronics | Total Resource Cost Test | Energy Efficiency | 563405.7588 | 579292.3906 | 593466.3555 | 605960.0043 | 622338.5789 | 654632.999 | 693174.4972 | 730229.1747 | 768391.2355 | 808196.4678 | 848217.4743 | 880826.3217 | 916035.2963
Scenario 1: Reference | SDG&E | Ind | WholeBlg | Ind - Fabricated Metals | Participant Cost Test | Energy Efficiency | 122196.6758 | 126068.7789 | 129746.4486 | 132824.39 | 136401.7503 | 142325.5136 | 149045.2903 | 155447.5848 | 161998.6015 | 168809.1167 | 175610.8045 | 181234.9009 | 187205.0331
Scenario 1: Reference | SDG&E | Ind | WholeBlg | Ind - Fabricated Metals | Program Administrator Cost Test | Energy Efficiency | 122196.6758 | 126068.7789 | 129746.4486 | 132824.39 | 136401.7503 | 142325.5136 | 149045.2903 | 155447.5848 | 161998.6015 | 168809.1167 | 175610.8045 | 181234.9009 | 187205.0331
Scenario 1: Reference | SDG&E | Ind | WholeBlg | Ind - Fabricated Metals | Rate Impact Measure Test | Energy Efficiency | 122196.6758 | 126068.7789 | 129746.4486 | 132824.39 | 136401.7503 | 142325.5136 | 149045.2903 | 155447.5848 | 161998.6015 | 168809.1167 | 175610.8045 | 181234.9009 | 187205.0331
Scenario 1: Reference | SDG&E | Ind | WholeBlg | Ind - Fabricated Metals | Total Resource Cost Test | Energy Efficiency | 122196.6758 | 126068.7789 | 129746.4486 | 132824.39 | 136401.7503 | 142325.5136 | 149045.2903 | 155447.5848 | 161998.6015 | 168809.1167 | 175610.8045 | 181234.9009 | 187205.0331
Scenario 1: Reference | SDG&E | Ind | WholeBlg | Ind - Food | Participant Cost Test | Energy Efficiency | 533109.3331 | 548161.6052 | 562622.869 | 576982.2127 | 593461.7447 | 616922.64 | 643191.4583 | 669187.757 | 696202.9019 | 724573.5744 | 753594.7729 | 780345.3587 | 808833.2547
Scenario 1: Reference | SDG&E | Ind | WholeBlg | Ind - Food | Program Administrator Cost Test | Energy Efficiency | 533109.3331 | 548161.6052 | 562622.869 | 576982.2127 | 593461.7447 | 616922.64 | 643191.4583 | 669187.757 | 696202.9019 | 724573.5744 | 753594.7729 | 780345.3587 | 808833.2547
Scenario 1: Reference | SDG&E | Ind | WholeBlg | Ind - Food | Rate Impact Measure Test | Energy Efficiency | 533109.3331 | 548161.6052 | 562622.869 | 576982.2127 | 593461.7447 | 616922.64 | 643191.4583 | 669187.757 | 696202.9019 | 724573.5744 | 753594.7729 | 780345.3587 | 808833.2547
Scenario 1: Reference | SDG&E | Ind | WholeBlg | Ind - Food | Total Resource Cost Test | Energy Efficiency | 533109.3331 | 548161.6052 | 562622.869 | 576982.2127 | 593461.7447 | 616922.64 | 643191.4583 | 669187.757 | 696202.9019 | 724573.5744 | 753594.7729 | 780345.3587 | 808833.2547
Scenario 1: Reference | SDG&E | Ind | WholeBlg | Ind - Industrial Machinery | Participant Cost Test | Energy Efficiency | 602722.1167 | 635232.9647 | 669211.9635 | 700617.463 | 732288.7018 | 768326.2991 | 807263.7287 | 847229.1376 | 889291.3985 | 933918.3379 | 980028.7581 | 1025336.3901 | 1072806.8377
Scenario 1: Reference | SDG&E | Ind | WholeBlg | Ind - Industrial Machinery | Program Administrator Cost Test | Energy Efficiency | 602722.1167 | 635232.9647 | 669211.9635 | 700617.463 | 732288.7018 | 768326.2991 | 807263.7287 | 847229.1376 | 889291.3985 | 933918.3379 | 980028.7581 | 1025336.3901 | 1072806.8377
Scenario 1: Reference | SDG&E | Ind | WholeBlg | Ind - Industrial Machinery | Rate Impact Measure Test | Energy Efficiency | 602722.1167 | 635232.9647 | 669211.9635 | 700617.463 | 732288.7018 | 768326.2991 | 807263.7287 | 847229.1376 | 889291.3985 | 933918.3379 | 980028.7581 | 1025336.3901 | 1072806.8377
Scenario 1: Reference | SDG&E | Ind | WholeBlg | Ind - Industrial Machinery | Total Resource Cost Test | Energy Efficiency | 602722.1167 | 635232.9647 | 669211.9635 | 700617.463 | 732288.7018 | 768326.2991 | 807263.7287 | 847229.1376 | 889291.3985 | 933918.3379 | 980028.7581 | 1025336.3901 | 1072806.8377
Scenario 1: Reference | SDG&E | Ind | WholeBlg | Ind - Lumber & Furniture | Participant Cost Test | Energy Efficiency | 8913.6565 | 8928.6986 | 8892.3688 | 8809.7578 | 8798.3008 | 9087.8478 | 9463.6022 | 9775.106 | 10077.7253 | 10380.7535 | 10657.2386 | 10756.4702 | 10873.206
Scenario 1: Reference | SDG&E | Ind | WholeBlg | Ind - Lumber & Furniture | Program Administrator Cost Test | Energy Efficiency | 8913.6565 | 8928.6986 | 8892.3688 | 8809.7578 | 8798.3008 | 9087.8478 | 9463.6022 | 9775.106 | 10077.7253 | 10380.7535 | 10657.2386 | 10756.4702 | 10873.206
Scenario 1: Reference | SDG&E | Ind | WholeBlg | Ind - Lumber & Furniture | Rate Impact Measure Test | Energy Efficiency | 8913.6565 | 8928.6986 | 8892.3688 | 8809.7578 | 8798.3008 | 9087.8478 | 9463.6022 | 9775.106 | 10077.7253 | 10380.7535 | 10657.2386 | 10756.4702 | 10873.206
Scenario 1: Reference | SDG&E | Ind | WholeBlg | Ind - Lumber & Furniture | Total Resource Cost Test | Energy Efficiency | 8913.6565 | 8928.6986 | 8892.3688 | 8809.7578 | 8798.3008 | 9087.8478 | 9463.6022 | 9775.106 | 10077.7253 | 10380.7535 | 10657.2386 | 10756.4702 | 10873.206
Scenario 1: Reference | SDG&E | Ind | WholeBlg | Ind - Paper | Participant Cost Test | Energy Efficiency | 8318.3866 | 8103.3224 | 7816.4894 | 7482.5303 | 7230.4292 | 7357.9778 | 7601.5703 | 7756.4226 | 7894.1533 | 8024.0351 | 8107.9446 | 7957.6627 | 7816.9013
Scenario 1: Reference | SDG&E | Ind | WholeBlg | Ind - Paper | Program Administrator Cost Test | Energy Efficiency | 8318.3866 | 8103.3224 | 7816.4894 | 7482.5303 | 7230.4292 | 7357.9778 | 7601.5703 | 7756.4226 | 7894.1533 | 8024.0351 | 8107.9446 | 7957.6627 | 7816.9013
Scenario 1: Reference | SDG&E | Ind | WholeBlg | Ind - Paper | Rate Impact Measure Test | Energy Efficiency | 8318.3866 | 8103.3224 | 7816.4894 | 7482.5303 | 7230.4292 | 7357.9778 | 7601.5703 | 7756.4226 | 7894.1533 | 8024.0351 | 8107.9446 | 7957.6627 | 7816.9013
Scenario 1: Reference | SDG&E | Ind | WholeBlg | Ind - Paper | Total Resource Cost Test | Energy Efficiency | 8318.3866 | 8103.3224 | 7816.4894 | 7482.5303 | 7230.4292 | 7357.9778 | 7601.5703 | 7756.4226 | 7894.1533 | 8024.0351 | 8107.9446 | 7957.6627 | 7816.9013
Scenario 1: Reference | SDG&E | Ind | WholeBlg | Ind - Petroleum | Participant Cost Test | Energy Efficiency | 4973.5342 | 4875.3475 | 4736.5973 | 4559.8189 | 4430.4487 | 4533.4641 | 4706.9852 | 4824.4692 | 4927.6844 | 5022.2458 | 5087.1647 | 5011.4022 | 4942.0044
Scenario 1: Reference | SDG&E | Ind | WholeBlg | Ind - Petroleum | Program Administrator Cost Test | Energy Efficiency | 4973.5342 | 4875.3475 | 4736.5973 | 4559.8189 | 4430.4487 | 4533.4641 | 4706.9852 | 4824.4692 | 4927.6844 | 5022.2458 | 5087.1647 | 5011.4022 | 4942.0044
Scenario 1: Reference | SDG&E | Ind | WholeBlg | Ind - Petroleum | Rate Impact Measure Test | Energy Efficiency | 4973.5342 | 4875.3475 | 4736.5973 | 4559.8189 | 4430.4487 | 4533.4641 | 4706.9852 | 4824.4692 | 4927.6844 | 5022.2458 | 5087.1647 | 5011.4022 | 4942.0044
Scenario 1: Reference | SDG&E | Ind | WholeBlg | Ind - Petroleum | Total Resource Cost Test | Energy Efficiency | 4973.5342 | 4875.3475 | 4736.5973 | 4559.8189 | 4430.4487 | 4533.4641 | 4706.9852 | 4824.4692 | 4927.6844 | 5022.2458 | 5087.1647 | 5011.4022 | 4942.0044
Scenario 1: Reference | SDG&E | Ind | WholeBlg | Ind - Plastics | Participant Cost Test | Energy Efficiency | 85478.1082 | 89808.332 | 93978.3783 | 98013.3353 | 102662.6891 | 108900.103 | 115417.7355 | 121395.6693 | 127744.1045 | 134464.4226 | 141358.0125 | 147551.6195 | 154095.4758
Scenario 1: Reference | SDG&E | Ind | WholeBlg | Ind - Plastics | Program Administrator Cost Test | Energy Efficiency | 85478.1082 | 89808.332 | 93978.3783 | 98013.3353 | 102662.6891 | 108900.103 | 115417.7355 | 121395.6693 | 127744.1045 | 134464.4226 | 141358.0125 | 147551.6195 | 154095.4758
Scenario 1: Reference | SDG&E | Ind | WholeBlg | Ind - Plastics | Rate Impact Measure Test | Energy Efficiency | 85478.1082 | 89808.332 | 93978.3783 | 98013.3353 | 102662.6891 | 108900.103 | 115417.7355 | 121395.6693 | 127744.1045 | 134464.4226 | 141358.0125 | 147551.6195 | 154095.4758
Scenario 1: Reference | SDG&E | Ind | WholeBlg | Ind - Plastics | Total Resource Cost Test | Energy Efficiency | 85478.1082 | 89808.332 | 93978.3783 | 98013.3353 | 102662.6891 | 108900.103 | 115417.7355 | 121395.6693 | 127744.1045 | 134464.4226 | 141358.0125 | 147551.6195 | 154095.4758
Scenario 1: Reference | SDG&E | Ind | WholeBlg | Ind - Primary Metals | Participant Cost Test | Energy Efficiency | 278527.3778 | 292564.0676 | 307343.0061 | 322681.3981 | 338818.5312 | 356245.0086 | 374794.8252 | 394336.7887 | 414996.9112 | 436877.7494 | 459878.9882 | 483801.3492 | 509106.9449
Scenario 1: Reference | SDG&E | Ind | WholeBlg | Ind - Primary Metals | Program Administrator Cost Test | Energy Efficiency | 278527.3778 | 292564.0676 | 307343.0061 | 322681.3981 | 338818.5312 | 356245.0086 | 374794.8252 | 394336.7887 | 414996.9112 | 436877.7494 | 459878.9882 | 483801.3492 | 509106.9449
Scenario 1: Reference | SDG&E | Ind | WholeBlg | Ind - Primary Metals | Rate Impact Measure Test | Energy Efficiency | 278527.3778 | 292564.0676 | 307343.0061 | 322681.3981 | 338818.5312 | 356245.0086 | 374794.8252 | 394336.7887 | 414996.9112 | 436877.7494 | 459878.9882 | 483801.3492 | 509106.9449
Scenario 1: Reference | SDG&E | Ind | WholeBlg | Ind - Primary Metals | Total Resource Cost Test | Energy Efficiency | 278527.3778 | 292564.0676 | 307343.0061 | 322681.3981 | 338818.5312 | 356245.0086 | 374794.8252 | 394336.7887 | 414996.9112 | 436877.7494 | 459878.9882 | 483801.3492 | 509106.9449
Scenario 1: Reference | SDG&E | Ind | WholeBlg | Ind - Printing & Publishing | Participant Cost Test | Energy Efficiency | 59499.885 | 59706.1237 | 59597.0992 | 59216.0068 | 59280.7845 | 61393.2513 | 64179.873 | 66567.9356 | 68934.6182 | 71326.0524 | 73543.4906 | 74609.4028 | 75826.718
Scenario 1: Reference | SDG&E | Ind | WholeBlg | Ind - Printing & Publishing | Program Administrator Cost Test | Energy Efficiency | 59499.885 | 59706.1237 | 59597.0992 | 59216.0068 | 59280.7845 | 61393.2513 | 64179.873 | 66567.9356 | 68934.6182 | 71326.0524 | 73543.4906 | 74609.4028 | 75826.718
Scenario 1: Reference | SDG&E | Ind | WholeBlg | Ind - Printing & Publishing | Rate Impact Measure Test | Energy Efficiency | 59499.885 | 59706.1237 | 59597.0992 | 59216.0068 | 59280.7845 | 61393.2513 | 64179.873 | 66567.9356 | 68934.6182 | 71326.0524 | 73543.4906 | 74609.4028 | 75826.718
Scenario 1: Reference | SDG&E | Ind | WholeBlg | Ind - Printing & Publishing | Total Resource Cost Test | Energy Efficiency | 59499.885 | 59706.1237 | 59597.0992 | 59216.0068 | 59280.7845 | 61393.2513 | 64179.873 | 66567.9356 | 68934.6182 | 71326.0524 | 73543.4906 | 74609.4028 | 75826.718
Scenario 1: Reference | SDG&E | Ind | WholeBlg | Ind - Stone-Glass-Clay | Participant Cost Test | Energy Efficiency | 229742.6298 | 244562.2357 | 259200.1634 | 274138.3545 | 289842.4806 | 306383.1277 | 323393.6882 | 341190.7807 | 359967.9146 | 379939.7779 | 401105.2967 | 423195.7713 | 446498.9737
Scenario 1: Reference | SDG&E | Ind | WholeBlg | Ind - Stone-Glass-Clay | Program Administrator Cost Test | Energy Efficiency | 229742.6298 | 244562.2357 | 259200.1634 | 274138.3545 | 289842.4806 | 306383.1277 | 323393.6882 | 341190.7807 | 359967.9146 | 379939.7779 | 401105.2967 | 423195.7713 | 446498.9737
Scenario 1: Reference | SDG&E | Ind | WholeBlg | Ind - Stone-Glass-Clay | Rate Impact Measure Test | Energy Efficiency | 229742.6298 | 244562.2357 | 259200.1634 | 274138.3545 | 289842.4806 | 306383.1277 | 323393.6882 | 341190.7807 | 359967.9146 | 379939.7779 | 401105.2967 | 423195.7713 | 446498.9737
Scenario 1: Reference | SDG&E | Ind | WholeBlg | Ind - Stone-Glass-Clay | Total Resource Cost Test | Energy Efficiency | 229742.6298 | 244562.2357 | 259200.1634 | 274138.3545 | 289842.4806 | 306383.1277 | 323393.6882 | 341190.7807 | 359967.9146 | 379939.7779 | 401105.2967 | 423195.7713 | 446498.9737
Scenario 1: Reference | SDG&E | Ind | WholeBlg | Ind - Textiles | Participant Cost Test | Energy Efficiency | 7734.2304 | 7769.2819 | 7767.6745 | 7723.3401 | 7727.84 | 7968.9841 | 8284.8607 | 8551.9071 | 8814.925 | 9082.2055 | 9331.4676 | 9455.3925 | 9599.7085
Scenario 1: Reference | SDG&E | Ind | WholeBlg | Ind - Textiles | Program Administrator Cost Test | Energy Efficiency | 7734.2304 | 7769.2819 | 7767.6745 | 7723.3401 | 7727.84 | 7968.9841 | 8284.8607 | 8551.9071 | 8814.925 | 9082.2055 | 9331.4676 | 9455.3925 | 9599.7085
Scenario 1: Reference | SDG&E | Ind | WholeBlg | Ind - Textiles | Rate Impact Measure Test | Energy Efficiency | 7734.2304 | 7769.2819 | 7767.6745 | 7723.3401 | 7727.84 | 7968.9841 | 8284.8607 | 8551.9071 | 8814.925 | 9082.2055 | 9331.4676 | 9455.3925 | 9599.7085
Scenario 1: Reference | SDG&E | Ind | WholeBlg | Ind - Textiles | Total Resource Cost Test | Energy Efficiency | 7734.2304 | 7769.2819 | 7767.6745 | 7723.3401 | 7727.84 | 7968.9841 | 8284.8607 | 8551.9071 | 8814.925 | 9082.2055 | 9331.4676 | 9455.3925 | 9599.7085
Scenario 1: Reference | SDG&E | Ind | WholeBlg | Ind - Transportation Equipment | Participant Cost Test | Energy Efficiency | 345231.4735 | 350389.3078 | 355283.598 | 358043.3432 | 362452.4481 | 376029.2297 | 393113.535 | 408742.5956 | 424630.8787 | 440978.6314 | 456719.8263 | 467397.8464 | 478883.433
Scenario 1: Reference | SDG&E | Ind | WholeBlg | Ind - Transportation Equipment | Program Administrator Cost Test | Energy Efficiency | 345231.4735 | 350389.3078 | 355283.598 | 358043.3432 | 362452.4481 | 376029.2297 | 393113.535 | 408742.5956 | 424630.8787 | 440978.6314 | 456719.8263 | 467397.8464 | 478883.433
Scenario 1: Reference | SDG&E | Ind | WholeBlg | Ind - Transportation Equipment | Rate Impact Measure Test | Energy Efficiency | 345231.4735 | 350389.3078 | 355283.598 | 358043.3432 | 362452.4481 | 376029.2297 | 393113.535 | 408742.5956 | 424630.8787 | 440978.6314 | 456719.8263 | 467397.8464 | 478883.433
Scenario 1: Reference | SDG&E | Ind | WholeBlg | Ind - Transportation Equipment | Total Resource Cost Test | Energy Efficiency | 345231.4735 | 350389.3078 | 355283.598 | 358043.3432 | 362452.4481 | 376029.2297 | 393113.535 | 408742.5956 | 424630.8787 | 440978.6314 | 456719.8263 | 467397.8464 | 478883.433
Scenario 1: Reference | SDG&E | Res | AppPlug | Res - Multi Family | Participant Cost Test | Energy Efficiency | 621.6868 | 642.9745 | 661.1039 | 4529.7317 | 13305.4616 | 12674.6248 | 11941.9416 | 11059.7523 | 10050.2689 | 8930.9101 | 7688.9697 | 6287.2387 | 4640.0378
Scenario 1: Reference | SDG&E | Res | AppPlug | Res - Multi Family | Participant Cost Test | Fuel Substitution | 5.4859 | 6.0026 | 6.5164 | 7.0459 | 7.5133 | 0 | 0 | 0 | 0 | 0 | 0 | 0 | 0
Scenario 1: Reference | SDG&E | Res | AppPlug | Res - Multi Family | Program Administrator Cost Test | Energy Efficiency | 90.9948 | 97.3432 | 103.5147 | 741.24 | 2397.9396 | 2565.2762 | 2735.9994 | 2902.2575 | 3077.6387 | 3271.5948 | 3506.0783 | 3785.6116 | 4105.1468
Scenario 1: Reference | SDG&E | Res | AppPlug | Res - Multi Family | Program Administrator Cost Test | Fuel Substitution | 20.0988 | 22.8984 | 25.9434 | 29.2639 | 32.8577 | 0 | 0 | 0 | 0 | 0 | 0 | 0 | 0
Scenario 1: Reference | SDG&E | Res | AppPlug | Res - Multi Family | Rate Impact Measure Test | Energy Efficiency | 90.9948 | 97.3432 | 103.5147 | 741.24 | 2397.9396 | 2565.2762 | 2735.9994 | 2902.2575 | 3077.6387 | 3271.5948 | 3506.0783 | 3785.6116 | 4105.1468
Scenario 1: Reference | SDG&E | Res | AppPlug | Res - Multi Family | Rate Impact Measure Test | Fuel Substitution | 20.0988 | 22.8984 | 25.9434 | 29.2639 | 32.8577 | 0 | 0 | 0 | 0 | 0 | 0 | 0 | 0
Scenario 1: Reference | SDG&E | Res | AppPlug | Res - Multi Family | Total Resource Cost Test | Energy Efficiency | 90.9948 | 97.3432 | 103.5147 | 741.24 | 2397.9396 | 2565.2762 | 2735.9994 | 2902.2575 | 3077.6387 | 3271.5948 | 3506.0783 | 3785.6116 | 4105.1468
Scenario 1: Reference | SDG&E | Res | AppPlug | Res - Multi Family | Total Resource Cost Test | Fuel Substitution | 20.0988 | 22.8984 | 25.9434 | 29.2639 | 32.8577 | 0 | 0 | 0 | 0 | 0 | 0 | 0 | 0
Scenario 1: Reference | SDG&E | Res | AppPlug | Res - Single Family | Participant Cost Test | Energy Efficiency | 0.068897 | 0.081969 | 0.094257 | 0.10543 | 0.10673 | 98.1148 | 215.7631 | 197.5743 | 177.4332 | 154.8515 | 128.9707 | 98.6296 | 62.1276
Scenario 1: Reference | SDG&E | Res | AppPlug | Res - Single Family | Participant Cost Test | Fuel Substitution | 6.1293 | 6.6714 | 7.2121 | 7.7674 | 8.2703 | 0 | 0 | 0 | 0 | 0 | 0 | 0 | 0
Scenario 1: Reference | SDG&E | Res | AppPlug | Res - Single Family | Program Administrator Cost Test | Energy Efficiency | 0.042435 | 0.051572 | 0.060575 | 0.069208 | 0.076378 | 26.257 | 66.0362 | 70.3061 | 75.2222 | 80.9363 | 87.7809 | 95.8966 | 105.2365
Scenario 1: Reference | SDG&E | Res | AppPlug | Res - Single Family | Program Administrator Cost Test | Fuel Substitution | 19.0305 | 21.541 | 24.2661 | 27.2255 | 30.4366 | 0 | 0 | 0 | 0 | 0 | 0 | 0 | 0
Scenario 1: Reference | SDG&E | Res | AppPlug | Res - Single Family | Rate Impact Measure Test | Energy Efficiency | 0.042435 | 0.051572 | 0.060575 | 0.069208 | 0.076378 | 26.257 | 66.0362 | 70.3061 | 75.2222 | 80.9363 | 87.7809 | 95.8966 | 105.2365
Scenario 1: Reference | SDG&E | Res | AppPlug | Res - Single Family | Rate Impact Measure Test | Fuel Substitution | 19.0305 | 21.541 | 24.2661 | 27.2255 | 30.4366 | 0 | 0 | 0 | 0 | 0 | 0 | 0 | 0
Scenario 1: Reference | SDG&E | Res | AppPlug | Res - Single Family | Total Resource Cost Test | Energy Efficiency | 0.042435 | 0.051572 | 0.060575 | 0.069208 | 0.076378 | 26.257 | 66.0362 | 70.3061 | 75.2222 | 80.9363 | 87.7809 | 95.8966 | 105.2365
Scenario 1: Reference | SDG&E | Res | AppPlug | Res - Single Family | Total Resource Cost Test | Fuel Substitution | 19.0305 | 21.541 | 24.2661 | 27.2255 | 30.4366 | 0 | 0 | 0 | 0 | 0 | 0 | 0 | 0
Scenario 1: Reference | SDG&E | Res | BROs | Income Qualified - Multi Family IQ | Participant Cost Test | Energy Efficiency | 443465.6029 | 499791.816 | 557016.4521 | 574200.0435 | 609039.0917 | 758592.9072 | 870343.3225 | 938559.063 | 1039215.73 | 1032580.4937 | 1125602.5861 | 1176024.3621 | 1283947.794
Scenario 1: Reference | SDG&E | Res | BROs | Income Qualified - Multi Family IQ | Program Administrator Cost Test | Energy Efficiency | 443465.6029 | 499791.816 | 557016.4521 | 574200.0435 | 609039.0917 | 758592.9072 | 870343.3225 | 938559.063 | 1039215.73 | 1032580.4937 | 1125602.5861 | 1176024.3621 | 1283947.794
Scenario 1: Reference | SDG&E | Res | BROs | Income Qualified - Multi Family IQ | Rate Impact Measure Test | Energy Efficiency | 443465.6029 | 499791.816 | 557016.4521 | 574200.0435 | 609039.0917 | 758592.9072 | 870343.3225 | 938559.063 | 1039215.73 | 1032580.4937 | 1125602.5861 | 1176024.3621 | 1283947.794
Scenario 1: Reference | SDG&E | Res | BROs | Income Qualified - Multi Family IQ | Total Resource Cost Test | Energy Efficiency | 443465.6029 | 499791.816 | 557016.4521 | 574200.0435 | 609039.0917 | 758592.9072 | 870343.3225 | 938559.063 | 1039215.73 | 1032580.4937 | 1125602.5861 | 1176024.3621 | 1283947.794
Scenario 1: Reference | SDG&E | Res | BROs | Income Qualified - Single Family IQ | Participant Cost Test | Energy Efficiency | 995634.4377 | 1106305.3176 | 1218607.5848 | 1260702.6019 | 1336372.5628 | 1622255.3532 | 1839084.4206 | 1977574.3193 | 2176172.0772 | 2182634.7398 | 2371436.9343 | 2495087.5699 | 2717754.1335
Scenario 1: Reference | SDG&E | Res | BROs | Income Qualified - Single Family IQ | Program Administrator Cost Test | Energy Efficiency | 995634.4377 | 1106305.3176 | 1218607.5848 | 1260702.6019 | 1336372.5628 | 1622255.3532 | 1839084.4206 | 1977574.3193 | 2176172.0772 | 2182634.7398 | 2371436.9343 | 2495087.5699 | 2717754.1335
Scenario 1: Reference | SDG&E | Res | BROs | Income Qualified - Single Family IQ | Rate Impact Measure Test | Energy Efficiency | 995634.4377 | 1106305.3176 | 1218607.5848 | 1260702.6019 | 1336372.5628 | 1622255.3532 | 1839084.4206 | 1977574.3193 | 2176172.0772 | 2182634.7398 | 2371436.9343 | 2495087.5699 | 2717754.1335
Scenario 1: Reference | SDG&E | Res | BROs | Income Qualified - Single Family IQ | Total Resource Cost Test | Energy Efficiency | 995634.4377 | 1106305.3176 | 1218607.5848 | 1260702.6019 | 1336372.5628 | 1622255.3532 | 1839084.4206 | 1977574.3193 | 2176172.0772 | 2182634.7398 | 2371436.9343 | 2495087.5699 | 2717754.1335
Scenario 1: Reference | SDG&E | Res | BROs | Res - Multi Family | Participant Cost Test | Energy Efficiency | 3462892.1659 | 3853473.9471 | 4250193.0075 | 4397399.1855 | 4663370.2481 | 5675249.9397 | 6442974.2728 | 6932804.0936 | 7636413.1991 | 7656216.219 | 8324500.8592 | 9077588.3852 | 9910697.4861
Scenario 1: Reference | SDG&E | Res | BROs | Res - Multi Family | Program Administrator Cost Test | Energy Efficiency | 3462892.1659 | 3853473.9471 | 4250193.0075 | 4397399.1855 | 4663370.2481 | 5675249.9397 | 6442974.2728 | 6932804.0936 | 7636413.1991 | 7656216.219 | 8324500.8592 | 9077588.3852 | 9910697.4861
Scenario 1: Reference | SDG&E | Res | BROs | Res - Multi Family | Rate Impact Measure Test | Energy Efficiency | 3462892.1659 | 3853473.9471 | 4250193.0075 | 4397399.1855 | 4663370.2481 | 5675249.9397 | 6442974.2728 | 6932804.0936 | 7636413.1991 | 7656216.219 | 8324500.8592 | 9077588.3852 | 9910697.4861
Scenario 1: Reference | SDG&E | Res | BROs | Res - Multi Family | Total Resource Cost Test | Energy Efficiency | 3462892.1659 | 3853473.9471 | 4250193.0075 | 4397399.1855 | 4663370.2481 | 5675249.9397 | 6442974.2728 | 6932804.0936 | 7636413.1991 | 7656216.219 | 8324500.8592 | 9077588.3852 | 9910697.4861
Scenario 1: Reference | SDG&E | Res | BROs | Res - Single Family | Participant Cost Test | Energy Efficiency | 1269479.4071 | 1428644.0664 | 1590647.3432 | 1641603.5637 | 1741822.6669 | 2160102.2668 | 2473883.7305 | 2667373.0504 | 2951080.6464 | 2938383.5245 | 3202108.968 | 3499393.2821 | 3827611.8436
Scenario 1: Reference | SDG&E | Res | BROs | Res - Single Family | Program Administrator Cost Test | Energy Efficiency | 1269479.4071 | 1428644.0664 | 1590647.3432 | 1641603.5637 | 1741822.6669 | 2160102.2668 | 2473883.7305 | 2667373.0504 | 2951080.6464 | 2938383.5245 | 3202108.968 | 3499393.2821 | 3827611.8436
Scenario 1: Reference | SDG&E | Res | BROs | Res - Single Family | Rate Impact Measure Test | Energy Efficiency | 1269479.4071 | 1428644.0664 | 1590647.3432 | 1641603.5637 | 1741822.6669 | 2160102.2668 | 2473883.7305 | 2667373.0504 | 2951080.6464 | 2938383.5245 | 3202108.968 | 3499393.2821 | 3827611.8436
Scenario 1: Reference | SDG&E | Res | BROs | Res - Single Family | Total Resource Cost Test | Energy Efficiency | 1269479.4071 | 1428644.0664 | 1590647.3432 | 1641603.5637 | 1741822.6669 | 2160102.2668 | 2473883.7305 | 2667373.0504 | 2951080.6464 | 2938383.5245 | 3202108.968 | 3499393.2821 | 3827611.8436
Scenario 1: Reference | SDG&E | Res | BldgEnv | Res - Multi Family | Participant Cost Test | Energy Efficiency | 0 | 0 | 0 | 1843.162 | 1772.9161 | 7684.8999 | 7186.4602 | 6580.7099 | 5855.4746 | 4999.5168 | 4000.771 | 2842.9662 | 1514.9184
Scenario 1: Reference | SDG&E | Res | BldgEnv | Res - Multi Family | Program Administrator Cost Test | Energy Efficiency | 0 | 0 | 0 | 411.2708 | 442.4375 | 2284.4644 | 2449.5741 | 2622.3269 | 2805.2958 | 2997.6806 | 3204.8345 | 3423.7157 | 3655.5557
Scenario 1: Reference | SDG&E | Res | BldgEnv | Res - Multi Family | Rate Impact Measure Test | Energy Efficiency | 0 | 0 | 0 | 411.2708 | 442.4375 | 2284.4644 | 2449.5741 | 2622.3269 | 2805.2958 | 2997.6806 | 3204.8345 | 3423.7157 | 3655.5557
Scenario 1: Reference | SDG&E | Res | BldgEnv | Res - Multi Family | Total Resource Cost Test | Energy Efficiency | 0 | 0 | 0 | 411.2708 | 442.4375 | 2284.4644 | 2449.5741 | 2622.3269 | 2805.2958 | 2997.6806 | 3204.8345 | 3423.7157 | 3655.5557
Scenario 1: Reference | SDG&E | Res | BldgEnv | Res - Single Family | Participant Cost Test | Energy Efficiency | 164277.5823 | 181614.9759 | 193682.541 | 199517.1822 | 190176.6906 | 182745.053 | 173508.5745 | 162854.5752 | 16998.9296 | 7389.428 | 5878.9458 | 4156.6802 | 2205.7295
Scenario 1: Reference | SDG&E | Res | BldgEnv | Res - Single Family | Program Administrator Cost Test | Energy Efficiency | 18831.1949 | 21864.7292 | 24735.1454 | 27079.4426 | 28341.7203 | 29969.8871 | 31449.0971 | 32838.6266 | 14094.8293 | 3835.7658 | 4081.2211 | 4338.7916 | 4610.7496
Scenario 1: Reference | SDG&E | Res | BldgEnv | Res - Single Family | Rate Impact Measure Test | Energy Efficiency | 22327.2631 | 25451.9394 | 28225.8085 | 30310.461 | 31181.9188 | 32500.2345 | 33679.0593 | 34702.911 | 15577.8131 | 3835.7658 | 4081.2211 | 4338.7916 | 4610.7496
Scenario 1: Reference | SDG&E | Res | BldgEnv | Res - Single Family | Total Resource Cost Test | Energy Efficiency | 100071.526 | 113978.5524 | 123694.5358 | 128473.8204 | 125783.7313 | 125833.0869 | 125108.3437 | 123912.4008 | 14094.8293 | 3835.7658 | 4081.2211 | 4338.7916 | 4610.7496
Scenario 1: Reference | SDG&E | Res | HVAC | Res - Multi Family | Participant Cost Test | Energy Efficiency | 0 | 0 | 0 | 0 | 0 | 52617.3405 | 47112.7298 | 41110.5776 | 34955.0198 | 28974.178 | 23322.9453 | 18080.9462 | 12985.6485
Scenario 1: Reference | SDG&E | Res | HVAC | Res - Multi Family | Participant Cost Test | Fuel Substitution | 88019.5777 | 12616.3103 | 14171.4102 | 13915.7863 | 13593.9839 | 0 | 0 | 0 | 0 | 0 | 0 | 0 | 0
Scenario 1: Reference | SDG&E | Res | HVAC | Res - Multi Family | Program Administrator Cost Test | Energy Efficiency | 0 | 0 | 0 | 0 | 0 | 16036.9595 | 16177.9003 | 16090.8959 | 15859.8859 | 15553.2082 | 15342.3764 | 15278.1184 | 15241.2004
Scenario 1: Reference | SDG&E | Res | HVAC | Res - Multi Family | Program Administrator Cost Test | Fuel Substitution | 17571.2688 | 18931.7358 | 22640.8739 | 24010.0928 | 25493.4934 | 0 | 0 | 0 | 0 | 0 | 0 | 0 | 0
Scenario 1: Reference | SDG&E | Res | HVAC | Res - Multi Family | Rate Impact Measure Test | Energy Efficiency | 0 | 0 | 0 | 0 | 0 | 16036.9595 | 16177.9003 | 16090.8959 | 15859.8859 | 15553.2082 | 15342.3764 | 15278.1184 | 15241.2004
Scenario 1: Reference | SDG&E | Res | HVAC | Res - Multi Family | Rate Impact Measure Test | Fuel Substitution | 17571.2688 | 18931.7358 | 22640.8739 | 24010.0928 | 25493.4934 | 0 | 0 | 0 | 0 | 0 | 0 | 0 | 0
Scenario 1: Reference | SDG&E | Res | HVAC | Res - Multi Family | Total Resource Cost Test | Energy Efficiency | 0 | 0 | 0 | 0 | 0 | 16036.9595 | 16177.9003 | 16090.8959 | 15859.8859 | 15553.2082 | 15342.3764 | 15278.1184 | 15241.2004
Scenario 1: Reference | SDG&E | Res | HVAC | Res - Multi Family | Total Resource Cost Test | Fuel Substitution | 17571.2688 | 18931.7358 | 22640.8739 | 24010.0928 | 25493.4934 | 0 | 0 | 0 | 0 | 0 | 0 | 0 | 0
Scenario 1: Reference | SDG&E | Res | HVAC | Res - Single Family | Participant Cost Test | Energy Efficiency | 5770641.2557 | 6225229.9343 | 6442886.7457 | 6431298.3412 | 5547243.8451 | 2129898.2008 | 2035657.1897 | 1934446.49 | 122169.8819 | 54110.8704 | 43131.8851 | 33079.0157 | 23496.0208
Scenario 1: Reference | SDG&E | Res | HVAC | Res - Single Family | Participant Cost Test | Fuel Substitution | 1851680.627 | 592721.7229 | 600417.0689 | 605419.1457 | 536580.6157 | 10042.0316 | 9564.3409 | 9860.5493 | 0 | 0 | 0 | 0 | 0
Scenario 1: Reference | SDG&E | Res | HVAC | Res - Single Family | Program Administrator Cost Test | Energy Efficiency | 817068.9372 | 926764.1867 | 1002624.8159 | 1041220.9845 | 1020662.0735 | 274042.5536 | 274393.6378 | 271607.8403 | 60668.7058 | 29042.3753 | 28371.7534 | 27953.6445 | 27585.9457
Scenario 1: Reference | SDG&E | Res | HVAC | Res - Single Family | Program Administrator Cost Test | Fuel Substitution | 615124.2024 | 664320.6513 | 710245.2802 | 755900.1287 | 799518.2337 | 299.34 | 343.3233 | 366.7055 | 0 | 0 | 0 | 0 | 0
Scenario 1: Reference | SDG&E | Res | HVAC | Res - Single Family | Rate Impact Measure Test | Energy Efficiency | 817068.9372 | 926764.1867 | 1002624.8159 | 1041220.9845 | 1020662.0735 | 274042.5536 | 274393.6378 | 271607.8403 | 60668.7058 | 29042.3753 | 28371.7534 | 27953.6445 | 27585.9457
Scenario 1: Reference | SDG&E | Res | HVAC | Res - Single Family | Rate Impact Measure Test | Fuel Substitution | 615124.2024 | 664320.6513 | 710245.2802 | 755900.1287 | 799518.2337 | 299.34 | 343.3233 | 366.7055 | 0 | 0 | 0 | 0 | 0
Scenario 1: Reference | SDG&E | Res | HVAC | Res - Single Family | Total Resource Cost Test | Energy Efficiency | 4822581.4084 | 5298889.44 | 5585227.9647 | 5685632.2669 | 4947429.0203 | 1664111.5048 | 1647299.1493 | 1623316.5121 | 60668.7058 | 29042.3753 | 28371.7534 | 27953.6445 | 27585.9457
Scenario 1: Reference | SDG&E | Res | HVAC | Res - Single Family | Total Resource Cost Test | Fuel Substitution | 922933.8283 | 979921.7646 | 1030240.8402 | 1078574.01 | 1055125.0783 | 9913.0173 | 9469.0827 | 9812.4522 | 0 | 0 | 0 | 0 | 0
Scenario 1: Reference | SDG&E | Res | WaterHeat | Res - Multi Family | Participant Cost Test | Energy Efficiency | 13179632.7806 | 12141044.7358 | 11015600.1243 | 9919508.8425 | 8613924.082 | 6750883.2369 | 5713553.7551 | 4732336.3179 | 3817050.5644 | 2974764.0426 | 2201101.1176 | 1482472.5386 | 801087.9823
Scenario 1: Reference | SDG&E | Res | WaterHeat | Res - Multi Family | Participant Cost Test | Fuel Substitution | 21078.4802 | 12838.8702 | 12838.8089 | 12825.9002 | 12778.315 | 6788.6293 | 7148.4047 | 7203.8728 | 6770.3804 | 5927.957 | 4791.3297 | 3439.5125 | 1934.9331
Scenario 1: Reference | SDG&E | Res | WaterHeat | Res - Multi Family | Program Administrator Cost Test | Energy Efficiency | 5694066.7795 | 5665222.196 | 5582347.0884 | 5505739.2128 | 5338670.0689 | 3785882.5648 | 3612489.5224 | 3424084.2671 | 3241504.629 | 3066465.55 | 2923507.5992 | 2795216.3855 | 2681468.2897
Scenario 1: Reference | SDG&E | Res | WaterHeat | Res - Multi Family | Program Administrator Cost Test | Fuel Substitution | 324132.3933 | 343007.1067 | 359628.9605 | 375747.9848 | 391545.9862 | 3844.6282 | 4602.1993 | 5339.5864 | 5921.506 | 6328.9945 | 6642.0334 | 6832.7353 | 6952.4863
Scenario 1: Reference | SDG&E | Res | WaterHeat | Res - Multi Family | Rate Impact Measure Test | Energy Efficiency | 5694066.7795 | 5665222.196 | 5582347.0884 | 5505739.2128 | 5338670.0689 | 3785882.5648 | 3612489.5224 | 3424084.2671 | 3241504.629 | 3066465.55 | 2923507.5992 | 2795216.3855 | 2681468.2897
Scenario 1: Reference | SDG&E | Res | WaterHeat | Res - Multi Family | Rate Impact Measure Test | Fuel Substitution | 600647.6351 | 605647.1146 | 603934.056 | 598190.2089 | 591328.8589 | 3844.6282 | 4602.1993 | 5339.5864 | 5921.506 | 6328.9945 | 6642.0334 | 6832.7353 | 6952.4863
Scenario 1: Reference | SDG&E | Res | WaterHeat | Res - Multi Family | Total Resource Cost Test | Energy Efficiency | 5694066.7795 | 5665222.196 | 5582347.0884 | 5505739.2128 | 5338670.0689 | 3785882.5648 | 3612489.5224 | 3424084.2671 | 3241504.629 | 3066465.55 | 2923507.5992 | 2795216.3855 | 2681468.2897
Scenario 1: Reference | SDG&E | Res | WaterHeat | Res - Multi Family | Total Resource Cost Test | Fuel Substitution | 324132.3933 | 343007.1067 | 359628.9605 | 375747.9848 | 391545.9862 | 3844.6282 | 4602.1993 | 5339.5864 | 5921.506 | 6328.9945 | 6642.0334 | 6832.7353 | 6952.4863
Scenario 1: Reference | SDG&E | Res | WaterHeat | Res - Single Family | Participant Cost Test | Energy Efficiency | 23995065.8322 | 23910149.6185 | 21618407.5033 | 17884372.2079 | 15894111.8417 | 7030102.9418 | 5829822.6099 | 4735323.4153 | 3394467.4865 | 2568974.6139 | 1851169.0026 | 1222421.4576 | 662276.2023
Scenario 1: Reference | SDG&E | Res | WaterHeat | Res - Single Family | Participant Cost Test | Fuel Substitution | 48325.0433 | 7964.2874 | 8134.5416 | 8400.2536 | 8646.1631 | 41481.9614 | 42723.3014 | 43162.0555 | 33219.4327 | 28992.6991 | 23380.3794 | 16761.538 | 9422.7229
Scenario 1: Reference | SDG&E | Res | WaterHeat | Res - Single Family | Program Administrator Cost Test | Energy Efficiency | 11480606.9649 | 12073088.0113 | 12398166.4716 | 12457184.9057 | 12169587.5471 | 4459297.3945 | 4084155.9566 | 3718707.5999 | 3381967.8166 | 3077065.7128 | 2816653.0088 | 2590019.0702 | 2393857.5396
Scenario 1: Reference | SDG&E | Res | WaterHeat | Res - Single Family | Program Administrator Cost Test | Fuel Substitution | 46620.3531 | 49860.4385 | 52985.5275 | 56279.5717 | 59816.3699 | 20029.8781 | 23084.608 | 26308.7406 | 29054.3602 | 30954.11 | 32411.3079 | 33297.4958 | 33857.1664
Scenario 1: Reference | SDG&E | Res | WaterHeat | Res - Single Family | Rate Impact Measure Test | Energy Efficiency | 11480606.9649 | 12073088.0113 | 12398166.4716 | 12457184.9057 | 12169587.5471 | 4459297.3945 | 4084155.9566 | 3718707.5999 | 3381967.8166 | 3077065.7128 | 2816653.0088 | 2590019.0702 | 2393857.5396
Scenario 1: Reference | SDG&E | Res | WaterHeat | Res - Single Family | Rate Impact Measure Test | Fuel Substitution | 49581.1204 | 52268.7931 | 54860.3212 | 57596.3569 | 60611.2547 | 20029.8781 | 23084.608 | 26308.7406 | 29054.3602 | 30954.11 | 32411.3079 | 33297.4958 | 33857.1664
Scenario 1: Reference | SDG&E | Res | WaterHeat | Res - Single Family | Total Resource Cost Test | Energy Efficiency | 19171500.7029 | 20171069.5478 | 19099512.4033 | 16649216.5286 | 16208501.2956 | 4911775.1999 | 4505450.2619 | 4111331.7583 | 3381967.8166 | 3077065.7128 | 2816653.0088 | 2590019.0702 | 2393857.5396
Scenario 1: Reference | SDG&E | Res | WaterHeat | Res - Single Family | Total Resource Cost Test | Fuel Substitution | 51857.6275 | 55178.0985 | 58347.6929 | 61681.4359 | 65259.993 | 26144.202 | 29951.548 | 33976.5075 | 29054.3602 | 30954.11 | 32411.3079 | 33297.4958 | 33857.1664
Scenario 2: High TRC | PG&E | Ag | WholeBlg | Ag - Dairies, fishing, hunting | Participant Cost Test | Energy Efficiency | 376837.4869 | 383219.6939 | 388653.1768 | 393657.2254 | 403376.1125 | 423649.8231 | 442184.9943 | 459668.1875 | 477241.7053 | 495489.8772 | 514022.7288 | 525769.6919 | 538458.1139
Scenario 2: High TRC | PG&E | Ag | WholeBlg | Ag - Dairies, fishing, hunting | Program Administrator Cost Test | Energy Efficiency | 376837.4869 | 383219.6939 | 388653.1768 | 393657.2254 | 403376.1125 | 423649.8231 | 442184.9943 | 459668.1875 | 477241.7053 | 495489.8772 | 514022.7288 | 525769.6919 | 538458.1139
Scenario 2: High TRC | PG&E | Ag | WholeBlg | Ag - Dairies, fishing, hunting | Rate Impact Measure Test | Energy Efficiency | 376837.4869 | 383219.6939 | 388653.1768 | 393657.2254 | 403376.1125 | 423649.8231 | 442184.9943 | 459668.1875 | 477241.7053 | 495489.8772 | 514022.7288 | 525769.6919 | 538458.1139
Scenario 2: High TRC | PG&E | Ag | WholeBlg | Ag - Dairies, fishing, hunting | Total Resource Cost Test | Energy Efficiency | 376837.4869 | 383219.6939 | 388653.1768 | 393657.2254 | 403376.1125 | 423649.8231 | 442184.9943 | 459668.1875 | 477241.7053 | 495489.8772 | 514022.7288 | 525769.6919 | 538458.1139
Scenario 2: High TRC | PG&E | Ag | WholeBlg | Ag - Irrigated Agriculture, vineyards, forestry and greenhouses | Participant Cost Test | Energy Efficiency | 3079291.9851 | 3179173.9715 | 3265476.2382 | 3346933.9848 | 3462730.4803 | 3672002.5534 | 3868612.1683 | 4059705.0492 | 4251455.0152 | 4451063.7195 | 4652892.189 | 4793764.8502 | 4942118.5601
Scenario 2: High TRC | PG&E | Ag | WholeBlg | Ag - Irrigated Agriculture, vineyards, forestry and greenhouses | Program Administrator Cost Test | Energy Efficiency | 3079291.9851 | 3179173.9715 | 3265476.2382 | 3346933.9848 | 3462730.4803 | 3672002.5534 | 3868612.1683 | 4059705.0492 | 4251455.0152 | 4451063.7195 | 4652892.189 | 4793764.8502 | 4942118.5601
Scenario 2: High TRC | PG&E | Ag | WholeBlg | Ag - Irrigated Agriculture, vineyards, forestry and greenhouses | Rate Impact Measure Test | Energy Efficiency | 3079291.9851 | 3179173.9715 | 3265476.2382 | 3346933.9848 | 3462730.4803 | 3672002.5534 | 3868612.1683 | 4059705.0492 | 4251455.0152 | 4451063.7195 | 4652892.189 | 4793764.8502 | 4942118.5601
Scenario 2: High TRC | PG&E | Ag | WholeBlg | Ag - Irrigated Agriculture, vineyards, forestry and greenhouses | Total Resource Cost Test | Energy Efficiency | 3079291.9851 | 3179173.9715 | 3265476.2382 | 3346933.9848 | 3462730.4803 | 3672002.5534 | 3868612.1683 | 4059705.0492 | 4251455.0152 | 4451063.7195 | 4652892.189 | 4793764.8502 | 4942118.5601
Scenario 2: High TRC | PG&E | Ag | WholeBlg | Ag - Water pumping | Participant Cost Test | Energy Efficiency | 1764278.8184 | 1745311.4377 | 1715712.4284 | 1683911.161 | 1671578.8796 | 1715400.7701 | 1749107.2794 | 1776395.1778 | 1796220.286 | 1816284.3448 | 1832411.6004 | 1818266.0114 | 1805226.0826
Scenario 2: High TRC | PG&E | Ag | WholeBlg | Ag - Water pumping | Program Administrator Cost Test | Energy Efficiency | 1764278.8184 | 1745311.4377 | 1715712.4284 | 1683911.161 | 1671578.8796 | 1715400.7701 | 1749107.2794 | 1776395.1778 | 1796220.286 | 1816284.3448 | 1832411.6004 | 1818266.0114 | 1805226.0826
Scenario 2: High TRC | PG&E | Ag | WholeBlg | Ag - Water pumping | Rate Impact Measure Test | Energy Efficiency | 1764278.8184 | 1745311.4377 | 1715712.4284 | 1683911.161 | 1671578.8796 | 1715400.7701 | 1749107.2794 | 1776395.1778 | 1796220.286 | 1816284.3448 | 1832411.6004 | 1818266.0114 | 1805226.0826
Scenario 2: High TRC | PG&E | Ag | WholeBlg | Ag - Water pumping | Total Resource Cost Test | Energy Efficiency | 1764278.8184 | 1745311.4377 | 1715712.4284 | 1683911.161 | 1671578.8796 | 1715400.7701 | 1749107.2794 | 1776395.1778 | 1796220.286 | 1816284.3448 | 1832411.6004 | 1818266.0114 | 1805226.0826
Scenario 2: High TRC | PG&E | Com | AppPlug | Com - Health | Participant Cost Test | Energy Efficiency | 6777244.9129 | 7459260.0863 | 8035816.6612 | 8357466.2853 | 7046739.039 | 5142318.2271 | 16140216.9686 | 8362664.546 | 8202129.8585 | 7945775.22 | 7109731.9835 | 5207999.5154 | 3122347.554
Scenario 2: High TRC | PG&E | Com | AppPlug | Com - Health | Program Administrator Cost Test | Energy Efficiency | 5944873.8206 | 6723938.4547 | 7434498.9477 | 7919589.6751 | 7203319.0891 | 4867824.2595 | 20769580.4634 | 10239319.2143 | 10794500.6302 | 11257535.9919 | 11608308.9085 | 12214794.7136 | 12801864.9262
Scenario 2: High TRC | PG&E | Com | AppPlug | Com - Health | Rate Impact Measure Test | Energy Efficiency | 5944873.8206 | 6723938.4547 | 7434498.9477 | 7919589.6751 | 7203319.0891 | 4867824.2595 | 20769580.4634 | 10239319.2143 | 10794500.6302 | 11257535.9919 | 11608308.9085 | 12214794.7136 | 12801864.9262
Scenario 2: High TRC | PG&E | Com | AppPlug | Com - Health | Total Resource Cost Test | Energy Efficiency | 5944873.8206 | 6723938.4547 | 7434498.9477 | 7919589.6751 | 7203319.0891 | 4867824.2595 | 20769580.4634 | 10239319.2143 | 10794500.6302 | 11257535.9919 | 11608308.9085 | 12214794.7136 | 12801864.9262
Scenario 2: High TRC | PG&E | Com | AppPlug | Com - Lodging | Participant Cost Test | Energy Efficiency | 5570743.317 | 6631915.5235 | 6982307.8122 | 7263109.7806 | 7264258.1543 | 7167313.2374 | 7018003.3014 | 6804757.9167 | 6525130.9456 | 6184217.6385 | 2004835.6607 | 2276494.2123 | 6672653.4009
Scenario 2: High TRC | PG&E | Com | AppPlug | Com - Lodging | Program Administrator Cost Test | Energy Efficiency | 4919390.011 | 6025197.1845 | 6506152.4606 | 6937925.4586 | 7448882.5942 | 7918757.9445 | 8401311.6251 | 8881568.4363 | 9360409.2462 | 9859272.9889 | 6376545.6835 | 3722893.599 | 45392509.593
Scenario 2: High TRC | PG&E | Com | AppPlug | Com - Lodging | Rate Impact Measure Test | Energy Efficiency | 4919390.011 | 6025197.1845 | 6506152.4606 | 6937925.4586 | 7448882.5942 | 7918757.9445 | 8401311.6251 | 8881568.4363 | 9360409.2462 | 9859272.9889 | 6376545.6835 | 3722893.599 | 45392509.593
Scenario 2: High TRC | PG&E | Com | AppPlug | Com - Lodging | Total Resource Cost Test | Energy Efficiency | 4919390.011 | 6025197.1845 | 6506152.4606 | 6937925.4586 | 7448882.5942 | 7918757.9445 | 8401311.6251 | 8881568.4363 | 9360409.2462 | 9859272.9889 | 6376545.6835 | 3722893.599 | 45392509.593
Scenario 2: High TRC | PG&E | Com | AppPlug | Com - Other | Participant Cost Test | Energy Efficiency | 17048.3482 | 19569.7326 | 22393.6755 | 25269.1988 | 28001.8658 | 31341.7783 | 34900.3365 | 38321.5957 | 41334.37 | 36980.4074 | 31175.4607 | 23750.3162 | 14584.8342
Scenario 2: High TRC | PG&E | Com | AppPlug | Com - Other | Program Administrator Cost Test | Energy Efficiency | 13941.2116 | 16413.9315 | 19262.8358 | 22292.5195 | 25348.765 | 29108.244 | 33268.7567 | 37482.3727 | 41475.4378 | 45962.9757 | 50770.0744 | 55829.2979 | 61251.7562
Scenario 2: High TRC | PG&E | Com | AppPlug | Com - Other | Rate Impact Measure Test | Energy Efficiency | 13941.2116 | 16413.9315 | 19262.8358 | 22292.5195 | 25348.765 | 29108.244 | 33268.7567 | 37482.3727 | 41475.4378 | 45962.9757 | 50770.0744 | 55829.2979 | 61251.7562
Scenario 2: High TRC | PG&E | Com | AppPlug | Com - Other | Total Resource Cost Test | Energy Efficiency | 13941.2116 | 16413.9315 | 19262.8358 | 22292.5195 | 25348.765 | 29108.244 | 33268.7567 | 37482.3727 | 41475.4378 | 45962.9757 | 50770.0744 | 55829.2979 | 61251.7562
Scenario 2: High TRC | PG&E | Com | BROs | Com - Lodging | Participant Cost Test | Energy Efficiency | 1222.1319 | 2661.863 | 4053.0946 | 4876.0152 | 5808.8039 | 7605.881 | 9538.2402 | 11471.6334 | 13558.9414 | 17051.976 | 20624.3918 | 23166.3387 | 25604.8242
Scenario 2: High TRC | PG&E | Com | BROs | Com - Lodging | Program Administrator Cost Test | Energy Efficiency | 1222.1319 | 2661.863 | 4053.0946 | 4876.0152 | 5808.8039 | 7605.881 | 9538.2402 | 11471.6334 | 13558.9414 | 17051.976 | 20624.3918 | 23166.3387 | 25604.8242
Scenario 2: High TRC | PG&E | Com | BROs | Com - Lodging | Rate Impact Measure Test | Energy Efficiency | 1222.1319 | 2661.863 | 4053.0946 | 4876.0152 | 5808.8039 | 7605.881 | 9538.2402 | 11471.6334 | 13558.9414 | 17051.976 | 20624.3918 | 23166.3387 | 25604.8242
Scenario 2: High TRC | PG&E | Com | BROs | Com - Lodging | Total Resource Cost Test | Energy Efficiency | 1222.1319 | 2661.863 | 4053.0946 | 4876.0152 | 5808.8039 | 7605.881 | 9538.2402 | 11471.6334 | 13558.9414 | 17051.976 | 20624.3918 | 23166.3387 | 25604.8242
Scenario 2: High TRC | PG&E | Com | BROs | Com - Other | Participant Cost Test | Energy Efficiency | 4713.9811 | 10797.9743 | 17157.9171 | 21284.9463 | 26273.6902 | 36016.1206 | 46623.7721 | 55894.4951 | 66983.8796 | 85255.9248 | 104434.2981 | 118721.0271 | 131959.7593
Scenario 2: High TRC | PG&E | Com | BROs | Com - Other | Program Administrator Cost Test | Energy Efficiency | 4713.9811 | 10797.9743 | 17157.9171 | 21284.9463 | 26273.6902 | 36016.1206 | 46623.7721 | 55894.4951 | 66983.8796 | 85255.9248 | 104434.2981 | 118721.0271 | 131959.7593
Scenario 2: High TRC | PG&E | Com | BROs | Com - Other | Rate Impact Measure Test | Energy Efficiency | 4713.9811 | 10797.9743 | 17157.9171 | 21284.9463 | 26273.6902 | 36016.1206 | 46623.7721 | 55894.4951 | 66983.8796 | 85255.9248 | 104434.2981 | 118721.0271 | 131959.7593
Scenario 2: High TRC | PG&E | Com | BROs | Com - Other | Total Resource Cost Test | Energy Efficiency | 4713.9811 | 10797.9743 | 17157.9171 | 21284.9463 | 26273.6902 | 36016.1206 | 46623.7721 | 55894.4951 | 66983.8796 | 85255.9248 | 104434.2981 | 118721.0271 | 131959.7593
Scenario 2: High TRC | PG&E | Com | BROs | Com - Retail | Participant Cost Test | Energy Efficiency | 6102.0337 | 13152.5562 | 19820.3074 | 23597.9812 | 27810.7124 | 36044.6685 | 44813.3967 | 54479.4955 | 63716.1887 | 79277.2833 | 94862.489 | 105422.7392 | 117566.1779
Scenario 2: High TRC | PG&E | Com | BROs | Com - Retail | Program Administrator Cost Test | Energy Efficiency | 6102.0337 | 13152.5562 | 19820.3074 | 23597.9812 | 27810.7124 | 36044.6685 | 44813.3967 | 54479.4955 | 63716.1887 | 79277.2833 | 94862.489 | 105422.7392 | 117566.1779
Scenario 2: High TRC | PG&E | Com | BROs | Com - Retail | Rate Impact Measure Test | Energy Efficiency | 6102.0337 | 13152.5562 | 19820.3074 | 23597.9812 | 27810.7124 | 36044.6685 | 44813.3967 | 54479.4955 | 63716.1887 | 79277.2833 | 94862.489 | 105422.7392 | 117566.1779
Scenario 2: High TRC | PG&E | Com | BROs | Com - Retail | Total Resource Cost Test | Energy Efficiency | 6102.0337 | 13152.5562 | 19820.3074 | 23597.9812 | 27810.7124 | 36044.6685 | 44813.3967 | 54479.4955 | 63716.1887 | 79277.2833 | 94862.489 | 105422.7392 | 117566.1779
Scenario 2: High TRC | PG&E | Com | BldgEnv | Com - College | Participant Cost Test | Energy Efficiency | 1754.7709 | 1753.6643 | 1816.9369 | 1832.0192 | 1807.5981 | 1750.6503 | 1702.0991 | 1592.3009 | 1214.3865 | 1042.6186 | 830.0726 | 567.7794 | 298.4438
Scenario 2: High TRC | PG&E | Com | BldgEnv | Com - College | Program Administrator Cost Test | Energy Efficiency | 1318.6767 | 1440.8284 | 1609.2104 | 1773.5182 | 1926.7847 | 2076.1276 | 2270.6655 | 2439.397 | 2744.1245 | 2980.2651 | 3203.0763 | 3319.2331 | 3536.7264
Scenario 2: High TRC | PG&E | Com | BldgEnv | Com - College | Rate Impact Measure Test | Energy Efficiency | 1318.6767 | 1440.8284 | 1609.2104 | 1773.5182 | 1926.7847 | 2076.1276 | 2270.6655 | 2439.397 | 2744.1245 | 2980.2651 | 3203.0763 | 3319.2331 | 3536.7264
Scenario 2: High TRC | PG&E | Com | BldgEnv | Com - College | Total Resource Cost Test | Energy Efficiency | 1555.8534 | 1680.0391 | 1871.0037 | 2048.8362 | 2212.128 | 2368.9237 | 2575.0804 | 2750.3312 | 2744.1245 | 2980.2651 | 3203.0763 | 3319.2331 | 3536.7264
Scenario 2: High TRC | PG&E | Com | BldgEnv | Com - Grocery | Participant Cost Test | Energy Efficiency | 2832.4627 | 2888.0331 | 2943.9803 | 2984.7074 | 2961.1021 | 2932.8437 | 2853.1934 | 2694.3491 | 2045.7634 | 1747.2397 | 1399.3393 | 993.9445 | 530.3705
Scenario 2: High TRC | PG&E | Com | BldgEnv | Com - Grocery | Program Administrator Cost Test | Energy Efficiency | 2079.5317 | 2306.7536 | 2569.84 | 2861.4369 | 3142.299 | 3490.2029 | 3849.2661 | 4231.3732 | 4595.1426 | 4989.3379 | 5414.236 | 5853.1683 | 6333.3842
Scenario 2: High TRC | PG&E | Com | BldgEnv | Com - Grocery | Rate Impact Measure Test | Energy Efficiency | 2079.5317 | 2306.7536 | 2569.84 | 2861.4369 | 3142.299 | 3490.2029 | 3849.2661 | 4231.3732 | 4595.1426 | 4989.3379 | 5414.236 | 5853.1683 | 6333.3842
Scenario 2: High TRC | PG&E | Com | BldgEnv | Com - Grocery | Total Resource Cost Test | Energy Efficiency | 2386.009 | 2622.4376 | 2897.3567 | 3203.7333 | 3495.7813 | 3858.5356 | 4231.0411 | 4626.1598 | 4595.1426 | 4989.3379 | 5414.236 | 5853.1683 | 6333.3842
Scenario 2: High TRC | PG&E | Com | BldgEnv | Com - Health | Participant Cost Test | Energy Efficiency | 155812.734 | 163622.3298 | 221425.0888 | 215802.5973 | 201646.5729 | 218453.4207 | 187702.935 | 142317.2964 | 82907.5792 | 49171.5018 | 24518.7344 | 8854.6835 | 1466.135
Scenario 2: High TRC | PG&E | Com | BldgEnv | Com - Health | Program Administrator Cost Test | Energy Efficiency | 84905.2175 | 92265.8009 | 134284.4469 | 135204.6671 | 131099.887 | 157374.6132 | 141339.3777 | 121508.885 | 99486.0567 | 76734.9529 | 54436.8768 | 34357.2408 | 18411.6735
Scenario 2: High TRC | PG&E | Com | BldgEnv | Com - Health | Rate Impact Measure Test | Energy Efficiency | 84905.2175 | 92265.8009 | 134284.4469 | 135204.6671 | 131099.887 | 157374.6132 | 141339.3777 | 121508.885 | 99486.0567 | 76734.9529 | 54436.8768 | 34357.2408 | 18411.6735
Scenario 2: High TRC | PG&E | Com | BldgEnv | Com - Health | Total Resource Cost Test | Energy Efficiency | 115592.3386 | 124064.9498 | 166124.8311 | 165823.8401 | 159369.1652 | 182532.899 | 162740.2239 | 138901.3026 | 99486.0567 | 76734.9529 | 54436.8768 | 34357.2408 | 18411.6735
Scenario 2: High TRC | PG&E | Com | BldgEnv | Com - Lodging | Participant Cost Test | Energy Efficiency | 411648.0715 | 395285.4668 | 362576.5289 | 316089.8098 | 260821.2392 | 201357.5087 | 142646.8131 | 83766.6013 | 20854.5843 | 6592.5364 | 5275.5952 | 3754.9495 | 2000.4686
Scenario 2: High TRC | PG&E | Com | BldgEnv | Com - Lodging | Program Administrator Cost Test | Energy Efficiency | 198690.4779 | 198119.6144 | 188806.3171 | 171460.6273 | 148366.068 | 121324.5665 | 92570.0399 | 64128.5047 | 37424.4939 | 23952.1382 | 25841.6494 | 27873.9866 | 29992.9804
Scenario 2: High TRC | PG&E | Com | BldgEnv | Com - Lodging | Rate Impact Measure Test | Energy Efficiency | 198690.4779 | 198119.6144 | 188806.3171 | 171460.6273 | 148366.068 | 121324.5665 | 92570.0399 | 64128.5047 | 37424.4939 | 23952.1382 | 25841.6494 | 27873.9866 | 29992.9804
Scenario 2: High TRC | PG&E | Com | BldgEnv | Com - Lodging | Total Resource Cost Test | Energy Efficiency | 337904.7292 | 330276.6655 | 308638.5702 | 274864.705 | 233032.2057 | 186468.4122 | 138989.3301 | 93653.7095 | 37424.4939 | 23952.1382 | 25841.6494 | 27873.9866 | 29992.9804
Scenario 2: High TRC | PG&E | Com | BldgEnv | Com - Office (Large) | Participant Cost Test | Energy Efficiency | 26619.3391 | 26755.3154 | 26900.4152 | 26538.6025 | 26046.5947 | 25133.1764 | 24045.0398 | 22293.0722 | 14572.821 | 12205.7177 | 9548.2532 | 6637.6187 | 3463.11
Scenario 2: High TRC | PG&E | Com | BldgEnv | Com - Office (Large) | Program Administrator Cost Test | Energy Efficiency | 18810.9454 | 20491.4055 | 22415.3224 | 24196.948 | 26205.451 | 28205.0125 | 30416.8651 | 32381.6564 | 34096.693 | 36159.8111 | 38180.5796 | 40263.797 | 42467.9791
Scenario 2: High TRC | PG&E | Com | BldgEnv | Com - Office (Large) | Rate Impact Measure Test | Energy Efficiency | 18810.9454 | 20491.4055 | 22415.3224 | 24196.948 | 26205.451 | 28205.0125 | 30416.8651 | 32381.6564 | 34096.693 | 36159.8111 | 38180.5796 | 40263.797 | 42467.9791
Scenario 2: High TRC | PG&E | Com | BldgEnv | Com - Office (Large) | Total Resource Cost Test | Energy Efficiency | 23493.0132 | 25316.959 | 27411.5632 | 29308.4476 | 31446.5472 | 33538.8968 | 35856.385 | 37861.6993 | 34096.693 | 36159.8111 | 38180.5796 | 40263.797 | 42467.9791
Scenario 2: High TRC | PG&E | Com | BldgEnv | Com - Office (Small) | Participant Cost Test | Energy Efficiency | 4578.1617 | 4661.585 | 4724.7924 | 807.9535 | 42823.6877 | 4193.4195 | 4035.264 | 3759.2898 | 2903.0384 | 2461.5606 | 1955.5656 | 1379.8397 | 730.281
Scenario 2: High TRC | PG&E | Com | BldgEnv | Com - Office (Small) | Program Administrator Cost Test | Energy Efficiency | 3441.1545 | 3806.1788 | 4207.3799 | 438.7573 | 50345.0999 | 5043.1135 | 5498.7169 | 5969.643 | 6441.0448 | 6944.6025 | 7476.4336 | 8031.1986 | 8620.6326
Scenario 2: High TRC | PG&E | Com | BldgEnv | Com - Office (Small) | Rate Impact Measure Test | Energy Efficiency | 3441.1545 | 3806.1788 | 4207.3799 | 438.7573 | 50345.0999 | 5043.1135 | 5498.7169 | 5969.643 | 6441.0448 | 6944.6025 | 7476.4336 | 8031.1986 | 8620.6326
Scenario 2: High TRC | PG&E | Com | BldgEnv | Com - Office (Small) | Total Resource Cost Test | Energy Efficiency | 3858.7147 | 4239.0263 | 4656.5544 | 539.3285 | 54569.5267 | 5495.9148 | 5962.8531 | 6443.8085 | 6441.0448 | 6944.6025 | 7476.4336 | 8031.1986 | 8620.6326
Scenario 2: High TRC | PG&E | Com | BldgEnv | Com - Other | Participant Cost Test | Energy Efficiency | 4936.1581 | 5019.9031 | 5098.6743 | 5110.8864 | 5042.587 | 4984.7553 | 4882.4506 | 4610.3204 | 3029.3541 | 2559.9182 | 2029.308 | 1427.2654 | 754.4538
Scenario 2: High TRC | PG&E | Com | BldgEnv | Com - Other | Program Administrator Cost Test | Energy Efficiency | 3144.269 | 3464.395 | 3825.0944 | 4187.1561 | 4540.1506 | 4992.9527 | 5490.5656 | 5977.1381 | 6396.8346 | 6893.3346 | 7426.0086 | 7970.3552 | 8565.8175
Scenario 2: High TRC | PG&E | Com | BldgEnv | Com - Other | Rate Impact Measure Test | Energy Efficiency | 3144.269 | 3464.395 | 3825.0944 | 4187.1561 | 4540.1506 | 4992.9527 | 5490.5656 | 5977.1381 | 6396.8346 | 6893.3346 | 7426.0086 | 7970.3552 | 8565.8175
Scenario 2: High TRC | PG&E | Com | BldgEnv | Com - Other | Total Resource Cost Test | Energy Efficiency | 4114.8011 | 4459.6588 | 4849.4048 | 5235.7732 | 5605.517 | 6086.8923 | 6615.2039 | 7124.5974 | 6396.8346 | 6893.3346 | 7426.0086 | 7970.3552 | 8565.8175
Scenario 2: High TRC | PG&E | Com | BldgEnv | Com - Refrig. Warehouse | Participant Cost Test | Energy Efficiency | 1133.0937 | 1164.8128 | 1183.4807 | 1185.8364 | 1169.8853 | 1134.8817 | 1072.7019 | 973.2779 | 796.2234 | 658.5477 | 509.8447 | 351.8634 | 182.808
Scenario 2: High TRC | PG&E | Com | BldgEnv | Com - Refrig. Warehouse | Program Administrator Cost Test | Energy Efficiency | 937.1622 | 1039.0993 | 1143 | 1248.946 | 1357.5707 | 1472.0574 | 1577.9475 | 1686.081 | 1784.0924 | 1889.7823 | 1996.7253 | 2112.0685 | 2238.754
Scenario 2: High TRC | PG&E | Com | BldgEnv | Com - Refrig. Warehouse | Rate Impact Measure Test | Energy Efficiency | 937.1622 | 1039.0993 | 1143 | 1248.946 | 1357.5707 | 1472.0574 | 1577.9475 | 1686.081 | 1784.0924 | 1889.7823 | 1996.7253 | 2112.0685 | 2238.754
Scenario 2: High TRC | PG&E | Com | BldgEnv | Com - Refrig. Warehouse | Total Resource Cost Test | Energy Efficiency | 977.0368 | 1081.0549 | 1186.7878 | 1294.3071 | 1404.2286 | 1519.8006 | 1626.2387 | 1734.7399 | 1784.0924 | 1889.7823 | 1996.7253 | 2112.0685 | 2238.754
Scenario 2: High TRC | PG&E | Com | BldgEnv | Com - Restaurant | Participant Cost Test | Energy Efficiency | 1270.015 | 1275.5249 | 1286.4748 | 1281.4243 | 1259.9366 | 1219.6464 | 1169.7862 | 1079.5779 | 902.7908 | 765.3206 | 607.1165 | 65.3615 | 2156.0358
Scenario 2: High TRC | PG&E | Com | BldgEnv | Com - Restaurant | Program Administrator Cost Test | Energy Efficiency | 994.3906 | 1083.9147 | 1192.4914 | 1304.5735 | 1421.8989 | 1544.8595 | 1684.3371 | 1825.0622 | 1967.8552 | 2123.7423 | 2285.2104 | 155.3693 | 27328.6423
Scenario 2: High TRC | PG&E | Com | BldgEnv | Com - Restaurant | Rate Impact Measure Test | Energy Efficiency | 994.3906 | 1083.9147 | 1192.4914 | 1304.5735 | 1421.8989 | 1544.8595 | 1684.3371 | 1825.0622 | 1967.8552 | 2123.7423 | 2285.2104 | 155.3693 | 27328.6423
Scenario 2: High TRC | PG&E | Com | BldgEnv | Com - Restaurant | Total Resource Cost Test | Energy Efficiency | 1042.1879 | 1132.7207 | 1242.7787 | 1356.2056 | 1474.74 | 1598.7338 | 1739.4747 | 1881.2214 | 1967.8552 | 2123.7423 | 2285.2104 | 155.3693 | 27328.6423
Scenario 2: High TRC | PG&E | Com | BldgEnv | Com - Retail | Participant Cost Test | Energy Efficiency | 8059.9632 | 8407.7065 | 8213.2214 | 1330.3467 | 71937.4645 | 7715.2686 | 8331.1643 | 72242.4104 | 5066.0339 | 4301.3633 | 3430.0225 | 2428.703 | 1298.7195
Scenario 2: High TRC | PG&E | Com | BldgEnv | Com - Retail | Program Administrator Cost Test | Energy Efficiency | 5266.9905 | 5937.9235 | 6421.4187 | 631.5334 | 70950.3762 | 7821.2906 | 9562.91 | 43305.1287 | 11548.3775 | 12512.1279 | 13563.8171 | 14657.6174 | 15895.4045
Scenario 2: High TRC | PG&E | Com | BldgEnv | Com - Retail | Rate Impact Measure Test | Energy Efficiency | 5266.9905 | 5937.9235 | 6421.4187 | 631.5334 | 70950.3762 | 7821.2906 | 9562.91 | 43305.1287 | 11548.3775 | 12512.1279 | 13563.8171 | 14657.6174 | 15895.4045
Scenario 2: High TRC | PG&E | Com | BldgEnv | Com - Retail | Total Resource Cost Test | Energy Efficiency | 7097.4542 | 7882.9391 | 8319.3468 | 1033.8715 | 88561.4395 | 9858.6193 | 11879.2356 | 64036.392 | 11548.3775 | 12512.1279 | 13563.8171 | 14657.6174 | 15895.4045
Scenario 2: High TRC | PG&E | Com | BldgEnv | Com - School | Participant Cost Test | Energy Efficiency | 6947.2337 | 7034.2607 | 7055.1543 | 6972.964 | 6756.7752 | 6498.0329 | 6139.9394 | 5675.995 | 4158.2269 | 3503.1329 | 2765.06 | 1946.5271 | 1023.5807
Scenario 2: High TRC | PG&E | Com | BldgEnv | Com - School | Program Administrator Cost Test | Energy Efficiency | 5234.5675 | 5756.191 | 6293.7543 | 6825.0447 | 7317.2919 | 7881.7703 | 8435.0342 | 9033.626 | 9644.616 | 10296.3567 | 10979.3188 | 11736.7651 | 12485.2359
Scenario 2: High TRC | PG&E | Com | BldgEnv | Com - School | Rate Impact Measure Test | Energy Efficiency | 5234.5675 | 5756.191 | 6293.7543 | 6825.0447 | 7317.2919 | 7881.7703 | 8435.0342 | 9033.626 | 9644.616 | 10296.3567 | 10979.3188 | 11736.7651 | 12485.2359
Scenario 2: High TRC | PG&E | Com | BldgEnv | Com - School | Total Resource Cost Test | Energy Efficiency | 6039.6005 | 6591.9719 | 7157.7694 | 7711.9148 | 8217.4441 | 8797.8135 | 9361.886 | 9972.0574 | 9644.616 | 10296.3567 | 10979.3188 | 11736.7651 | 12485.2359
Scenario 2: High TRC | PG&E | Com | BldgEnv | Com - Warehouse | Participant Cost Test | Energy Efficiency | 894276.4468 | 892194.7475 | 853720.4606 | 780887.5905 | 680362.3099 | 561725.6154 | 434892.2121 | 289860.6425 | 124986.2835 | 48229.987 | 17284.0647 | 12207.4212 | 6472.4092
Scenario 2: High TRC | PG&E | Com | BldgEnv | Com - Warehouse | Program Administrator Cost Test | Energy Efficiency | 529222.0121 | 546798.6389 | 541962.4477 | 514902.0232 | 468514.4571 | 407658.6024 | 336326.8381 | 261146.9845 | 185873.5439 | 115225.2854 | 81994.7703 | 87910.5773 | 94303.4115
Scenario 2: High TRC | PG&E | Com | BldgEnv | Com - Warehouse | Rate Impact Measure Test | Energy Efficiency | 529222.0121 | 546798.6389 | 541962.4477 | 514902.0232 | 468514.4571 | 407658.6024 | 336326.8381 | 261146.9845 | 185873.5439 | 115225.2854 | 81994.7703 | 87910.5773 | 94303.4115
Scenario 2: High TRC | PG&E | Com | BldgEnv | Com - Warehouse | Total Resource Cost Test | Energy Efficiency | 700114.9524 | 714899.9887 | 700537.266 | 658111.732 | 592002.7629 | 508998.5227 | 414871.5716 | 317960.8805 | 185873.5439 | 115225.2854 | 81994.7703 | 87910.5773 | 94303.4115
Scenario 2: High TRC | PG&E | Com | ComRefrig | Com - College | Participant Cost Test | Energy Efficiency | 4054.1585 | 2383.5657 | 1227.1622 | 506.6362 | 187.9918 | 58.5674 | 0 | 0 | 0 | 0 | 0 | 0 | 0
Scenario 2: High TRC | PG&E | Com | ComRefrig | Com - College | Program Administrator Cost Test | Energy Efficiency | 1244.0659 | 785.0434 | 428.9572 | 183.692 | 70.7923 | 24.7038 | 0 | 0 | 0 | 0 | 0 | 0 | 0
Scenario 2: High TRC | PG&E | Com | ComRefrig | Com - College | Rate Impact Measure Test | Energy Efficiency | 1244.0659 | 785.0434 | 428.9572 | 183.692 | 70.7923 | 24.7038 | 0 | 0 | 0 | 0 | 0 | 0 | 0
Scenario 2: High TRC | PG&E | Com | ComRefrig | Com - College | Total Resource Cost Test | Energy Efficiency | 1244.0659 | 785.0434 | 428.9572 | 183.692 | 70.7923 | 24.7038 | 0 | 0 | 0 | 0 | 0 | 0 | 0
Scenario 2: High TRC | PG&E | Com | ComRefrig | Com - Grocery | Participant Cost Test | Energy Efficiency | 2913766.0961 | 1239414.7126 | 440682.4719 | 133198.3276 | 0 | 0 | 0 | 0 | 0 | 0 | 0 | 0 | 0
Scenario 2: High TRC | PG&E | Com | ComRefrig | Com - Grocery | Program Administrator Cost Test | Energy Efficiency | 881598.4353 | 393942.9559 | 143530.172 | 46279.5949 | 0 | 0 | 0 | 0 | 0 | 0 | 0 | 0 | 0
Scenario 2: High TRC | PG&E | Com | ComRefrig | Com - Grocery | Rate Impact Measure Test | Energy Efficiency | 881598.4353 | 393942.9559 | 143530.172 | 46279.5949 | 0 | 0 | 0 | 0 | 0 | 0 | 0 | 0 | 0
Scenario 2: High TRC | PG&E | Com | ComRefrig | Com - Grocery | Total Resource Cost Test | Energy Efficiency | 881598.4353 | 393942.9559 | 143530.172 | 46279.5949 | 0 | 0 | 0 | 0 | 0 | 0 | 0 | 0 | 0
Scenario 2: High TRC | PG&E | Com | ComRefrig | Com - Health | Participant Cost Test | Energy Efficiency | 0 | 0 | 0 | 0 | 0 | 0 | 0 | 0 | 0 | 0 | 0 | 0 | 0
Scenario 2: High TRC | PG&E | Com | ComRefrig | Com - Health | Program Administrator Cost Test | Energy Efficiency | 0 | 0 | 0 | 0 | 0 | 0 | 0 | 0 | 0 | 0 | 0 | 0 | 0
Scenario 2: High TRC | PG&E | Com | ComRefrig | Com - Health | Rate Impact Measure Test | Energy Efficiency | 0 | 0 | 0 | 0 | 0 | 0 | 0 | 0 | 0 | 0 | 0 | 0 | 0
Scenario 2: High TRC | PG&E | Com | ComRefrig | Com - Health | Total Resource Cost Test | Energy Efficiency | 0 | 0 | 0 | 0 | 0 | 0 | 0 | 0 | 0 | 0 | 0 | 0 | 0
Scenario 2: High TRC | PG&E | Com | ComRefrig | Com - Refrig. Warehouse | Participant Cost Test | Energy Efficiency | 8674.807 | 4844.2554 | 2308.348 | 793.2048 | 303.6651 | 47.8466 | 0 | 0 | 0 | 0 | 0 | 0 | 0
Scenario 2: High TRC | PG&E | Com | ComRefrig | Com - Refrig. Warehouse | Program Administrator Cost Test | Energy Efficiency | 2657.2324 | 1590.8153 | 801.341 | 278.2362 | 114.3515 | 20.1818 | 0 | 0 | 0 | 0 | 0 | 0 | 0
Scenario 2: High TRC | PG&E | Com | ComRefrig | Com - Refrig. Warehouse | Rate Impact Measure Test | Energy Efficiency | 2657.2324 | 1590.8153 | 801.341 | 278.2362 | 114.3515 | 20.1818 | 0 | 0 | 0 | 0 | 0 | 0 | 0
Scenario 2: High TRC | PG&E | Com | ComRefrig | Com - Refrig. Warehouse | Total Resource Cost Test | Energy Efficiency | 2657.2324 | 1590.8153 | 801.341 | 278.2362 | 114.3515 | 20.1818 | 0 | 0 | 0 | 0 | 0 | 0 | 0
Scenario 2: High TRC | PG&E | Com | ComRefrig | Com - Restaurant | Participant Cost Test | Energy Efficiency | 103150.8216 | 45480.0036 | 16411.7808 | 5561.6374 | 0 | 0 | 0 | 0 | 0 | 0 | 0 | 0 | 0
Scenario 2: High TRC | PG&E | Com | ComRefrig | Com - Restaurant | Program Administrator Cost Test | Energy Efficiency | 31225.115 | 14491.7892 | 5345.3129 | 1932.3841 | 0 | 0 | 0 | 0 | 0 | 0 | 0 | 0 | 0
Scenario 2: High TRC | PG&E | Com | ComRefrig | Com - Restaurant | Rate Impact Measure Test | Energy Efficiency | 31225.115 | 14491.7892 | 5345.3129 | 1932.3841 | 0 | 0 | 0 | 0 | 0 | 0 | 0 | 0 | 0
Scenario 2: High TRC | PG&E | Com | ComRefrig | Com - Restaurant | Total Resource Cost Test | Energy Efficiency | 31225.115 | 14491.7892 | 5345.3129 | 1932.3841 | 0 | 0 | 0 | 0 | 0 | 0 | 0 | 0 | 0
Scenario 2: High TRC | PG&E | Com | ComRefrig | Com - Retail | Participant Cost Test | Energy Efficiency | 1349556.5152 | 596976.8783 | 0 | 133388.6918 | 33399.7188 | 0 | 0 | 0 | 0 | 0 | 0 | 0 | 0
Scenario 2: High TRC | PG&E | Com | ComRefrig | Com - Retail | Program Administrator Cost Test | Energy Efficiency | 408951.5155 | 190853.0664 | 0 | 46345.7367 | 12577.3721 | 0 | 0 | 0 | 0 | 0 | 0 | 0 | 0
Scenario 2: High TRC | PG&E | Com | ComRefrig | Com - Retail | Rate Impact Measure Test | Energy Efficiency | 408951.5155 | 190853.0664 | 0 | 46345.7367 | 12577.3721 | 0 | 0 | 0 | 0 | 0 | 0 | 0 | 0
Scenario 2: High TRC | PG&E | Com | ComRefrig | Com - Retail | Total Resource Cost Test | Energy Efficiency | 408951.5155 | 190853.0664 | 0 | 46345.7367 | 12577.3721 | 0 | 0 | 0 | 0 | 0 | 0 | 0 | 0
Scenario 2: High TRC | PG&E | Com | ComRefrig | Com - School | Participant Cost Test | Energy Efficiency | 13.5822 | 0 | 0 | 0 | 0 | 0 | 0 | 0 | 0 | 0 | 0 | 0 | 0
Scenario 2: High TRC | PG&E | Com | ComRefrig | Com - School | Program Administrator Cost Test | Energy Efficiency | 3.8878 | 0 | 0 | 0 | 0 | 0 | 0 | 0 | 0 | 0 | 0 | 0 | 0
Scenario 2: High TRC | PG&E | Com | ComRefrig | Com - School | Rate Impact Measure Test | Energy Efficiency | 3.8878 | 0 | 0 | 0 | 0 | 0 | 0 | 0 | 0 | 0 | 0 | 0 | 0
Scenario 2: High TRC | PG&E | Com | ComRefrig | Com - School | Total Resource Cost Test | Energy Efficiency | 3.8878 | 0 | 0 | 0 | 0 | 0 | 0 | 0 | 0 | 0 | 0 | 0 | 0
Scenario 2: High TRC | PG&E | Com | FoodServ | Com - College | Participant Cost Test | Energy Efficiency | 470583.7879 | 482012.1921 | 461988.8623 | 486271.5804 | 426806.079 | 398518.984 | 369641.6303 | 334613.4831 | 299217.175 | 258412.3189 | 212356.066 | 159959.2762 | 104380.5612
Scenario 2: High TRC | PG&E | Com | FoodServ | Com - College | Participant Cost Test | Fuel Substitution | 253.3395 | 286.0334 | 315.5393 | 343.4299 | 370.2769 | 396.5129 | 421.8441 | 457.499 | 494.3669 | 536.2663 | 582.2122 | 631.4595 | 684.1962
Scenario 2: High TRC | PG&E | Com | FoodServ | Com - College | Program Administrator Cost Test | Energy Efficiency | 311110.0679 | 329306.6983 | 339357.648 | 399820.5442 | 382140.0946 | 400301.9696 | 421875.0072 | 441460.6699 | 466632.9059 | 491880.1368 | 517717.9153 | 539862.0196 | 568227.1902
Scenario 2: High TRC | PG&E | Com | FoodServ | Com - College | Program Administrator Cost Test | Fuel Substitution | 2444.3359 | 2845.7153 | 3300.5776 | 3776.4094 | 4288.7787 | 4842.3447 | 5446.2188 | 6279.974 | 7240.3873 | 8417.3383 | 9832.3905 | 11499.0159 | 13471.9123
Scenario 2: High TRC | PG&E | Com | FoodServ | Com - College | Rate Impact Measure Test | Energy Efficiency | 311110.0679 | 329306.6983 | 339357.648 | 399820.5442 | 382140.0946 | 400301.9696 | 421875.0072 | 441460.6699 | 466632.9059 | 491880.1368 | 517717.9153 | 539862.0196 | 568227.1902
Scenario 2: High TRC | PG&E | Com | FoodServ | Com - College | Rate Impact Measure Test | Fuel Substitution | 3190.8147 | 3626.8804 | 4102.2334 | 4572.423 | 5064.5737 | 5577.1588 | 6126.9365 | 6909.0939 | 7806.9068 | 8905.6417 | 10228.7837 | 11781.5895 | 13623.6139
Scenario 2: High TRC | PG&E | Com | FoodServ | Com - College | Total Resource Cost Test | Energy Efficiency | 311110.0679 | 329306.6983 | 339357.648 | 399820.5442 | 382140.0946 | 400301.9696 | 421875.0072 | 441460.6699 | 466632.9059 | 491880.1368 | 517717.9153 | 539862.0196 | 568227.1902
Scenario 2: High TRC | PG&E | Com | FoodServ | Com - College | Total Resource Cost Test | Fuel Substitution | 2444.3359 | 2845.7153 | 3300.5776 | 3776.4094 | 4288.7787 | 4842.3447 | 5446.2188 | 6279.974 | 7240.3873 | 8417.3383 | 9832.3905 | 11499.0159 | 13471.9123
Scenario 2: High TRC | PG&E | Com | FoodServ | Com - Grocery | Participant Cost Test | Energy Efficiency | 2996706.2678 | 3081170.9424 | 3072574.9307 | 2960235.7786 | 2810461.2714 | 2648880.7522 | 2459630.8924 | 2243990.8884 | 1995786.236 | 1722796.5759 | 1422403.6614 | 1090701.2755 | 725703.1862
Scenario 2: High TRC | PG&E | Com | FoodServ | Com - Grocery | Participant Cost Test | Fuel Substitution | 2315.5599 | 2585.0192 | 2844.7994 | 3094.3025 | 3335.647 | 3570.1659 | 3798.3579 | 4056.515 | 4316.894 | 4589.9414 | 4874.3585 | 5170.363 | 5480.0828
Scenario 2: High TRC | PG&E | Com | FoodServ | Com - Grocery | Program Administrator Cost Test | Energy Efficiency | 1711758.6809 | 1814402.7586 | 1922707.5982 | 2032903.0137 | 2139976.3487 | 2263294.4432 | 2388321.8322 | 2517613.182 | 2644715.1896 | 2780999.0644 | 2929685.6193 | 3086183.5395 | 3256877.0377
Scenario 2: High TRC | PG&E | Com | FoodServ | Com - Grocery | Program Administrator Cost Test | Fuel Substitution | 23681.2781 | 27606.9308 | 31976.1709 | 36606.5175 | 41573.7228 | 46905.3965 | 52669.4168 | 59465.6185 | 67010.0019 | 75586.9617 | 85323.2347 | 96339.7348 | 108882.4476
Scenario 2: High TRC | PG&E | Com | FoodServ | Com - Grocery | Rate Impact Measure Test | Energy Efficiency | 1711758.6809 | 1814402.7586 | 1922707.5982 | 2032903.0137 | 2139976.3487 | 2263294.4432 | 2388321.8322 | 2517613.182 | 2644715.1896 | 2780999.0644 | 2929685.6193 | 3086183.5395 | 3256877.0377
Scenario 2: High TRC | PG&E | Com | FoodServ | Com - Grocery | Rate Impact Measure Test | Fuel Substitution | 30643.2762 | 34836.8596 | 39320.8131 | 43859.1584 | 48597.4011 | 53502.1205 | 58720.4374 | 64893.9094 | 71748.9525 | 79513.8461 | 88377.1404 | 98419.741 | 109949.2197
Scenario 2: High TRC | PG&E | Com | FoodServ | Com - Grocery | Total Resource Cost Test | Energy Efficiency | 1711758.6809 | 1814402.7586 | 1922707.5982 | 2032903.0137 | 2139976.3487 | 2263294.4432 | 2388321.8322 | 2517613.182 | 2644715.1896 | 2780999.0644 | 2929685.6193 | 3086183.5395 | 3256877.0377
Scenario 2: High TRC | PG&E | Com | FoodServ | Com - Grocery | Total Resource Cost Test | Fuel Substitution | 23681.2781 | 27606.9308 | 31976.1709 | 36606.5175 | 41573.7228 | 46905.3965 | 52669.4168 | 59465.6185 | 67010.0019 | 75586.9617 | 85323.2347 | 96339.7348 | 108882.4476
Scenario 2: High TRC | PG&E | Com | FoodServ | Com - Health | Participant Cost Test | Energy Efficiency | 1195894.8991 | 1228777.652 | 1241284.3997 | 1187902.4814 | 1136239.3067 | 1060091.863 | 1030185.7118 | 912345.4392 | 810799.607 | 693632.8648 | 562962.4842 | 431712.8723 | 285839.1098
Scenario 2: High TRC | PG&E | Com | FoodServ | Com - Health | Participant Cost Test | Fuel Substitution | 724.238 | 829.51 | 923.3368 | 1014.768 | 1113.293 | 1213.1881 | 1315.8481 | 1422.3726 | 1529.5408 | 1637.6706 | 1745.9872 | 1857.3724 | 1971.0016
Scenario 2: High TRC | PG&E | Com | FoodServ | Com - Health | Program Administrator Cost Test | Energy Efficiency | 761088.3633 | 806823.1964 | 871562.7304 | 914227.6213 | 968304.7788 | 1008758.6791 | 1126934.412 | 1143263.681 | 1200562.2597 | 1252617.0638 | 1299904.9909 | 1374106.2235 | 1454376.3303
Scenario 2: High TRC | PG&E | Com | FoodServ | Com - Health | Program Administrator Cost Test | Fuel Substitution | 6857.0762 | 8095.3353 | 9475.7811 | 10956.2268 | 12689.5026 | 14613.7356 | 16799.9178 | 19297.7685 | 22127.9981 | 25361.1756 | 29063.2196 | 33336.6647 | 38295.1211
Scenario 2: High TRC | PG&E | Com | FoodServ | Com - Health | Rate Impact Measure Test | Energy Efficiency | 761088.3633 | 806823.1964 | 871562.7304 | 914227.6213 | 968304.7788 | 1008758.6791 | 1126934.412 | 1143263.681 | 1200562.2597 | 1252617.0638 | 1299904.9909 | 1374106.2235 | 1454376.3303
Scenario 2: High TRC | PG&E | Com | FoodServ | Com - Health | Rate Impact Measure Test | Fuel Substitution | 8783.9844 | 10131.4081 | 11576.2708 | 13058.376 | 14775.6983 | 16624.3423 | 18698.8695 | 21040.1452 | 23683.6617 | 26677.9342 | 30108.0165 | 34063.7634 | 38676.2751
Scenario 2: High TRC | PG&E | Com | FoodServ | Com - Health | Total Resource Cost Test | Energy Efficiency | 761088.3633 | 806823.1964 | 871562.7304 | 914227.6213 | 968304.7788 | 1008758.6791 | 1126934.412 | 1143263.681 | 1200562.2597 | 1252617.0638 | 1299904.9909 | 1374106.2235 | 1454376.3303
Scenario 2: High TRC | PG&E | Com | FoodServ | Com - Health | Total Resource Cost Test | Fuel Substitution | 6857.0762 | 8095.3353 | 9475.7811 | 10956.2268 | 12689.5026 | 14613.7356 | 16799.9178 | 19297.7685 | 22127.9981 | 25361.1756 | 29063.2196 | 33336.6647 | 38295.1211
Scenario 2: High TRC | PG&E | Com | FoodServ | Com - Lodging | Participant Cost Test | Energy Efficiency | 1228593.0798 | 1269492.887 | 1273253.7291 | 1238979.4963 | 1194540.7264 | 1130430.1691 | 1055021.646 | 966562.2172 | 863953.6473 | 749474.8919 | 619450.2392 | 471185.0522 | 318841.9693
Scenario 2: High TRC | PG&E | Com | FoodServ | Com - Lodging | Participant Cost Test | Fuel Substitution | 703.3972 | 791.8308 | 873.4426 | 953.226 | 1037.7418 | 1122.3923 | 1210.2993 | 1299.1247 | 1387.8268 | 1477.055 | 1567.0456 | 1660.1036 | 1758.6003
Scenario 2: High TRC | PG&E | Com | FoodServ | Com - Lodging | Program Administrator Cost Test | Energy Efficiency | 686500.2885 | 732941.1095 | 781140.2758 | 828050.3075 | 883287.8291 | 936513.2505 | 991392.6218 | 1047963.5751 | 1105128.8865 | 1167936.211 | 1234417.512 | 1295007.3597 | 1421967.4155
Scenario 2: High TRC | PG&E | Com | FoodServ | Com - Lodging | Program Administrator Cost Test | Fuel Substitution | 7099.8165 | 8319.1552 | 9652.8087 | 11089.4284 | 12732.1153 | 14533.5524 | 16569.656 | 18831.1682 | 21341.3658 | 24148.9928 | 27303.9131 | 30881.3609 | 34989.6301
Scenario 2: High TRC | PG&E | Com | FoodServ | Com - Lodging | Rate Impact Measure Test | Energy Efficiency | 686500.2885 | 732941.1095 | 781140.2758 | 828050.3075 | 883287.8291 | 936513.2505 | 991392.6218 | 1047963.5751 | 1105128.8865 | 1167936.211 | 1234417.512 | 1295007.3597 | 1421967.4155
Scenario 2: High TRC | PG&E | Com | FoodServ | Com - Lodging | Rate Impact Measure Test | Fuel Substitution | 9266.1382 | 10592.0048 | 11965.3402 | 13389.1466 | 14993.0158 | 16692.5053 | 18591.1056 | 20665.5935 | 22959.6254 | 25501.4245 | 28362.943 | 31608.6018 | 35365.6552
Scenario 2: High TRC | PG&E | Com | FoodServ | Com - Lodging | Total Resource Cost Test | Energy Efficiency | 686500.2885 | 732941.1095 | 781140.2758 | 828050.3075 | 883287.8291 | 936513.2505 | 991392.6218 | 1047963.5751 | 1105128.8865 | 1167936.211 | 1234417.512 | 1295007.3597 | 1421967.4155
Scenario 2: High TRC | PG&E | Com | FoodServ | Com - Lodging | Total Resource Cost Test | Fuel Substitution | 7099.8165 | 8319.1552 | 9652.8087 | 11089.4284 | 12732.1153 | 14533.5524 | 16569.656 | 18831.1682 | 21341.3658 | 24148.9928 | 27303.9131 | 30881.3609 | 34989.6301
Scenario 2: High TRC | PG&E | Com | FoodServ | Com - Office (Large) | Participant Cost Test | Energy Efficiency | 27822.3488 | 27733.2551 | 27874.8173 | 27887.8142 | 26081.6079 | 24031.4347 | 21892.529 | 19484.948 | 16884.2279 | 14172.5492 | 11280.585 | 8187.4882 | 4877.4256
Scenario 2: High TRC | PG&E | Com | FoodServ | Com - Office (Large) | Program Administrator Cost Test | Energy Efficiency | 6684.0543 | 6926.7395 | 7179.9967 | 7394.2728 | 7698.6096 | 8071.9675 | 8392.984 | 8648.3355 | 8844.7609 | 9053.8585 | 9322.1309 | 9536.26 | 9747.8847
Scenario 2: High TRC | PG&E | Com | FoodServ | Com - Office (Large) | Rate Impact Measure Test | Energy Efficiency | 6684.0543 | 6926.7395 | 7179.9967 | 7394.2728 | 7698.6096 | 8071.9675 | 8392.984 | 8648.3355 | 8844.7609 | 9053.8585 | 9322.1309 | 9536.26 | 9747.8847
Scenario 2: High TRC | PG&E | Com | FoodServ | Com - Office (Large) | Total Resource Cost Test | Energy Efficiency | 6684.0543 | 6926.7395 | 7179.9967 | 7394.2728 | 7698.6096 | 8071.9675 | 8392.984 | 8648.3355 | 8844.7609 | 9053.8585 | 9322.1309 | 9536.26 | 9747.8847
Scenario 2: High TRC | PG&E | Com | FoodServ | Com - Office (Small) | Participant Cost Test | Energy Efficiency | 6343.1149 | 6391.1957 | 6470.5143 | 3646.61 | 26265.3874 | 5522.284 | 5060.4957 | 4547.5612 | 3987.6938 | 3374.6204 | 2710.7262 | 1984.4206 | 1191.6534
Scenario 2: High TRC | PG&E | Com | FoodServ | Com - Office (Small) | Program Administrator Cost Test | Energy Efficiency | 1523.8729 | 1596.2839 | 1666.6753 | 966.875 | 7752.8565 | 1854.8912 | 1940.0527 | 2018.4214 | 2088.9435 | 2155.8108 | 2240.1094 | 2311.3255 | 2381.6048
Scenario 2: High TRC | PG&E | Com | FoodServ | Com - Office (Small) | Rate Impact Measure Test | Energy Efficiency | 1523.8729 | 1596.2839 | 1666.6753 | 966.875 | 7752.8565 | 1854.8912 | 1940.0527 | 2018.4214 | 2088.9435 | 2155.8108 | 2240.1094 | 2311.3255 | 2381.6048
Scenario 2: High TRC | PG&E | Com | FoodServ | Com - Office (Small) | Total Resource Cost Test | Energy Efficiency | 1523.8729 | 1596.2839 | 1666.6753 | 966.875 | 7752.8565 | 1854.8912 | 1940.0527 | 2018.4214 | 2088.9435 | 2155.8108 | 2240.1094 | 2311.3255 | 2381.6048
Scenario 2: High TRC | PG&E | Com | FoodServ | Com - Other | Participant Cost Test | Energy Efficiency | 3603660.9882 | 3708688.1346 | 3643354.8598 | 3520706.2314 | 3360319.7042 | 3183022.7087 | 2976186.5014 | 2727077.0048 | 2431073.9163 | 2104892.4913 | 1739772.4418 | 1331124.0016 | 877085.643
Scenario 2: High TRC | PG&E | Com | FoodServ | Com - Other | Participant Cost Test | Fuel Substitution | 2584.9392 | 2911.2681 | 3245.7498 | 3563.78 | 3879.0125 | 4192.5488 | 4501.067 | 4827.1769 | 5170.572 | 5521.64 | 5890.0731 | 6269.4932 | 6660.6343
Scenario 2: High TRC | PG&E | Com | FoodServ | Com - Other | Program Administrator Cost Test | Energy Efficiency | 2395183.8061 | 2546138.2381 | 2703455.1187 | 2860074.7839 | 3016536.334 | 3196037.3268 | 3384486.2353 | 3572188.0942 | 3750344.6046 | 3947949.6099 | 4162155.2009 | 4385750.6311 | 4627141.8687
Scenario 2: High TRC | PG&E | Com | FoodServ | Com - Other | Program Administrator Cost Test | Fuel Substitution | 27705.1585 | 32622.5751 | 38331.8777 | 44316.3711 | 50835.6188 | 57936.2239 | 65654.8217 | 74398.2262 | 84317.3421 | 95411.8594 | 108019.7808 | 122181.4972 | 138149.4701
Scenario 2: High TRC | PG&E | Com | FoodServ | Com - Other | Rate Impact Measure Test | Energy Efficiency | 2395183.8061 | 2546138.2381 | 2703455.1187 | 2860074.7839 | 3016536.334 | 3196037.3268 | 3384486.2353 | 3572188.0942 | 3750344.6046 | 3947949.6099 | 4162155.2009 | 4385750.6311 | 4627141.8687
Scenario 2: High TRC | PG&E | Com | FoodServ | Com - Other | Rate Impact Measure Test | Fuel Substitution | 38293.444 | 43906.8536 | 50091.2727 | 56154.9947 | 62532.6841 | 69176.4196 | 76205.9923 | 84035.6605 | 92891.3967 | 102655.7216 | 113760.1927 | 126179.8492 | 140243.4311
Scenario 2: High TRC | PG&E | Com | FoodServ | Com - Other | Total Resource Cost Test | Energy Efficiency | 2395183.8061 | 2546138.2381 | 2703455.1187 | 2860074.7839 | 3016536.334 | 3196037.3268 | 3384486.2353 | 3572188.0942 | 3750344.6046 | 3947949.6099 | 4162155.2009 | 4385750.6311 | 4627141.8687
Scenario 2: High TRC | PG&E | Com | FoodServ | Com - Other | Total Resource Cost Test | Fuel Substitution | 27705.1585 | 32622.5751 | 38331.8777 | 44316.3711 | 50835.6188 | 57936.2239 | 65654.8217 | 74398.2262 | 84317.3421 | 95411.8594 | 108019.7808 | 122181.4972 | 138149.4701
Scenario 2: High TRC | PG&E | Com | FoodServ | Com - Restaurant | Participant Cost Test | Energy Efficiency | 7763374.3443 | 7929001.0489 | 7853319.7193 | 7543564.2681 | 7157770.9666 | 6705542.0401 | 6207889.1586 | 5641154.1636 | 5008832.9259 | 4315830.3625 | 3551832.4368 | 1685404.1065 | 7166234.9871
Scenario 2: High TRC | PG&E | Com | FoodServ | Com - Restaurant | Participant Cost Test | Fuel Substitution | 6802.7311 | 7617.6055 | 8422.6196 | 9205.1389 | 9972.6491 | 10728.9806 | 11466.9618 | 12235.093 | 13012.4359 | 13798.8852 | 14598.7148 | 13689.2811 | 14026.0409
Scenario 2: High TRC | PG&E | Com | FoodServ | Com - Restaurant | Program Administrator Cost Test | Energy Efficiency | 4627407.8904 | 4880121.15 | 5150148.2986 | 5419101.9909 | 5693672.8151 | 5976521.829 | 6277910.596 | 6581871.0119 | 6892700.0948 | 7225851.9693 | 7581278.7659 | 4929824.5162 | 33527461.5075
Scenario 2: High TRC | PG&E | Com | FoodServ | Com - Restaurant | Program Administrator Cost Test | Fuel Substitution | 71522.0133 | 83821.1318 | 97584.3944 | 112290.2527 | 128188.5645 | 145393.6214 | 163980.7396 | 184816.8161 | 207888.0858 | 233481.0101 | 262002.4849 | 260974.3467 | 284908.4583
Scenario 2: High TRC | PG&E | Com | FoodServ | Com - Restaurant | Rate Impact Measure Test | Energy Efficiency | 4627407.8904 | 4880121.15 | 5150148.2986 | 5419101.9909 | 5693672.8151 | 5976521.829 | 6277910.596 | 6581871.0119 | 6892700.0948 | 7225851.9693 | 7581278.7659 | 4929824.5162 | 33527461.5075
Scenario 2: High TRC | PG&E | Com | FoodServ | Com - Restaurant | Rate Impact Measure Test | Fuel Substitution | 95186.3214 | 108710.4645 | 123076.8215 | 137708.1698 | 153052.2267 | 169014.494 | 185889.2408 | 204567.1209 | 225209.0084 | 247882.6683 | 273222.9056 | 267790.4747 | 288375.9606
Scenario 2: High TRC | PG&E | Com | FoodServ | Com - Restaurant | Total Resource Cost Test | Energy Efficiency | 4627407.8904 | 4880121.15 | 5150148.2986 | 5419101.9909 | 5693672.8151 | 5976521.829 | 6277910.596 | 6581871.0119 | 6892700.0948 | 7225851.9693 | 7581278.7659 | 4929824.5162 | 33527461.5075
Scenario 2: High TRC | PG&E | Com | FoodServ | Com - Restaurant | Total Resource Cost Test | Fuel Substitution | 71522.0133 | 83821.1318 | 97584.3944 | 112290.2527 | 128188.5645 | 145393.6214 | 163980.7396 | 184816.8161 | 207888.0858 | 233481.0101 | 262002.4849 | 260974.3467 | 284908.4583
Scenario 2: High TRC | PG&E | Com | FoodServ | Com - Retail | Participant Cost Test | Energy Efficiency | 41991.6122 | 43507.7259 | 45122.3987 | 11225.4287 | 322828.207 | 40720.3162 | 40692.0104 | 38234.0641 | 34702.293 | 30384.8042 | 25292.1765 | 19281.3595 | 12398.2899
Scenario 2: High TRC | PG&E | Com | FoodServ | Com - Retail | Program Administrator Cost Test | Energy Efficiency | 16132.1819 | 18107.4989 | 20330.1209 | 2976.3495 | 201114.9867 | 25179.5771 | 29145.1653 | 32005.7513 | 34613.5572 | 37309.6473 | 40252.0939 | 43110.0563 | 46136.3533
Scenario 2: High TRC | PG&E | Com | FoodServ | Com - Retail | Rate Impact Measure Test | Energy Efficiency | 16132.1819 | 18107.4989 | 20330.1209 | 2976.3495 | 201114.9867 | 25179.5771 | 29145.1653 | 32005.7513 | 34613.5572 | 37309.6473 | 40252.0939 | 43110.0563 | 46136.3533
Scenario 2: High TRC | PG&E | Com | FoodServ | Com - Retail | Total Resource Cost Test | Energy Efficiency | 16132.1819 | 18107.4989 | 20330.1209 | 2976.3495 | 201114.9867 | 25179.5771 | 29145.1653 | 32005.7513 | 34613.5572 | 37309.6473 | 40252.0939 | 43110.0563 | 46136.3533
Scenario 2: High TRC | PG&E | Com | FoodServ | Com - School | Participant Cost Test | Energy Efficiency | 1562978.011 | 1591907.8737 | 1557114.9457 | 1498377.6725 | 1418871.369 | 1332294.6907 | 1231927.2336 | 1121296.9094 | 997375.8544 | 859607.1046 | 706650.9127 | 538013.4234 | 349366.5376
Scenario 2: High TRC | PG&E | Com | FoodServ | Com - School | Participant Cost Test | Fuel Substitution | 332.069 | 366.1551 | 398.4073 | 437.0936 | 482.4496 | 531.5982 | 582.7968 | 638.8345 | 699.2236 | 763.7723 | 832.7487 | 911.0623 | 1042.6241
Scenario 2: High TRC | PG&E | Com | FoodServ | Com - School | Program Administrator Cost Test | Energy Efficiency | 935551.3664 | 988918.1868 | 1043380.3167 | 1096691.5561 | 1148284.8141 | 1208272.9382 | 1267444.922 | 1331550.4831 | 1398033.0428 | 1469204.3047 | 1546851.475 | 1631312.766 | 1715485.7007
Scenario 2: High TRC | PG&E | Com | FoodServ | Com - School | Program Administrator Cost Test | Fuel Substitution | 3133.7592 | 3548.9989 | 4071.1518 | 4718.3832 | 5527.7388 | 6474.6367 | 7562.8741 | 8851.8667 | 10371.8643 | 12155.7279 | 14248.7015 | 16754.1806 | 20569.9561
Scenario 2: High TRC | PG&E | Com | FoodServ | Com - School | Rate Impact Measure Test | Energy Efficiency | 935551.3664 | 988918.1868 | 1043380.3167 | 1096691.5561 | 1148284.8141 | 1208272.9382 | 1267444.922 | 1331550.4831 | 1398033.0428 | 1469204.3047 | 1546851.475 | 1631312.766 | 1715485.7007
Scenario 2: High TRC | PG&E | Com | FoodServ | Com - School | Rate Impact Measure Test | Fuel Substitution | 4043.3646 | 4473.0615 | 5023.8319 | 5679.752 | 6498.2451 | 7431.6762 | 8486.2452 | 9719.6414 | 11167.1916 | 12847.3475 | 14812.3965 | 17157.569 | 20792.5054
Scenario 2: High TRC | PG&E | Com | FoodServ | Com - School | Total Resource Cost Test | Energy Efficiency | 935551.3664 | 988918.1868 | 1043380.3167 | 1096691.5561 | 1148284.8141 | 1208272.9382 | 1267444.922 | 1331550.4831 | 1398033.0428 | 1469204.3047 | 1546851.475 | 1631312.766 | 1715485.7007
Scenario 2: High TRC | PG&E | Com | FoodServ | Com - School | Total Resource Cost Test | Fuel Substitution | 3133.7592 | 3548.9989 | 4071.1518 | 4718.3832 | 5527.7388 | 6474.6367 | 7562.8741 | 8851.8667 | 10371.8643 | 12155.7279 | 14248.7015 | 16754.1806 | 20569.9561
Scenario 2: High TRC | PG&E | Com | HVAC | Com - College | Participant Cost Test | Energy Efficiency | 1451712.3908 | 1378767.5697 | 987580.2214 | 1828228.4974 | 916504.3496 | 543264.6545 | 436165.8931 | 389221.8145 | 289660.3457 | 245696.8981 | 195880.2495 | 137445.8455 | 80068.3751
Scenario 2: High TRC | PG&E | Com | HVAC | Com - College | Participant Cost Test | Fuel Substitution | 98181.1448 | 116805.6151 | 120930.5083 | 124424.2776 | 138621.4144 | 0 | 0 | 0 | 0 | 0 | 0 | 0 | 0
Scenario 2: High TRC | PG&E | Com | HVAC | Com - College | Program Administrator Cost Test | Energy Efficiency | 468777.028 | 484273.0442 | 425420.9657 | 684433.38 | 476670.1934 | 369803.0126 | 385623.32 | 398821.0713 | 420981.8741 | 444242.9964 | 466348.2473 | 473415.1815 | 495389.844
Scenario 2: High TRC | PG&E | Com | HVAC | Com - College | Program Administrator Cost Test | Fuel Substitution | 262213.665 | 307253.8708 | 338845.619 | 369408.8785 | 413584.8053 | 0 | 0 | 0 | 0 | 0 | 0 | 0 | 0
Scenario 2: High TRC | PG&E | Com | HVAC | Com - College | Rate Impact Measure Test | Energy Efficiency | 468777.028 | 484273.0442 | 425420.9657 | 684433.38 | 476670.1934 | 369803.0126 | 385623.32 | 398821.0713 | 420981.8741 | 444242.9964 | 466348.2473 | 473415.1815 | 495389.844
Scenario 2: High TRC | PG&E | Com | HVAC | Com - College | Rate Impact Measure Test | Fuel Substitution | 269247.8381 | 312185.3078 | 342058.1199 | 371796.3179 | 415170.136 | 0 | 0 | 0 | 0 | 0 | 0 | 0 | 0
Scenario 2: High TRC | PG&E | Com | HVAC | Com - College | Total Resource Cost Test | Energy Efficiency | 654981.2509 | 670974.6375 | 564358.004 | 1057917.9366 | 642552.0708 | 478323.5124 | 436499.7953 | 449096.1902 | 420981.8741 | 444242.9964 | 466348.2473 | 473415.1815 | 495389.844
Scenario 2: High TRC | PG&E | Com | HVAC | Com - College | Total Resource Cost Test | Fuel Substitution | 293807.203 | 342667.0931 | 375948.7324 | 407837.4394 | 454595.9546 | 0 | 0 | 0 | 0 | 0 | 0 | 0 | 0
Scenario 2: High TRC | PG&E | Com | HVAC | Com - Grocery | Participant Cost Test | Energy Efficiency | 3333134.7231 | 3434157.6922 | 3490820.2229 | 3483883.862 | 3407175.4812 | 3274919.9185 | 3088884.7368 | 2859223.1772 | 2396607.7777 | 2051889.7983 | 1662114.9029 | 1226696.9655 | 751508.5581
Scenario 2: High TRC | PG&E | Com | HVAC | Com - Grocery | Participant Cost Test | Fuel Substitution | 585554.084 | 615507.252 | 637533.2327 | 651308.5647 | 558081.2993 | 56435.1175 | 53104.7229 | 48067.8114 | 40213.4688 | 33566.9366 | 26516.739 | 19132.3585 | 11526.129
Scenario 2: High TRC | PG&E | Com | HVAC | Com - Grocery | Program Administrator Cost Test | Energy Efficiency | 839013.7591 | 932596.7946 | 1022091.4388 | 1104894.4382 | 1185179.2334 | 1278410.6357 | 1364974.4599 | 1452899.8076 | 1532717.0261 | 1609169.3235 | 1687727.0583 | 1757440.6897 | 1827259.418
Scenario 2: High TRC | PG&E | Com | HVAC | Com - Grocery | Program Administrator Cost Test | Fuel Substitution | 1906064.2022 | 2123371.6638 | 2338349.546 | 2546810.6621 | 2744133.3931 | 34349.8771 | 36355.8844 | 37556.4282 | 38274.0957 | 38676.2375 | 39101.9217 | 39170.0826 | 39127.8068
Scenario 2: High TRC | PG&E | Com | HVAC | Com - Grocery | Rate Impact Measure Test | Energy Efficiency | 839013.7591 | 932596.7946 | 1022091.4388 | 1104894.4382 | 1185179.2334 | 1278410.6357 | 1364974.4599 | 1452899.8076 | 1532717.0261 | 1609169.3235 | 1687727.0583 | 1757440.6897 | 1827259.418
Scenario 2: High TRC | PG&E | Com | HVAC | Com - Grocery | Rate Impact Measure Test | Fuel Substitution | 2088000.6004 | 2291574.9906 | 2493503.4745 | 2685814.881 | 2865190.8954 | 34349.8771 | 36355.8844 | 37556.4282 | 38274.0957 | 38676.2375 | 39101.9217 | 39170.0826 | 39127.8068
Scenario 2: High TRC | PG&E | Com | HVAC | Com - Grocery | Total Resource Cost Test | Energy Efficiency | 962306.5675 | 1065365.1776 | 1163595.1221 | 1254062.473 | 1340540.9583 | 1439432.541 | 1530887.1424 | 1623569.5197 | 1532717.0261 | 1609169.3235 | 1687727.0583 | 1757440.6897 | 1827259.418
Scenario 2: High TRC | PG&E | Com | HVAC | Com - Grocery | Total Resource Cost Test | Fuel Substitution | 2150240.4053 | 2381724.0664 | 2608507.131 | 2826109.22 | 2931493.0673 | 36163.7009 | 38224.5887 | 39441.4058 | 38274.0957 | 38676.2375 | 39101.9217 | 39170.0826 | 39127.8068
Scenario 2: High TRC | PG&E | Com | HVAC | Com - Health | Participant Cost Test | Energy Efficiency | 6042054.399 | 6217723.4455 | 6324955.6616 | 6223360.6618 | 6045031.6411 | 5407872.409 | 5126044.8785 | 4792369.6207 | 3946925.672 | 3346978.5044 | 2690375.4167 | 2014956.1228 | 1285807.8923
Scenario 2: High TRC | PG&E | Com | HVAC | Com - Health | Participant Cost Test | Fuel Substitution | 353655.9379 | 369511.6305 | 380324.3843 | 385596.4269 | 385221.4931 | 74.4491 | 70.4813 | 64.1885 | 0 | 45.0282 | 35.768 | 25.9498 | 15.719
Scenario 2: High TRC | PG&E | Com | HVAC | Com - Health | Program Administrator Cost Test | Energy Efficiency | 1746331.1558 | 1918499.3901 | 2095502.3696 | 2217562.3446 | 2358800.5493 | 2365545.0311 | 2504341.4252 | 2640402.9485 | 2766450.4802 | 2873427.8919 | 2967177.7499 | 3090146.0154 | 3212772.3813
Scenario 2: High TRC | PG&E | Com | HVAC | Com - Health | Program Administrator Cost Test | Fuel Substitution | 696338.9693 | 779378.128 | 861271.8168 | 940711.377 | 1016868.7177 | 45.0771 | 47.9756 | 49.832 | 0 | 51.8814 | 52.7433 | 53.1269 | 53.3606
Scenario 2: High TRC | PG&E | Com | HVAC | Com - Health | Rate Impact Measure Test | Energy Efficiency | 1746331.1558 | 1918499.3901 | 2095502.3696 | 2217562.3446 | 2358800.5493 | 2365545.0311 | 2504341.4252 | 2640402.9485 | 2766450.4802 | 2873427.8919 | 2967177.7499 | 3090146.0154 | 3212772.3813
Scenario 2: High TRC | PG&E | Com | HVAC | Com - Health | Rate Impact Measure Test | Fuel Substitution | 733938.8661 | 812509.401 | 890426.3602 | 965252.5119 | 1036597.7728 | 45.0771 | 47.9756 | 49.832 | 0 | 51.8814 | 52.7433 | 53.1269 | 53.3606
Scenario 2: High TRC | PG&E | Com | HVAC | Com - Health | Total Resource Cost Test | Energy Efficiency | 2191842.3293 | 2392148.3491 | 2593207.8169 | 2727300.0362 | 2855941.6128 | 2806097.6182 | 2951756.1993 | 3093146.5534 | 2766450.4802 | 2873427.8919 | 2967177.7499 | 3090146.0154 | 3212772.3813
Scenario 2: High TRC | PG&E | Com | HVAC | Com - Health | Total Resource Cost Test | Fuel Substitution | 768271.9904 | 855951.3721 | 941752.6803 | 1024306.6756 | 1102740.0697 | 47.8462 | 50.8445 | 52.7418 | 0 | 51.8814 | 52.7433 | 53.1269 | 53.3606
Scenario 2: High TRC | PG&E | Com | HVAC | Com - Lodging | Participant Cost Test | Energy Efficiency | 3882799.2781 | 4019077.9437 | 4114280.1513 | 4126232.7817 | 4133014.9369 | 3861910.3934 | 3677517.1777 | 3516839.3057 | 1668155.6782 | 1399813.2245 | 1140055.9008 | 848389.5513 | 524744.4107
Scenario 2: High TRC | PG&E | Com | HVAC | Com - Lodging | Participant Cost Test | Fuel Substitution | 595895.2597 | 629146.0483 | 646360.7528 | 664825.6261 | 431149.992 | 12524.5738 | 11869.8147 | 10836.2916 | 23.6867 | 19.7842 | 15.6444 | 10.2034 | 6.1551
Scenario 2: High TRC | PG&E | Com | HVAC | Com - Lodging | Program Administrator Cost Test | Energy Efficiency | 975479.7427 | 1077228.1903 | 1175456.7404 | 1262745.7385 | 1364253.1511 | 1410391.8821 | 1504993.5052 | 1594803.237 | 1284584.5955 | 1339104.3347 | 1413387.1717 | 1485341.2301 | 1556788.558
Scenario 2: High TRC | PG&E | Com | HVAC | Com - Lodging | Program Administrator Cost Test | Fuel Substitution | 618284.0974 | 689050.1932 | 758588.3391 | 825660.5861 | 889105.1965 | 7205.4996 | 7641.1621 | 7907.3233 | 22.5441 | 22.7953 | 23.0691 | 20.8894 | 20.8946
Scenario 2: High TRC | PG&E | Com | HVAC | Com - Lodging | Rate Impact Measure Test | Energy Efficiency | 975479.7427 | 1077228.1903 | 1175456.7404 | 1262745.7385 | 1364253.1511 | 1410391.8821 | 1504993.5052 | 1594803.237 | 1284584.5955 | 1339104.3347 | 1413387.1717 | 1485341.2301 | 1556788.558
Scenario 2: High TRC | PG&E | Com | HVAC | Com - Lodging | Rate Impact Measure Test | Fuel Substitution | 643758.8775 | 710066.4768 | 775831.9554 | 838780.2733 | 898145.9001 | 7205.4996 | 7641.1621 | 7907.3233 | 22.5441 | 22.7953 | 23.0691 | 20.8894 | 20.8946
Scenario 2: High TRC | PG&E | Com | HVAC | Com - Lodging | Total Resource Cost Test | Energy Efficiency | 1769508.1206 | 1917655.6224 | 2056873.4363 | 2176108.66 | 2308727.5301 | 2302130.2412 | 2339588.9623 | 2441063.1945 | 1284584.5955 | 1339104.3347 | 1413387.1717 | 1485341.2301 | 1556788.558
Scenario 2: High TRC | PG&E | Com | HVAC | Com - Lodging | Total Resource Cost Test | Fuel Substitution | 1071101.8098 | 1168501.1173 | 1250871.2207 | 1334329.6728 | 1164426.405 | 8272.1481 | 8742.2265 | 9019.9233 | 22.5441 | 22.7953 | 23.0691 | 20.8894 | 20.8946
Scenario 2: High TRC | PG&E | Com | HVAC | Com - Office (Large) | Participant Cost Test | Energy Efficiency | 3812116.654 | 4228259.7106 | 4376400.7763 | 4252993.3779 | 4093178.3477 | 1710929.96 | 1068310.8458 | 972487.686 | 731967.7293 | 18335.7862 | 14505.652 | 10517.7699 | 118703.4082
Scenario 2: High TRC | PG&E | Com | HVAC | Com - Office (Large) | Participant Cost Test | Fuel Substitution | 84.8011 | 192.5673 | 194.6536 | 194.0709 | 190.9631 | 0 | 0 | 0 | 0 | 0 | 0 | 0 | 0
Scenario 2: High TRC | PG&E | Com | HVAC | Com - Office (Large) | Program Administrator Cost Test | Energy Efficiency | 755727.1844 | 905626.6897 | 1012433.826 | 1065263.9658 | 1117162.1742 | 513271.529 | 538699.5199 | 558466.9887 | 683626.0019 | 18229.409 | 18470.1902 | 18605.7226 | 411119.1893
Scenario 2: High TRC | PG&E | Com | HVAC | Com - Office (Large) | Program Administrator Cost Test | Fuel Substitution | 100.075 | 550.243 | 589.8003 | 624.648 | 654.3455 | 0 | 0 | 0 | 0 | 0 | 0 | 0 | 0
Scenario 2: High TRC | PG&E | Com | HVAC | Com - Office (Large) | Rate Impact Measure Test | Energy Efficiency | 755727.1844 | 905626.6897 | 1012433.826 | 1065263.9658 | 1117162.1742 | 513271.529 | 538699.5199 | 558466.9887 | 683626.0019 | 18229.409 | 18470.1902 | 18605.7226 | 411119.1893
Scenario 2: High TRC | PG&E | Com | HVAC | Com - Office (Large) | Rate Impact Measure Test | Fuel Substitution | 100.075 | 635.4085 | 668.6482 | 695.8612 | 717.1682 | 0 | 0 | 0 | 0 | 0 | 0 | 0 | 0
Scenario 2: High TRC | PG&E | Com | HVAC | Com - Office (Large) | Total Resource Cost Test | Energy Efficiency | 1891370.0226 | 2082384.0988 | 2212140.8325 | 2263304.3147 | 2308624.962 | 1179501.5329 | 638853.6558 | 658802.9057 | 683626.0019 | 18229.409 | 18470.1902 | 18605.7226 | 411119.1893
Scenario 2: High TRC | PG&E | Com | HVAC | Com - Office (Large) | Total Resource Cost Test | Fuel Substitution | 118.2177 | 632.2954 | 673.3684 | 708.7223 | 737.9817 | 0 | 0 | 0 | 0 | 0 | 0 | 0 | 0
Scenario 2: High TRC | PG&E | Com | HVAC | Com - Office (Small) | Participant Cost Test | Energy Efficiency | 335932.266 | 332244.7748 | 326052.3751 | 450923.8728 | 5995955.4213 | 255372.8212 | 236725.3569 | 214802.4539 | 170726.4541 | 142932.7411 | 112756.4166 | 79354.5233 | 42710.6932
Scenario 2: High TRC | PG&E | Com | HVAC | Com - Office (Small) | Participant Cost Test | Fuel Substitution | 10898.2976 | 11362.3054 | 21490.8302 | 17494.9139 | 39263.6483 | 0 | 0 | 0 | 0 | 0 | 0 | 0 | 0
Scenario 2: High TRC | PG&E | Com | HVAC | Com - Office (Small) | Program Administrator Cost Test | Energy Efficiency | 176362.8857 | 189772.0203 | 203141.5938 | 152207.3426 | 3438861.4536 | 219137.6716 | 232056.269 | 244843.6143 | 256939.0208 | 270045.6016 | 284616.9715 | 299354.9076 | 314888.9769
Scenario 2: High TRC | PG&E | Com | HVAC | Com - Office (Small) | Program Administrator Cost Test | Fuel Substitution | 14425.577 | 16178.3477 | 27551.7115 | 24478.9211 | 129818.6851 | 0 | 0 | 0 | 0 | 0 | 0 | 0 | 0
Scenario 2: High TRC | PG&E | Com | HVAC | Com - Office (Small) | Rate Impact Measure Test | Energy Efficiency | 176362.8857 | 189772.0203 | 203141.5938 | 152207.3426 | 3438861.4536 | 219137.6716 | 232056.269 | 244843.6143 | 256939.0208 | 270045.6016 | 284616.9715 | 299354.9076 | 314888.9769
Scenario 2: High TRC | PG&E | Com | HVAC | Com - Office (Small) | Rate Impact Measure Test | Fuel Substitution | 14526.3919 | 16274.1196 | 27642.0858 | 24545.8794 | 132454.4823 | 0 | 0 | 0 | 0 | 0 | 0 | 0 | 0
Scenario 2: High TRC | PG&E | Com | HVAC | Com - Office (Small) | Total Resource Cost Test | Energy Efficiency | 194224.612 | 208290.1442 | 222242.5923 | 193387.6865 | 3952548.9259 | 237268.088 | 250438.5591 | 263418.6607 | 256939.0208 | 270045.6016 | 284616.9715 | 299354.9076 | 314888.9769
Scenario 2: High TRC | PG&E | Com | HVAC | Com - Office (Small) | Total Resource Cost Test | Fuel Substitution | 15601.4741 | 17431.1337 | 29546.1077 | 26164.763 | 137437.2714 | 0 | 0 | 0 | 0 | 0 | 0 | 0 | 0
Scenario 2: High TRC | PG&E | Com | HVAC | Com - Other | Participant Cost Test | Energy Efficiency | 12205973.026 | 9609643.3859 | 8120068.5104 | 7955361.734 | 7697429.3759 | 8071897.8749 | 7732583.2182 | 7221980.5703 | 4670130.1345 | 3933555.8892 | 3144055.4265 | 2254891.0979 | 1271838.2446
Scenario 2: High TRC | PG&E | Com | HVAC | Com - Other | Participant Cost Test | Fuel Substitution | 1692750.6654 | 1784718.489 | 1854253.7248 | 1900476.7704 | 1857767.7567 | 0 | 0 | 0 | 0 | 0 | 0 | 0 | 0
Scenario 2: High TRC | PG&E | Com | HVAC | Com - Other | Program Administrator Cost Test | Energy Efficiency | 4983928.2502 | 4419622.5367 | 4234010.5388 | 4540737.2364 | 4834077.5234 | 5460521.5211 | 5882976.5231 | 6268323.5409 | 6284497.8627 | 6636005.0012 | 7035860.8028 | 7432621.941 | 7864554.2947
Scenario 2: High TRC | PG&E | Com | HVAC | Com - Other | Program Administrator Cost Test | Fuel Substitution | 3809869.2021 | 4250368.3107 | 4683332.9716 | 5101379.6105 | 5498018.6216 | 0 | 0 | 0 | 0 | 0 | 0 | 0 | 0
Scenario 2: High TRC | PG&E | Com | HVAC | Com - Other | Rate Impact Measure Test | Energy Efficiency | 4983928.2502 | 4419622.5367 | 4234010.5388 | 4540737.2364 | 4834077.5234 | 5460521.5211 | 5882976.5231 | 6268323.5409 | 6284497.8627 | 6636005.0012 | 7035860.8028 | 7432621.941 | 7864554.2947
Scenario 2: High TRC | PG&E | Com | HVAC | Com - Other | Rate Impact Measure Test | Fuel Substitution | 3938739.952 | 4351921.5912 | 4762140.3927 | 5155793.0741 | 5528798.0414 | 0 | 0 | 0 | 0 | 0 | 0 | 0 | 0
Scenario 2: High TRC | PG&E | Com | HVAC | Com - Other | Total Resource Cost Test | Energy Efficiency | 6866759.2675 | 5745132.9076 | 5268859.0886 | 5608580.2961 | 5925505.7445 | 6707600.5701 | 7164827.838 | 7572104.6368 | 6284497.8627 | 6636005.0012 | 7035860.8028 | 7432621.941 | 7864554.2947
Scenario 2: High TRC | PG&E | Com | HVAC | Com - Other | Total Resource Cost Test | Fuel Substitution | 4494010.2642 | 4976105.3303 | 5443623.9836 | 5888639.6653 | 6239772.9797 | 0 | 0 | 0 | 0 | 0 | 0 | 0 | 0
Scenario 2: High TRC | PG&E | Com | HVAC | Com - Restaurant | Participant Cost Test | Energy Efficiency | 2453979.5851 | 2537324.4249 | 2583371.336 | 2579234.7886 | 2524679.7918 | 2423665.6853 | 2285488.2 | 2109143.3071 | 1792435.2975 | 1562267.8795 | 1309530.4066 | 669016.6639 | 2620848.8963
Scenario 2: High TRC | PG&E | Com | HVAC | Com - Restaurant | Participant Cost Test | Fuel Substitution | 58261.6901 | 79695.7176 | 81478.7613 | 82011.4379 | 81284.3583 | 0 | 0 | 0 | 0 | 0 | 0 | 0 | 0
Scenario 2: High TRC | PG&E | Com | HVAC | Com - Restaurant | Program Administrator Cost Test | Energy Efficiency | 2012673.3452 | 2253933.117 | 2496372.6182 | 2727644.7397 | 2943679.7743 | 3143309.8911 | 3332369.8531 | 3504009.9011 | 3662416.5775 | 3814029.198 | 3958940.3274 | 2638668.1379 | 15399935.3653
Scenario 2: High TRC | PG&E | Com | HVAC | Com - Restaurant | Program Administrator Cost Test | Fuel Substitution | 115183.8195 | 204819.4306 | 225232.8912 | 244828.6711 | 263398.1269 | 0 | 0 | 0 | 0 | 0 | 0 | 0 | 0
Scenario 2: High TRC | PG&E | Com | HVAC | Com - Restaurant | Rate Impact Measure Test | Energy Efficiency | 2012673.3452 | 2253933.117 | 2496372.6182 | 2727644.7397 | 2943679.7743 | 3143309.8911 | 3332369.8531 | 3504009.9011 | 3662416.5775 | 3814029.198 | 3958940.3274 | 2638668.1379 | 15399935.3653
Scenario 2: High TRC | PG&E | Com | HVAC | Com - Restaurant | Rate Impact Measure Test | Fuel Substitution | 122077.2185 | 215565.2285 | 234913.5029 | 253249.0692 | 270478.1599 | 0 | 0 | 0 | 0 | 0 | 0 | 0 | 0
Scenario 2: High TRC | PG&E | Com | HVAC | Com - Restaurant | Total Resource Cost Test | Energy Efficiency | 2103701.4478 | 2350834.8578 | 2598369.4134 | 2833525.574 | 3052183.3719 | 3253273.1812 | 3442961.4598 | 3614288.4234 | 3662416.5775 | 3814029.198 | 3958940.3274 | 2638668.1379 | 15399935.3653
Scenario 2: High TRC | PG&E | Com | HVAC | Com - Restaurant | Total Resource Cost Test | Fuel Substitution | 118435.6398 | 210188.8909 | 230847.1482 | 250630.4284 | 269329.7241 | 0 | 0 | 0 | 0 | 0 | 0 | 0 | 0
Scenario 2: High TRC | PG&E | Com | HVAC | Com - Retail | Participant Cost Test | Energy Efficiency | 5159096.0657 | 5312945.4627 | 5285825.6319 | 3527028.6778 | 16544961.1275 | 4321310.7519 | 4165370.262 | 3927391.3473 | 2378935.7728 | 1926791.3926 | 1603171.2497 | 1184032.7013 | 718421.5887
Scenario 2: High TRC | PG&E | Com | HVAC | Com - Retail | Participant Cost Test | Fuel Substitution | 258408.0245 | 306599.883 | 314988.7953 | 288525.5027 | 322542.5543 | 90.8339 | 86.8659 | 80.1886 | 0 | 0 | 0 | 0 | 0
Scenario 2: High TRC | PG&E | Com | HVAC | Com - Retail | Program Administrator Cost Test | Energy Efficiency | 1242388.2781 | 1374257.334 | 1492938.8491 | 969338.7822 | 6401944.7575 | 1568556.017 | 1742822.751 | 1856193.0949 | 1843360.9714 | 1858281.3478 | 2030476.2563 | 2138166.8608 | 2249437.0681
Scenario 2: High TRC | PG&E | Com | HVAC | Com - Retail | Program Administrator Cost Test | Fuel Substitution | 529684.7246 | 616538.072 | 677793.9534 | 665807.899 | 753961.2457 | 47.3098 | 50.2012 | 51.9626 | 0 | 0 | 0 | 0 | 0
Scenario 2: High TRC | PG&E | Com | HVAC | Com - Retail | Rate Impact Measure Test | Energy Efficiency | 1242388.2781 | 1374257.334 | 1492938.8491 | 969338.7822 | 6401944.7575 | 1568556.017 | 1742822.751 | 1856193.0949 | 1843360.9714 | 1858281.3478 | 2030476.2563 | 2138166.8608 | 2249437.0681
Scenario 2: High TRC | PG&E | Com | HVAC | Com - Retail | Rate Impact Measure Test | Fuel Substitution | 553347.7972 | 636417.1504 | 694433.8928 | 677614.3939 | 763689.3555 | 47.3098 | 50.2012 | 51.9626 | 0 | 0 | 0 | 0 | 0
Scenario 2: High TRC | PG&E | Com | HVAC | Com - Retail | Total Resource Cost Test | Energy Efficiency | 2179741.6349 | 2367040.0405 | 2482202.1697 | 1679038.4088 | 9868812.6534 | 2519609.2245 | 2640501.3639 | 2777206.2489 | 1843360.9714 | 1858281.3478 | 2030476.2563 | 2138166.8608 | 2249437.0681
Scenario 2: High TRC | PG&E | Com | HVAC | Com - Retail | Total Resource Cost Test | Fuel Substitution | 600146.1904 | 697746.668 | 762869.2063 | 745504.1393 | 842788.9005 | 62.9133 | 66.3182 | 68.2524 | 0 | 0 | 0 | 0 | 0
Scenario 2: High TRC | PG&E | Com | HVAC | Com - School | Participant Cost Test | Energy Efficiency | 2217553.0517 | 2694963.889 | 3231758.9699 | 3337966.6119 | 3178464.5556 | 1988562.704 | 1847949.8459 | 1690798.9624 | 1157110.6249 | 934575.8246 | 751615.6402 | 616514.3245 | 391207.8033
Scenario 2: High TRC | PG&E | Com | HVAC | Com - School | Participant Cost Test | Fuel Substitution | 99890.4218 | 103548.7341 | 106820.8018 | 108960.7834 | 123097.5902 | 0 | 0 | 0 | 0 | 0 | 0 | 0 | 0
Scenario 2: High TRC | PG&E | Com | HVAC | Com - School | Program Administrator Cost Test | Energy Efficiency | 1088987.0117 | 1308736.996 | 1568486.9382 | 1725300.934 | 1807708.1487 | 1502443.8828 | 1575177.1835 | 1652107.1338 | 1630769.4712 | 1661672.0021 | 1741647.2917 | 1945673.8321 | 2092022.1795
Scenario 2: High TRC | PG&E | Com | HVAC | Com - School | Program Administrator Cost Test | Fuel Substitution | 416497.1438 | 455972.2707 | 492765.7499 | 526183.185 | 578236.4164 | 0 | 0 | 0 | 0 | 0 | 0 | 0 | 0
Scenario 2: High TRC | PG&E | Com | HVAC | Com - School | Rate Impact Measure Test | Energy Efficiency | 1088987.0117 | 1308736.996 | 1568486.9382 | 1725300.934 | 1807708.1487 | 1502443.8828 | 1575177.1835 | 1652107.1338 | 1630769.4712 | 1661672.0021 | 1741647.2917 | 1945673.8321 | 2092022.1795
Scenario 2: High TRC | PG&E | Com | HVAC | Com - School | Rate Impact Measure Test | Fuel Substitution | 429309.9851 | 465099.1668 | 500063.635 | 531956.7976 | 582524.0638 | 0 | 0 | 0 | 0 | 0 | 0 | 0 | 0
Scenario 2: High TRC | PG&E | Com | HVAC | Com - School | Total Resource Cost Test | Energy Efficiency | 1293618.9573 | 1570056.584 | 1899494.073 | 2083755.0889 | 2166613.4817 | 1734837.2068 | 1808450.2762 | 1886241.9205 | 1630769.4712 | 1661672.0021 | 1741647.2917 | 1945673.8321 | 2092022.1795
Scenario 2: High TRC | PG&E | Com | HVAC | Com - School | Total Resource Cost Test | Fuel Substitution | 437855.7282 | 478208.1409 | 515615.3453 | 549380.8683 | 603246.4259 | 0 | 0 | 0 | 0 | 0 | 0 | 0 | 0
Scenario 2: High TRC | PG&E | Com | HVAC | Com - Warehouse | Participant Cost Test | Energy Efficiency | 378241.8034 | 411411.3913 | 421652.9306 | 425186.6179 | 421583.76 | 476748.9521 | 475722.2662 | 464576.9148 | 187533.9947 | 112003.0911 | 90553.1784 | 66559.1719 | 54345.979
Scenario 2: High TRC | PG&E | Com | HVAC | Com - Warehouse | Participant Cost Test | Fuel Substitution | 92920.2362 | 98587.8645 | 103000.921 | 106101.9281 | 107827.967 | 0 | 0 | 0 | 0 | 0 | 0 | 0 | 0
Scenario 2: High TRC | PG&E | Com | HVAC | Com - Warehouse | Program Administrator Cost Test | Energy Efficiency | 95920.7548 | 112388.0961 | 123911.5068 | 134974.8595 | 146166.6891 | 183417.1325 | 205003.0114 | 231181.5803 | 143364.0913 | 104241.3903 | 109757.0252 | 114957.9986 | 161161.9042
Scenario 2: High TRC | PG&E | Com | HVAC | Com - Warehouse | Program Administrator Cost Test | Fuel Substitution | 301670.3048 | 337828.4335 | 373615.7554 | 408435.5127 | 441730.1963 | 0 | 0 | 0 | 0 | 0 | 0 | 0 | 0
Scenario 2: High TRC | PG&E | Com | HVAC | Com - Warehouse | Rate Impact Measure Test | Energy Efficiency | 95920.7548 | 112388.0961 | 123911.5068 | 134974.8595 | 146166.6891 | 183417.1325 | 205003.0114 | 231181.5803 | 143364.0913 | 104241.3903 | 109757.0252 | 114957.9986 | 161161.9042
Scenario 2: High TRC | PG&E | Com | HVAC | Com - Warehouse | Rate Impact Measure Test | Fuel Substitution | 318903.1591 | 352966.2481 | 386897.1611 | 419569.9165 | 450629.9852 | 0 | 0 | 0 | 0 | 0 | 0 | 0 | 0
Scenario 2: High TRC | PG&E | Com | HVAC | Com - Warehouse | Total Resource Cost Test | Energy Efficiency | 146566.2905 | 169715.0217 | 185173.0227 | 199793.0029 | 214085.8389 | 265367.1826 | 293222.3224 | 325324.9592 | 143364.0913 | 104241.3903 | 109757.0252 | 114957.9986 | 161161.9042
Scenario 2: High TRC | PG&E | Com | HVAC | Com - Warehouse | Total Resource Cost Test | Fuel Substitution | 331452.7732 | 369544.6982 | 406970.5136 | 443108.1661 | 477381.2134 | 0 | 0 | 0 | 0 | 0 | 0 | 0 | 0
Scenario 2: High TRC | PG&E | Com | Lighting | Com - College | Participant Cost Test | Energy Efficiency | 0 | 0 | 0 | 0 | 0 | 0 | 0 | 0 | 0 | 0 | 0 | 0 | 0
Scenario 2: High TRC | PG&E | Com | Lighting | Com - College | Program Administrator Cost Test | Energy Efficiency | 0 | 0 | 0 | 0 | 0 | 0 | 0 | 0 | 0 | 0 | 0 | 0 | 0
Scenario 2: High TRC | PG&E | Com | Lighting | Com - College | Rate Impact Measure Test | Energy Efficiency | 0 | 0 | 0 | 0 | 0 | 0 | 0 | 0 | 0 | 0 | 0 | 0 | 0
Scenario 2: High TRC | PG&E | Com | Lighting | Com - College | Total Resource Cost Test | Energy Efficiency | 0 | 0 | 0 | 0 | 0 | 0 | 0 | 0 | 0 | 0 | 0 | 0 | 0
Scenario 2: High TRC | PG&E | Com | Lighting | Com - Grocery | Participant Cost Test | Energy Efficiency | 81734.2319 | 82259.9762 | 167167.579 | 180691.0444 | 171033.0735 | 159940.2777 | 147193.7189 | 133020.7218 | 115037.8263 | 62121.757 | 42112.6429 | 32495.9053 | 21702.1863
Scenario 2: High TRC | PG&E | Com | Lighting | Com - Grocery | Program Administrator Cost Test | Energy Efficiency | 22056.7297 | 24192.3306 | 53347.6083 | 62745.5048 | 65488.5894 | 68543.5513 | 70343.303 | 71602.6351 | 72300.8703 | 46045.5578 | 38904.8242 | 39991.3901 | 40846.4132
Scenario 2: High TRC | PG&E | Com | Lighting | Com - Grocery | Rate Impact Measure Test | Energy Efficiency | 22056.7297 | 24192.3306 | 53347.6083 | 62745.5048 | 65488.5894 | 68543.5513 | 70343.303 | 71602.6351 | 72300.8703 | 46045.5578 | 38904.8242 | 39991.3901 | 40846.4132
Scenario 2: High TRC | PG&E | Com | Lighting | Com - Grocery | Total Resource Cost Test | Energy Efficiency | 22962.8249 | 25148.3049 | 55384.7264 | 65075.4696 | 67842.1685 | 70921.5341 | 72738.2458 | 74012.103 | 72300.8703 | 46045.5578 | 38904.8242 | 39991.3901 | 40846.4132
Scenario 2: High TRC | PG&E | Com | Lighting | Com - Health | Participant Cost Test | Energy Efficiency | 210899.587 | 212001.651 | 213983.9944 | 409740.4677 | 436112.0603 | 408295.8032 | 376039.24 | 339771.092 | 178711.0637 | 128328.5753 | 105592.4975 | 81322.2194 | 54138.9077
Scenario 2: High TRC | PG&E | Com | Lighting | Com - Health | Program Administrator Cost Test | Energy Efficiency | 59396.3284 | 65094.8693 | 71394.784 | 148989.7644 | 175011.8755 | 183504.9048 | 188780.5405 | 192537.7309 | 119213.3849 | 101274.4702 | 104181.7258 | 107377.983 | 110034.2015
Scenario 2: High TRC | PG&E | Com | Lighting | Com - Health | Rate Impact Measure Test | Energy Efficiency | 59396.3284 | 65094.8693 | 71394.784 | 148989.7644 | 175011.8755 | 183504.9048 | 188780.5405 | 192537.7309 | 119213.3849 | 101274.4702 | 104181.7258 | 107377.983 | 110034.2015
Scenario 2: High TRC | PG&E | Com | Lighting | Com - Health | Total Resource Cost Test | Energy Efficiency | 62398.023 | 68257.0283 | 74746.93 | 155788.8497 | 182732.7174 | 191311.1882 | 196644.2025 | 200442.556 | 119213.3849 | 101274.4702 | 104181.7258 | 107377.983 | 110034.2015
Scenario 2: High TRC | PG&E | Com | Lighting | Com - Lodging | Participant Cost Test | Energy Efficiency | 0 | 0 | 0 | 0 | 0 | 0 | 0 | 0 | 0 | 0 | 0 | 0 | 0
Scenario 2: High TRC | PG&E | Com | Lighting | Com - Lodging | Program Administrator Cost Test | Energy Efficiency | 0 | 0 | 0 | 0 | 0 | 0 | 0 | 0 | 0 | 0 | 0 | 0 | 0
Scenario 2: High TRC | PG&E | Com | Lighting | Com - Lodging | Rate Impact Measure Test | Energy Efficiency | 0 | 0 | 0 | 0 | 0 | 0 | 0 | 0 | 0 | 0 | 0 | 0 | 0
Scenario 2: High TRC | PG&E | Com | Lighting | Com - Lodging | Total Resource Cost Test | Energy Efficiency | 0 | 0 | 0 | 0 | 0 | 0 | 0 | 0 | 0 | 0 | 0 | 0 | 0
Scenario 2: High TRC | PG&E | Com | Lighting | Com - Office (Large) | Participant Cost Test | Energy Efficiency | 0 | 0 | 0 | 0 | 0 | 0 | 0 | 0 | 0 | 0 | 0 | 0 | 0
Scenario 2: High TRC | PG&E | Com | Lighting | Com - Office (Large) | Program Administrator Cost Test | Energy Efficiency | 0 | 0 | 0 | 0 | 0 | 0 | 0 | 0 | 0 | 0 | 0 | 0 | 0
Scenario 2: High TRC | PG&E | Com | Lighting | Com - Office (Large) | Rate Impact Measure Test | Energy Efficiency | 0 | 0 | 0 | 0 | 0 | 0 | 0 | 0 | 0 | 0 | 0 | 0 | 0
Scenario 2: High TRC | PG&E | Com | Lighting | Com - Office (Large) | Total Resource Cost Test | Energy Efficiency | 0 | 0 | 0 | 0 | 0 | 0 | 0 | 0 | 0 | 0 | 0 | 0 | 0
Scenario 2: High TRC | PG&E | Com | Lighting | Com - Office (Small) | Participant Cost Test | Energy Efficiency | 0 | 0 | 0 | 0 | 0 | 0 | 0 | 0 | 0 | 0 | 0 | 0 | 0
Scenario 2: High TRC | PG&E | Com | Lighting | Com - Office (Small) | Program Administrator Cost Test | Energy Efficiency | 0 | 0 | 0 | 0 | 0 | 0 | 0 | 0 | 0 | 0 | 0 | 0 | 0
Scenario 2: High TRC | PG&E | Com | Lighting | Com - Office (Small) | Rate Impact Measure Test | Energy Efficiency | 0 | 0 | 0 | 0 | 0 | 0 | 0 | 0 | 0 | 0 | 0 | 0 | 0
Scenario 2: High TRC | PG&E | Com | Lighting | Com - Office (Small) | Total Resource Cost Test | Energy Efficiency | 0 | 0 | 0 | 0 | 0 | 0 | 0 | 0 | 0 | 0 | 0 | 0 | 0
Scenario 2: High TRC | PG&E | Com | Lighting | Com - Other | Participant Cost Test | Energy Efficiency | 0 | 0 | 0 | 0 | 0 | 0 | 0 | 0 | 0 | 0 | 0 | 0 | 0
Scenario 2: High TRC | PG&E | Com | Lighting | Com - Other | Program Administrator Cost Test | Energy Efficiency | 0 | 0 | 0 | 0 | 0 | 0 | 0 | 0 | 0 | 0 | 0 | 0 | 0
Scenario 2: High TRC | PG&E | Com | Lighting | Com - Other | Rate Impact Measure Test | Energy Efficiency | 0 | 0 | 0 | 0 | 0 | 0 | 0 | 0 | 0 | 0 | 0 | 0 | 0
Scenario 2: High TRC | PG&E | Com | Lighting | Com - Other | Total Resource Cost Test | Energy Efficiency | 0 | 0 | 0 | 0 | 0 | 0 | 0 | 0 | 0 | 0 | 0 | 0 | 0
Scenario 2: High TRC | PG&E | Com | Lighting | Com - Refrig. Warehouse | Participant Cost Test | Energy Efficiency | 4841.9169 | 4745.1126 | 4613.4521 | 4434.2931 | 4212.9347 | 3945.3814 | 3633.9919 | 3287.7474 | 2862.5718 | 2442.9336 | 1988.2175 | 1496.1374 | 966.8213
Scenario 2: High TRC | PG&E | Com | Lighting | Com - Refrig. Warehouse | Program Administrator Cost Test | Energy Efficiency | 1789.7258 | 1917.4961 | 2035.6898 | 2145.7251 | 2262.3991 | 2385.0643 | 2479.8567 | 2566.9569 | 2642.0204 | 2714.8896 | 2806.8739 | 2890.1193 | 2971.5603
Scenario 2: High TRC | PG&E | Com | Lighting | Com - Refrig. Warehouse | Rate Impact Measure Test | Energy Efficiency | 1789.7258 | 1917.4961 | 2035.6898 | 2145.7251 | 2262.3991 | 2385.0643 | 2479.8567 | 2566.9569 | 2642.0204 | 2714.8896 | 2806.8739 | 2890.1193 | 2971.5603
Scenario 2: High TRC | PG&E | Com | Lighting | Com - Refrig. Warehouse | Total Resource Cost Test | Energy Efficiency | 1826.4125 | 1955.1469 | 2074.122 | 2184.798 | 2301.9993 | 2425.1177 | 2520.2269 | 2607.6303 | 2642.0204 | 2714.8896 | 2806.8739 | 2890.1193 | 2971.5603
Scenario 2: High TRC | PG&E | Com | Lighting | Com - Restaurant | Participant Cost Test | Energy Efficiency | 0 | 0 | 38207.4658 | 48276.0339 | 46445.4001 | 43856.1374 | 41418.0616 | 38386.6098 | 34380.9567 | 29941.9157 | 24840.4651 | 12908.7535 | 43213.5007
Scenario 2: High TRC | PG&E | Com | Lighting | Com - Restaurant | Program Administrator Cost Test | Energy Efficiency | 0 | 0 | 13355.9353 | 18413.2808 | 19580.174 | 20741.2482 | 21939.5326 | 23033.3637 | 23954.8895 | 24751.03 | 25733.5165 | 17955.5642 | 92955.2172
Scenario 2: High TRC | PG&E | Com | Lighting | Com - Restaurant | Rate Impact Measure Test | Energy Efficiency | 0 | 0 | 13355.9353 | 18413.2808 | 19580.174 | 20741.2482 | 21939.5326 | 23033.3637 | 23954.8895 | 24751.03 | 25733.5165 | 17955.5642 | 92955.2172
Scenario 2: High TRC | PG&E | Com | Lighting | Com - Restaurant | Total Resource Cost Test | Energy Efficiency | 0 | 0 | 13541.3876 | 18661.3343 | 19834.9408 | 21001.2894 | 22208.4769 | 23311.1377 | 23954.8895 | 24751.03 | 25733.5165 | 17955.5642 | 92955.2172
Scenario 2: High TRC | PG&E | Com | Lighting | Com - Retail | Participant Cost Test | Energy Efficiency | 1194515.9872 | 1175344.4804 | 1149575.3645 | 791023.7345 | 2983490.2526 | 961166.6556 | 908538.6894 | 837120.2822 | 597729.8701 | 510221.4826 | 416224.9555 | 314175.1086 | 204608.0812
Scenario 2: High TRC | PG&E | Com | Lighting | Com - Retail | Program Administrator Cost Test | Energy Efficiency | 345241.7113 | 368939.8388 | 390877.6417 | 292027.3184 | 1208848.1117 | 432649.0032 | 453280.6711 | 466690.0642 | 477467.1949 | 487263.2188 | 501628.5474 | 513302.2668 | 524286.9062
Scenario 2: High TRC | PG&E | Com | Lighting | Com - Retail | Rate Impact Measure Test | Energy Efficiency | 345241.7113 | 368939.8388 | 390877.6417 | 292027.3184 | 1208848.1117 | 432649.0032 | 453280.6711 | 466690.0642 | 477467.1949 | 487263.2188 | 501628.5474 | 513302.2668 | 524286.9062
Scenario 2: High TRC | PG&E | Com | Lighting | Com - Retail | Total Resource Cost Test | Energy Efficiency | 494527.3627 | 521979.144 | 547115.4001 | 404936.3798 | 1659172.9311 | 587605.5642 | 611314.4627 | 625878.7819 | 477467.1949 | 487263.2188 | 501628.5474 | 513302.2668 | 524286.9062
Scenario 2: High TRC | PG&E | Com | Lighting | Com - School | Participant Cost Test | Energy Efficiency | 0 | 0 | 0 | 0 | 0 | 0 | 0 | 0 | 0 | 0 | 0 | 0 | 0
Scenario 2: High TRC | PG&E | Com | Lighting | Com - School | Program Administrator Cost Test | Energy Efficiency | 0 | 0 | 0 | 0 | 0 | 0 | 0 | 0 | 0 | 0 | 0 | 0 | 0
Scenario 2: High TRC | PG&E | Com | Lighting | Com - School | Rate Impact Measure Test | Energy Efficiency | 0 | 0 | 0 | 0 | 0 | 0 | 0 | 0 | 0 | 0 | 0 | 0 | 0
Scenario 2: High TRC | PG&E | Com | Lighting | Com - School | Total Resource Cost Test | Energy Efficiency | 0 | 0 | 0 | 0 | 0 | 0 | 0 | 0 | 0 | 0 | 0 | 0 | 0
Scenario 2: High TRC | PG&E | Com | Lighting | Com - Warehouse | Participant Cost Test | Energy Efficiency | 0 | 0 | 0 | 0 | 0 | 0 | 0 | 0 | 0 | 0 | 0 | 0 | 0
Scenario 2: High TRC | PG&E | Com | Lighting | Com - Warehouse | Program Administrator Cost Test | Energy Efficiency | 0 | 0 | 0 | 0 | 0 | 0 | 0 | 0 | 0 | 0 | 0 | 0 | 0
Scenario 2: High TRC | PG&E | Com | Lighting | Com - Warehouse | Rate Impact Measure Test | Energy Efficiency | 0 | 0 | 0 | 0 | 0 | 0 | 0 | 0 | 0 | 0 | 0 | 0 | 0
Scenario 2: High TRC | PG&E | Com | Lighting | Com - Warehouse | Total Resource Cost Test | Energy Efficiency | 0 | 0 | 0 | 0 | 0 | 0 | 0 | 0 | 0 | 0 | 0 | 0 | 0
Scenario 2: High TRC | PG&E | Com | WaterHeat | Com - College | Participant Cost Test | Energy Efficiency | 1015820.7262 | 1566434.5824 | 1333339.8583 | 2411137.7957 | 2067846.1349 | 2094225.1988 | 2453137.2282 | 2843096.0313 | 1359292.5093 | 2316225.4014 | 1987267.5066 | 1362207.2245 | 721272.784
Scenario 2: High TRC | PG&E | Com | WaterHeat | Com - College | Participant Cost Test | Fuel Substitution | 368833.7067 | 452526.2702 | 560587.6586 | 575163.3877 | 553402.0623 | 2995355.4311 | 3457583.0372 | 3792201.9674 | 3661244.7806 | 3851073.7332 | 3817287.6977 | 3228128.429 | 2041906.5345
Scenario 2: High TRC | PG&E | Com | WaterHeat | Com - College | Program Administrator Cost Test | Energy Efficiency | 630195.1436 | 857414.4669 | 746133.3717 | 1829355.9653 | 1225090.9967 | 763846.0556 | 947687.8867 | 1136769.3158 | 828339.747 | 1435887.7448 | 1490586.3196 | 1456338.9779 | 1335048.3613
Scenario 2: High TRC | PG&E | Com | WaterHeat | Com - College | Program Administrator Cost Test | Fuel Substitution | 1445675.6121 | 1865890.7139 | 2386871.8227 | 3031782.7003 | 3826142.6133 | 1868708.7419 | 2449765.1105 | 3122586.5403 | 3867034.2559 | 5015249.1075 | 6563275.1317 | 8153551.6265 | 9798293.3995
Scenario 2: High TRC | PG&E | Com | WaterHeat | Com - College | Rate Impact Measure Test | Energy Efficiency | 630195.1436 | 857414.4669 | 746133.3717 | 1829355.9653 | 1225090.9967 | 763846.0556 | 947687.8867 | 1136769.3158 | 828339.747 | 1435887.7448 | 1490586.3196 | 1456338.9779 | 1335048.3613
Scenario 2: High TRC | PG&E | Com | WaterHeat | Com - College | Rate Impact Measure Test | Fuel Substitution | 1731512.462 | 2179694.0687 | 2730199.9454 | 3398938.5271 | 4210382.6986 | 1868708.7419 | 2449765.1105 | 3122586.5403 | 3867034.2559 | 5015249.1075 | 6563275.1317 | 8153551.6265 | 9798293.3995
Scenario 2: High TRC | PG&E | Com | WaterHeat | Com - College | Total Resource Cost Test | Energy Efficiency | 963984.9773 | 1385517.3366 | 1185148.7696 | 2611627.9512 | 1903006.5783 | 1489167.3597 | 1746262.7901 | 2046713.5069 | 828339.747 | 1435887.7448 | 1490586.3196 | 1456338.9779 | 1335048.3613
Scenario 2: High TRC | PG&E | Com | WaterHeat | Com - College | Total Resource Cost Test | Fuel Substitution | 1770762.9261 | 2264772.8189 | 2882267.4908 | 3528295.4063 | 4285291.6972 | 2080460.9042 | 2714317.372 | 3406835.8699 | 3867034.2559 | 5015249.1075 | 6563275.1317 | 8153551.6265 | 9798293.3995
Scenario 2: High TRC | PG&E | Com | WaterHeat | Com - Grocery | Participant Cost Test | Energy Efficiency | 490330.5943 | 589907.7755 | 708045.952 | 846021.5173 | 1003622.2661 | 1138367.1574 | 1323709.0181 | 1519992.142 | 821535.6064 | 1415546.9232 | 1284285.4005 | 957626.3738 | 566399.9583
Scenario 2: High TRC | PG&E | Com | WaterHeat | Com - Grocery | Participant Cost Test | Fuel Substitution | 8135.3067 | 9854.6233 | 11944.3231 | 14472.93 | 17498.2937 | 0 | 0 | 0 | 0 | 0 | 0 | 0 | 0
Scenario 2: High TRC | PG&E | Com | WaterHeat | Com - Grocery | Program Administrator Cost Test | Energy Efficiency | 218991.1551 | 264178.2724 | 319018.5079 | 384835.0361 | 462346.5277 | 477417.8385 | 575124.5367 | 680890.0395 | 511438.3047 | 892374.7988 | 980397.6721 | 1042325.2665 | 1068937.0253
Scenario 2: High TRC | PG&E | Com | WaterHeat | Com - Grocery | Program Administrator Cost Test | Fuel Substitution | 64965.3997 | 82819.8213 | 105670.1893 | 134830.0032 | 171718.0747 | 0 | 0 | 0 | 0 | 0 | 0 | 0 | 0
Scenario 2: High TRC | PG&E | Com | WaterHeat | Com - Grocery | Rate Impact Measure Test | Energy Efficiency | 218991.1551 | 264178.2724 | 319018.5079 | 384835.0361 | 462346.5277 | 477417.8385 | 575124.5367 | 680890.0395 | 511438.3047 | 892374.7988 | 980397.6721 | 1042325.2665 | 1068937.0253
Scenario 2: High TRC | PG&E | Com | WaterHeat | Com - Grocery | Rate Impact Measure Test | Fuel Substitution | 68060.4313 | 85498.2965 | 107951.5833 | 136479.3333 | 172503.9796 | 0 | 0 | 0 | 0 | 0 | 0 | 0 | 0
Scenario 2: High TRC | PG&E | Com | WaterHeat | Com - Grocery | Total Resource Cost Test | Energy Efficiency | 354378.4655 | 425681.5091 | 510779.4144 | 611088.914 | 727027.7858 | 777406.9893 | 912209.3522 | 1060846.4463 | 511438.3047 | 892374.7988 | 980397.6721 | 1042325.2665 | 1068937.0253
Scenario 2: High TRC | PG&E | Com | WaterHeat | Com - Grocery | Total Resource Cost Test | Fuel Substitution | 70996.9768 | 90126.1127 | 114525.7995 | 145560.3412 | 184691.4395 | 0 | 0 | 0 | 0 | 0 | 0 | 0 | 0
Scenario 2: High TRC | PG&E | Com | WaterHeat | Com - Health | Participant Cost Test | Energy Efficiency | 2241589.545 | 2525309.079 | 2848664.54 | 3222510.4231 | 3468128.0584 | 2964969.1113 | 3322045.1546 | 3676032.606 | 1751337.8023 | 2835769.2924 | 2311875.2608 | 1512329.6515 | 769914.7441
Scenario 2: High TRC | PG&E | Com | WaterHeat | Com - Health | Participant Cost Test | Fuel Substitution | 810765.8325 | 1003089.2474 | 1262157.3926 | 1383434.4314 | 1450303.8836 | 8059730.0062 | 9357825.3679 | 10454153.4999 | 9870334.1043 | 10349665.8055 | 10313972.2891 | 8731171.9901 | 5462890.8584
Scenario 2: High TRC | PG&E | Com | WaterHeat | Com - Health | Program Administrator Cost Test | Energy Efficiency | 1604535.5283 | 1824036.0474 | 2104515.5126 | 2392922.0806 | 2666567.4882 | 1131467.0445 | 1348841.8239 | 1542780.1991 | 1069232.6253 | 1761094.6835 | 1738127.6918 | 1621800.1223 | 1431568.0622
Scenario 2: High TRC | PG&E | Com | WaterHeat | Com - Health | Program Administrator Cost Test | Fuel Substitution | 3876830.7131 | 5032948.3109 | 6476104.1896 | 8270485.0774 | 10490538.8342 | 4994252.9817 | 6587478.9672 | 8445736.5907 | 10515120.3523 | 13618607.3162 | 17969870.0239 | 22475462.4029 | 27158580.9388
Scenario 2: High TRC | PG&E | Com | WaterHeat | Com - Health | Rate Impact Measure Test | Energy Efficiency | 1604535.5283 | 1824036.0474 | 2104515.5126 | 2392922.0806 | 2666567.4882 | 1131467.0445 | 1348841.8239 | 1542780.1991 | 1069232.6253 | 1761094.6835 | 1738127.6918 | 1621800.1223 | 1431568.0622
Scenario 2: High TRC | PG&E | Com | WaterHeat | Com - Health | Rate Impact Measure Test | Fuel Substitution | 4546160.8467 | 5767876.868 | 7279798.5397 | 9131323.1668 | 11399694.4538 | 4994252.9817 | 6587478.9672 | 8445736.5907 | 10515120.3523 | 13618607.3162 | 17969870.0239 | 22475462.4029 | 27158580.9388
Scenario 2: High TRC | PG&E | Com | WaterHeat | Com - Health | Total Resource Cost Test | Energy Efficiency | 2255186.3968 | 2566951.195 | 2926604.5839 | 3329878.3472 | 3677073.8013 | 2069831.7477 | 2319193.0512 | 2597709.4214 | 1069232.6253 | 1761094.6835 | 1738127.6918 | 1621800.1223 | 1431568.0622
Scenario 2: High TRC | PG&E | Com | WaterHeat | Com - Health | Total Resource Cost Test | Fuel Substitution | 4596210.3861 | 5922160.1658 | 7597382.5654 | 9476291.6868 | 11710907.4512 | 5658978.4639 | 7415659.6313 | 9482142.4173 | 10515120.3523 | 13618607.3162 | 17969870.0239 | 22475462.4029 | 27158580.9388
Scenario 2: High TRC | PG&E | Com | WaterHeat | Com - Lodging | Participant Cost Test | Energy Efficiency | 14675062.2637 | 15170734.1193 | 15555662.2048 | 15952654.403 | 16346391.9452 | 8974277.297 | 6161302.2107 | 6234616.3137 | 1264769.8415 | 1821294.8412 | 3789.3213 | 878368.4942 | 407542.047
Scenario 2: High TRC | PG&E | Com | WaterHeat | Com - Lodging | Participant Cost Test | Fuel Substitution | 3233846.7147 | 3971858.1334 | 4879512.5075 | 5245256.9332 | 5351349.4529 | 9789275.3732 | 9904615.8629 | 11181168.2012 | 9233944.3754 | 9816317.7836 | 9767988.8829 | 8251780.2375 | 5138767.4781
Scenario 2: High TRC | PG&E | Com | WaterHeat | Com - Lodging | Program Administrator Cost Test | Energy Efficiency | 7696169.5175 | 8278788.3347 | 8896648.154 | 9502173.3671 | 10187324.9808 | 1388088.3094 | 1535546.5963 | 1627170.1151 | 771933.7087 | 1130662.6045 | 5831.1153 | 960679.3989 | 777359.6898
Scenario 2: High TRC | PG&E | Com | WaterHeat | Com - Lodging | Program Administrator Cost Test | Fuel Substitution | 3871980.301 | 5003958.7065 | 6418457.0054 | 8180819.5039 | 10366103.0857 | 4730645.8717 | 6209342.1255 | 7934097.8583 | 9855296.7601 | 12946124.5804 | 17069262.0059 | 21334356.8607 | 25762874.5054
Scenario 2: High TRC | PG&E | Com | WaterHeat | Com - Lodging | Rate Impact Measure Test | Energy Efficiency | 7696169.5175 | 8278788.3347 | 8896648.154 | 9502173.3671 | 10187324.9808 | 1388088.3094 | 1535546.5963 | 1627170.1151 | 771933.7087 | 1130662.6045 | 5831.1153 | 960679.3989 | 777359.6898
Scenario 2: High TRC | PG&E | Com | WaterHeat | Com - Lodging | Rate Impact Measure Test | Fuel Substitution | 4606018.5298 | 5809366.8205 | 7299841.0173 | 9122999.3986 | 11351243.4779 | 4730645.8717 | 6209342.1255 | 7934097.8583 | 9855296.7601 | 12946124.5804 | 17069262.0059 | 21334356.8607 | 25762874.5054
Scenario 2: High TRC | PG&E | Com | WaterHeat | Com - Lodging | Total Resource Cost Test | Energy Efficiency | 16021908.2928 | 16996456.728 | 17903097.5481 | 18857300.9413 | 19896576.0177 | 8007377.6088 | 5160385.9693 | 5251004.006 | 771933.7087 | 1130662.6045 | 5831.1153 | 960679.3989 | 777359.6898
Scenario 2: High TRC | PG&E | Com | WaterHeat | Com - Lodging | Total Resource Cost Test | Fuel Substitution | 7023644.4722 | 8873932.7387 | 11172387.4742 | 13272099.6298 | 15529670.3405 | 7523650.2473 | 8084817.0063 | 10281824.7682 | 9855296.7601 | 12946124.5804 | 17069262.0059 | 21334356.8607 | 25762874.5054
Scenario 2: High TRC | PG&E | Com | WaterHeat | Com - Office (Large) | Participant Cost Test | Energy Efficiency | 7204562.0704 | 7628038.8384 | 7639706.8802 | 7164553.7591 | 6207398.9867 | 3982180.0818 | 2401555.7284 | 1142688.0051 | 31261.1678 | 2542.1047 | 2493.5886 | 2183.4984 | 1465.0869
Scenario 2: High TRC | PG&E | Com | WaterHeat | Com - Office (Large) | Participant Cost Test | Fuel Substitution | 294921.6508 | 360912.7708 | 452654.5236 | 474394.9789 | 428135.4614 | 2092522.7804 | 2399701.644 | 2657447.5639 | 2428495.0158 | 2632657.1302 | 2610901.0699 | 2207818.786 | 1396578.59
Scenario 2: High TRC | PG&E | Com | WaterHeat | Com - Office (Large) | Program Administrator Cost Test | Energy Efficiency | 2788416.0138 | 3046224.3448 | 3204389.8173 | 3212727.8296 | 3067345.6239 | 1255190.6246 | 829601.3496 | 409557.5838 | 19364.2232 | 2334.652 | 3029.4979 | 3912.2723 | 5043.3309
Scenario 2: High TRC | PG&E | Com | WaterHeat | Com - Office (Large) | Program Administrator Cost Test | Fuel Substitution | 820242.3193 | 1056271.6506 | 1347462.292 | 1705595.5233 | 2144252.7845 | 1265643.4497 | 1643483.7535 | 2080208.0667 | 2562543.7074 | 3424464.4671 | 4482168.6052 | 5563975.1839 | 6673280.659
Scenario 2: High TRC | PG&E | Com | WaterHeat | Com - Office (Large) | Rate Impact Measure Test | Energy Efficiency | 2788416.0138 | 3046224.3448 | 3204389.8173 | 3212727.8296 | 3067345.6239 | 1255190.6246 | 829601.3496 | 409557.5838 | 19364.2232 | 2334.652 | 3029.4979 | 3912.2723 | 5043.3309
Scenario 2: High TRC | PG&E | Com | WaterHeat | Com - Office (Large) | Rate Impact Measure Test | Fuel Substitution | 995532.3275 | 1249050.2626 | 1558745.0872 | 1932461.9837 | 2383272.0722 | 1265643.4497 | 1643483.7535 | 2080208.0667 | 2562543.7074 | 3424464.4671 | 4482168.6052 | 5563975.1839 | 6673280.659
Scenario 2: High TRC | PG&E | Com | WaterHeat | Com - Office (Large) | Total Resource Cost Test | Energy Efficiency | 5803465.7742 | 6218689.2559 | 6346217.0852 | 6133304.0454 | 5576475.8629 | 2985513.0221 | 1781098.253 | 854905.7326 | 19364.2232 | 2334.652 | 3029.4979 | 3912.2723 | 5043.3309
Scenario 2: High TRC | PG&E | Com | WaterHeat | Com - Office (Large) | Total Resource Cost Test | Fuel Substitution | 1090528.7166 | 1387041.7699 | 1763587.7858 | 2135738.3921 | 2518890.2104 | 1471698.7236 | 1899554.3715 | 2398830.8597 | 2562543.7074 | 3424464.4671 | 4482168.6052 | 5563975.1839 | 6673280.659
Scenario 2: High TRC | PG&E | Com | WaterHeat | Com - Office (Small) | Participant Cost Test | Energy Efficiency | 1130258.5762 | 1443052.7506 | 16593.6043 | 1560003.2795 | 1950755.5735 | 2228786.0058 | 2528101.5164 | 2731901.5475 | 1362222.2357 | 2100108.3313 | 1593665.5669 | 950850.5683 | 430890.0651
Scenario 2: High TRC | PG&E | Com | WaterHeat | Com - Office (Small) | Participant Cost Test | Fuel Substitution | 22803.1913 | 27952.9132 | 33921.1243 | 34122.3012 | 42883.4896 | 470486.7918 | 541706.5049 | 598633.9627 | 604437.0339 | 662416.15 | 657546.892 | 557020.2858 | 353776.0096
Scenario 2: High TRC | PG&E | Com | WaterHeat | Com - Office (Small) | Program Administrator Cost Test | Energy Efficiency | 433103.7325 | 569036.2417 | 32543.2578 | 650645.7982 | 937077.0909 | 958349.579 | 1122107.8078 | 1251904.9622 | 829558.2596 | 1301096.3953 | 1194538.5074 | 1015796.1965 | 796862.6308
Scenario 2: High TRC | PG&E | Com | WaterHeat | Com - Office (Small) | Program Administrator Cost Test | Fuel Substitution | 216903.2855 | 279836.1511 | 357469.7869 | 378662.7758 | 500666.0066 | 306611.6731 | 402206.644 | 513546.8254 | 637086.7287 | 860461.6802 | 1126794.7405 | 1400088.0628 | 1682116.6583
Scenario 2: High TRC | PG&E | Com | WaterHeat | Com - Office (Small) | Rate Impact Measure Test | Energy Efficiency | 433103.7325 | 569036.2417 | 32543.2578 | 650645.7982 | 937077.0909 | 958349.579 | 1122107.8078 | 1251904.9622 | 829558.2596 | 1301096.3953 | 1194538.5074 | 1015796.1965 | 796862.6308
Scenario 2: High TRC | PG&E | Com | WaterHeat | Com - Office (Small) | Rate Impact Measure Test | Fuel Substitution | 264692.8812 | 332589.7099 | 415464.4257 | 430856.9675 | 557404.255 | 306611.6731 | 402206.644 | 513546.8254 | 637086.7287 | 860461.6802 | 1126794.7405 | 1400088.0628 | 1682116.6583
Scenario 2: High TRC | PG&E | Com | WaterHeat | Com - Office (Small) | Total Resource Cost Test | Energy Efficiency | 716291.5537 | 924047.5261 | 34476.4873 | 1020760.8013 | 1385988.4379 | 1468807.3913 | 1690020.053 | 1853727.6643 | 829558.2596 | 1301096.3953 | 1194538.5074 | 1015796.1965 | 796862.6308
Scenario 2: High TRC | PG&E | Com | WaterHeat | Com - Office (Small) | Total Resource Cost Test | Fuel Substitution | 233212.2872 | 299828.4206 | 381730.555 | 403067.4825 | 531328.7491 | 319752.0215 | 418873.233 | 534240.2919 | 637086.7287 | 860461.6802 | 1126794.7405 | 1400088.0628 | 1682116.6583
Scenario 2: High TRC | PG&E | Com | WaterHeat | Com - Other | Participant Cost Test | Energy Efficiency | 4915630.9282 | 5891329.5375 | 6849219.9145 | 8161327.473 | 9652457.8805 | 9696772.3613 | 11223668.1233 | 12787551.4941 | 5441809.3853 | 9159210.3196 | 7859765.2963 | 5421967.7223 | 2904331.463
Scenario 2: High TRC | PG&E | Com | WaterHeat | Com - Other | Participant Cost Test | Fuel Substitution | 4675651.0265 | 5719383.6497 | 7092365.8667 | 7655546.9936 | 7846916.2769 | 30114824.2071 | 34839187.0276 | 38921085.4422 | 34248662.445 | 35848294.9524 | 35463063.1828 | 29909020.7482 | 18803092.8559
Scenario 2: High TRC | PG&E | Com | WaterHeat | Com - Other | Program Administrator Cost Test | Energy Efficiency | 2596090.9269 | 3141386.4626 | 3796504.8645 | 4570761.4927 | 5468847.148 | 3214173.8967 | 3902626.8562 | 4604631.989 | 3347285.2473 | 5722400.131 | 5948124.2316 | 5855679.4335 | 5444699.8867
Scenario 2: High TRC | PG&E | Com | WaterHeat | Com - Other | Program Administrator Cost Test | Fuel Substitution | 14358573.893 | 18460345.1658 | 23540790.4066 | 29817448.7298 | 37538653.8593 | 17616195.4158 | 23049063.8561 | 29337817.4388 | 36284480.5234 | 46850537.0622 | 61238225.1085 | 75991985.3672 | 91206590.5868
Scenario 2: High TRC | PG&E | Com | WaterHeat | Com - Other | Rate Impact Measure Test | Energy Efficiency | 2596090.9269 | 3141386.4626 | 3796504.8645 | 4570761.4927 | 5468847.148 | 3214173.8967 | 3902626.8562 | 4604631.989 | 3347285.2473 | 5722400.131 | 5948124.2316 | 5855679.4335 | 5444699.8867
Scenario 2: High TRC | PG&E | Com | WaterHeat | Com - Other | Rate Impact Measure Test | Fuel Substitution | 17388658.8253 | 21788144.2828 | 27183964.8844 | 33719033.8749 | 41631437.9999 | 17616195.4158 | 23049063.8561 | 29337817.4388 | 36284480.5234 | 46850537.0622 | 61238225.1085 | 75991985.3672 | 91206590.5868
Scenario 2: High TRC | PG&E | Com | WaterHeat | Com - Other | Total Resource Cost Test | Energy Efficiency | 4628726.7926 | 5577777.8513 | 6503501.3651 | 7791688.7353 | 9266316.6458 | 7214449.1376 | 8370914.3064 | 9616458.5171 | 3347285.2473 | 5722400.131 | 5948124.2316 | 5855679.4335 | 5444699.8867
Scenario 2: High TRC | PG&E | Com | WaterHeat | Com - Other | Total Resource Cost Test | Fuel Substitution | 18615699.0212 | 23664673.8263 | 30004514.5415 | 36710940.5291 | 44471801.731 | 21552290.0119 | 27921891.6809 | 35390870.6121 | 36284480.5234 | 46850537.0622 | 61238225.1085 | 75991985.3672 | 91206590.5868
Scenario 2: High TRC | PG&E | Com | WaterHeat | Com - Refrig. Warehouse | Participant Cost Test | Energy Efficiency | 7559.1111 | 7575.4548 | 7548.265 | 126937.0102 | 159218.9057 | 304632.7212 | 372160.0001 | 444962.4128 | 294313.988 | 529848.3697 | 488864.5504 | 366362.1298 | 215248.1576
Scenario 2: High TRC | PG&E | Com | WaterHeat | Com - Refrig. Warehouse | Participant Cost Test | Fuel Substitution | 1957.4243 | 2417.1186 | 2999.0886 | 3774.3632 | 4763.996 | 68755.1463 | 79109.3741 | 87332.8305 | 90195.1424 | 95793.5415 | 95448.8175 | 80759.0891 | 50437.0231
Scenario 2: High TRC | PG&E | Com | WaterHeat | Com - Refrig. Warehouse | Program Administrator Cost Test | Energy Efficiency | 10231.5911 | 11230.7363 | 12331.7669 | 70598.3851 | 89506.6215 | 153311.5519 | 192468.7361 | 236610.7386 | 179253.0786 | 328505.2714 | 366591.3093 | 391559.0634 | 398306.4651
Scenario 2: High TRC | PG&E | Com | WaterHeat | Com - Refrig. Warehouse | Program Administrator Cost Test | Fuel Substitution | 37593.7784 | 48630.9505 | 62454.286 | 79718.9242 | 101163.3581 | 45935.3522 | 60372.2434 | 77273.2534 | 96149.4844 | 126150.3797 | 166472.6686 | 208206.086 | 251486.7214
Scenario 2: High TRC | PG&E | Com | WaterHeat | Com - Refrig. Warehouse | Rate Impact Measure Test | Energy Efficiency | 10231.5911 | 11230.7363 | 12331.7669 | 70598.3851 | 89506.6215 | 153311.5519 | 192468.7361 | 236610.7386 | 179253.0786 | 328505.2714 | 366591.3093 | 391559.0634 | 398306.4651
Scenario 2: High TRC | PG&E | Com | WaterHeat | Com - Refrig. Warehouse | Rate Impact Measure Test | Fuel Substitution | 43521.4029 | 55051.8408 | 69434.4129 | 87198.1461 | 109069.4893 | 45935.3522 | 60372.2434 | 77273.2534 | 96149.4844 | 126150.3797 | 166472.6686 | 208206.086 | 251486.7214
Scenario 2: High TRC | PG&E | Com | WaterHeat | Com - Refrig. Warehouse | Total Resource Cost Test | Energy Efficiency | 10569.1619 | 11578.9705 | 12690.9161 | 83721.8168 | 105746.7385 | 184267.9044 | 229396.605 | 279731.3778 | 179253.0786 | 328505.2714 | 366591.3093 | 391559.0634 | 398306.4651
Scenario 2: High TRC | PG&E | Com | WaterHeat | Com - Refrig. Warehouse | Total Resource Cost Test | Fuel Substitution | 38677.2639 | 49962.6261 | 64079.0008 | 81688.6704 | 103536.8417 | 46702.5898 | 61347.2318 | 78486.7737 | 96149.4844 | 126150.3797 | 166472.6686 | 208206.086 | 251486.7214
Scenario 2: High TRC | PG&E | Com | WaterHeat | Com - Restaurant | Participant Cost Test | Energy Efficiency | 502008.4338 | 541395.6695 | 579761.0316 | 1003229.2786 | 1113441.7789 | 969481.3288 | 1078536.072 | 1145792.1319 | 684647.9535 | 977355.0577 | 63104.4885 | 468568.9611 | 266686.8457
Scenario 2: High TRC | PG&E | Com | WaterHeat | Com - Restaurant | Participant Cost Test | Fuel Substitution | 399453.2754 | 493427.1429 | 601107.1753 | 725686.8951 | 868707.2874 | 15459923.2552 | 17649756.2117 | 19317749.0549 | 19790581.345 | 20697852.3289 | 20421082.6901 | 15466922.0663 | 10414806.9029
Scenario 2: High TRC | PG&E | Com | WaterHeat | Com - Restaurant | Program Administrator Cost Test | Energy Efficiency | 771081.642 | 911676.6967 | 1074727.5179 | 1444854.4531 | 1696157.1169 | 516207.7406 | 588240.8342 | 642102.1359 | 451319.9433 | 652299.3266 | 101070.9072 | 546370.7426 | 629954.3414
Scenario 2: High TRC | PG&E | Com | WaterHeat | Com - Restaurant | Program Administrator Cost Test | Fuel Substitution | 6711341.9066 | 8628453.4634 | 10980815.3258 | 13858965.6987 | 17365934.7202 | 10260910.1987 | 13371623.4938 | 16952766.9229 | 20892565.0733 | 26938314.1117 | 35083076.533 | 39020866.6931 | 49864473.3049
Scenario 2: High TRC | PG&E | Com | WaterHeat | Com - Restaurant | Rate Impact Measure Test | Energy Efficiency | 771081.642 | 911676.6967 | 1074727.5179 | 1444854.4531 | 1696157.1169 | 516207.7406 | 588240.8342 | 642102.1359 | 451319.9433 | 652299.3266 | 101070.9072 | 546370.7426 | 629954.3414
Scenario 2: High TRC | PG&E | Com | WaterHeat | Com - Restaurant | Rate Impact Measure Test | Fuel Substitution | 7967790.1802 | 10002479.1107 | 12478156.4764 | 15453810.886 | 19029170.6353 | 10260910.1987 | 13371623.4938 | 16952766.9229 | 20892565.0733 | 26938314.1117 | 35083076.533 | 39020866.6931 | 49864473.3049
Scenario 2: High TRC | PG&E | Com | WaterHeat | Com - Restaurant | Total Resource Cost Test | Energy Efficiency | 797334.8855 | 940235.4374 | 1105817.8626 | 1520206.3715 | 1782020.5321 | 612524.4059 | 693138.4446 | 751089.9602 | 451319.9433 | 652299.3266 | 101070.9072 | 546370.7426 | 629954.3414
Scenario 2: High TRC | PG&E | Com | WaterHeat | Com - Restaurant | Total Resource Cost Test | Fuel Substitution | 6903582.927 | 8863290.6672 | 11264719.9874 | 14199251.5764 | 17770739.5902 | 10431359.9524 | 13586393.6425 | 17217547.4758 | 20892565.0733 | 26938314.1117 | 35083076.533 | 39020866.6931 | 49864473.3049
Scenario 2: High TRC | PG&E | Com | WaterHeat | Com - Retail | Participant Cost Test | Energy Efficiency | 2844728.8183 | 3640164.498 | 3570647.9713 | 5108844.5754 | 6305038.3223 | 7440023.2613 | 8654660.6317 | 9763530.2542 | 3904017.112 | 6503152.9703 | 5466052.7853 | 3684934.2561 | 1926417.6615
Scenario 2: High TRC | PG&E | Com | WaterHeat | Com - Retail | Participant Cost Test | Fuel Substitution | 39280.7922 | 48002.4283 | 133066.1828 | 173198.7234 | 240951.5702 | 1207021.5811 | 1421790.739 | 1637598.2139 | 1080352.0189 | 1148418.9595 | 1137386.0771 | 961146.5845 | 607812.5014
Scenario 2: High TRC | PG&E | Com | WaterHeat | Com - Retail | Program Administrator Cost Test | Energy Efficiency | 784261.0934 | 1039095.4148 | 1062247.6457 | 1558924.516 | 2089132.1954 | 2381108.4621 | 2873843.0709 | 3365593.5353 | 2377428.1495 | 4029220.3908 | 4097365.0209 | 3936863.3348 | 3562740.5696
Scenario 2: High TRC | PG&E | Com | WaterHeat | Com - Retail | Program Administrator Cost Test | Fuel Substitution | 361518.475 | 465008.4845 | 591853.0712 | 683275.6254 | 869668.0677 | 553465.2941 | 724018.9469 | 921816.3519 | 1140537.5662 | 1494715.905 | 1954091.0228 | 2424968.5602 | 2910569.4066
Scenario 2: High TRC | PG&E | Com | WaterHeat | Com - Retail | Rate Impact Measure Test | Energy Efficiency | 784261.0934 | 1039095.4148 | 1062247.6457 | 1558924.516 | 2089132.1954 | 2381108.4621 | 2873843.0709 | 3365593.5353 | 2377428.1495 | 4029220.3908 | 4097365.0209 | 3936863.3348 | 3562740.5696
Scenario 2: High TRC | PG&E | Com | WaterHeat | Com - Retail | Rate Impact Measure Test | Fuel Substitution | 451738.6011 | 564932.1377 | 701970.1122 | 792000.2696 | 986394.8939 | 553465.2941 | 724018.9469 | 921816.3519 | 1140537.5662 | 1494715.905 | 1954091.0228 | 2424968.5602 | 2910569.4066
Scenario 2: High TRC | PG&E | Com | WaterHeat | Com - Retail | Total Resource Cost Test | Energy Efficiency | 2079167.9121 | 2675119.6085 | 2650394.8182 | 3791405.3623 | 4797748.5935 | 5548460.897 | 6505820.7527 | 7406031.7439 | 2377428.1495 | 4029220.3908 | 4097365.0209 | 3936863.3348 | 3562740.5696
Scenario 2: High TRC | PG&E | Com | WaterHeat | Com - Retail | Total Resource Cost Test | Fuel Substitution | 390124.6621 | 499964.8949 | 709145.9171 | 839182.0581 | 1089722.7702 | 935795.5968 | 1201791.9999 | 1523419.9924 | 1140537.5662 | 1494715.905 | 1954091.0228 | 2424968.5602 | 2910569.4066
Scenario 2: High TRC | PG&E | Com | WaterHeat | Com - School | Participant Cost Test | Energy Efficiency | 2995689.2659 | 3372790.6318 | 3717956.2986 | 3789790.605 | 3699778.899 | 2762683.7627 | 2260034.7758 | 1652747.3892 | 486592.97 | 386239.0633 | 56130.8768 | 13969.0942 | 8454.2925
Scenario 2: High TRC | PG&E | Com | WaterHeat | Com - School | Participant Cost Test | Fuel Substitution | 175395.5986 | 214447.2336 | 259672.7155 | 311911.1621 | 902698.4831 | 6607045.4631 | 7619436.9294 | 8323988.9245 | 7049117.8753 | 7606870.9817 | 7520424.1638 | 6357184.5153 | 4044241.9755
Scenario 2: High TRC | PG&E | Com | WaterHeat | Com - School | Program Administrator Cost Test | Energy Efficiency | 1643903.4384 | 1895414.8303 | 2134130.7343 | 2329944.5562 | 2452118.2932 | 1155925.1372 | 978664.3384 | 742213.8481 | 305957.543 | 252360.743 | 57283.0415 | 31694.4437 | 34377.5025
Scenario 2: High TRC | PG&E | Com | WaterHeat | Com - School | Program Administrator Cost Test | Fuel Substitution | 2499595.7028 | 3216717.8579 | 4100078.3098 | 5185013.7535 | 6511731.5632 | 3673722.0398 | 4767162.9274 | 6023646.002 | 7404680.1223 | 9841280.8799 | 12823094.5253 | 15869550.4791 | 18996614.3031
Scenario 2: High TRC | PG&E | Com | WaterHeat | Com - School | Rate Impact Measure Test | Energy Efficiency | 1643903.4384 | 1895414.8303 | 2134130.7343 | 2329944.5562 | 2452118.2932 | 1155925.1372 | 978664.3384 | 742213.8481 | 305957.543 | 252360.743 | 57283.0415 | 31694.4437 | 34377.5025
Scenario 2: High TRC | PG&E | Com | WaterHeat | Com - School | Rate Impact Measure Test | Fuel Substitution | 2983165.683 | 3744907.8388 | 4675426.4228 | 5797537.9831 | 7150041.3536 | 3673722.0398 | 4767162.9274 | 6023646.002 | 7404680.1223 | 9841280.8799 | 12823094.5253 | 15869550.4791 | 18996614.3031
Scenario 2: High TRC | PG&E | Com | WaterHeat | Com - School | Total Resource Cost Test | Energy Efficiency | 2383066.5376 | 2727649.5589 | 3078497.3655 | 3251666.4495 | 3340472.893 | 1859763.6756 | 1543498.6492 | 1147092.6629 | 305957.543 | 252360.743 | 57283.0415 | 31694.4437 | 34377.5025
Scenario 2: High TRC | PG&E | Com | WaterHeat | Com - School | Total Resource Cost Test | Fuel Substitution | 2599202.5627 | 3338494.56 | 4247540.753 | 5362158.2583 | 7253740.4291 | 4788372.8912 | 6147376.3655 | 7548709.3242 | 7404680.1223 | 9841280.8799 | 12823094.5253 | 15869550.4791 | 18996614.3031
Scenario 2: High TRC | PG&E | Com | WaterHeat | Com - Warehouse | Participant Cost Test | Energy Efficiency | 1874809.2019 | 2384473.7901 | 3003367.7505 | 3734154.1606 | 4574214.8898 | 5465392.3265 | 6419481.347 | 7338727.8867 | 3183011.605 | 5471544.7252 | 4763670.6422 | 3351068.5576 | 1842091.9377
Scenario 2: High TRC | PG&E | Com | WaterHeat | Com - Warehouse | Participant Cost Test | Fuel Substitution | 4051.454 | 5008.4901 | 10837.0922 | 15080.6297 | 20447.5218 | 89944.2026 | 106162.3003 | 122149.3121 | 85242.4387 | 91517.6747 | 91099.7503 | 77308.6524 | 49019.2533
Scenario 2: High TRC | PG&E | Com | WaterHeat | Com - Warehouse | Program Administrator Cost Test | Energy Efficiency | 566293.5276 | 739960.6346 | 958411.219 | 1227805.1626 | 1551044.8395 | 1868144.4245 | 2276008.9973 | 2695495.1859 | 1938255.6395 | 3394292.2151 | 3572357.1744 | 3579676.1122 | 3406092.6164
Scenario 2: High TRC | PG&E | Com | WaterHeat | Com - Warehouse | Program Administrator Cost Test | Fuel Substitution | 38190.9603 | 49769.6602 | 64235.7894 | 82272.0602 | 104670.6873 | 42906.9933 | 56482.5442 | 72358.8206 | 90059.8576 | 119225.8162 | 156706.203 | 195399.093 | 235531.1811
Scenario 2: High TRC | PG&E | Com | WaterHeat | Com - Warehouse | Rate Impact Measure Test | Energy Efficiency | 566293.5276 | 739960.6346 | 958411.219 | 1227805.1626 | 1551044.8395 | 1868144.4245 | 2276008.9973 | 2695495.1859 | 1938255.6395 | 3394292.2151 | 3572357.1744 | 3579676.1122 | 3406092.6164
Scenario 2: High TRC | PG&E | Com | WaterHeat | Com - Warehouse | Rate Impact Measure Test | Fuel Substitution | 45450.8803 | 57838.2283 | 73155.7279 | 91890.1258 | 114805.6531 | 42906.9933 | 56482.5442 | 72358.8206 | 90059.8576 | 119225.8162 | 156706.203 | 195399.093 | 235531.1811
Scenario 2: High TRC | PG&E | Com | WaterHeat | Com - Warehouse | Total Resource Cost Test | Energy Efficiency | 1349410.3121 | 1723035.8564 | 2179837.3162 | 2723612.9534 | 3356030.1916 | 3996454.8031 | 4730821.1513 | 5456853.1123 | 1938255.6395 | 3394292.2151 | 3572357.1744 | 3579676.1122 | 3406092.6164
Scenario 2: High TRC | PG&E | Com | WaterHeat | Com - Warehouse | Total Resource Cost Test | Fuel Substitution | 41082.6325 | 53342.7928 | 73313.4127 | 95212.6248 | 122533.0115 | 68949.2912 | 89040.8293 | 113239.1947 | 90059.8576 | 119225.8162 | 156706.203 | 195399.093 | 235531.1811
Scenario 2: High TRC | PG&E | Com | WholeBlg | Com - College | Participant Cost Test | Energy Efficiency | 253760.9716 | 260384.1154 | 265998.1917 | 271177.3489 | 279244.8654 | 294327.9029 | 310219.7332 | 326353.2686 | 341264.8051 | 362839.8314 | 405199.9204 | 410449.8319 | 423570.3933
Scenario 2: High TRC | PG&E | Com | WholeBlg | Com - College | Program Administrator Cost Test | Energy Efficiency | 253760.9716 | 260384.1154 | 265998.1917 | 271177.3489 | 279244.8654 | 294327.9029 | 310219.7332 | 326353.2686 | 341264.8051 | 362839.8314 | 405131.9058 | 416041.8969 | 435658.6371
Scenario 2: High TRC | PG&E | Com | WholeBlg | Com - College | Rate Impact Measure Test | Energy Efficiency | 253760.9716 | 260384.1154 | 265998.1917 | 271177.3489 | 279244.8654 | 294327.9029 | 310219.7332 | 326353.2686 | 341264.8051 | 362839.8314 | 405131.9058 | 416041.8969 | 435658.6371
Scenario 2: High TRC | PG&E | Com | WholeBlg | Com - College | Total Resource Cost Test | Energy Efficiency | 253760.9716 | 260384.1154 | 265998.1917 | 271177.3489 | 279244.8654 | 294327.9029 | 310219.7332 | 326353.2686 | 341264.8051 | 362839.8314 | 405131.9058 | 416041.8969 | 435658.6371
Scenario 2: High TRC | PG&E | Com | WholeBlg | Com - Grocery | Participant Cost Test | Energy Efficiency | 1740241.2701 | 1791330.1031 | 1836397.1252 | 1878334.1835 | 1947661.1495 | 2081779.6062 | 2215392.3964 | 2416270.5433 | 2553342.5351 | 2743196.119 | 2887537.0114 | 2975470.1205 | 3048941.1454
Scenario 2: High TRC | PG&E | Com | WholeBlg | Com - Grocery | Program Administrator Cost Test | Energy Efficiency | 1740241.2701 | 1791330.1031 | 1836397.1252 | 1878334.1835 | 1947661.1495 | 2081779.6062 | 2215392.3964 | 2416270.5433 | 2553342.5351 | 2743196.119 | 2887537.0114 | 2975470.1205 | 3048941.1454
Scenario 2: High TRC | PG&E | Com | WholeBlg | Com - Grocery | Rate Impact Measure Test | Energy Efficiency | 1740241.2701 | 1791330.1031 | 1836397.1252 | 1878334.1835 | 1947661.1495 | 2081779.6062 | 2215392.3964 | 2416270.5433 | 2553342.5351 | 2743196.119 | 2887537.0114 | 2975470.1205 | 3048941.1454
Scenario 2: High TRC | PG&E | Com | WholeBlg | Com - Grocery | Total Resource Cost Test | Energy Efficiency | 1740241.2701 | 1791330.1031 | 1836397.1252 | 1878334.1835 | 1947661.1495 | 2081779.6062 | 2215392.3964 | 2416270.5433 | 2553342.5351 | 2743196.119 | 2887537.0114 | 2975470.1205 | 3048941.1454
Scenario 2: High TRC | PG&E | Com | WholeBlg | Com - Health | Participant Cost Test | Energy Efficiency | 2064768.9948 | 2138998.6432 | 2206022.8843 | 2270263.5461 | 2365893.5941 | 2533922.9544 | 2705218.1148 | 2901415.2457 | 3075390.0854 | 3317105.8489 | 3501908.8017 | 3624585.1106 | 3741864.4681
Scenario 2: High TRC | PG&E | Com | WholeBlg | Com - Health | Program Administrator Cost Test | Energy Efficiency | 2064768.9948 | 2138998.6432 | 2206022.8843 | 2270263.5461 | 2365893.5941 | 2533922.9544 | 2705218.1148 | 2901415.2457 | 3075390.0854 | 3317105.8489 | 3501908.8017 | 3624585.1106 | 3741864.4681
Scenario 2: High TRC | PG&E | Com | WholeBlg | Com - Health | Rate Impact Measure Test | Energy Efficiency | 2064768.9948 | 2138998.6432 | 2206022.8843 | 2270263.5461 | 2365893.5941 | 2533922.9544 | 2705218.1148 | 2901415.2457 | 3075390.0854 | 3317105.8489 | 3501908.8017 | 3624585.1106 | 3741864.4681
Scenario 2: High TRC | PG&E | Com | WholeBlg | Com - Health | Total Resource Cost Test | Energy Efficiency | 2064768.9948 | 2138998.6432 | 2206022.8843 | 2270263.5461 | 2365893.5941 | 2533922.9544 | 2705218.1148 | 2901415.2457 | 3075390.0854 | 3317105.8489 | 3501908.8017 | 3624585.1106 | 3741864.4681
Scenario 2: High TRC | PG&E | Com | WholeBlg | Com - Lodging | Participant Cost Test | Energy Efficiency | 314398.9575 | 325379.511 | 335373.6019 | 345091.4601 | 359066.05 | 382542.1403 | 406685.7339 | 429394.6226 | 454369.9353 | 487731.9812 | 514886.4959 | 534486.5534 | 553072.5369
Scenario 2: High TRC | PG&E | Com | WholeBlg | Com - Lodging | Program Administrator Cost Test | Energy Efficiency | 314398.9575 | 325379.511 | 335373.6019 | 345091.4601 | 359066.05 | 382542.1403 | 406685.7339 | 429394.6226 | 454369.9353 | 487731.9812 | 514886.4959 | 534486.5534 | 553072.5369
Scenario 2: High TRC | PG&E | Com | WholeBlg | Com - Lodging | Rate Impact Measure Test | Energy Efficiency | 314398.9575 | 325379.511 | 335373.6019 | 345091.4601 | 359066.05 | 382542.1403 | 406685.7339 | 429394.6226 | 454369.9353 | 487731.9812 | 514886.4959 | 534486.5534 | 553072.5369
Scenario 2: High TRC | PG&E | Com | WholeBlg | Com - Lodging | Total Resource Cost Test | Energy Efficiency | 314398.9575 | 325379.511 | 335373.6019 | 345091.4601 | 359066.05 | 382542.1403 | 406685.7339 | 429394.6226 | 454369.9353 | 487731.9812 | 514886.4959 | 534486.5534 | 553072.5369
Scenario 2: High TRC | PG&E | Com | WholeBlg | Com - Office (Large) | Participant Cost Test | Energy Efficiency | 2856131.1396 | 2941697.6572 | 3015088.9875 | 3081871.9281 | 3191552.401 | 3403647.4852 | 3623281.6343 | 3752508.4026 | 3965149.384 | 4261998.5071 | 4487965.8475 | 4631111.6147 | 4794003.3473
Scenario 2: High TRC | PG&E | Com | WholeBlg | Com - Office (Large) | Program Administrator Cost Test | Energy Efficiency | 2856131.1396 | 2941697.6572 | 3015088.9875 | 3081871.9281 | 3191552.401 | 3403647.4852 | 3623281.6343 | 3752508.4026 | 3965149.384 | 4261998.5071 | 4487965.8475 | 4631111.6147 | 4794003.3473
Scenario 2: High TRC | PG&E | Com | WholeBlg | Com - Office (Large) | Rate Impact Measure Test | Energy Efficiency | 2856131.1396 | 2941697.6572 | 3015088.9875 | 3081871.9281 | 3191552.401 | 3403647.4852 | 3623281.6343 | 3752508.4026 | 3965149.384 | 4261998.5071 | 4487965.8475 | 4631111.6147 | 4794003.3473
Scenario 2: High TRC | PG&E | Com | WholeBlg | Com - Office (Large) | Total Resource Cost Test | Energy Efficiency | 2856131.1396 | 2941697.6572 | 3015088.9875 | 3081871.9281 | 3191552.401 | 3403647.4852 | 3623281.6343 | 3752508.4026 | 3965149.384 | 4261998.5071 | 4487965.8475 | 4631111.6147 | 4794003.3473
Scenario 2: High TRC | PG&E | Com | WholeBlg | Com - Office (Small) | Participant Cost Test | Energy Efficiency | 508596.3865 | 524258.2158 | 538192.9568 | 551128.0197 | 571918.5668 | 611109.6654 | 651152.4459 | 708950.2705 | 749284.1074 | 804964.8741 | 847608.5664 | 874635.7404 | 902812.5024
Scenario 2: High TRC | PG&E | Com | WholeBlg | Com - Office (Small) | Program Administrator Cost Test | Energy Efficiency | 508596.3865 | 524258.2158 | 538192.9568 | 551128.0197 | 571918.5668 | 611109.6654 | 651152.4459 | 708950.2705 | 749284.1074 | 804964.8741 | 847608.5664 | 874635.7404 | 902812.5024
Scenario 2: High TRC | PG&E | Com | WholeBlg | Com - Office (Small) | Rate Impact Measure Test | Energy Efficiency | 508596.3865 | 524258.2158 | 538192.9568 | 551128.0197 | 571918.5668 | 611109.6654 | 651152.4459 | 708950.2705 | 749284.1074 | 804964.8741 | 847608.5664 | 874635.7404 | 902812.5024
Scenario 2: High TRC | PG&E | Com | WholeBlg | Com - Office (Small) | Total Resource Cost Test | Energy Efficiency | 508596.3865 | 524258.2158 | 538192.9568 | 551128.0197 | 571918.5668 | 611109.6654 | 651152.4459 | 708950.2705 | 749284.1074 | 804964.8741 | 847608.5664 | 874635.7404 | 902812.5024
Scenario 2: High TRC | PG&E | Com | WholeBlg | Com - Other | Participant Cost Test | Energy Efficiency | 2249918.3695 | 2428933.2089 | 2594011.8813 | 2736541.1566 | 2933912.6303 | 3257639.9935 | 3566465.0468 | 3760617.1442 | 4031406.5085 | 4382057.2897 | 4677674.2622 | 4896980.5593 | 5076685.2222
Scenario 2: High TRC | PG&E | Com | WholeBlg | Com - Other | Program Administrator Cost Test | Energy Efficiency | 2249918.3695 | 2428933.2089 | 2594011.8813 | 2736541.1566 | 2933912.6303 | 3257639.9935 | 3566465.0468 | 3760617.1442 | 4031406.5085 | 4382057.2897 | 4677674.2622 | 4896980.5593 | 5076685.2222
Scenario 2: High TRC | PG&E | Com | WholeBlg | Com - Other | Rate Impact Measure Test | Energy Efficiency | 2249918.3695 | 2428933.2089 | 2594011.8813 | 2736541.1566 | 2933912.6303 | 3257639.9935 | 3566465.0468 | 3760617.1442 | 4031406.5085 | 4382057.2897 | 4677674.2622 | 4896980.5593 | 5076685.2222
Scenario 2: High TRC | PG&E | Com | WholeBlg | Com - Other | Total Resource Cost Test | Energy Efficiency | 2249918.3695 | 2428933.2089 | 2594011.8813 | 2736541.1566 | 2933912.6303 | 3257639.9935 | 3566465.0468 | 3760617.1442 | 4031406.5085 | 4382057.2897 | 4677674.2622 | 4896980.5593 | 5076685.2222
Scenario 2: High TRC | PG&E | Com | WholeBlg | Com - Refrig. Warehouse | Participant Cost Test | Energy Efficiency | 254075.5545 | 264732.817 | 274797.5859 | 284346.156 | 298231.2089 | 322056.1731 | 345837.2839 | 389893.725 | 415873.2753 | 449789.1041 | 477830.6502 | 496741.1115 | 506001.1113
Scenario 2: High TRC | PG&E | Com | WholeBlg | Com - Refrig. Warehouse | Program Administrator Cost Test | Energy Efficiency | 254075.5545 | 264732.817 | 274797.5859 | 284346.156 | 298231.2089 | 322056.1731 | 345837.2839 | 389893.725 | 415873.2753 | 449789.1041 | 477830.6502 | 496741.1115 | 506001.1113
Scenario 2: High TRC | PG&E | Com | WholeBlg | Com - Refrig. Warehouse | Rate Impact Measure Test | Energy Efficiency | 254075.5545 | 264732.817 | 274797.5859 | 284346.156 | 298231.2089 | 322056.1731 | 345837.2839 | 389893.725 | 415873.2753 | 449789.1041 | 477830.6502 | 496741.1115 | 506001.1113
Scenario 2: High TRC | PG&E | Com | WholeBlg | Com - Refrig. Warehouse | Total Resource Cost Test | Energy Efficiency | 254075.5545 | 264732.817 | 274797.5859 | 284346.156 | 298231.2089 | 322056.1731 | 345837.2839 | 389893.725 | 415873.2753 | 449789.1041 | 477830.6502 | 496741.1115 | 506001.1113
Scenario 2: High TRC | PG&E | Com | WholeBlg | Com - Restaurant | Participant Cost Test | Energy Efficiency | 784511.5819 | 809761.244 | 833056.0043 | 855084.7169 | 887441.0262 | 942775.4804 | 997988.8032 | 1058619.5623 | 1114330.9852 | 1192878.4569 | 1250962.6328 | 1271980.132 | 1431177.9055
Scenario 2: High TRC | PG&E | Com | WholeBlg | Com - Restaurant | Program Administrator Cost Test | Energy Efficiency | 763663.8353 | 788539.4453 | 811212.382 | 832921.9662 | 865460.2825 | 921770.0874 | 978315.7835 | 1040948.8714 | 1099316.9979 | 1181226.1976 | 1243457.8148 | 1271980.132 | 1464093.4904
Scenario 2: High TRC | PG&E | Com | WholeBlg | Com - Restaurant | Rate Impact Measure Test | Energy Efficiency | 763663.8353 | 788539.4453 | 811212.382 | 832921.9662 | 865460.2825 | 921770.0874 | 978315.7835 | 1040948.8714 | 1099316.9979 | 1181226.1976 | 1243457.8148 | 1271980.132 | 1464093.4904
Scenario 2: High TRC | PG&E | Com | WholeBlg | Com - Restaurant | Total Resource Cost Test | Energy Efficiency | 763663.8353 | 788539.4453 | 811212.382 | 832921.9662 | 865460.2825 | 921770.0874 | 978315.7835 | 1040948.8714 | 1099316.9979 | 1181226.1976 | 1243457.8148 | 1271980.132 | 1464093.4904
Scenario 2: High TRC | PG&E | Com | WholeBlg | Com - Retail | Participant Cost Test | Energy Efficiency | 1157576.1613 | 1187506.1996 | 1213854.5619 | 1065269.5646 | 2682479.3187 | 1325126.8544 | 1391464.6173 | 1470279.7183 | 1523929.1973 | 1601230.2903 | 1647096.9702 | 1657218.0793 | 1684912.2984
Scenario 2: High TRC | PG&E | Com | WholeBlg | Com - Retail | Program Administrator Cost Test | Energy Efficiency | 1066108.5406 | 1094115.617 | 1118691.5238 | 1065269.5646 | 1860921.9723 | 1248481.057 | 1326575.0164 | 1421659.7613 | 1496670.024 | 1600771.7772 | 1679302.9349 | 1727768.2704 | 1801311.8675
Scenario 2: High TRC | PG&E | Com | WholeBlg | Com - Retail | Rate Impact Measure Test | Energy Efficiency | 1066108.5406 | 1094115.617 | 1118691.5238 | 1065269.5646 | 1860921.9723 | 1248481.057 | 1326575.0164 | 1421659.7613 | 1496670.024 | 1600771.7772 | 1679302.9349 | 1727768.2704 | 1801311.8675
Scenario 2: High TRC | PG&E | Com | WholeBlg | Com - Retail | Total Resource Cost Test | Energy Efficiency | 1066108.5406 | 1094115.617 | 1118691.5238 | 1065269.5646 | 1860921.9723 | 1248481.057 | 1326575.0164 | 1421659.7613 | 1496670.024 | 1600771.7772 | 1679302.9349 | 1727768.2704 | 1801311.8675
Scenario 2: High TRC | PG&E | Com | WholeBlg | Com - School | Participant Cost Test | Energy Efficiency | 451341.0941 | 466135.2051 | 479556.8072 | 492583.8907 | 510575.208 | 540419.8595 | 571629.3853 | 611203.6853 | 642909.1878 | 685208.7323 | 719450.7173 | 744200.534 | 776463.3375
Scenario 2: High TRC | PG&E | Com | WholeBlg | Com - School | Program Administrator Cost Test | Energy Efficiency | 451341.0941 | 466135.2051 | 479556.8072 | 492583.8907 | 510575.208 | 540419.8595 | 571629.3853 | 611203.6853 | 642909.1878 | 685208.7323 | 719450.7173 | 744200.534 | 776463.3375
Scenario 2: High TRC | PG&E | Com | WholeBlg | Com - School | Rate Impact Measure Test | Energy Efficiency | 451341.0941 | 466135.2051 | 479556.8072 | 492583.8907 | 510575.208 | 540419.8595 | 571629.3853 | 611203.6853 | 642909.1878 | 685208.7323 | 719450.7173 | 744200.534 | 776463.3375
Scenario 2: High TRC | PG&E | Com | WholeBlg | Com - School | Total Resource Cost Test | Energy Efficiency | 451341.0941 | 466135.2051 | 479556.8072 | 492583.8907 | 510575.208 | 540419.8595 | 571629.3853 | 611203.6853 | 642909.1878 | 685208.7323 | 719450.7173 | 744200.534 | 776463.3375
Scenario 2: High TRC | PG&E | Com | WholeBlg | Com - Warehouse | Participant Cost Test | Energy Efficiency | 1129746.9689 | 1172877.6099 | 1212726.5031 | 1250123.3166 | 1306605.2366 | 1407723.6085 | 1509509.1998 | 1718065.075 | 1829185.6228 | 1976445.5089 | 2095778.3482 | 2175226.0889 | 2228622.0546
Scenario 2: High TRC | PG&E | Com | WholeBlg | Com - Warehouse | Program Administrator Cost Test | Energy Efficiency | 1129746.9689 | 1172877.6099 | 1212726.5031 | 1250123.3166 | 1306605.2366 | 1407723.6085 | 1509509.1998 | 1718065.075 | 1829185.6228 | 1976445.5089 | 2095778.3482 | 2175226.0889 | 2228622.0546
Scenario 2: High TRC | PG&E | Com | WholeBlg | Com - Warehouse | Rate Impact Measure Test | Energy Efficiency | 1129746.9689 | 1172877.6099 | 1212726.5031 | 1250123.3166 | 1306605.2366 | 1407723.6085 | 1509509.1998 | 1718065.075 | 1829185.6228 | 1976445.5089 | 2095778.3482 | 2175226.0889 | 2228622.0546
Scenario 2: High TRC | PG&E | Com | WholeBlg | Com - Warehouse | Total Resource Cost Test | Energy Efficiency | 1129746.9689 | 1172877.6099 | 1212726.5031 | 1250123.3166 | 1306605.2366 | 1407723.6085 | 1509509.1998 | 1718065.075 | 1829185.6228 | 1976445.5089 | 2095778.3482 | 2175226.0889 | 2228622.0546
Scenario 2: High TRC | PG&E | Ind | WholeBlg | Ind - All Other Industrial | Participant Cost Test | Energy Efficiency | 634778.4543 | 659736.4141 | 682807.5052 | 706147.5329 | 732918.6851 | 768747.331 | 806968.0831 | 847009.1856 | 888282.6955 | 932697.2007 | 979702.3056 | 1025481.2352 | 1074464.9242
Scenario 2: High TRC | PG&E | Ind | WholeBlg | Ind - All Other Industrial | Program Administrator Cost Test | Energy Efficiency | 634778.4543 | 659736.4141 | 682807.5052 | 706147.5329 | 732918.6851 | 768747.331 | 806968.0831 | 847009.1856 | 888282.6955 | 932697.2007 | 979702.3056 | 1025481.2352 | 1074464.9242
Scenario 2: High TRC | PG&E | Ind | WholeBlg | Ind - All Other Industrial | Rate Impact Measure Test | Energy Efficiency | 634778.4543 | 659736.4141 | 682807.5052 | 706147.5329 | 732918.6851 | 768747.331 | 806968.0831 | 847009.1856 | 888282.6955 | 932697.2007 | 979702.3056 | 1025481.2352 | 1074464.9242
Scenario 2: High TRC | PG&E | Ind | WholeBlg | Ind - All Other Industrial | Total Resource Cost Test | Energy Efficiency | 634778.4543 | 659736.4141 | 682807.5052 | 706147.5329 | 732918.6851 | 768747.331 | 806968.0831 | 847009.1856 | 888282.6955 | 932697.2007 | 979702.3056 | 1025481.2352 | 1074464.9242
Scenario 2: High TRC | PG&E | Ind | WholeBlg | Ind - Chemicals | Participant Cost Test | Energy Efficiency | 16164985.75 | 17043947.4837 | 17948130.8286 | 18888760.2015 | 19885444.547 | 20957161.5303 | 22080318 | 23256083.731 | 24502009.7286 | 25827853.8963 | 27230163.8729 | 28690890.9312 | 30235025.1979
Scenario 2: High TRC | PG&E | Ind | WholeBlg | Ind - Chemicals | Program Administrator Cost Test | Energy Efficiency | 16164985.75 | 17043947.4837 | 17948130.8286 | 18888760.2015 | 19885444.547 | 20957161.5303 | 22080318 | 23256083.731 | 24502009.7286 | 25827853.8963 | 27230163.8729 | 28690890.9312 | 30235025.1979
Scenario 2: High TRC | PG&E | Ind | WholeBlg | Ind - Chemicals | Rate Impact Measure Test | Energy Efficiency | 16164985.75 | 17043947.4837 | 17948130.8286 | 18888760.2015 | 19885444.547 | 20957161.5303 | 22080318 | 23256083.731 | 24502009.7286 | 25827853.8963 | 27230163.8729 | 28690890.9312 | 30235025.1979
Scenario 2: High TRC | PG&E | Ind | WholeBlg | Ind - Chemicals | Total Resource Cost Test | Energy Efficiency | 16164985.75 | 17043947.4837 | 17948130.8286 | 18888760.2015 | 19885444.547 | 20957161.5303 | 22080318 | 23256083.731 | 24502009.7286 | 25827853.8963 | 27230163.8729 | 28690890.9312 | 30235025.1979
Scenario 2: High TRC | PG&E | Ind | WholeBlg | Ind - Electronics | Participant Cost Test | Energy Efficiency | 3384493.8741 | 3497286.4059 | 3592588.2215 | 3684781.4072 | 3799765.5688 | 3986283.8671 | 4186215.612 | 4392160.1048 | 4598752.0936 | 4820208.1267 | 5049929.3351 | 5254896.5785 | 5473074.435
Scenario 2: High TRC | PG&E | Ind | WholeBlg | Ind - Electronics | Program Administrator Cost Test | Energy Efficiency | 3384493.8741 | 3497286.4059 | 3592588.2215 | 3684781.4072 | 3799765.5688 | 3986283.8671 | 4186215.612 | 4392160.1048 | 4598752.0936 | 4820208.1267 | 5049929.3351 | 5254896.5785 | 5473074.435
Scenario 2: High TRC | PG&E | Ind | WholeBlg | Ind - Electronics | Rate Impact Measure Test | Energy Efficiency | 3384493.8741 | 3497286.4059 | 3592588.2215 | 3684781.4072 | 3799765.5688 | 3986283.8671 | 4186215.612 | 4392160.1048 | 4598752.0936 | 4820208.1267 | 5049929.3351 | 5254896.5785 | 5473074.435
Scenario 2: High TRC | PG&E | Ind | WholeBlg | Ind - Electronics | Total Resource Cost Test | Energy Efficiency | 3384493.8741 | 3497286.4059 | 3592588.2215 | 3684781.4072 | 3799765.5688 | 3986283.8671 | 4186215.612 | 4392160.1048 | 4598752.0936 | 4820208.1267 | 5049929.3351 | 5254896.5785 | 5473074.435
Scenario 2: High TRC | PG&E | Ind | WholeBlg | Ind - Fabricated Metals | Participant Cost Test | Energy Efficiency | 1360127.9583 | 1431509.637 | 1501470.0939 | 1567815.4068 | 1638561.2592 | 1722899.8586 | 1810619.79 | 1901778.8218 | 1996155.7989 | 2096953.1317 | 2202522.2036 | 2306105.0239 | 2414952.0701
Scenario 2: High TRC | PG&E | Ind | WholeBlg | Ind - Fabricated Metals | Program Administrator Cost Test | Energy Efficiency | 1360127.9583 | 1431509.637 | 1501470.0939 | 1567815.4068 | 1638561.2592 | 1722899.8586 | 1810619.79 | 1901778.8218 | 1996155.7989 | 2096953.1317 | 2202522.2036 | 2306105.0239 | 2414952.0701
Scenario 2: High TRC | PG&E | Ind | WholeBlg | Ind - Fabricated Metals | Rate Impact Measure Test | Energy Efficiency | 1360127.9583 | 1431509.637 | 1501470.0939 | 1567815.4068 | 1638561.2592 | 1722899.8586 | 1810619.79 | 1901778.8218 | 1996155.7989 | 2096953.1317 | 2202522.2036 | 2306105.0239 | 2414952.0701
Scenario 2: High TRC | PG&E | Ind | WholeBlg | Ind - Fabricated Metals | Total Resource Cost Test | Energy Efficiency | 1360127.9583 | 1431509.637 | 1501470.0939 | 1567815.4068 | 1638561.2592 | 1722899.8586 | 1810619.79 | 1901778.8218 | 1996155.7989 | 2096953.1317 | 2202522.2036 | 2306105.0239 | 2414952.0701
Scenario 2: High TRC | PG&E | Ind | WholeBlg | Ind - Food | Participant Cost Test | Energy Efficiency | 30994447.0264 | 32541204.0079 | 34117525.5499 | 35750385.1631 | 37475913.333 | 39361560.6087 | 41358601.3239 | 43457641.3415 | 45668606.8568 | 48019793.9878 | 50501643.7209 | 53076107.4466 | 55795896.8907
Scenario 2: High TRC | PG&E | Ind | WholeBlg | Ind - Food | Program Administrator Cost Test | Energy Efficiency | 30994447.0264 | 32541204.0079 | 34117525.5499 | 35750385.1631 | 37475913.333 | 39361560.6087 | 41358601.3239 | 43457641.3415 | 45668606.8568 | 48019793.9878 | 50501643.7209 | 53076107.4466 | 55795896.8907
Scenario 2: High TRC | PG&E | Ind | WholeBlg | Ind - Food | Rate Impact Measure Test | Energy Efficiency | 30994447.0264 | 32541204.0079 | 34117525.5499 | 35750385.1631 | 37475913.333 | 39361560.6087 | 41358601.3239 | 43457641.3415 | 45668606.8568 | 48019793.9878 | 50501643.7209 | 53076107.4466 | 55795896.8907
Scenario 2: High TRC | PG&E | Ind | WholeBlg | Ind - Food | Total Resource Cost Test | Energy Efficiency | 30994447.0264 | 32541204.0079 | 34117525.5499 | 35750385.1631 | 37475913.333 | 39361560.6087 | 41358601.3239 | 43457641.3415 | 45668606.8568 | 48019793.9878 | 50501643.7209 | 53076107.4466 | 55795896.8907
Scenario 2: High TRC | PG&E | Ind | WholeBlg | Ind - Industrial Machinery | Participant Cost Test | Energy Efficiency | 799498.2603 | 840067.3435 | 878993.7862 | 913645.2303 | 950518.4746 | 999297.1623 | 1051264.5258 | 1105199.4276 | 1160590.6084 | 1220215.6335 | 1282289.519 | 1340733.7265 | 1402096.2369
Scenario 2: High TRC | PG&E | Ind | WholeBlg | Ind - Industrial Machinery | Program Administrator Cost Test | Energy Efficiency | 799498.2603 | 840067.3435 | 878993.7862 | 913645.2303 | 950518.4746 | 999297.1623 | 1051264.5258 | 1105199.4276 | 1160590.6084 | 1220215.6335 | 1282289.519 | 1340733.7265 | 1402096.2369
Scenario 2: High TRC | PG&E | Ind | WholeBlg | Ind - Industrial Machinery | Rate Impact Measure Test | Energy Efficiency | 799498.2603 | 840067.3435 | 878993.7862 | 913645.2303 | 950518.4746 | 999297.1623 | 1051264.5258 | 1105199.4276 | 1160590.6084 | 1220215.6335 | 1282289.519 | 1340733.7265 | 1402096.2369
Scenario 2: High TRC | PG&E | Ind | WholeBlg | Ind - Industrial Machinery | Total Resource Cost Test | Energy Efficiency | 799498.2603 | 840067.3435 | 878993.7862 | 913645.2303 | 950518.4746 | 999297.1623 | 1051264.5258 | 1105199.4276 | 1160590.6084 | 1220215.6335 | 1282289.519 | 1340733.7265 | 1402096.2369
Scenario 2: High TRC | PG&E | Ind | WholeBlg | Ind - Lumber & Furniture | Participant Cost Test | Energy Efficiency | 516832.2523 | 533143.3719 | 546682.3497 | 559917.7123 | 576583.9849 | 603147.0598 | 630994.3728 | 659723.9769 | 688568.6906 | 719662.3955 | 752056.2156 | 780927.0115 | 811686.8883
Scenario 2: High TRC | PG&E | Ind | WholeBlg | Ind - Lumber & Furniture | Program Administrator Cost Test | Energy Efficiency | 516832.2523 | 533143.3719 | 546682.3497 | 559917.7123 | 576583.9849 | 603147.0598 | 630994.3728 | 659723.9769 | 688568.6906 | 719662.3955 | 752056.2156 | 780927.0115 | 811686.8883
Scenario 2: High TRC | PG&E | Ind | WholeBlg | Ind - Lumber & Furniture | Rate Impact Measure Test | Energy Efficiency | 516832.2523 | 533143.3719 | 546682.3497 | 559917.7123 | 576583.9849 | 603147.0598 | 630994.3728 | 659723.9769 | 688568.6906 | 719662.3955 | 752056.2156 | 780927.0115 | 811686.8883
Scenario 2: High TRC | PG&E | Ind | WholeBlg | Ind - Lumber & Furniture | Total Resource Cost Test | Energy Efficiency | 516832.2523 | 533143.3719 | 546682.3497 | 559917.7123 | 576583.9849 | 603147.0598 | 630994.3728 | 659723.9769 | 688568.6906 | 719662.3955 | 752056.2156 | 780927.0115 | 811686.8883
Scenario 2: High TRC | PG&E | Ind | WholeBlg | Ind - Paper | Participant Cost Test | Energy Efficiency | 1118790.4439 | 1176107.8308 | 1236138.6134 | 1300031.6569 | 1368125.3007 | 1442729.6961 | 1522163.0043 | 1607421.0517 | 1698970.0046 | 1798688.9099 | 1906191.2492 | 2019280.2903 | 2140312.6748
Scenario 2: High TRC | PG&E | Ind | WholeBlg | Ind - Paper | Program Administrator Cost Test | Energy Efficiency | 1118790.4439 | 1176107.8308 | 1236138.6134 | 1300031.6569 | 1368125.3007 | 1442729.6961 | 1522163.0043 | 1607421.0517 | 1698970.0046 | 1798688.9099 | 1906191.2492 | 2019280.2903 | 2140312.6748
Scenario 2: High TRC | PG&E | Ind | WholeBlg | Ind - Paper | Rate Impact Measure Test | Energy Efficiency | 1118790.4439 | 1176107.8308 | 1236138.6134 | 1300031.6569 | 1368125.3007 | 1442729.6961 | 1522163.0043 | 1607421.0517 | 1698970.0046 | 1798688.9099 | 1906191.2492 | 2019280.2903 | 2140312.6748
Scenario 2: High TRC | PG&E | Ind | WholeBlg | Ind - Paper | Total Resource Cost Test | Energy Efficiency | 1118790.4439 | 1176107.8308 | 1236138.6134 | 1300031.6569 | 1368125.3007 | 1442729.6961 | 1522163.0043 | 1607421.0517 | 1698970.0046 | 1798688.9099 | 1906191.2492 | 2019280.2903 | 2140312.6748
Scenario 2: High TRC | PG&E | Ind | WholeBlg | Ind - Petroleum | Participant Cost Test | Energy Efficiency | 45308992.8654 | 47608558.1774 | 50005683.2623 | 52524371.2227 | 55170722.2885 | 57968857.3986 | 60905058.9556 | 63982488.4926 | 67248205.2641 | 70714731.7808 | 74358486.783 | 78152789.3896 | 82161456.0893
Scenario 2: High TRC | PG&E | Ind | WholeBlg | Ind - Petroleum | Program Administrator Cost Test | Energy Efficiency | 45308992.8654 | 47608558.1774 | 50005683.2623 | 52524371.2227 | 55170722.2885 | 57968857.3986 | 60905058.9556 | 63982488.4926 | 67248205.2641 | 70714731.7808 | 74358486.783 | 78152789.3896 | 82161456.0893
Scenario 2: High TRC | PG&E | Ind | WholeBlg | Ind - Petroleum | Rate Impact Measure Test | Energy Efficiency | 45308992.8654 | 47608558.1774 | 50005683.2623 | 52524371.2227 | 55170722.2885 | 57968857.3986 | 60905058.9556 | 63982488.4926 | 67248205.2641 | 70714731.7808 | 74358486.783 | 78152789.3896 | 82161456.0893
Scenario 2: High TRC | PG&E | Ind | WholeBlg | Ind - Petroleum | Total Resource Cost Test | Energy Efficiency | 45308992.8654 | 47608558.1774 | 50005683.2623 | 52524371.2227 | 55170722.2885 | 57968857.3986 | 60905058.9556 | 63982488.4926 | 67248205.2641 | 70714731.7808 | 74358486.783 | 78152789.3896 | 82161456.0893
Scenario 2: High TRC | PG&E | Ind | WholeBlg | Ind - Plastics | Participant Cost Test | Energy Efficiency | 661680.6535 | 706835.7341 | 750095.3734 | 793652.7669 | 843555.5476 | 906620.1456 | 970573.3643 | 1034040.7453 | 1101020.2195 | 1173856.328 | 1251152.8849 | 1326253.2553 | 1406071.5881
Scenario 2: High TRC | PG&E | Ind | WholeBlg | Ind - Plastics | Program Administrator Cost Test | Energy Efficiency | 661680.6535 | 706835.7341 | 750095.3734 | 793652.7669 | 843555.5476 | 906620.1456 | 970573.3643 | 1034040.7453 | 1101020.2195 | 1173856.328 | 1251152.8849 | 1326253.2553 | 1406071.5881
Scenario 2: High TRC | PG&E | Ind | WholeBlg | Ind - Plastics | Rate Impact Measure Test | Energy Efficiency | 661680.6535 | 706835.7341 | 750095.3734 | 793652.7669 | 843555.5476 | 906620.1456 | 970573.3643 | 1034040.7453 | 1101020.2195 | 1173856.328 | 1251152.8849 | 1326253.2553 | 1406071.5881
Scenario 2: High TRC | PG&E | Ind | WholeBlg | Ind - Plastics | Total Resource Cost Test | Energy Efficiency | 661680.6535 | 706835.7341 | 750095.3734 | 793652.7669 | 843555.5476 | 906620.1456 | 970573.3643 | 1034040.7453 | 1101020.2195 | 1173856.328 | 1251152.8849 | 1326253.2553 | 1406071.5881
Scenario 2: High TRC | PG&E | Ind | WholeBlg | Ind - Primary Metals | Participant Cost Test | Energy Efficiency | 1687358.752 | 1773416.4309 | 1861690.4838 | 1952529.0712 | 2048976.093 | 2156917.2252 | 2271735.1851 | 2392675.5429 | 2519497.0445 | 2654246.4559 | 2796230.5031 | 2941995.581 | 3096125.5372
Scenario 2: High TRC | PG&E | Ind | WholeBlg | Ind - Primary Metals | Program Administrator Cost Test | Energy Efficiency | 1687358.752 | 1773416.4309 | 1861690.4838 | 1952529.0712 | 2048976.093 | 2156917.2252 | 2271735.1851 | 2392675.5429 | 2519497.0445 | 2654246.4559 | 2796230.5031 | 2941995.581 | 3096125.5372
Scenario 2: High TRC | PG&E | Ind | WholeBlg | Ind - Primary Metals | Rate Impact Measure Test | Energy Efficiency | 1687358.752 | 1773416.4309 | 1861690.4838 | 1952529.0712 | 2048976.093 | 2156917.2252 | 2271735.1851 | 2392675.5429 | 2519497.0445 | 2654246.4559 | 2796230.5031 | 2941995.581 | 3096125.5372
Scenario 2: High TRC | PG&E | Ind | WholeBlg | Ind - Primary Metals | Total Resource Cost Test | Energy Efficiency | 1687358.752 | 1773416.4309 | 1861690.4838 | 1952529.0712 | 2048976.093 | 2156917.2252 | 2271735.1851 | 2392675.5429 | 2519497.0445 | 2654246.4559 | 2796230.5031 | 2941995.581 | 3096125.5372
Scenario 2: High TRC | PG&E | Ind | WholeBlg | Ind - Printing & Publishing | Participant Cost Test | Energy Efficiency | 471062.3385 | 488943.8331 | 505287.0126 | 521820.2789 | 540758.239 | 566888.1657 | 594667.7329 | 623648.4361 | 653501.3062 | 685641.7369 | 719247.7738 | 750929.2738 | 784647.0856
Scenario 2: High TRC | PG&E | Ind | WholeBlg | Ind - Printing & Publishing | Program Administrator Cost Test | Energy Efficiency | 471062.3385 | 488943.8331 | 505287.0126 | 521820.2789 | 540758.239 | 566888.1657 | 594667.7329 | 623648.4361 | 653501.3062 | 685641.7369 | 719247.7738 | 750929.2738 | 784647.0856
Scenario 2: High TRC | PG&E | Ind | WholeBlg | Ind - Printing & Publishing | Rate Impact Measure Test | Energy Efficiency | 471062.3385 | 488943.8331 | 505287.0126 | 521820.2789 | 540758.239 | 566888.1657 | 594667.7329 | 623648.4361 | 653501.3062 | 685641.7369 | 719247.7738 | 750929.2738 | 784647.0856
Scenario 2: High TRC | PG&E | Ind | WholeBlg | Ind - Printing & Publishing | Total Resource Cost Test | Energy Efficiency | 471062.3385 | 488943.8331 | 505287.0126 | 521820.2789 | 540758.239 | 566888.1657 | 594667.7329 | 623648.4361 | 653501.3062 | 685641.7369 | 719247.7738 | 750929.2738 | 784647.0856
Scenario 2: High TRC | PG&E | Ind | WholeBlg | Ind - Stone-Glass-Clay | Participant Cost Test | Energy Efficiency | 12790554.3007 | 13580283.1704 | 14375266.9842 | 15193383.2693 | 16055670.2109 | 16970873.5316 | 17924357.7894 | 18930189.0969 | 19992612.8061 | 21123936.986 | 22326815.5233 | 23591640.9912 | 24929441.2999
Scenario 2: High TRC | PG&E | Ind | WholeBlg | Ind - Stone-Glass-Clay | Program Administrator Cost Test | Energy Efficiency | 12790554.3007 | 13580283.1704 | 14375266.9842 | 15193383.2693 | 16055670.2109 | 16970873.5316 | 17924357.7894 | 18930189.0969 | 19992612.8061 | 21123936.986 | 22326815.5233 | 23591640.9912 | 24929441.2999
Scenario 2: High TRC | PG&E | Ind | WholeBlg | Ind - Stone-Glass-Clay | Rate Impact Measure Test | Energy Efficiency | 12790554.3007 | 13580283.1704 | 14375266.9842 | 15193383.2693 | 16055670.2109 | 16970873.5316 | 17924357.7894 | 18930189.0969 | 19992612.8061 | 21123936.986 | 22326815.5233 | 23591640.9912 | 24929441.2999
Scenario 2: High TRC | PG&E | Ind | WholeBlg | Ind - Stone-Glass-Clay | Total Resource Cost Test | Energy Efficiency | 12790554.3007 | 13580283.1704 | 14375266.9842 | 15193383.2693 | 16055670.2109 | 16970873.5316 | 17924357.7894 | 18930189.0969 | 19992612.8061 | 21123936.986 | 22326815.5233 | 23591640.9912 | 24929441.2999
Scenario 2: High TRC | PG&E | Ind | WholeBlg | Ind - Textiles | Participant Cost Test | Energy Efficiency | 49489.8618 | 51467.4144 | 53388.0019 | 55301.4794 | 57406.2628 | 60046.7494 | 62842.6756 | 65749.5713 | 68748.2613 | 71950.724 | 75312.0702 | 78625.167 | 82145.8007
Scenario 2: High TRC | PG&E | Ind | WholeBlg | Ind - Textiles | Program Administrator Cost Test | Energy Efficiency | 49489.8618 | 51467.4144 | 53388.0019 | 55301.4794 | 57406.2628 | 60046.7494 | 62842.6756 | 65749.5713 | 68748.2613 | 71950.724 | 75312.0702 | 78625.167 | 82145.8007
Scenario 2: High TRC | PG&E | Ind | WholeBlg | Ind - Textiles | Rate Impact Measure Test | Energy Efficiency | 49489.8618 | 51467.4144 | 53388.0019 | 55301.4794 | 57406.2628 | 60046.7494 | 62842.6756 | 65749.5713 | 68748.2613 | 71950.724 | 75312.0702 | 78625.167 | 82145.8007
Scenario 2: High TRC | PG&E | Ind | WholeBlg | Ind - Textiles | Total Resource Cost Test | Energy Efficiency | 49489.8618 | 51467.4144 | 53388.0019 | 55301.4794 | 57406.2628 | 60046.7494 | 62842.6756 | 65749.5713 | 68748.2613 | 71950.724 | 75312.0702 | 78625.167 | 82145.8007
Scenario 2: High TRC | PG&E | Ind | WholeBlg | Ind - Transportation Equipment | Participant Cost Test | Energy Efficiency | 1373323.5743 | 1429527.9569 | 1486035.4585 | 1542589.0576 | 1604477.8126 | 1680879.3593 | 1762529.5333 | 1847856.3568 | 1936223.2783 | 2030279.2592 | 2128649.5144 | 2225501.9247 | 2327781.3055
Scenario 2: High TRC | PG&E | Ind | WholeBlg | Ind - Transportation Equipment | Program Administrator Cost Test | Energy Efficiency | 1373323.5743 | 1429527.9569 | 1486035.4585 | 1542589.0576 | 1604477.8126 | 1680879.3593 | 1762529.5333 | 1847856.3568 | 1936223.2783 | 2030279.2592 | 2128649.5144 | 2225501.9247 | 2327781.3055
Scenario 2: High TRC | PG&E | Ind | WholeBlg | Ind - Transportation Equipment | Rate Impact Measure Test | Energy Efficiency | 1373323.5743 | 1429527.9569 | 1486035.4585 | 1542589.0576 | 1604477.8126 | 1680879.3593 | 1762529.5333 | 1847856.3568 | 1936223.2783 | 2030279.2592 | 2128649.5144 | 2225501.9247 | 2327781.3055
Scenario 2: High TRC | PG&E | Ind | WholeBlg | Ind - Transportation Equipment | Total Resource Cost Test | Energy Efficiency | 1373323.5743 | 1429527.9569 | 1486035.4585 | 1542589.0576 | 1604477.8126 | 1680879.3593 | 1762529.5333 | 1847856.3568 | 1936223.2783 | 2030279.2592 | 2128649.5144 | 2225501.9247 | 2327781.3055
Scenario 2: High TRC | PG&E | Res | AppPlug | Res - Multi Family | Participant Cost Test | Energy Efficiency | 0 | 0 | 0 | 0 | 0 | 0 | 178897.4293 | 200266.5597 | 176328.9415 | 150337.8934 | 122550.6187 | 92632.81 | 60180.7033
Scenario 2: High TRC | PG&E | Res | AppPlug | Res - Multi Family | Participant Cost Test | Fuel Substitution | 8.0744 | 8.8253 | 9.4539 | 10.0272 | 10.5076 | 0 | 0 | 0 | 0 | 0 | 0 | 0 | 0
Scenario 2: High TRC | PG&E | Res | AppPlug | Res - Multi Family | Program Administrator Cost Test | Energy Efficiency | 0 | 0 | 0 | 0 | 0 | 0 | 58301.4906 | 75591.5212 | 78749.8746 | 81990.8596 | 85702.7321 | 89665.8678 | 93839.6803
Scenario 2: High TRC | PG&E | Res | AppPlug | Res - Multi Family | Program Administrator Cost Test | Fuel Substitution | 47.8466 | 54.3768 | 61.5393 | 69.3516 | 77.8419 | 0 | 0 | 0 | 0 | 0 | 0 | 0 | 0
Scenario 2: High TRC | PG&E | Res | AppPlug | Res - Multi Family | Rate Impact Measure Test | Energy Efficiency | 0 | 0 | 0 | 0 | 0 | 0 | 58301.4906 | 75591.5212 | 78749.8746 | 81990.8596 | 85702.7321 | 89665.8678 | 93839.6803
Scenario 2: High TRC | PG&E | Res | AppPlug | Res - Multi Family | Rate Impact Measure Test | Fuel Substitution | 47.8466 | 54.3768 | 61.5393 | 69.3516 | 77.8419 | 0 | 0 | 0 | 0 | 0 | 0 | 0 | 0
Scenario 2: High TRC | PG&E | Res | AppPlug | Res - Multi Family | Total Resource Cost Test | Energy Efficiency | 0 | 0 | 0 | 0 | 0 | 0 | 58301.4906 | 75591.5212 | 78749.8746 | 81990.8596 | 85702.7321 | 89665.8678 | 93839.6803
Scenario 2: High TRC | PG&E | Res | AppPlug | Res - Multi Family | Total Resource Cost Test | Fuel Substitution | 47.8466 | 54.3768 | 61.5393 | 69.3516 | 77.8419 | 0 | 0 | 0 | 0 | 0 | 0 | 0 | 0
Scenario 2: High TRC | PG&E | Res | AppPlug | Res - Single Family | Participant Cost Test | Energy Efficiency | 0 | 0 | 257.0221 | 435.4005 | 445.5048 | 0 | 0 | 0 | 0 | 0 | 0 | 0 | 0
Scenario 2: High TRC | PG&E | Res | AppPlug | Res - Single Family | Participant Cost Test | Fuel Substitution | 53.2658 | 58.1106 | 62.206 | 65.9857 | 69.2557 | 0 | 0 | 0 | 0 | 0 | 0 | 0 | 0
Scenario 2: High TRC | PG&E | Res | AppPlug | Res - Single Family | Program Administrator Cost Test | Energy Efficiency | 0 | 0 | 234.3096 | 406.453 | 457.7627 | 0 | 0 | 0 | 0 | 0 | 0 | 0 | 0
Scenario 2: High TRC | PG&E | Res | AppPlug | Res - Single Family | Program Administrator Cost Test | Fuel Substitution | 282.4953 | 320.2796 | 361.4164 | 406.2024 | 454.9471 | 0 | 0 | 0 | 0 | 0 | 0 | 0 | 0
Scenario 2: High TRC | PG&E | Res | AppPlug | Res - Single Family | Rate Impact Measure Test | Energy Efficiency | 0 | 0 | 234.3096 | 406.453 | 457.7627 | 0 | 0 | 0 | 0 | 0 | 0 | 0 | 0
Scenario 2: High TRC | PG&E | Res | AppPlug | Res - Single Family | Rate Impact Measure Test | Fuel Substitution | 282.4953 | 320.2796 | 361.4164 | 406.2024 | 454.9471 | 0 | 0 | 0 | 0 | 0 | 0 | 0 | 0
Scenario 2: High TRC | PG&E | Res | AppPlug | Res - Single Family | Total Resource Cost Test | Energy Efficiency | 0 | 0 | 234.3096 | 406.453 | 457.7627 | 0 | 0 | 0 | 0 | 0 | 0 | 0 | 0
Scenario 2: High TRC | PG&E | Res | AppPlug | Res - Single Family | Total Resource Cost Test | Fuel Substitution | 282.4953 | 320.2796 | 361.4164 | 406.2024 | 454.9471 | 0 | 0 | 0 | 0 | 0 | 0 | 0 | 0
Scenario 2: High TRC | PG&E | Res | BROs | Income Qualified - Multi Family IQ | Participant Cost Test | Energy Efficiency | 1925010.1581 | 2131990.5869 | 2332505.3919 | 2395934.5671 | 2413049.2415 | 2815219.7904 | 3068163.7585 | 3308919.6346 | 3574804.1631 | 3570692.8855 | 3864978.0549 | 3719606.2831 | 4001190.0617
Scenario 2: High TRC | PG&E | Res | BROs | Income Qualified - Multi Family IQ | Program Administrator Cost Test | Energy Efficiency | 1925010.1581 | 2131990.5869 | 2332505.3919 | 2395934.5671 | 2413049.2415 | 2815219.7904 | 3068163.7585 | 3308919.6346 | 3574804.1631 | 3570692.8855 | 3864978.0549 | 3719606.2831 | 4001190.0617
Scenario 2: High TRC | PG&E | Res | BROs | Income Qualified - Multi Family IQ | Rate Impact Measure Test | Energy Efficiency | 1925010.1581 | 2131990.5869 | 2332505.3919 | 2395934.5671 | 2413049.2415 | 2815219.7904 | 3068163.7585 | 3308919.6346 | 3574804.1631 | 3570692.8855 | 3864978.0549 | 3719606.2831 | 4001190.0617
Scenario 2: High TRC | PG&E | Res | BROs | Income Qualified - Multi Family IQ | Total Resource Cost Test | Energy Efficiency | 1925010.1581 | 2131990.5869 | 2332505.3919 | 2395934.5671 | 2413049.2415 | 2815219.7904 | 3068163.7585 | 3308919.6346 | 3574804.1631 | 3570692.8855 | 3864978.0549 | 3719606.2831 | 4001190.0617
Scenario 2: High TRC | PG&E | Res | BROs | Income Qualified - Single Family IQ | Participant Cost Test | Energy Efficiency | 7075722.268 | 7814736.2513 | 8519532.6361 | 8710741.4231 | 8727781.7418 | 10161305.6794 | 11049006.865 | 11877437.5868 | 12789563.2131 | 12706316.4419 | 13700167.8466 | 13276655.6147 | 14237199.448
Scenario 2: High TRC | PG&E | Res | BROs | Income Qualified - Single Family IQ | Program Administrator Cost Test | Energy Efficiency | 7075722.268 | 7814736.2513 | 8519532.6361 | 8710741.4231 | 8727781.7418 | 10161305.6794 | 11049006.865 | 11877437.5868 | 12789563.2131 | 12706316.4419 | 13700167.8466 | 13276655.6147 | 14237199.448
Scenario 2: High TRC | PG&E | Res | BROs | Income Qualified - Single Family IQ | Rate Impact Measure Test | Energy Efficiency | 7075722.268 | 7814736.2513 | 8519532.6361 | 8710741.4231 | 8727781.7418 | 10161305.6794 | 11049006.865 | 11877437.5868 | 12789563.2131 | 12706316.4419 | 13700167.8466 | 13276655.6147 | 14237199.448
Scenario 2: High TRC | PG&E | Res | BROs | Income Qualified - Single Family IQ | Total Resource Cost Test | Energy Efficiency | 7075722.268 | 7814736.2513 | 8519532.6361 | 8710741.4231 | 8727781.7418 | 10161305.6794 | 11049006.865 | 11877437.5868 | 12789563.2131 | 12706316.4419 | 13700167.8466 | 13276655.6147 | 14237199.448
Scenario 2: High TRC | PG&E | Res | BROs | Res - Multi Family | Participant Cost Test | Energy Efficiency | 19035785.855 | 20934720.2434 | 22768347.5405 | 23404596.5875 | 23646201.2882 | 27258507.3025 | 29589423.7973 | 31807402.4891 | 34249169.501 | 34351727.7303 | 37042575.8612 | 39979858.3778 | 43162855.6131
Scenario 2: High TRC | PG&E | Res | BROs | Res - Multi Family | Program Administrator Cost Test | Energy Efficiency | 19035785.855 | 20934720.2434 | 22768347.5405 | 23404596.5875 | 23646201.2882 | 27258507.3025 | 29589423.7973 | 31807402.4891 | 34249169.501 | 34351727.7303 | 37042575.8612 | 39979858.3778 | 43162855.6131
Scenario 2: High TRC | PG&E | Res | BROs | Res - Multi Family | Rate Impact Measure Test | Energy Efficiency | 19035785.855 | 20934720.2434 | 22768347.5405 | 23404596.5875 | 23646201.2882 | 27258507.3025 | 29589423.7973 | 31807402.4891 | 34249169.501 | 34351727.7303 | 37042575.8612 | 39979858.3778 | 43162855.6131
Scenario 2: High TRC | PG&E | Res | BROs | Res - Multi Family | Total Resource Cost Test | Energy Efficiency | 19035785.855 | 20934720.2434 | 22768347.5405 | 23404596.5875 | 23646201.2882 | 27258507.3025 | 29589423.7973 | 31807402.4891 | 34249169.501 | 34351727.7303 | 37042575.8612 | 39979858.3778 | 43162855.6131
Scenario 2: High TRC | PG&E | Res | BROs | Res - Single Family | Participant Cost Test | Energy Efficiency | 4866331.1106 | 5370740.3555 | 5862147.7539 | 6037415.3672 | 6107872.8002 | 7074682.042 | 7695070.786 | 8291132.1781 | 8948659.7243 | 8984374.6053 | 9715854.0326 | 10514585.2768 | 11379947.1767
Scenario 2: High TRC | PG&E | Res | BROs | Res - Single Family | Program Administrator Cost Test | Energy Efficiency | 4866331.1106 | 5370740.3555 | 5862147.7539 | 6037415.3672 | 6107872.8002 | 7074682.042 | 7695070.786 | 8291132.1781 | 8948659.7243 | 8984374.6053 | 9715854.0326 | 10514585.2768 | 11379947.1767
Scenario 2: High TRC | PG&E | Res | BROs | Res - Single Family | Rate Impact Measure Test | Energy Efficiency | 4866331.1106 | 5370740.3555 | 5862147.7539 | 6037415.3672 | 6107872.8002 | 7074682.042 | 7695070.786 | 8291132.1781 | 8948659.7243 | 8984374.6053 | 9715854.0326 | 10514585.2768 | 11379947.1767
Scenario 2: High TRC | PG&E | Res | BROs | Res - Single Family | Total Resource Cost Test | Energy Efficiency | 4866331.1106 | 5370740.3555 | 5862147.7539 | 6037415.3672 | 6107872.8002 | 7074682.042 | 7695070.786 | 8291132.1781 | 8948659.7243 | 8984374.6053 | 9715854.0326 | 10514585.2768 | 11379947.1767
Scenario 2: High TRC | PG&E | Res | BldgEnv | Res - Single Family | Participant Cost Test | Energy Efficiency | 378283.5378 | 469055.4856 | 501502.2883 | 499076.171 | 479209.9948 | 452170.2054 | 421395.2083 | 386784.9276 | 77288.473 | 0 | 0 | 0 | 0
Scenario 2: High TRC | PG&E | Res | BldgEnv | Res - Single Family | Program Administrator Cost Test | Energy Efficiency | 77391.4945 | 101931.9154 | 116112.8504 | 123395.6041 | 126782.4015 | 128247.8594 | 128580.1722 | 127679.8561 | 126771.9034 | 0 | 0 | 0 | 0
Scenario 2: High TRC | PG&E | Res | BldgEnv | Res - Single Family | Rate Impact Measure Test | Energy Efficiency | 77626.0015 | 102043.6114 | 116133.7182 | 123395.6041 | 126782.4015 | 128247.8594 | 128580.1722 | 127679.8561 | 126771.9034 | 0 | 0 | 0 | 0
Scenario 2: High TRC | PG&E | Res | BldgEnv | Res - Single Family | Total Resource Cost Test | Energy Efficiency | 337098.9169 | 424753.6223 | 464448.3258 | 474241.038 | 468575.487 | 456220.0839 | 440218.361 | 420865.0731 | 126771.9034 | 0 | 0 | 0 | 0
Scenario 2: High TRC | PG&E | Res | HVAC | Res - Multi Family | Participant Cost Test | Energy Efficiency | 49627.5897 | 53468.9555 | 408025.4363 | 497349.6982 | 527686.8068 | 517321.7826 | 488494.8512 | 450765.0367 | 404389.2516 | 350259.442 | 288994.1837 | 219850.4508 | 142297.5798
Scenario 2: High TRC | PG&E | Res | HVAC | Res - Multi Family | Participant Cost Test | Fuel Substitution | 1973.754 | 202.3214 | 209.6571 | 215.6677 | 242.834 | 88.9143 | 87.8075 | 84.1653 | 77.8834 | 71.5462 | 61.2153 | 47.5213 | 31.1003
Scenario 2: High TRC | PG&E | Res | HVAC | Res - Multi Family | Program Administrator Cost Test | Energy Efficiency | 19054.6049 | 22491.2713 | 188057.8214 | 252875.3018 | 299309.8862 | 330087.945 | 352411.1259 | 373382.0882 | 392740.3986 | 411498.5587 | 433691.3256 | 456033.6111 | 477580.0291
Scenario 2: High TRC | PG&E | Res | HVAC | Res - Multi Family | Program Administrator Cost Test | Fuel Substitution | 571.7029 | 639.5872 | 707.4473 | 780.1055 | 953.9047 | 99.3766 | 109.5856 | 119.2033 | 127.8684 | 140.7205 | 151.9658 | 161.0092 | 168.5818
Scenario 2: High TRC | PG&E | Res | HVAC | Res - Multi Family | Rate Impact Measure Test | Energy Efficiency | 19054.6049 | 22491.2713 | 188057.8214 | 252875.3018 | 299309.8862 | 330087.945 | 352411.1259 | 373382.0882 | 392740.3986 | 411498.5587 | 433691.3256 | 456033.6111 | 477580.0291
Scenario 2: High TRC | PG&E | Res | HVAC | Res - Multi Family | Rate Impact Measure Test | Fuel Substitution | 571.7029 | 639.5872 | 707.4473 | 780.1055 | 953.9047 | 99.3766 | 109.5856 | 119.2033 | 127.8684 | 140.7205 | 151.9658 | 161.0092 | 168.5818
Scenario 2: High TRC | PG&E | Res | HVAC | Res - Multi Family | Total Resource Cost Test | Energy Efficiency | 19054.6049 | 22491.2713 | 188057.8214 | 252875.3018 | 299309.8862 | 330087.945 | 352411.1259 | 373382.0882 | 392740.3986 | 411498.5587 | 433691.3256 | 456033.6111 | 477580.0291
Scenario 2: High TRC | PG&E | Res | HVAC | Res - Multi Family | Total Resource Cost Test | Fuel Substitution | 571.7029 | 639.5872 | 707.4473 | 780.1055 | 953.9047 | 99.3766 | 109.5856 | 119.2033 | 127.8684 | 140.7205 | 151.9658 | 161.0092 | 168.5818
Scenario 2: High TRC | PG&E | Res | HVAC | Res - Single Family | Participant Cost Test | Energy Efficiency | 11545563.2455 | 13233337.7786 | 14268012.484 | 14884114.6669 | 13484444.6474 | 4693682.5127 | 4423894.3289 | 4340633.8321 | 268905.5936 | 43339.3403 | 35720.003 | 27127.73 | 17528.467
Scenario 2: High TRC | PG&E | Res | HVAC | Res - Single Family | Participant Cost Test | Fuel Substitution | 43242.8299 | 10348.758 | 11913.3167 | 14352.4206 | 13684.0182 | 4622.1636 | 4671.5266 | 4647.1169 | 237.7079 | 218.8404 | 187.638 | 146.0716 | 95.9085
Scenario 2: High TRC | PG&E | Res | HVAC | Res - Single Family | Program Administrator Cost Test | Energy Efficiency | 2925512.8734 | 3555622.8836 | 4023691.3579 | 4375139.1923 | 4678115.5696 | 1254280.3457 | 1282966.863 | 1338945.8746 | 245201.0475 | 50916.7604 | 53604.731 | 56270.7815 | 58829.1507
Scenario 2: High TRC | PG&E | Res | HVAC | Res - Single Family | Program Administrator Cost Test | Fuel Substitution | 23196.5311 | 26093.5995 | 31457.5868 | 40753.0883 | 46468.343 | 2959.9392 | 3212.9071 | 3450.1342 | 390.2671 | 430.4259 | 465.8079 | 494.9122 | 519.8796
Scenario 2: High TRC | PG&E | Res | HVAC | Res - Single Family | Rate Impact Measure Test | Energy Efficiency | 2925512.8734 | 3555622.8836 | 4023691.3579 | 4375139.1923 | 4678115.5696 | 1254280.3457 | 1282966.863 | 1338945.8746 | 245201.0475 | 50916.7604 | 53604.731 | 56270.7815 | 58829.1507
Scenario 2: High TRC | PG&E | Res | HVAC | Res - Single Family | Rate Impact Measure Test | Fuel Substitution | 25100.4138 | 27894.2121 | 33162.4802 | 42469.9429 | 48002.6858 | 2959.9392 | 3212.9071 | 3450.1342 | 390.2671 | 430.4259 | 465.8079 | 494.9122 | 519.8796
Scenario 2: High TRC | PG&E | Res | HVAC | Res - Single Family | Total Resource Cost Test | Energy Efficiency | 10449732.8685 | 12310969.2024 | 13605586.1067 | 14541722.8959 | 13535696.6777 | 3896563.7784 | 3832270.9409 | 3956499.5058 | 245201.0475 | 50916.7604 | 53604.731 | 56270.7815 | 58829.1507
Scenario 2: High TRC | PG&E | Res | HVAC | Res - Single Family | Total Resource Cost Test | Fuel Substitution | 31162.1943 | 33581.9373 | 39902.3666 | 50747.2884 | 55315.026 | 4933.7836 | 5310.0323 | 5661.2302 | 390.2671 | 430.4259 | 465.8079 | 494.9122 | 519.8796
Scenario 2: High TRC | PG&E | Res | WaterHeat | Res - Multi Family | Participant Cost Test | Energy Efficiency | 1519871.42 | 2009009.6793 | 2082168.9989 | 2095690.3378 | 2018125.8859 | 1549776.8279 | 1433863.7514 | 1297565.8757 | 1141823.9424 | 966761.2214 | 775476.4076 | 564924.2652 | 330415.175
Scenario 2: High TRC | PG&E | Res | WaterHeat | Res - Multi Family | Participant Cost Test | Fuel Substitution | 189666.0183 | 153930.9189 | 166797.1606 | 179836.5566 | 192851.5605 | 178044.4907 | 188548.5462 | 190854.2547 | 183055.2501 | 169057.2412 | 150346.2321 | 117782.3726 | 70204.0519
Scenario 2: High TRC | PG&E | Res | WaterHeat | Res - Multi Family | Program Administrator Cost Test | Energy Efficiency | 1095179.3601 | 1625145.4257 | 1807990.2055 | 1963689.1156 | 2105257.4306 | 1289375.3027 | 1346705.4872 | 1400447.9907 | 1450076.1737 | 1499126.3289 | 1559792.2677 | 1626437.0959 | 1695869.4685
Scenario 2: High TRC | PG&E | Res | WaterHeat | Res - Multi Family | Program Administrator Cost Test | Fuel Substitution | 5098403.9338 | 5848897.8379 | 6667101.9389 | 7559401.6377 | 8525459.7929 | 136171.4565 | 163678.9725 | 191343.4169 | 217041.8001 | 246279.522 | 286970.7239 | 326169.5929 | 358186.8752
Scenario 2: High TRC | PG&E | Res | WaterHeat | Res - Multi Family | Rate Impact Measure Test | Energy Efficiency | 1095179.3601 | 1625145.4257 | 1807990.2055 | 1963689.1156 | 2105257.4306 | 1289375.3027 | 1346705.4872 | 1400447.9907 | 1450076.1737 | 1499126.3289 | 1559792.2677 | 1626437.0959 | 1695869.4685
Scenario 2: High TRC | PG&E | Res | WaterHeat | Res - Multi Family | Rate Impact Measure Test | Fuel Substitution | 8176417.5579 | 9001260.8926 | 9874170.2472 | 10769713.7245 | 11684905.1914 | 136171.4565 | 163678.9725 | 191343.4169 | 217041.8001 | 246279.522 | 286970.7239 | 326169.5929 | 358186.8752
Scenario 2: High TRC | PG&E | Res | WaterHeat | Res - Multi Family | Total Resource Cost Test | Energy Efficiency | 1095179.3601 | 1625145.4257 | 1807990.2055 | 1963689.1156 | 2105257.4306 | 1289375.3027 | 1346705.4872 | 1400447.9907 | 1450076.1737 | 1499126.3289 | 1559792.2677 | 1626437.0959 | 1695869.4685
Scenario 2: High TRC | PG&E | Res | WaterHeat | Res - Multi Family | Total Resource Cost Test | Fuel Substitution | 5098403.9338 | 5848897.8379 | 6667101.9389 | 7559401.6377 | 8525459.7929 | 136171.4565 | 163678.9725 | 191343.4169 | 217041.8001 | 246279.522 | 286970.7239 | 326169.5929 | 358186.8752
Scenario 2: High TRC | PG&E | Res | WaterHeat | Res - Single Family | Participant Cost Test | Energy Efficiency | 10257128.9425 | 11321904.4054 | 13914823.0894 | 12102315.4132 | 11934271.2887 | 6194888.0914 | 5760832.814 | 5256742.3738 | 3989273.246 | 3366199.2301 | 2694488.0434 | 1957074.1878 | 1144774.2171
Scenario 2: High TRC | PG&E | Res | WaterHeat | Res - Single Family | Participant Cost Test | Fuel Substitution | 210501.1384 | 45242.5971 | 57634.6105 | 69974.4733 | 82776.7883 | 1531137.6606 | 1648708.6089 | 1705123.5696 | 1291178.0531 | 1173224.8657 | 1035080.5472 | 810331.9378 | 483048.4881
Scenario 2: High TRC | PG&E | Res | WaterHeat | Res - Single Family | Program Administrator Cost Test | Energy Efficiency | 5323763.3039 | 6765198.4549 | 9295478.818 | 10208027.6717 | 11019433.2621 | 4773939.5304 | 4947147.1616 | 5100803.2021 | 5207892.4115 | 5367351.6874 | 5568637.2295 | 5777550.8177 | 5994424.4754
Scenario 2: High TRC | PG&E | Res | WaterHeat | Res - Single Family | Program Administrator Cost Test | Fuel Substitution | 228562.7194 | 341232.798 | 457375.6623 | 584803.1513 | 728918.9869 | 967133.4641 | 1160865.2494 | 1353992.1857 | 1530901.7835 | 1709132.7001 | 1975691.7732 | 2244016.9302 | 2464553.3099
Scenario 2: High TRC | PG&E | Res | WaterHeat | Res - Single Family | Rate Impact Measure Test | Energy Efficiency | 5323763.3039 | 6765198.4549 | 9295478.818 | 10208027.6717 | 11019433.2621 | 4773939.5304 | 4947147.1616 | 5100803.2021 | 5207892.4115 | 5367351.6874 | 5568637.2295 | 5777550.8177 | 5994424.4754
Scenario 2: High TRC | PG&E | Res | WaterHeat | Res - Single Family | Rate Impact Measure Test | Fuel Substitution | 248367.6112 | 365454.4936 | 484322.8043 | 612649.6494 | 756162.9076 | 967133.4641 | 1160865.2494 | 1353992.1857 | 1530901.7835 | 1709132.7001 | 1975691.7732 | 2244016.9302 | 2464553.3099
Scenario 2: High TRC | PG&E | Res | WaterHeat | Res - Single Family | Total Resource Cost Test | Energy Efficiency | 9552781.0486 | 11131124.1674 | 14284946.0794 | 13302994.8684 | 14262572.9306 | 5387613.6468 | 5580611.8569 | 5752747.021 | 5207892.4115 | 5367351.6874 | 5568637.2295 | 5777550.8177 | 5994424.4754
Scenario 2: High TRC | PG&E | Res | WaterHeat | Res - Single Family | Total Resource Cost Test | Fuel Substitution | 251873.6044 | 374400.3113 | 499640.5533 | 636122.8238 | 789632.1304 | 1233741.9094 | 1472325.3912 | 1708584.9988 | 1530901.7835 | 1709132.7001 | 1975691.7732 | 2244016.9302 | 2464553.3099
Scenario 2: High TRC | PG&E | Res | WholeBlg | Res - Multi Family | Participant Cost Test | Energy Efficiency | 0 | 0 | 0 | 0 | 0 | 0 | 0 | 17551.666 | 14546.6044 | 11716.5424 | 8961.8383 | 6507.9051 | 4172.2757
Scenario 2: High TRC | PG&E | Res | WholeBlg | Res - Multi Family | Program Administrator Cost Test | Energy Efficiency | 0 | 0 | 0 | 0 | 0 | 0 | 0 | 21116.8003 | 20395.1371 | 19672.1985 | 18901.6257 | 18388.4645 | 17777.3488
Scenario 2: High TRC | PG&E | Res | WholeBlg | Res - Multi Family | Rate Impact Measure Test | Energy Efficiency | 0 | 0 | 0 | 0 | 0 | 0 | 0 | 21116.8003 | 20395.1371 | 19672.1985 | 18901.6257 | 18388.4645 | 17777.3488
Scenario 2: High TRC | PG&E | Res | WholeBlg | Res - Multi Family | Total Resource Cost Test | Energy Efficiency | 0 | 0 | 0 | 0 | 0 | 0 | 0 | 21116.8003 | 20395.1371 | 19672.1985 | 18901.6257 | 18388.4645 | 17777.3488
Scenario 2: High TRC | PG&E | Res | WholeBlg | Res - Single Family | Participant Cost Test | Energy Efficiency | 0 | 0 | 0 | 0 | 0 | 0 | 73175.1882 | 61848.0699 | 50260.5106 | 40082.6148 | 30175.3579 | 21432.91 | 13499.1634
Scenario 2: High TRC | PG&E | Res | WholeBlg | Res - Single Family | Program Administrator Cost Test | Energy Efficiency | 0 | 0 | 0 | 0 | 0 | 0 | 76103.76 | 73580.0817 | 69691.0903 | 66578.7352 | 63022.1546 | 60076.0997 | 57285.1387
Scenario 2: High TRC | PG&E | Res | WholeBlg | Res - Single Family | Rate Impact Measure Test | Energy Efficiency | 0 | 0 | 0 | 0 | 0 | 0 | 76103.76 | 73580.0817 | 69691.0903 | 66578.7352 | 63022.1546 | 60076.0997 | 57285.1387
Scenario 2: High TRC | PG&E | Res | WholeBlg | Res - Single Family | Total Resource Cost Test | Energy Efficiency | 0 | 0 | 0 | 0 | 0 | 0 | 76103.76 | 73580.0817 | 69691.0903 | 66578.7352 | 63022.1546 | 60076.0997 | 57285.1387
Scenario 2: High TRC | SCE | Ag | WholeBlg | Ag - Dairies, fishing, hunting | Participant Cost Test | Energy Efficiency | 143341.7142 | 151895.853 | 160658.4973 | 169897.1376 | 181376.2676 | 194190.3043 | 203301.397 | 207542.9389 | 211541.6833 | 215554.6781 | 218866.2766 | 219268.0312 | 219778.5406
Scenario 2: High TRC | SCE | Ag | WholeBlg | Ag - Dairies, fishing, hunting | Program Administrator Cost Test | Energy Efficiency | 143341.7142 | 151895.853 | 160658.4973 | 169897.1376 | 181376.2676 | 194190.3043 | 203301.397 | 207542.9389 | 211541.6833 | 215554.6781 | 218866.2766 | 219268.0312 | 219778.5406
Scenario 2: High TRC | SCE | Ag | WholeBlg | Ag - Dairies, fishing, hunting | Rate Impact Measure Test | Energy Efficiency | 143341.7142 | 151895.853 | 160658.4973 | 169897.1376 | 181376.2676 | 194190.3043 | 203301.397 | 207542.9389 | 211541.6833 | 215554.6781 | 218866.2766 | 219268.0312 | 219778.5406
Scenario 2: High TRC | SCE | Ag | WholeBlg | Ag - Dairies, fishing, hunting | Total Resource Cost Test | Energy Efficiency | 143341.7142 | 151895.853 | 160658.4973 | 169897.1376 | 181376.2676 | 194190.3043 | 203301.397 | 207542.9389 | 211541.6833 | 215554.6781 | 218866.2766 | 219268.0312 | 219778.5406
Scenario 2: High TRC | SCE | Ag | WholeBlg | Ag - Irrigated Agriculture, vineyards, forestry and greenhouses | Participant Cost Test | Energy Efficiency | 345019.7311 | 382363.9099 | 420649.6768 | 461059.3362 | 508856.3108 | 561264.6481 | 603890.4198 | 633389.1888 | 663000.4251 | 693453.2442 | 722058.8431 | 741135.041 | 760542.9406
Scenario 2: High TRC | SCE | Ag | WholeBlg | Ag - Irrigated Agriculture, vineyards, forestry and greenhouses | Program Administrator Cost Test | Energy Efficiency | 345019.7311 | 382363.9099 | 420649.6768 | 461059.3362 | 508856.3108 | 561264.6481 | 603890.4198 | 633389.1888 | 663000.4251 | 693453.2442 | 722058.8431 | 741135.041 | 760542.9406
Scenario 2: High TRC | SCE | Ag | WholeBlg | Ag - Irrigated Agriculture, vineyards, forestry and greenhouses | Rate Impact Measure Test | Energy Efficiency | 345019.7311 | 382363.9099 | 420649.6768 | 461059.3362 | 508856.3108 | 561264.6481 | 603890.4198 | 633389.1888 | 663000.4251 | 693453.2442 | 722058.8431 | 741135.041 | 760542.9406
Scenario 2: High TRC | SCE | Ag | WholeBlg | Ag - Irrigated Agriculture, vineyards, forestry and greenhouses | Total Resource Cost Test | Energy Efficiency | 345019.7311 | 382363.9099 | 420649.6768 | 461059.3362 | 508856.3108 | 561264.6481 | 603890.4198 | 633389.1888 | 663000.4251 | 693453.2442 | 722058.8431 | 741135.041 | 760542.9406
Scenario 2: High TRC | SCE | Ag | WholeBlg | Ag - Water pumping | Participant Cost Test | Energy Efficiency | 1996770.9197 | 2101720.6 | 2209395.1535 | 2323000.8178 | 2466234.9348 | 2627106.691 | 2737271.808 | 2780704.2347 | 2820116.8475 | 2859003.7583 | 2888247.6062 | 2879035.6405 | 2871259.9292
Scenario 2: High TRC | SCE | Ag | WholeBlg | Ag - Water pumping | Program Administrator Cost Test | Energy Efficiency | 1996770.9197 | 2101720.6 | 2209395.1535 | 2323000.8178 | 2466234.9348 | 2627106.691 | 2737271.808 | 2780704.2347 | 2820116.8475 | 2859003.7583 | 2888247.6062 | 2879035.6405 | 2871259.9292
Scenario 2: High TRC | SCE | Ag | WholeBlg | Ag - Water pumping | Rate Impact Measure Test | Energy Efficiency | 1996770.9197 | 2101720.6 | 2209395.1535 | 2323000.8178 | 2466234.9348 | 2627106.691 | 2737271.808 | 2780704.2347 | 2820116.8475 | 2859003.7583 | 2888247.6062 | 2879035.6405 | 2871259.9292
Scenario 2: High TRC | SCE | Ag | WholeBlg | Ag - Water pumping | Total Resource Cost Test | Energy Efficiency | 1996770.9197 | 2101720.6 | 2209395.1535 | 2323000.8178 | 2466234.9348 | 2627106.691 | 2737271.808 | 2780704.2347 | 2820116.8475 | 2859003.7583 | 2888247.6062 | 2879035.6405 | 2871259.9292
Scenario 2: High TRC | SCE | Com | BROs | Com - Lodging | Participant Cost Test | Energy Efficiency | 2949.0817 | 6374.3208 | 9678.5163 | 12625.8315 | 17797.5051 | 26851.2888 | 35934.2238 | 42891.4511 | 50702.2106 | 61490.0655 | 72619.3798 | 80866.477 | 88599.159
Scenario 2: High TRC | SCE | Com | BROs | Com - Lodging | Program Administrator Cost Test | Energy Efficiency | 2949.0817 | 6374.3208 | 9678.5163 | 12625.8315 | 17797.5051 | 26851.2888 | 35934.2238 | 42891.4511 | 50702.2106 | 61490.0655 | 72619.3798 | 80866.477 | 88599.159
Scenario 2: High TRC | SCE | Com | BROs | Com - Lodging | Rate Impact Measure Test | Energy Efficiency | 2949.0817 | 6374.3208 | 9678.5163 | 12625.8315 | 17797.5051 | 26851.2888 | 35934.2238 | 42891.4511 | 50702.2106 | 61490.0655 | 72619.3798 | 80866.477 | 88599.159
Scenario 2: High TRC | SCE | Com | BROs | Com - Lodging | Total Resource Cost Test | Energy Efficiency | 2949.0817 | 6374.3208 | 9678.5163 | 12625.8315 | 17797.5051 | 26851.2888 | 35934.2238 | 42891.4511 | 50702.2106 | 61490.0655 | 72619.3798 | 80866.477 | 88599.159
Scenario 2: High TRC | SCE | Com | BROs | Com - Other | Participant Cost Test | Energy Efficiency | 4738.7702 | 10199.1144 | 15428.2151 | 20044.5599 | 28140.1372 | 42285.8275 | 56416.7025 | 67105.4452 | 79051.2531 | 95522.3922 | 112409.5091 | 124765.0117 | 138332.7033
Scenario 2: High TRC | SCE | Com | BROs | Com - Other | Program Administrator Cost Test | Energy Efficiency | 4738.7702 | 10199.1144 | 15428.2151 | 20044.5599 | 28140.1372 | 42285.8275 | 56416.7025 | 67105.4452 | 79051.2531 | 95522.3922 | 112409.5091 | 124765.0117 | 138332.7033
Scenario 2: High TRC | SCE | Com | BROs | Com - Other | Rate Impact Measure Test | Energy Efficiency | 4738.7702 | 10199.1144 | 15428.2151 | 20044.5599 | 28140.1372 | 42285.8275 | 56416.7025 | 67105.4452 | 79051.2531 | 95522.3922 | 112409.5091 | 124765.0117 | 138332.7033
Scenario 2: High TRC | SCE | Com | BROs | Com - Other | Total Resource Cost Test | Energy Efficiency | 4738.7702 | 10199.1144 | 15428.2151 | 20044.5599 | 28140.1372 | 42285.8275 | 56416.7025 | 67105.4452 | 79051.2531 | 95522.3922 | 112409.5091 | 124765.0117 | 138332.7033
Scenario 2: High TRC | SCE | Com | BROs | Com - Retail | Participant Cost Test | Energy Efficiency | 9473.422 | 20325.5925 | 30683.1032 | 39707.3713 | 55533.1457 | 83144.3884 | 110530.0648 | 130998.6764 | 153724.1296 | 184983.3062 | 216686.7947 | 239451.5043 | 263631.5572
Scenario 2: High TRC | SCE | Com | BROs | Com - Retail | Program Administrator Cost Test | Energy Efficiency | 9473.422 | 20325.5925 | 30683.1032 | 39707.3713 | 55533.1457 | 83144.3884 | 110530.0648 | 130998.6764 | 153724.1296 | 184983.3062 | 216686.7947 | 239451.5043 | 263631.5572
Scenario 2: High TRC | SCE | Com | BROs | Com - Retail | Rate Impact Measure Test | Energy Efficiency | 9473.422 | 20325.5925 | 30683.1032 | 39707.3713 | 55533.1457 | 83144.3884 | 110530.0648 | 130998.6764 | 153724.1296 | 184983.3062 | 216686.7947 | 239451.5043 | 263631.5572
Scenario 2: High TRC | SCE | Com | BROs | Com - Retail | Total Resource Cost Test | Energy Efficiency | 9473.422 | 20325.5925 | 30683.1032 | 39707.3713 | 55533.1457 | 83144.3884 | 110530.0648 | 130998.6764 | 153724.1296 | 184983.3062 | 216686.7947 | 239451.5043 | 263631.5572
Scenario 2: High TRC | SCE | Com | BldgEnv | Com - College | Participant Cost Test | Energy Efficiency | 25407.7989 | 27220.318 | 28232.954 | 28267.5265 | 27224.8509 | 25267.0095 | 22515.6024 | 18066.0007 | 711.223 | 0 | 0 | 0 | 0
Scenario 2: High TRC | SCE | Com | BldgEnv | Com - College | Program Administrator Cost Test | Energy Efficiency | 185.6284 | 208.7487 | 225.9703 | 235.7633 | 241.4663 | 240.7145 | 224.7476 | 195.6958 | 25.2017 | 0 | 0 | 0 | 0
Scenario 2: High TRC | SCE | Com | BldgEnv | Com - College | Rate Impact Measure Test | Energy Efficiency | 185.6284 | 208.7487 | 225.9703 | 235.7633 | 241.4663 | 240.7145 | 224.7476 | 195.6958 | 25.2017 | 0 | 0 | 0 | 0
Scenario 2: High TRC | SCE | Com | BldgEnv | Com - College | Total Resource Cost Test | Energy Efficiency | 7641.1983 | 8103.7797 | 8317.4297 | 8239.6569 | 7857.8241 | 7218.3442 | 6362.6959 | 5367.978 | 25.2017 | 0 | 0 | 0 | 0
Scenario 2: High TRC | SCE | Com | BldgEnv | Com - Grocery | Participant Cost Test | Energy Efficiency | 1932.8115 | 2001.868 | 2032.7879 | 2057.3087 | 2077.8976 | 2061.8299 | 2004.7788 | 1915.8741 | 1345.1429 | 0 | 0 | 0 | 0
Scenario 2: High TRC | SCE | Com | BldgEnv | Com - Grocery | Program Administrator Cost Test | Energy Efficiency | 33.9197 | 37.5467 | 40.7862 | 44.3668 | 48.8965 | 53.5384 | 57.2533 | 60.6046 | 63.6705 | 0 | 0 | 0 | 0
Scenario 2: High TRC | SCE | Com | BldgEnv | Com - Grocery | Rate Impact Measure Test | Energy Efficiency | 33.9197 | 37.5467 | 40.7862 | 44.3668 | 48.8965 | 53.5384 | 57.2533 | 60.6046 | 63.6705 | 0 | 0 | 0 | 0
Scenario 2: High TRC | SCE | Com | BldgEnv | Com - Grocery | Total Resource Cost Test | Energy Efficiency | 348.6925 | 368.9122 | 385.2846 | 403.793 | 426.1158 | 446.1684 | 462.1798 | 480.2543 | 63.6705 | 0 | 0 | 0 | 0
Scenario 2: High TRC | SCE | Com | BldgEnv | Com - Health | Participant Cost Test | Energy Efficiency | 2185.6093 | 2249.2735 | 2320.2513 | 2297.8552 | 2295.4784 | 2245.493 | 2199.2802 | 2062.1217 | 1363.6242 | 0 | 0 | 0 | 0
Scenario 2: High TRC | SCE | Com | BldgEnv | Com - Health | Program Administrator Cost Test | Energy Efficiency | 44.5738 | 49.001 | 54.1005 | 57.4155 | 62.4508 | 67.2007 | 72.1938 | 74.6665 | 76.9384 | 0 | 0 | 0 | 0
Scenario 2: High TRC | SCE | Com | BldgEnv | Com - Health | Rate Impact Measure Test | Energy Efficiency | 44.5738 | 49.001 | 54.1005 | 57.4155 | 62.4508 | 67.2007 | 72.1938 | 74.6665 | 76.9384 | 0 | 0 | 0 | 0
Scenario 2: High TRC | SCE | Com | BldgEnv | Com - Health | Total Resource Cost Test | Energy Efficiency | 460.5928 | 483.1598 | 510.9096 | 522.9369 | 544.0908 | 559.4452 | 580.8874 | 589.8096 | 76.9384 | 0 | 0 | 0 | 0
Scenario 2: High TRC | SCE | Com | BldgEnv | Com - Lodging | Participant Cost Test | Energy Efficiency | 1353.009 | 1654.8212 | 2018.7449 | 2456.8356 | 2984.2587 | 3618.157 | 4376.5854 | 5050.9812 | 11.1202 | 0 | 0 | 0 | 0
Scenario 2: High TRC | SCE | Com | BldgEnv | Com - Lodging | Program Administrator Cost Test | Energy Efficiency | 28.1153 | 36.1972 | 46.1458 | 58.5272 | 75.6635 | 98.3477 | 123.9392 | 150.9339 | 2.7505 | 0 | 0 | 0 | 0
Scenario 2: High TRC | SCE | Com | BldgEnv | Com - Lodging | Rate Impact Measure Test | Energy Efficiency | 28.1153 | 36.1972 | 46.1458 | 58.5272 | 75.6635 | 98.3477 | 123.9392 | 150.9339 | 2.7505 | 0 | 0 | 0 | 0
Scenario 2: High TRC | SCE | Com | BldgEnv | Com - Lodging | Total Resource Cost Test | Energy Efficiency | 726.7632 | 884.0708 | 1072.8819 | 1299.057 | 1570.9861 | 1895.9923 | 2278.4397 | 2723.9527 | 2.7505 | 0 | 0 | 0 | 0
Scenario 2: High TRC | SCE | Com | BldgEnv | Com - Office (Large) | Participant Cost Test | Energy Efficiency | 26137.1644 | 26279.6208 | 26087.0243 | 25724.6404 | 25335.8923 | 24682.7543 | 23614.7159 | 22195.8856 | 12935.5751 | 0 | 0 | 0 | 0
Scenario 2: High TRC | SCE | Com | BldgEnv | Com - Office (Large) | Program Administrator Cost Test | Energy Efficiency | 954.3708 | 1021.5718 | 1080.8647 | 1140.4336 | 1218.5502 | 1301.4203 | 1358.7745 | 1397.0443 | 1420.3784 | 0 | 0 | 0 | 0
Scenario 2: High TRC | SCE | Com | BldgEnv | Com - Office (Large) | Rate Impact Measure Test | Energy Efficiency | 954.3708 | 1021.5718 | 1080.8647 | 1140.4336 | 1218.5502 | 1301.4203 | 1358.7745 | 1397.0443 | 1420.3784 | 0 | 0 | 0 | 0
Scenario 2: High TRC | SCE | Com | BldgEnv | Com - Office (Large) | Total Resource Cost Test | Energy Efficiency | 7472.1766 | 7704.191 | 7884.1451 | 8061.5472 | 8295.1937 | 8512.2519 | 8639.3899 | 8744.6678 | 1420.3784 | 0 | 0 | 0 | 0
Scenario 2: High TRC | SCE | Com | BldgEnv | Com - Office (Small) | Participant Cost Test | Energy Efficiency | 982.3053 | 1006.1542 | 1017.9805 | 1017.6895 | 6.9663 | 688.2557 | 58.0849 | 54.4675 | 40.161 | 0 | 0 | 0 | 0
Scenario 2: High TRC | SCE | Com | BldgEnv | Com - Office (Small) | Program Administrator Cost Test | Energy Efficiency | 35.6777 | 39.0515 | 42.3208 | 45.5411 | 0.32484 | 63.8772 | 5.6769 | 5.9277 | 6.1625 | 0 | 0 | 0 | 0
Scenario 2: High TRC | SCE | Com | BldgEnv | Com - Office (Small) | Rate Impact Measure Test | Energy Efficiency | 35.6777 | 39.0515 | 42.3208 | 45.5411 | 0.32484 | 63.8772 | 5.6769 | 5.9277 | 6.1625 | 0 | 0 | 0 | 0
Scenario 2: High TRC | SCE | Com | BldgEnv | Com - Office (Small) | Total Resource Cost Test | Energy Efficiency | 163.8912 | 173.235 | 181.9797 | 190.2448 | 1.4819 | 163.296 | 14.7582 | 15.2268 | 6.1625 | 0 | 0 | 0 | 0
Scenario 2: High TRC | SCE | Com | BldgEnv | Com - Other | Participant Cost Test | Energy Efficiency | 78774.1323 | 71417.0583 | 61294.3697 | 49472.4047 | 37096.1388 | 25110.5117 | 14182.7959 | 8692.6092 | 5171.5586 | 0 | 0 | 0 | 0
Scenario 2: High TRC | SCE | Com | BldgEnv | Com - Other | Program Administrator Cost Test | Energy Efficiency | 894.1025 | 886.7 | 844.2413 | 776.9508 | 706.3562 | 630.7059 | 547.4911 | 514.1801 | 537.7065 | 0 | 0 | 0 | 0
Scenario 2: High TRC | SCE | Com | BldgEnv | Com - Other | Rate Impact Measure Test | Energy Efficiency | 894.1025 | 886.7 | 844.2413 | 776.9508 | 706.3562 | 630.7059 | 547.4911 | 514.1801 | 537.7065 | 0 | 0 | 0 | 0
Scenario 2: High TRC | SCE | Com | BldgEnv | Com - Other | Total Resource Cost Test | Energy Efficiency | 28627.8582 | 25679.4006 | 21809.2055 | 17433.4227 | 12987.668 | 8802.3574 | 5106.9062 | 3429.2022 | 537.7065 | 0 | 0 | 0 | 0
Scenario 2: High TRC | SCE | Com | BldgEnv | Com - Refrig. Warehouse | Participant Cost Test | Energy Efficiency | 282.8533 | 27.1568 | 27.1807 | 26.3307 | 25.6849 | 25.0078 | 24.1233 | 22.6136 | 18.9035 | 0 | 0 | 0 | 0
Scenario 2: High TRC | SCE | Com | BldgEnv | Com - Refrig. Warehouse | Program Administrator Cost Test | Energy Efficiency | 9.8324 | 1.0039 | 1.0788 | 1.129 | 1.2087 | 1.31 | 1.409 | 1.4805 | 1.5631 | 0 | 0 | 0 | 0
Scenario 2: High TRC | SCE | Com | BldgEnv | Com - Refrig. Warehouse | Rate Impact Measure Test | Energy Efficiency | 9.8324 | 1.0039 | 1.0788 | 1.129 | 1.2087 | 1.31 | 1.409 | 1.4805 | 1.5631 | 0 | 0 | 0 | 0
Scenario 2: High TRC | SCE | Com | BldgEnv | Com - Refrig. Warehouse | Total Resource Cost Test | Energy Efficiency | 24.3589 | 2.4608 | 2.5968 | 2.6717 | 2.8012 | 2.968 | 3.1421 | 3.2751 | 1.5631 | 0 | 0 | 0 | 0
Scenario 2: High TRC | SCE | Com | BldgEnv | Com - Restaurant | Participant Cost Test | Energy Efficiency | 0 | 0 | 0 | 0 | 0 | 0 | 0 | 0 | 0 | 0 | 0 | 0 | 0
Scenario 2: High TRC | SCE | Com | BldgEnv | Com - Restaurant | Program Administrator Cost Test | Energy Efficiency | 0 | 0 | 0 | 0 | 0 | 0 | 0 | 0 | 0 | 0 | 0 | 0 | 0
Scenario 2: High TRC | SCE | Com | BldgEnv | Com - Restaurant | Rate Impact Measure Test | Energy Efficiency | 0 | 0 | 0 | 0 | 0 | 0 | 0 | 0 | 0 | 0 | 0 | 0 | 0
Scenario 2: High TRC | SCE | Com | BldgEnv | Com - Restaurant | Total Resource Cost Test | Energy Efficiency | 0 | 0 | 0 | 0 | 0 | 0 | 0 | 0 | 0 | 0 | 0 | 0 | 0
Scenario 2: High TRC | SCE | Com | BldgEnv | Com - Retail | Participant Cost Test | Energy Efficiency | 3276.2267 | 3357.7728 | 3377.2935 | 3383.5565 | 3373.595 | 3297.268 | 3162.958 | 2989.1633 | 1642.5107 | 0 | 0 | 0 | 0
Scenario 2: High TRC | SCE | Com | BldgEnv | Com - Retail | Program Administrator Cost Test | Energy Efficiency | 93.1828 | 101.6162 | 108.7859 | 116.4347 | 125.7253 | 134.3452 | 140.1105 | 144.2645 | 146.5653 | 0 | 0 | 0 | 0
Scenario 2: High TRC | SCE | Com | BldgEnv | Com - Retail | Rate Impact Measure Test | Energy Efficiency | 93.1828 | 101.6162 | 108.7859 | 116.4347 | 125.7253 | 134.3452 | 140.1105 | 144.2645 | 146.5653 | 0 | 0 | 0 | 0
Scenario 2: High TRC | SCE | Com | BldgEnv | Com - Retail | Total Resource Cost Test | Energy Efficiency | 1026.6919 | 1074.5158 | 1109.5519 | 1147.379 | 1189.0856 | 1217.2251 | 1231.4556 | 1246.5632 | 146.5653 | 0 | 0 | 0 | 0
Scenario 2: High TRC | SCE | Com | BldgEnv | Com - School | Participant Cost Test | Energy Efficiency | 1505.5992 | 1522.0073 | 1526.4642 | 1510.6258 | 1472.0841 | 1423.5777 | 1350.1623 | 1255.1571 | 870.5239 | 0 | 0 | 0 | 0
Scenario 2: High TRC | SCE | Com | BldgEnv | Com - School | Program Administrator Cost Test | Energy Efficiency | 52.9459 | 57.1466 | 61.3211 | 65.2108 | 69.2667 | 73.8913 | 77.0738 | 79.323 | 81.5716 | 0 | 0 | 0 | 0
Scenario 2: High TRC | SCE | Com | BldgEnv | Com - School | Rate Impact Measure Test | Energy Efficiency | 52.9459 | 57.1466 | 61.3211 | 65.2108 | 69.2667 | 73.8913 | 77.0738 | 79.323 | 81.5716 | 0 | 0 | 0 | 0
Scenario 2: High TRC | SCE | Com | BldgEnv | Com - School | Total Resource Cost Test | Energy Efficiency | 285.7598 | 297.3321 | 308.7462 | 318.5426 | 326.6831 | 335.7064 | 341.0399 | 345.8548 | 81.5716 | 0 | 0 | 0 | 0
Scenario 2: High TRC | SCE | Com | BldgEnv | Com - Warehouse | Participant Cost Test | Energy Efficiency | 16936.9771 | 19419.809 | 21849.1964 | 24184.6638 | 26295.5015 | 27913.2951 | 28901.6681 | 27680.0634 | 1486.4083 | 0 | 0 | 0 | 0
Scenario 2: High TRC | SCE | Com | BldgEnv | Com - Warehouse | Program Administrator Cost Test | Energy Efficiency | 320.2282 | 383.9104 | 448.9754 | 517.3601 | 598.6771 | 680.9628 | 738.5271 | 763.8477 | 148.6975 | 0 | 0 | 0 | 0
Scenario 2: High TRC | SCE | Com | BldgEnv | Com - Warehouse | Rate Impact Measure Test | Energy Efficiency | 320.2282 | 383.9104 | 448.9754 | 517.3601 | 598.6771 | 680.9628 | 738.5271 | 763.8477 | 148.6975 | 0 | 0 | 0 | 0
Scenario 2: High TRC | SCE | Com | BldgEnv | Com - Warehouse | Total Resource Cost Test | Energy Efficiency | 5871.6231 | 6718.807 | 7546.3628 | 8336.1284 | 9055.1531 | 9610.6621 | 9937.4439 | 10011.4257 | 148.6975 | 0 | 0 | 0 | 0
Scenario 2: High TRC | SCE | Com | ComRefrig | Com - College | Participant Cost Test | Energy Efficiency | 3031.2643 | 1956.1759 | 1140.5886 | 580.7445 | 227.1069 | 94.0458 | 26.9641 | 0 | 0 | 0 | 0 | 0 | 0
Scenario 2: High TRC | SCE | Com | ComRefrig | Com - College | Program Administrator Cost Test | Energy Efficiency | 1033.699 | 725.8027 | 461.5187 | 256.2442 | 108.1218 | 50.0313 | 16.2745 | 0 | 0 | 0 | 0 | 0 | 0
Scenario 2: High TRC | SCE | Com | ComRefrig | Com - College | Rate Impact Measure Test | Energy Efficiency | 1033.699 | 725.8027 | 461.5187 | 256.2442 | 108.1218 | 50.0313 | 16.2745 | 0 | 0 | 0 | 0 | 0 | 0
Scenario 2: High TRC | SCE | Com | ComRefrig | Com - College | Total Resource Cost Test | Energy Efficiency | 1033.699 | 725.8027 | 461.5187 | 256.2442 | 108.1218 | 50.0313 | 16.2745 | 0 | 0 | 0 | 0 | 0 | 0
Scenario 2: High TRC | SCE | Com | ComRefrig | Com - Grocery | Participant Cost Test | Energy Efficiency | 4316786.778 | 2337970.895 | 974945.8965 | 376457.5727 | 112217.7478 | 0 | 0 | 0 | 0 | 0 | 0 | 0 | 0
Scenario 2: High TRC | SCE | Com | ComRefrig | Com - Grocery | Program Administrator Cost Test | Energy Efficiency | 1463432.4761 | 857187.4946 | 382032.2381 | 158358.3186 | 52651.381 | 0 | 0 | 0 | 0 | 0 | 0 | 0 | 0
Scenario 2: High TRC | SCE | Com | ComRefrig | Com - Grocery | Rate Impact Measure Test | Energy Efficiency | 1463432.4761 | 857187.4946 | 382032.2381 | 158358.3186 | 52651.381 | 0 | 0 | 0 | 0 | 0 | 0 | 0 | 0
Scenario 2: High TRC | SCE | Com | ComRefrig | Com - Grocery | Total Resource Cost Test | Energy Efficiency | 1463432.4761 | 857187.4946 | 382032.2381 | 158358.3186 | 52651.381 | 0 | 0 | 0 | 0 | 0 | 0 | 0 | 0
Scenario 2: High TRC | SCE | Com | ComRefrig | Com - Health | Participant Cost Test | Energy Efficiency | 0 | 0 | 0 | 0 | 0 | 0 | 0 | 0 | 0 | 0 | 0 | 0 | 0
Scenario 2: High TRC | SCE | Com | ComRefrig | Com - Health | Program Administrator Cost Test | Energy Efficiency | 0 | 0 | 0 | 0 | 0 | 0 | 0 | 0 | 0 | 0 | 0 | 0 | 0
Scenario 2: High TRC | SCE | Com | ComRefrig | Com - Health | Rate Impact Measure Test | Energy Efficiency | 0 | 0 | 0 | 0 | 0 | 0 | 0 | 0 | 0 | 0 | 0 | 0 | 0
Scenario 2: High TRC | SCE | Com | ComRefrig | Com - Health | Total Resource Cost Test | Energy Efficiency | 0 | 0 | 0 | 0 | 0 | 0 | 0 | 0 | 0 | 0 | 0 | 0 | 0
Scenario 2: High TRC | SCE | Com | ComRefrig | Com - Refrig. Warehouse | Participant Cost Test | Energy Efficiency | 7211.0306 | 5026.8484 | 3174.4274 | 1798.8093 | 879.0823 | 312.295 | 127.2771 | 26.4163 | 0 | 0 | 0 | 0 | 0
Scenario 2: High TRC | SCE | Com | ComRefrig | Com - Refrig. Warehouse | Program Administrator Cost Test | Energy Efficiency | 2469.0177 | 1875.3286 | 1294.571 | 804.5132 | 433.6028 | 167.0906 | 76.8196 | 18.2043 | 0 | 0 | 0 | 0 | 0
Scenario 2: High TRC | SCE | Com | ComRefrig | Com - Refrig. Warehouse | Rate Impact Measure Test | Energy Efficiency | 2469.0177 | 1875.3286 | 1294.571 | 804.5132 | 433.6028 | 167.0906 | 76.8196 | 18.2043 | 0 | 0 | 0 | 0 | 0
Scenario 2: High TRC | SCE | Com | ComRefrig | Com - Refrig. Warehouse | Total Resource Cost Test | Energy Efficiency | 2469.0177 | 1875.3286 | 1294.571 | 804.5132 | 433.6028 | 167.0906 | 76.8196 | 18.2043 | 0 | 0 | 0 | 0 | 0
Scenario 2: High TRC | SCE | Com | ComRefrig | Com - Restaurant | Participant Cost Test | Energy Efficiency | 173668.1318 | 93660.9505 | 38885.5657 | 14424.4087 | 4137.4037 | 0 | 0 | 0 | 0 | 0 | 0 | 0 | 0
Scenario 2: High TRC | SCE | Com | ComRefrig | Com - Restaurant | Program Administrator Cost Test | Energy Efficiency | 58935.8078 | 34396.3559 | 15281.2032 | 6067.6827 | 1941.2261 | 0 | 0 | 0 | 0 | 0 | 0 | 0 | 0
Scenario 2: High TRC | SCE | Com | ComRefrig | Com - Restaurant | Rate Impact Measure Test | Energy Efficiency | 58935.8078 | 34396.3559 | 15281.2032 | 6067.6827 | 1941.2261 | 0 | 0 | 0 | 0 | 0 | 0 | 0 | 0
Scenario 2: High TRC | SCE | Com | ComRefrig | Com - Restaurant | Total Resource Cost Test | Energy Efficiency | 58935.8078 | 34396.3559 | 15281.2032 | 6067.6827 | 1941.2261 | 0 | 0 | 0 | 0 | 0 | 0 | 0 | 0
Scenario 2: High TRC | SCE | Com | ComRefrig | Com - Retail | Participant Cost Test | Energy Efficiency | 2091720.4544 | 1159464.1194 | 513748.1756 | 189340.7654 | 64427.8478 | 0 | 0 | 0 | 0 | 0 | 0 | 0 | 0
Scenario 2: High TRC | SCE | Com | ComRefrig | Com - Retail | Program Administrator Cost Test | Energy Efficiency | 709690.4182 | 425966.4083 | 202816.0213 | 79646.9175 | 30228.8651 | 0 | 0 | 0 | 0 | 0 | 0 | 0 | 0
Scenario 2: High TRC | SCE | Com | ComRefrig | Com - Retail | Rate Impact Measure Test | Energy Efficiency | 709690.4182 | 425966.4083 | 202816.0213 | 79646.9175 | 30228.8651 | 0 | 0 | 0 | 0 | 0 | 0 | 0 | 0
Scenario 2: High TRC | SCE | Com | ComRefrig | Com - Retail | Total Resource Cost Test | Energy Efficiency | 709690.4182 | 425966.4083 | 202816.0213 | 79646.9175 | 30228.8651 | 0 | 0 | 0 | 0 | 0 | 0 | 0 | 0
Scenario 2: High TRC | SCE | Com | ComRefrig | Com - School | Participant Cost Test | Energy Efficiency | 578.5949 | 74.8894 | 0 | 0 | 0 | 0 | 0 | 0 | 0 | 0 | 0 | 0 | 0
Scenario 2: High TRC | SCE | Com | ComRefrig | Com - School | Program Administrator Cost Test | Energy Efficiency | 186.6408 | 26.256 | 0 | 0 | 0 | 0 | 0 | 0 | 0 | 0 | 0 | 0 | 0
Scenario 2: High TRC | SCE | Com | ComRefrig | Com - School | Rate Impact Measure Test | Energy Efficiency | 186.6408 | 26.256 | 0 | 0 | 0 | 0 | 0 | 0 | 0 | 0 | 0 | 0 | 0
Scenario 2: High TRC | SCE | Com | ComRefrig | Com - School | Total Resource Cost Test | Energy Efficiency | 186.6408 | 26.256 | 0 | 0 | 0 | 0 | 0 | 0 | 0 | 0 | 0 | 0 | 0
Scenario 2: High TRC | SCE | Com | FoodServ | Com - College | Participant Cost Test | Energy Efficiency | 48116.4869 | 51849.0686 | 53947.8624 | 54502.306 | 52099.4201 | 73285.3008 | 74999.9601 | 68518.419 | 60913.5357 | 52097.7147 | 42773.2767 | 33900.6282 | 22391.7633
Scenario 2: High TRC | SCE | Com | FoodServ | Com - College | Participant Cost Test | Fuel Substitution | 292.6902 | 341.3199 | 387.1719 | 432.8592 | 477.4764 | 522.8198 | 568.7128 | 615.0059 | 660.6207 | 705.5802 | 749.5219 | 791.62 | 832.8118
Scenario 2: High TRC | SCE | Com | FoodServ | Com - College | Program Administrator Cost Test | Energy Efficiency | 13614.7037 | 15788.8655 | 17806.6331 | 19636.0099 | 20872.1625 | 31403.4678 | 35684.4881 | 36778.1119 | 37643.1747 | 38097.6835 | 38823.9124 | 40930.7667 | 41384.9692
Scenario 2: High TRC | SCE | Com | FoodServ | Com - College | Program Administrator Cost Test | Fuel Substitution | 3708.7145 | 4499.0474 | 5349.6003 | 6269.2974 | 7266.7982 | 8385.4389 | 9630.1073 | 11020.1809 | 12557.0427 | 14266.0091 | 16170.2168 | 18274.9234 | 20638.6128
Scenario 2: High TRC | SCE | Com | FoodServ | Com - College | Rate Impact Measure Test | Energy Efficiency | 13614.7037 | 15788.8655 | 17806.6331 | 19636.0099 | 20872.1625 | 31403.4678 | 35684.4881 | 36778.1119 | 37643.1747 | 38097.6835 | 38823.9124 | 40930.7667 | 41384.9692
Scenario 2: High TRC | SCE | Com | FoodServ | Com - College | Rate Impact Measure Test | Fuel Substitution | 5021.7385 | 5986.2452 | 6915.4598 | 7870.4277 | 8872.2627 | 9974.1855 | 11164.2645 | 12464.0723 | 13870.3373 | 15408.5888 | 17100.8458 | 18944.3664 | 21001.2172
Scenario 2: High TRC | SCE | Com | FoodServ | Com - College | Total Resource Cost Test | Energy Efficiency | 13614.7037 | 15788.8655 | 17806.6331 | 19636.0099 | 20872.1625 | 31403.4678 | 35684.4881 | 36778.1119 | 37643.1747 | 38097.6835 | 38823.9124 | 40930.7667 | 41384.9692
Scenario 2: High TRC | SCE | Com | FoodServ | Com - College | Total Resource Cost Test | Fuel Substitution | 3708.7145 | 4499.0474 | 5349.6003 | 6269.2974 | 7266.7982 | 8385.4389 | 9630.1073 | 11020.1809 | 12557.0427 | 14266.0091 | 16170.2168 | 18274.9234 | 20638.6128
Scenario 2: High TRC | SCE | Com | FoodServ | Com - Grocery | Participant Cost Test | Energy Efficiency | 214015.8926 | 250597.8429 | 262776.6513 | 260909.7593 | 255292.4584 | 427616.2766 | 454397.7429 | 416014.282 | 370363.0797 | 318236.8794 | 261719.5787 | 199404.2529 | 131788.4557
Scenario 2: High TRC | SCE | Com | FoodServ | Com - Grocery | Participant Cost Test | Fuel Substitution | 2957.7594 | 3390.3362 | 3801.4425 | 4203.5266 | 4594.462 | 4989.708 | 5375.7652 | 5754.1808 | 6147.4923 | 6541.2342 | 6927.8197 | 7312.2762 | 7730.0748
Scenario 2: High TRC | SCE | Com | FoodServ | Com - Grocery | Program Administrator Cost Test | Energy Efficiency | 60556.4363 | 75853.5596 | 85790.0122 | 92702.885 | 101091.7613 | 178050.4377 | 208907.8995 | 216066.3872 | 221647.981 | 225465.4181 | 230320.9984 | 233239.5094 | 236147.6116
Scenario 2: High TRC | SCE | Com | FoodServ | Com - Grocery | Program Administrator Cost Test | Fuel Substitution | 38364.8169 | 46066.1882 | 54287.6001 | 63102.1172 | 72591.8617 | 83110.716 | 94471.4477 | 106818.0164 | 120716.8966 | 136077.3733 | 152931.4101 | 171537.7232 | 192996.3796
Scenario 2: High TRC | SCE | Com | FoodServ | Com - Grocery | Rate Impact Measure Test | Energy Efficiency | 60556.4363 | 75853.5596 | 85790.0122 | 92702.885 | 101091.7613 | 178050.4377 | 208907.8995 | 216066.3872 | 221647.981 | 225465.4181 | 230320.9984 | 233239.5094 | 236147.6116
Scenario 2: High TRC | SCE | Com | FoodServ | Com - Grocery | Rate Impact Measure Test | Fuel Substitution | 51810.9509 | 61114.8846 | 69971.9517 | 78982.0876 | 88367.6487 | 98552.4201 | 109195.6989 | 120474.9135 | 132998.5978 | 146644.8113 | 161438.5258 | 177588.2645 | 196249.9606
Scenario 2: High TRC | SCE | Com | FoodServ | Com - Grocery | Total Resource Cost Test | Energy Efficiency | 60556.4363 | 75853.5596 | 85790.0122 | 92702.885 | 101091.7613 | 178050.4377 | 208907.8995 | 216066.3872 | 221647.981 | 225465.4181 | 230320.9984 | 233239.5094 | 236147.6116
Scenario 2: High TRC | SCE | Com | FoodServ | Com - Grocery | Total Resource Cost Test | Fuel Substitution | 38364.8169 | 46066.1882 | 54287.6001 | 63102.1172 | 72591.8617 | 83110.716 | 94471.4477 | 106818.0164 | 120716.8966 | 136077.3733 | 152931.4101 | 171537.7232 | 192996.3796
Scenario 2: High TRC | SCE | Com | FoodServ | Com - Health | Participant Cost Test | Energy Efficiency | 147486.4022 | 159499.0803 | 165741.4608 | 160165.4344 | 155280.7713 | 198175.0217 | 200323.8282 | 181399.8543 | 160099.5734 | 134911.248 | 108277.1133 | 83318.5461 | 56123.2079
Scenario 2: High TRC | SCE | Com | FoodServ | Com - Health | Participant Cost Test | Fuel Substitution | 869.4979 | 1015.4926 | 1152.6574 | 1289.5361 | 1423.9706 | 1560.0215 | 1692.6175 | 1821.8563 | 1949.6343 | 2074.4124 | 2191.2187 | 2302.1999 | 2420.9648
Scenario 2: High TRC | SCE | Com | FoodServ | Com - Health | Program Administrator Cost Test | Energy Efficiency | 41731.7182 | 48655.6905 | 54820.7303 | 57825.7418 | 62329.7033 | 86143.6147 | 96800.8781 | 98810.927 | 100344.0578 | 99986.2518 | 99483.171 | 101631.9416 | 104696.054
Scenario 2: High TRC | SCE | Com | FoodServ | Com - Health | Program Administrator Cost Test | Fuel Substitution | 10827.8064 | 13125.7845 | 15598.2006 | 18268.8266 | 21179.9404 | 24436.3552 | 27978.6997 | 31859.9322 | 36177.8806 | 40982.5455 | 46262.3684 | 52110.1741 | 58963.3588
Scenario 2: High TRC | SCE | Com | FoodServ | Com - Health | Rate Impact Measure Test | Energy Efficiency | 41731.7182 | 48655.6905 | 54820.7303 | 57825.7418 | 62329.7033 | 86143.6147 | 96800.8781 | 98810.927 | 100344.0578 | 99986.2518 | 99483.171 | 101631.9416 | 104696.054
Scenario 2: High TRC | SCE | Com | FoodServ | Com - Health | Rate Impact Measure Test | Fuel Substitution | 14405.964 | 17169.0711 | 19848.0251 | 22606.1573 | 25525.4834 | 28729.1923 | 32107.5541 | 35722.7513 | 39675.3634 | 44013.2894 | 48718.5141 | 53867.9747 | 59913.5576
Scenario 2: High TRC | SCE | Com | FoodServ | Com - Health | Total Resource Cost Test | Energy Efficiency | 41731.7182 | 48655.6905 | 54820.7303 | 57825.7418 | 62329.7033 | 86143.6147 | 96800.8781 | 98810.927 | 100344.0578 | 99986.2518 | 99483.171 | 101631.9416 | 104696.054
Scenario 2: High TRC | SCE | Com | FoodServ | Com - Health | Total Resource Cost Test | Fuel Substitution | 10827.8064 | 13125.7845 | 15598.2006 | 18268.8266 | 21179.9404 | 24436.3552 | 27978.6997 | 31859.9322 | 36177.8806 | 40982.5455 | 46262.3684 | 52110.1741 | 58963.3588
Scenario 2: High TRC | SCE | Com | FoodServ | Com - Lodging | Participant Cost Test | Energy Efficiency | 124830.9928 | 202089.3907 | 240371.0536 | 238201.7817 | 228172.1962 | 362954.2965 | 387935.5121 | 352677.4892 | 311830.5446 | 266556.3951 | 217797.7996 | 164934.8153 | 107887.0431
Scenario 2: High TRC | SCE | Com | FoodServ | Com - Lodging | Participant Cost Test | Fuel Substitution | 806.5884 | 931.4134 | 1049.9559 | 1167.1246 | 1282.7303 | 1397.8375 | 1510.6961 | 1621.0817 | 1733.0326 | 1843.9704 | 1950.9572 | 2059.5825 | 2174.346
Scenario 2: High TRC | SCE | Com | FoodServ | Com - Lodging | Program Administrator Cost Test | Energy Efficiency | 35321.3024 | 59354.55 | 74860.7886 | 79733.3594 | 85736.2865 | 150274.0592 | 179418.1443 | 184660.0501 | 188544.8633 | 191190.6559 | 194620.824 | 196751.302 | 198747.3938
Scenario 2: High TRC | SCE | Com | FoodServ | Com - Lodging | Program Administrator Cost Test | Fuel Substitution | 10377.1264 | 12513.954 | 14807.17 | 17278.0382 | 19970.0855 | 22925.2936 | 26138.7046 | 29639.9945 | 33549.8906 | 37876.7293 | 42622.1856 | 47941.9457 | 54055.6812
Scenario 2: High TRC | SCE | Com | FoodServ | Com - Lodging | Rate Impact Measure Test | Energy Efficiency | 35321.3024 | 59354.55 | 74860.7886 | 79733.3594 | 85736.2865 | 150274.0592 | 179418.1443 | 184660.0501 | 188544.8633 | 191190.6559 | 194620.824 | 196751.302 | 198747.3938
Scenario 2: High TRC | SCE | Com | FoodServ | Com - Lodging | Rate Impact Measure Test | Fuel Substitution | 14061.9222 | 16658.7743 | 19146.733 | 21691.9949 | 24379.4725 | 27248.9429 | 30276.5401 | 33491.7943 | 37022.5995 | 40872.3875 | 45039.4564 | 49666.7831 | 54984.6944
Scenario 2: High TRC | SCE | Com | FoodServ | Com - Lodging | Total Resource Cost Test | Energy Efficiency | 35321.3024 | 59354.55 | 74860.7886 | 79733.3594 | 85736.2865 | 150274.0592 | 179418.1443 | 184660.0501 | 188544.8633 | 191190.6559 | 194620.824 | 196751.302 | 198747.3938
Scenario 2: High TRC | SCE | Com | FoodServ | Com - Lodging | Total Resource Cost Test | Fuel Substitution | 10377.1264 | 12513.954 | 14807.17 | 17278.0382 | 19970.0855 | 22925.2936 | 26138.7046 | 29639.9945 | 33549.8906 | 37876.7293 | 42622.1856 | 47941.9457 | 54055.6812
Scenario 2: High TRC | SCE | Com | FoodServ | Com - Office (Large) | Participant Cost Test | Energy Efficiency | 0 | 15985.4244 | 27877.1448 | 27761.1758 | 25908.9342 | 23929.5602 | 21741.9821 | 19429.8873 | 16890.4601 | 14180.2468 | 11332.4967 | 8264.5379 | 4987.8587
Scenario 2: High TRC | SCE | Com | FoodServ | Com - Office (Large) | Program Administrator Cost Test | Energy Efficiency | 0 | 4339.7128 | 7976.0145 | 8364.2513 | 8869.3739 | 9397.5645 | 9754.3121 | 9986.0458 | 10164.6425 | 10285.4685 | 10472.8129 | 10573.7806 | 10681.9273
Scenario 2: High TRC | SCE | Com | FoodServ | Com - Office (Large) | Rate Impact Measure Test | Energy Efficiency | 0 | 4339.7128 | 7976.0145 | 8364.2513 | 8869.3739 | 9397.5645 | 9754.3121 | 9986.0458 | 10164.6425 | 10285.4685 | 10472.8129 | 10573.7806 | 10681.9273
Scenario 2: High TRC | SCE | Com | FoodServ | Com - Office (Large) | Total Resource Cost Test | Energy Efficiency | 0 | 4339.7128 | 7976.0145 | 8364.2513 | 8869.3739 | 9397.5645 | 9754.3121 | 9986.0458 | 10164.6425 | 10285.4685 | 10472.8129 | 10573.7806 | 10681.9273
Scenario 2: High TRC | SCE | Com | FoodServ | Com - Office (Small) | Participant Cost Test | Energy Efficiency | 0 | 4453.7718 | 6624.6857 | 6665.0747 | 3552.1725 | 25326.0835 | 5152.9706 | 4639.0953 | 4074.8488 | 3457.9148 | 2787.4632 | 2052.6602 | 1249.3022
Scenario 2: High TRC | SCE | Com | FoodServ | Com - Office (Small) | Program Administrator Cost Test | Energy Efficiency | 0 | 1209.1071 | 1895.4089 | 2008.1412 | 1216.0109 | 9946.0041 | 2311.8262 | 2384.2762 | 2452.2352 | 2508.1562 | 2576.0061 | 2626.206 | 2675.4878
Scenario 2: High TRC | SCE | Com | FoodServ | Com - Office (Small) | Rate Impact Measure Test | Energy Efficiency | 0 | 1209.1071 | 1895.4089 | 2008.1412 | 1216.0109 | 9946.0041 | 2311.8262 | 2384.2762 | 2452.2352 | 2508.1562 | 2576.0061 | 2626.206 | 2675.4878
Scenario 2: High TRC | SCE | Com | FoodServ | Com - Office (Small) | Total Resource Cost Test | Energy Efficiency | 0 | 1209.1071 | 1895.4089 | 2008.1412 | 1216.0109 | 9946.0041 | 2311.8262 | 2384.2762 | 2452.2352 | 2508.1562 | 2576.0061 | 2626.206 | 2675.4878
Scenario 2: High TRC | SCE | Com | FoodServ | Com - Other | Participant Cost Test | Energy Efficiency | 209276.95 | 215315.572 | 217657.6492 | 215769.1861 | 210752.0762 | 1046048.7843 | 1242973.7365 | 1131083.7872 | 1000182.8576 | 858595.4956 | 705046.8414 | 538608.1978 | 359811.649
Scenario 2: High TRC | SCE | Com | FoodServ | Com - Other | Participant Cost Test | Fuel Substitution | 3220.7738 | 3719.5871 | 4197.1894 | 4668.092 | 5114.0126 | 5614.1258 | 6077.9569 | 6535.6262 | 6989.2589 | 7437.0861 | 7872.4575 | 8311.5339 | 8748.2751
Scenario 2: High TRC | SCE | Com | FoodServ | Com - Other | Program Administrator Cost Test | Energy Efficiency | 59215.5384 | 66114.2637 | 72797.6188 | 79014.7495 | 85640.1609 | 414559.2889 | 543753.1451 | 558643.6145 | 568134.8465 | 575498.7621 | 584857.6976 | 590302.1201 | 596037.3076
Scenario 2: High TRC | SCE | Com | FoodServ | Com - Other | Program Administrator Cost Test | Fuel Substitution | 43492.784 | 52627.9708 | 62419.715 | 72982.0525 | 84141.0954 | 97440.7867 | 111284.3049 | 126374.0674 | 142894.9626 | 160987.3256 | 180707.7501 | 202485.7155 | 226622.2332
Scenario 2: High TRC | SCE | Com | FoodServ | Com - Other | Rate Impact Measure Test | Energy Efficiency | 59215.5384 | 66114.2637 | 72797.6188 | 79014.7495 | 85640.1609 | 414559.2889 | 543753.1451 | 558643.6145 | 568134.8465 | 575498.7621 | 584857.6976 | 590302.1201 | 596037.3076
Scenario 2: High TRC | SCE | Com | FoodServ | Com - Other | Rate Impact Measure Test | Fuel Substitution | 62131.7844 | 73728.1702 | 84607.4454 | 95655.5435 | 106780.5998 | 119975.4858 | 132946.8485 | 146626.2238 | 161190.8587 | 176786.5945 | 193463.9577 | 211586.0367 | 231507.55
Scenario 2: High TRC | SCE | Com | FoodServ | Com - Other | Total Resource Cost Test | Energy Efficiency | 59215.5384 | 66114.2637 | 72797.6188 | 79014.7495 | 85640.1609 | 414559.2889 | 543753.1451 | 558643.6145 | 568134.8465 | 575498.7621 | 584857.6976 | 590302.1201 | 596037.3076
Scenario 2: High TRC | SCE | Com | FoodServ | Com - Other | Total Resource Cost Test | Fuel Substitution | 43492.784 | 52627.9708 | 62419.715 | 72982.0525 | 84141.0954 | 97440.7867 | 111284.3049 | 126374.0674 | 142894.9626 | 160987.3256 | 180707.7501 | 202485.7155 | 226622.2332
Scenario 2: High TRC | SCE | Com | FoodServ | Com - Restaurant | Participant Cost Test | Energy Efficiency | 1095127.0154 | 1366294.3886 | 1476794.2497 | 1462100.5635 | 1414207.0231 | 3024938.8234 | 3397383.3233 | 3085378.6896 | 2730424.8739 | 2336262.6187 | 1910898.6422 | 1448128.5386 | 950231.5626
Scenario 2: High TRC | SCE | Com | FoodServ | Com - Restaurant | Participant Cost Test | Fuel Substitution | 13164.4329 | 15103.8372 | 16959.6154 | 18779.5348 | 20565.3847 | 22365.3572 | 24112.0341 | 25823.2474 | 27560.7592 | 29304.3027 | 31010.7214 | 32740.3518 | 34567.2954
Scenario 2: High TRC | SCE | Com | FoodServ | Com - Restaurant | Program Administrator Cost Test | Energy Efficiency | 309869.4615 | 410064.1213 | 475297.2028 | 510050.3545 | 550957.2079 | 1202989.3367 | 1480185.3223 | 1519028.6343 | 1549131.1575 | 1569022.6479 | 1595228.7787 | 1609429.9913 | 1624121.8069
Scenario 2: High TRC | SCE | Com | FoodServ | Com - Restaurant | Program Administrator Cost Test | Fuel Substitution | 174165.6268 | 209550.5366 | 247428.5211 | 288150.6108 | 332229.7602 | 380940.662 | 433266.5983 | 490022.2 | 552926.3985 | 622334.2692 | 698131.697 | 782200.4689 | 877615.5477
Scenario 2: High TRC | SCE | Com | FoodServ | Com - Restaurant | Rate Impact Measure Test | Energy Efficiency | 309869.4615 | 410064.1213 | 475297.2028 | 510050.3545 | 550957.2079 | 1202989.3367 | 1480185.3223 | 1519028.6343 | 1549131.1575 | 1569022.6479 | 1595228.7787 | 1609429.9913 | 1624121.8069
Scenario 2: High TRC | SCE | Com | FoodServ | Com - Restaurant | Rate Impact Measure Test | Fuel Substitution | 241007.6456 | 284658.0725 | 325966.0349 | 367955.855 | 411819.6714 | 459059.9308 | 507907.7511 | 559379.2796 | 615302.7459 | 676005.2643 | 741323.9887 | 812929.8002 | 894110.2032
Scenario 2: High TRC | SCE | Com | FoodServ | Com - Restaurant | Total Resource Cost Test | Energy Efficiency | 309869.4615 | 410064.1213 | 475297.2028 | 510050.3545 | 550957.2079 | 1202989.3367 | 1480185.3223 | 1519028.6343 | 1549131.1575 | 1569022.6479 | 1595228.7787 | 1609429.9913 | 1624121.8069
Scenario 2: High TRC | SCE | Com | FoodServ | Com - Restaurant | Total Resource Cost Test | Fuel Substitution | 174165.6268 | 209550.5366 | 247428.5211 | 288150.6108 | 332229.7602 | 380940.662 | 433266.5983 | 490022.2 | 552926.3985 | 622334.2692 | 698131.697 | 782200.4689 | 877615.5477
Scenario 2: High TRC | SCE | Com | FoodServ | Com - Retail | Participant Cost Test | Energy Efficiency | 67525.7435 | 86171.2258 | 93326.3447 | 92501.6389 | 89602.1364 | 85108.0398 | 79170.6988 | 72619.1195 | 64700.7858 | 55676.2768 | 45779.8355 | 34700.494 | 22579.6646
Scenario 2: High TRC | SCE | Com | FoodServ | Com - Retail | Program Administrator Cost Test | Energy Efficiency | 19106.6109 | 25849.1601 | 30019.0025 | 32255.2869 | 34903.4447 | 37451.4465 | 39238.8135 | 40670.7697 | 41832.0188 | 42771.5431 | 43875.5262 | 44554.0992 | 45248.1049
Scenario 2: High TRC | SCE | Com | FoodServ | Com - Retail | Rate Impact Measure Test | Energy Efficiency | 19106.6109 | 25849.1601 | 30019.0025 | 32255.2869 | 34903.4447 | 37451.4465 | 39238.8135 | 40670.7697 | 41832.0188 | 42771.5431 | 43875.5262 | 44554.0992 | 45248.1049
Scenario 2: High TRC | SCE | Com | FoodServ | Com - Retail | Total Resource Cost Test | Energy Efficiency | 19106.6109 | 25849.1601 | 30019.0025 | 32255.2869 | 34903.4447 | 37451.4465 | 39238.8135 | 40670.7697 | 41832.0188 | 42771.5431 | 43875.5262 | 44554.0992 | 45248.1049
Scenario 2: High TRC | SCE | Com | FoodServ | Com - School | Participant Cost Test | Energy Efficiency | 190051.1846 | 222854.0612 | 238856.4292 | 232234.8218 | 218995.2236 | 367249.0421 | 397691.6173 | 357435.818 | 313672.1508 | 266862.4291 | 216688.8425 | 164173.7733 | 107976.9165
Scenario 2: High TRC | SCE | Com | FoodServ | Com - School | Participant Cost Test | Fuel Substitution | 489.9016 | 570.3503 | 645.5657 | 720.2696 | 794.0023 | 873.7948 | 950.8056 | 1027.8653 | 1105.2923 | 1181.1409 | 1254.2069 | 1325.693 | 1400.3595
Scenario 2: High TRC | SCE | Com | FoodServ | Com - School | Program Administrator Cost Test | Energy Efficiency | 53775.5506 | 67247.5662 | 77355.3233 | 81643.8832 | 85865.0936 | 156107.0549 | 188111.9942 | 190914.0236 | 192948.1313 | 194152.9802 | 195526.4093 | 196361.8309 | 196444.035
Scenario 2: High TRC | SCE | Com | FoodServ | Com - School | Program Administrator Cost Test | Fuel Substitution | 6152.1729 | 7445.699 | 8833.0823 | 10329.0646 | 11966.6417 | 13900.0246 | 15977.9733 | 18289.0169 | 20876.7979 | 23747.2769 | 26924.8311 | 30469.5814 | 34550.1854
Scenario 2: High TRC | SCE | Com | FoodServ | Com - School | Rate Impact Measure Test | Energy Efficiency | 53775.5506 | 67247.5662 | 77355.3233 | 81643.8832 | 85865.0936 | 156107.0549 | 188111.9942 | 190914.0236 | 192948.1313 | 194152.9802 | 195526.4093 | 196361.8309 | 196444.035
Scenario 2: High TRC | SCE | Com | FoodServ | Com - School | Rate Impact Measure Test | Fuel Substitution | 8261.9636 | 9830.0851 | 11338.3723 | 12885.383 | 14529.2718 | 16467.1148 | 18461.9867 | 20629.423 | 23010.404 | 25606.6038 | 28440.3591 | 31561.0965 | 35142.6822
Scenario 2: High TRC | SCE | Com | FoodServ | Com - School | Total Resource Cost Test | Energy Efficiency | 53775.5506 | 67247.5662 | 77355.3233 | 81643.8832 | 85865.0936 | 156107.0549 | 188111.9942 | 190914.0236 | 192948.1313 | 194152.9802 | 195526.4093 | 196361.8309 | 196444.035
Scenario 2: High TRC | SCE | Com | FoodServ | Com - School | Total Resource Cost Test | Fuel Substitution | 6152.1729 | 7445.699 | 8833.0823 | 10329.0646 | 11966.6417 | 13900.0246 | 15977.9733 | 18289.0169 | 20876.7979 | 23747.2769 | 26924.8311 | 30469.5814 | 34550.1854
Scenario 2: High TRC | SCE | Com | HVAC | Com - College | Participant Cost Test | Energy Efficiency | 149296.0686 | 151174.7912 | 154764.002 | 157224.8636 | 153584.3547 | 152401.1953 | 148212.3602 | 139169.9046 | 111624.4932 | 95985.2397 | 78335.0438 | 60183.3057 | 35850.8364
Scenario 2: High TRC | SCE | Com | HVAC | Com - College | Participant Cost Test | Fuel Substitution | 31170.7046 | 30523.0761 | 29351.6298 | 30585.0535 | 28604.5958 | 0 | 0 | 0 | 0 | 0 | 0 | 0 | 0
Scenario 2: High TRC | SCE | Com | HVAC | Com - College | Program Administrator Cost Test | Energy Efficiency | 43071.584 | 47060.2742 | 51973.2467 | 57188.1622 | 61550.3408 | 67909.8978 | 73312.879 | 76801.251 | 80013.8731 | 82554.6836 | 85555.9693 | 91210.553 | 93606.7716
Scenario 2: High TRC | SCE | Com | HVAC | Com - College | Program Administrator Cost Test | Fuel Substitution | 28628.6054 | 30466.5496 | 32039.7764 | 36282.706 | 37673.951 | 0 | 0 | 0 | 0 | 0 | 0 | 0 | 0
Scenario 2: High TRC | SCE | Com | HVAC | Com - College | Rate Impact Measure Test | Energy Efficiency | 43071.584 | 47060.2742 | 51973.2467 | 57188.1622 | 61550.3408 | 67909.8978 | 73312.879 | 76801.251 | 80013.8731 | 82554.6836 | 85555.9693 | 91210.553 | 93606.7716
Scenario 2: High TRC | SCE | Com | HVAC | Com - College | Rate Impact Measure Test | Fuel Substitution | 28919.4254 | 30736.0598 | 32282.9127 | 36497.0644 | 37860.7071 | 0 | 0 | 0 | 0 | 0 | 0 | 0 | 0
Scenario 2: High TRC | SCE | Com | HVAC | Com - College | Total Resource Cost Test | Energy Efficiency | 52760.4479 | 57306.2518 | 63073.4615 | 69230.4135 | 74129.4028 | 81461.5506 | 87775.2248 | 91884.6459 | 80013.8731 | 82554.6836 | 85555.9693 | 91210.553 | 93606.7716
Scenario 2: High TRC | SCE | Com | HVAC | Com - College | Total Resource Cost Test | Fuel Substitution | 32264.4837 | 34147.2561 | 35707.6469 | 40226.7911 | 41569.4953 | 0 | 0 | 0 | 0 | 0 | 0 | 0 | 0
Scenario 2: High TRC | SCE | Com | HVAC | Com - Grocery | Participant Cost Test | Energy Efficiency | 29039.9633 | 29857.9539 | 30332.1556 | 30453.1613 | 30291.5044 | 29721.6495 | 552798.6053 | 663200.0843 | 131998.1159 | 11191.9204 | 9484.7644 | 7566.3051 | 5443.8301
Scenario 2: High TRC | SCE | Com | HVAC | Com - Grocery | Participant Cost Test | Fuel Substitution | 657004.2305 | 642050.0769 | 618354.4244 | 588609.1822 | 554115.0875 | 96381.2551 | 87152.2773 | 76789.8551 | 62358.9243 | 50880.0657 | 39097.0036 | 20508.6449 | 11186.4996
Scenario 2: High TRC | SCE | Com | HVAC | Com - Grocery | Program Administrator Cost Test | Energy Efficiency | 8311.964 | 9142.5044 | 9970.5692 | 10788.6881 | 11708.4882 | 12677.2988 | 204864.2151 | 273489.2408 | 68715.5285 | 11102.9101 | 11413.2834 | 11637.2387 | 11859.3786
Scenario 2: High TRC | SCE | Com | HVAC | Com - Grocery | Program Administrator Cost Test | Fuel Substitution | 2064263.2423 | 2150869.8671 | 2217497.5515 | 2271642.7782 | 2319021.081 | 75239.5092 | 76833.8834 | 76859.8459 | 76452.6493 | 75728.8362 | 75037.5155 | 56021.3323 | 55186.1092
Scenario 2: High TRC | SCE | Com | HVAC | Com - Grocery | Rate Impact Measure Test | Energy Efficiency | 8311.964 | 9142.5044 | 9970.5692 | 10788.6881 | 11708.4882 | 12677.2988 | 204864.2151 | 273489.2408 | 68715.5285 | 11102.9101 | 11413.2834 | 11637.2387 | 11859.3786
Scenario 2: High TRC | SCE | Com | HVAC | Com - Grocery | Rate Impact Measure Test | Fuel Substitution | 2312540.8362 | 2378914.1738 | 2420528.6307 | 2447719.5456 | 2469874.5852 | 75239.5092 | 76833.8834 | 76859.8459 | 76452.6493 | 75728.8362 | 75037.5155 | 56021.3323 | 55186.1092
Scenario 2: High TRC | SCE | Com | HVAC | Com - Grocery | Total Resource Cost Test | Energy Efficiency | 9450.1525 | 10371.9452 | 11290.7485 | 12201.0628 | 13215.8755 | 14277.9037 | 226920.0555 | 302462.3771 | 68715.5285 | 11102.9101 | 11413.2834 | 11637.2387 | 11859.3786
Scenario 2: High TRC | SCE | Com | HVAC | Com - Grocery | Total Resource Cost Test | Fuel Substitution | 2247238.825 | 2331987.3704 | 2394869.8508 | 2444199.9269 | 2485406.1687 | 78708.674 | 80276.8441 | 80250.0026 | 76452.6493 | 75728.8362 | 75037.5155 | 56021.3323 | 55186.1092
Scenario 2: High TRC | SCE | Com | HVAC | Com - Health | Participant Cost Test | Energy Efficiency | 235803.8826 | 235651.9949 | 233350.8916 | 231954.2917 | 224892.4637 | 213003.4334 | 199704.3716 | 182543.8477 | 147546.396 | 124006.0659 | 99823.6521 | 74743.4508 | 47173.4886
Scenario 2: High TRC | SCE | Com | HVAC | Com - Health | Participant Cost Test | Fuel Substitution | 250704.012 | 313537.9854 | 301224.8407 | 290821.2145 | 272391.049 | 83323.1336 | 76144.9181 | 67755.1373 | 52644.9861 | 43259.7643 | 33456.0378 | 17111.9943 | 9386.9115
Scenario 2: High TRC | SCE | Com | HVAC | Com - Health | Program Administrator Cost Test | Energy Efficiency | 91621.1463 | 99459.8285 | 107415.2948 | 114942.9293 | 123124.6801 | 130926.0171 | 137491.5451 | 141211.2873 | 142506.3204 | 144043.42 | 146035.299 | 149033.0935 | 152556.4395
Scenario 2: High TRC | SCE | Com | HVAC | Com - Health | Program Administrator Cost Test | Fuel Substitution | 436513.8956 | 512868.8536 | 532613.2289 | 594369.2829 | 610233.3689 | 64659.5577 | 66692.6787 | 67323.9844 | 64540.8301 | 64384.3888 | 64208.3596 | 46742.0969 | 46307.2968
Scenario 2: High TRC | SCE | Com | HVAC | Com - Health | Rate Impact Measure Test | Energy Efficiency | 91621.1463 | 99459.8285 | 107415.2948 | 114942.9293 | 123124.6801 | 130926.0171 | 137491.5451 | 141211.2873 | 142506.3204 | 144043.42 | 146035.299 | 149033.0935 | 152556.4395
Scenario 2: High TRC | SCE | Com | HVAC | Com - Health | Rate Impact Measure Test | Fuel Substitution | 466667.2989 | 540371.1677 | 556782.5985 | 618344.2034 | 630343.4218 | 64659.5577 | 66692.6787 | 67323.9844 | 64540.8301 | 64384.3888 | 64208.3596 | 46742.0969 | 46307.2968
Scenario 2: High TRC | SCE | Com | HVAC | Com - Health | Total Resource Cost Test | Energy Efficiency | 98790.0865 | 106908.2004 | 115148.944 | 123371.0686 | 131921.8044 | 139918.471 | 146705.2044 | 150566.0281 | 142506.3204 | 144043.42 | 146035.299 | 149033.0935 | 152556.4395
Scenario 2: High TRC | SCE | Com | HVAC | Com - Health | Total Resource Cost Test | Fuel Substitution | 481881.9229 | 563275.9935 | 582396.0597 | 647186.7832 | 661714.0818 | 68132.9681 | 70174.4748 | 70783.6774 | 64540.8301 | 64384.3888 | 64208.3596 | 46742.0969 | 46307.2968
Scenario 2: High TRC | SCE | Com | HVAC | Com - Lodging | Participant Cost Test | Energy Efficiency | 362036.631 | 379243.8524 | 392808.8077 | 436846.2168 | 497830.5185 | 512432.0971 | 509069.0701 | 554960.8029 | 151625.872 | 67734.8398 | 55334.234 | 41581.2268 | 26447.9775
Scenario 2: High TRC | SCE | Com | HVAC | Com - Lodging | Participant Cost Test | Fuel Substitution | 286346.7967 | 281387.5749 | 258822.9463 | 248413.6003 | 223750.0528 | 37679.8509 | 34349.0832 | 30561.5534 | 13642.9335 | 11160.9602 | 8597.6915 | 5960.0766 | 3255.4197
Scenario 2: High TRC | SCE | Com | HVAC | Com - Lodging | Program Administrator Cost Test | Energy Efficiency | 87083.9468 | 97179.4381 | 107523.2812 | 126721.8946 | 152986.3623 | 172122.3985 | 186996.7354 | 217523.2371 | 107079.3702 | 77645.7668 | 79611.5441 | 81037.0849 | 82416.8841
Scenario 2: High TRC | SCE | Com | HVAC | Com - Lodging | Program Administrator Cost Test | Fuel Substitution | 354185.2346 | 369694.4191 | 381772.9345 | 391544.4132 | 400147.3635 | 27617.1092 | 28263.4074 | 28328.0757 | 16725.7381 | 16611.0846 | 16500.5691 | 16280.1876 | 16059.5617
Scenario 2: High TRC | SCE | Com | HVAC | Com - Lodging | Rate Impact Measure Test | Energy Efficiency | 87083.9468 | 97179.4381 | 107523.2812 | 126721.8946 | 152986.3623 | 172122.3985 | 186996.7354 | 217523.2371 | 107079.3702 | 77645.7668 | 79611.5441 | 81037.0849 | 82416.8841
Scenario 2: High TRC | SCE | Com | HVAC | Com - Lodging | Rate Impact Measure Test | Fuel Substitution | 399032.7072 | 411026.0041 | 418763.0252 | 423835.9053 | 427992.766 | 27617.1092 | 28263.4074 | 28328.0757 | 16725.7381 | 16611.0846 | 16500.5691 | 16280.1876 | 16059.5617
Scenario 2: High TRC | SCE | Com | HVAC | Com - Lodging | Total Resource Cost Test | Energy Efficiency | 123943.6972 | 137405.3278 | 151212.0273 | 176527.6169 | 212792.9506 | 237873.8187 | 257334.1268 | 298164.7073 | 107079.3702 | 77645.7668 | 79611.5441 | 81037.0849 | 82416.8841
Scenario 2: High TRC | SCE | Com | HVAC | Com - Lodging | Total Resource Cost Test | Fuel Substitution | 517131.1059 | 531303.5331 | 526312.7531 | 532538.0151 | 524218.8967 | 31192.0473 | 31819.0373 | 31836.0111 | 16725.7381 | 16611.0846 | 16500.5691 | 16280.1876 | 16059.5617
Scenario 2: High TRC | SCE | Com | HVAC | Com - Office (Large) | Participant Cost Test | Energy Efficiency | 87121.2193 | 85871.4065 | 83510.5396 | 80406.5364 | 76998.1987 | 72892.3616 | 67888.2978 | 62317.6562 | 51796.4627 | 44758.5862 | 37279.4129 | 29139.8329 | 20435.2031
Scenario 2: High TRC | SCE | Com | HVAC | Com - Office (Large) | Participant Cost Test | Fuel Substitution | 192.1123 | 184.912 | 175.4092 | 341.2755 | 317.8093 | 0 | 0 | 0 | 0 | 0 | 0 | 0 | 0
Scenario 2: High TRC | SCE | Com | HVAC | Com - Office (Large) | Program Administrator Cost Test | Energy Efficiency | 31623.5649 | 33734.6686 | 35620.79 | 37403.9068 | 39545.3185 | 41782.04 | 43249.1258 | 44153.789 | 44807.6036 | 45301.0331 | 45965.2564 | 46248.6091 | 46569.7962
Scenario 2: High TRC | SCE | Com | HVAC | Com - Office (Large) | Program Administrator Cost Test | Fuel Substitution | 281.3765 | 291.972 | 299.6679 | 1371.3382 | 1361.3177 | 0 | 0 | 0 | 0 | 0 | 0 | 0 | 0
Scenario 2: High TRC | SCE | Com | HVAC | Com - Office (Large) | Rate Impact Measure Test | Energy Efficiency | 31623.5649 | 33734.6686 | 35620.79 | 37403.9068 | 39545.3185 | 41782.04 | 43249.1258 | 44153.789 | 44807.6036 | 45301.0331 | 45965.2564 | 46248.6091 | 46569.7962
Scenario 2: High TRC | SCE | Com | HVAC | Com - Office (Large) | Rate Impact Measure Test | Fuel Substitution | 281.3765 | 291.972 | 299.6679 | 1576.4073 | 1535.4353 | 0 | 0 | 0 | 0 | 0 | 0 | 0 | 0
Scenario 2: High TRC | SCE | Com | HVAC | Com - Office (Large) | Total Resource Cost Test | Energy Efficiency | 35384.189 | 37574.2153 | 39518.52 | 41352.8288 | 43551.0725 | 45833.5122 | 47324.1697 | 48248.7138 | 44807.6036 | 45301.0331 | 45965.2564 | 46248.6091 | 46569.7962
Scenario 2: High TRC | SCE | Com | HVAC | Com - Office (Large) | Total Resource Cost Test | Fuel Substitution | 334.5278 | 344.3197 | 350.6568 | 1564.1665 | 1542.9722 | 0 | 0 | 0 | 0 | 0 | 0 | 0 | 0
Scenario 2: High TRC | SCE | Com | HVAC | Com - Office (Small) | Participant Cost Test | Energy Efficiency | 134798.1608 | 137480.8404 | 138307.6714 | 137259.6338 | 20538.1534 | 1248512.8417 | 113601.1911 | 106212.9668 | 89271.8299 | 77137.0238 | 62938.5246 | 46407.7924 | 27517.0796
Scenario 2: High TRC | SCE | Com | HVAC | Com - Office (Small) | Participant Cost Test | Fuel Substitution | 203.2817 | 200.3115 | 195.1629 | 228.4664 | 186.3842 | 0 | 0 | 0 | 0 | 0 | 0 | 0 | 0
Scenario 2: High TRC | SCE | Com | HVAC | Com - Office (Small) | Program Administrator Cost Test | Energy Efficiency | 38293.873 | 42216.6283 | 46071.4599 | 49850.6703 | 10783.4527 | 528447.4766 | 57476.8751 | 60362.1042 | 63067.7633 | 65505.2112 | 68064.0481 | 70083.8296 | 72051.3681
Scenario 2: High TRC | SCE | Com | HVAC | Com - Office (Small) | Program Administrator Cost Test | Fuel Substitution | 1272.4096 | 1322.2328 | 1359.5766 | 1491.6543 | 1295.9913 | 0 | 0 | 0 | 0 | 0 | 0 | 0 | 0
Scenario 2: High TRC | SCE | Com | HVAC | Com - Office (Small) | Rate Impact Measure Test | Energy Efficiency | 38293.873 | 42216.6283 | 46071.4599 | 49850.6703 | 10783.4527 | 528447.4766 | 57476.8751 | 60362.1042 | 63067.7633 | 65505.2112 | 68064.0481 | 70083.8296 | 72051.3681
Scenario 2: High TRC | SCE | Com | HVAC | Com - Office (Small) | Rate Impact Measure Test | Fuel Substitution | 1522.6468 | 1553.3764 | 1567.3464 | 1674.2147 | 1430.9848 | 0 | 0 | 0 | 0 | 0 | 0 | 0 | 0
Scenario 2: High TRC | SCE | Com | HVAC | Com - Office (Small) | Total Resource Cost Test | Energy Efficiency | 43769.5724 | 48048.7486 | 52248.5643 | 56361.0969 | 11287.0191 | 603980.4779 | 64252.0773 | 67419.5197 | 63067.7633 | 65505.2112 | 68064.0481 | 70083.8296 | 72051.3681
Scenario 2: High TRC | SCE | Com | HVAC | Com - Office (Small) | Total Resource Cost Test | Fuel Substitution | 1363.6523 | 1412.2734 | 1447.478 | 1584.1939 | 1372.2896 | 0 | 0 | 0 | 0 | 0 | 0 | 0 | 0
Scenario 2: High TRC | SCE | Com | HVAC | Com - Other | Participant Cost Test | Energy Efficiency | 3067423.6584 | 3217543.1853 | 3329549.8178 | 3389192.9536 | 3403167.0643 | 3365168.465 | 3286544.2607 | 3130509.1113 | 2053408.3607 | 1785851.0233 | 1455879.7455 | 1051987.5941 | 572702.0227
Scenario 2: High TRC | SCE | Com | HVAC | Com - Other | Participant Cost Test | Fuel Substitution | 480551.5546 | 471945.766 | 697282.1746 | 663429.4078 | 654240.7491 | 0 | 398.7882 | 0 | 0 | 0 | 0 | 0 | 0
Scenario 2: High TRC | SCE | Com | HVAC | Com - Other | Program Administrator Cost Test | Energy Efficiency | 623079.8847 | 705031.341 | 790578.3925 | 875474.5168 | 969846.913 | 1072944.0206 | 1168772.184 | 1242451.1078 | 1260797.4922 | 1334886.5788 | 1413281.0052 | 1480497.0897 | 1550543.3752
Scenario 2: High TRC | SCE | Com | HVAC | Com - Other | Program Administrator Cost Test | Fuel Substitution | 690111.2495 | 727226.5014 | 994906.5313 | 1030554.7402 | 1106653.6552 | 0 | 338.639 | 0 | 0 | 0 | 0 | 0 | 0
Scenario 2: High TRC | SCE | Com | HVAC | Com - Other | Rate Impact Measure Test | Energy Efficiency | 623079.8847 | 705031.341 | 790578.3925 | 875474.5168 | 969846.913 | 1072944.0206 | 1168772.184 | 1242451.1078 | 1260797.4922 | 1334886.5788 | 1413281.0052 | 1480497.0897 | 1550543.3752
Scenario 2: High TRC | SCE | Com | HVAC | Com - Other | Rate Impact Measure Test | Fuel Substitution | 724111.0124 | 758285.2524 | 1022316.3178 | 1054025.9407 | 1126489.6311 | 0 | 338.639 | 0 | 0 | 0 | 0 | 0 | 0
Scenario 2: High TRC | SCE | Com | HVAC | Com - Other | Total Resource Cost Test | Energy Efficiency | 1042909.7647 | 1155520.8349 | 1270346.0324 | 1381623.1557 | 1500004.6378 | 1624565.4616 | 1742075.4327 | 1832576.8705 | 1260797.4922 | 1334886.5788 | 1413281.0052 | 1480497.0897 | 1550543.3752
Scenario 2: High TRC | SCE | Com | HVAC | Com - Other | Total Resource Cost Test | Fuel Substitution | 817828.9313 | 855103.6071 | 1159148.4277 | 1192325.7769 | 1267649.7388 | 0 | 368.4727 | 0 | 0 | 0 | 0 | 0 | 0
Scenario 2: High TRC | SCE | Com | HVAC | Com - Restaurant | Participant Cost Test | Energy Efficiency | 102938.5349 | 106497.1703 | 108802.5997 | 109829.3773 | 109785.2346 | 106552.0507 | 101081.497 | 94250.1506 | 81402.9119 | 70042.8406 | 56733.2826 | 41101.0649 | 23271.2708
Scenario 2: High TRC | SCE | Com | HVAC | Com - Restaurant | Participant Cost Test | Fuel Substitution | 38568.0635 | 37474.5756 | 35741.4132 | 33531.505 | 31021.4215 | 62.8834 | 56.5784 | 49.6071 | 41.513 | 33.8794 | 26.0562 | 18.0422 | 9.8465
Scenario 2: High TRC | SCE | Com | HVAC | Com - Restaurant | Program Administrator Cost Test | Energy Efficiency | 24391.7055 | 27216.5035 | 30093.3055 | 33043.3123 | 36440.13 | 39659.3473 | 42184.4255 | 44316.6222 | 46297.9063 | 48037.0962 | 49881.1165 | 51224.034 | 52556.0447
Scenario 2: High TRC | SCE | Com | HVAC | Com - Restaurant | Program Administrator Cost Test | Fuel Substitution | 36537.7145 | 38711.5529 | 40521.9258 | 42045.3324 | 43463.3619 | 50.3263 | 51.2625 | 51.1956 | 50.8934 | 50.4233 | 50.0067 | 49.283 | 48.5744
Scenario 2: High TRC | SCE | Com | HVAC | Com - Restaurant | Rate Impact Measure Test | Energy Efficiency | 24391.7055 | 27216.5035 | 30093.3055 | 33043.3123 | 36440.13 | 39659.3473 | 42184.4255 | 44316.6222 | 46297.9063 | 48037.0962 | 49881.1165 | 51224.034 | 52556.0447
Scenario 2: High TRC | SCE | Com | HVAC | Com - Restaurant | Rate Impact Measure Test | Fuel Substitution | 36946.3537 | 39088.6565 | 40860.2274 | 42341.8268 | 43720.1658 | 50.3263 | 51.2625 | 51.1956 | 50.8934 | 50.4233 | 50.0067 | 49.283 | 48.5744
Scenario 2: High TRC | SCE | Com | HVAC | Com - Restaurant | Total Resource Cost Test | Energy Efficiency | 26825.7876 | 29849.9395 | 32929.4116 | 36087.8382 | 39704.4184 | 43088.5599 | 45752.5892 | 48033.2986 | 46297.9063 | 48037.0962 | 49881.1165 | 51224.034 | 52556.0447
Scenario 2: High TRC | SCE | Com | HVAC | Com - Restaurant | Total Resource Cost Test | Fuel Substitution | 37564.3832 | 39746.7116 | 41554.3339 | 43066.8162 | 44468.2938 | 51.0605 | 51.9893 | 51.9101 | 50.8934 | 50.4233 | 50.0067 | 49.283 | 48.5744
Scenario 2: High TRC | SCE | Com | HVAC | Com - Retail | Participant Cost Test | Energy Efficiency | 1047228.9927 | 1110167.2848 | 1157831.31 | 1195033.6188 | 1223128.6298 | 1253741.4068 | 1250226.6628 | 1224788.7142 | 320557.5626 | 157625.7706 | 126840.6981 | 91090.3545 | 51001.6343
Scenario 2: High TRC | SCE | Com | HVAC | Com - Retail | Participant Cost Test | Fuel Substitution | 151535.178 | 148128.2935 | 142314.8718 | 134714.944 | 125630.1963 | 118749.5517 | 110164.0897 | 99820.5746 | 0 | 0 | 0 | 0 | 0
Scenario 2: High TRC | SCE | Com | HVAC | Com - Retail | Program Administrator Cost Test | Energy Efficiency | 197344.1593 | 223953.355 | 250666.5436 | 278565.1239 | 310771.649 | 350683.5968 | 382988.238 | 410305.5132 | 195978.2917 | 142246.1699 | 147357.6798 | 150718.7644 | 153890.6212
Scenario 2: High TRC | SCE | Com | HVAC | Com - Retail | Program Administrator Cost Test | Fuel Substitution | 104449.4995 | 110648.9319 | 115753.1489 | 119983.024 | 123664.9173 | 77953.9465 | 80422.9523 | 81094.8187 | 0 | 0 | 0 | 0 | 0
Scenario 2: High TRC | SCE | Com | HVAC | Com - Retail | Rate Impact Measure Test | Energy Efficiency | 197344.1593 | 223953.355 | 250666.5436 | 278565.1239 | 310771.649 | 350683.5968 | 382988.238 | 410305.5132 | 195978.2917 | 142246.1699 | 147357.6798 | 150718.7644 | 153890.6212
Scenario 2: High TRC | SCE | Com | HVAC | Com - Retail | Rate Impact Measure Test | Fuel Substitution | 105481.728 | 111604.1317 | 116612.9216 | 120739.3554 | 124320.7277 | 77953.9465 | 80422.9523 | 81094.8187 | 0 | 0 | 0 | 0 | 0
Scenario 2: High TRC | SCE | Com | HVAC | Com - Retail | Total Resource Cost Test | Energy Efficiency | 361878.7591 | 402356.4473 | 442147.8859 | 483243.5875 | 528910.2746 | 584589.6948 | 629736.7614 | 669273.0546 | 195978.2917 | 142246.1699 | 147357.6798 | 150718.7644 | 153890.6212
Scenario 2: High TRC | SCE | Com | HVAC | Com - Retail | Total Resource Cost Test | Fuel Substitution | 132493.9477 | 138963.3392 | 144030.3352 | 147996.9648 | 151123.4114 | 100436.1981 | 102964.4887 | 103468.5896 | 0 | 0 | 0 | 0 | 0
Scenario 2: High TRC | SCE | Com | HVAC | Com - School | Participant Cost Test | Energy Efficiency | 246097.1128 | 249625.0211 | 250849.0962 | 248265.1442 | 241697.8088 | 233210.8372 | 220097.3761 | 204767.3624 | 154100.8281 | 131747.2862 | 105486.0409 | 75952.713 | 41937.9535
Scenario 2: High TRC | SCE | Com | HVAC | Com - School | Participant Cost Test | Fuel Substitution | 12647.7787 | 12219.716 | 11617.456 | 10890.2581 | 10077.7795 | 0 | 0 | 0 | 0 | 0 | 0 | 0 | 0
Scenario 2: High TRC | SCE | Com | HVAC | Com - School | Program Administrator Cost Test | Energy Efficiency | 53224.6803 | 58292.2564 | 63414.3705 | 68234.9915 | 73201.8946 | 78898.828 | 82981.2388 | 86223.7347 | 89461.2867 | 92585.4583 | 95520.8122 | 98276.7884 | 100410.4982
Scenario 2: High TRC | SCE | Com | HVAC | Com - School | Program Administrator Cost Test | Fuel Substitution | 19851.0295 | 20726.9788 | 21407.1731 | 21937.7646 | 22360.3112 | 0 | 0 | 0 | 0 | 0 | 0 | 0 | 0
Scenario 2: High TRC | SCE | Com | HVAC | Com - School | Rate Impact Measure Test | Energy Efficiency | 53224.6803 | 58292.2564 | 63414.3705 | 68234.9915 | 73201.8946 | 78898.828 | 82981.2388 | 86223.7347 | 89461.2867 | 92585.4583 | 95520.8122 | 98276.7884 | 100410.4982
Scenario 2: High TRC | SCE | Com | HVAC | Com - School | Rate Impact Measure Test | Fuel Substitution | 20392.156 | 21218.1768 | 21840.3776 | 22310.7657 | 22677.6324 | 0 | 0 | 0 | 0 | 0 | 0 | 0 | 0
Scenario 2: High TRC | SCE | Com | HVAC | Com - School | Total Resource Cost Test | Energy Efficiency | 77611.1812 | 83960.7139 | 90382.7503 | 96364.3716 | 102279.7196 | 108976.2225 | 113776.7603 | 117791.1715 | 89461.2867 | 92585.4583 | 95520.8122 | 98276.7884 | 100410.4982
Scenario 2: High TRC | SCE | Com | HVAC | Com - School | Total Resource Cost Test | Fuel Substitution | 21696.0921 | 22559.1736 | 23206.4166 | 23690.1018 | 24056.6965 | 0 | 0 | 0 | 0 | 0 | 0 | 0 | 0
Scenario 2: High TRC | SCE | Com | HVAC | Com - Warehouse | Participant Cost Test | Energy Efficiency | 8576.442 | 8726.0352 | 8744.4052 | 8698.8122 | 8610.9987 | 8397.983 | 8052.7253 | 7629.3714 | 5636.965 | 4998.0083 | 4278.9244 | 3464.5749 | 2566.6595
Scenario 2: High TRC | SCE | Com | HVAC | Com - Warehouse | Participant Cost Test | Fuel Substitution | 116443.3 | 114781.1512 | 137521.2007 | 131840.0167 | 125183.3299 | 49.8687 | 45.8941 | 41.3275 | 0 | 0 | 0 | 0 | 0
Scenario 2: High TRC | SCE | Com | HVAC | Com - Warehouse | Program Administrator Cost Test | Energy Efficiency | 2732.9751 | 2993.5877 | 3236.0271 | 3483.0808 | 3773.2019 | 4063.9968 | 4287.8328 | 4460.5638 | 4466.6007 | 4593.6647 | 4729.0567 | 4823.7955 | 4923.184
Scenario 2: High TRC | SCE | Com | HVAC | Com - Warehouse | Program Administrator Cost Test | Fuel Substitution | 354834.8931 | 371425.0527 | 413217.3019 | 425418.0547 | 436356.8014 | 33.6729 | 34.542 | 34.7175 | 0 | 0 | 0 | 0 | 0
Scenario 2: High TRC | SCE | Com | HVAC | Com - Warehouse | Rate Impact Measure Test | Energy Efficiency | 2732.9751 | 2993.5877 | 3236.0271 | 3483.0808 | 3773.2019 | 4063.9968 | 4287.8328 | 4460.5638 | 4466.6007 | 4593.6647 | 4729.0567 | 4823.7955 | 4923.184
Scenario 2: High TRC | SCE | Com | HVAC | Com - Warehouse | Rate Impact Measure Test | Fuel Substitution | 386934.8038 | 400785.243 | 439128.7151 | 447576.239 | 455050.7061 | 33.6729 | 34.542 | 34.7175 | 0 | 0 | 0 | 0 | 0
Scenario 2: High TRC | SCE | Com | HVAC | Com - Warehouse | Total Resource Cost Test | Energy Efficiency | 3712.4539 | 4020.4349 | 4303.1898 | 4591.3249 | 4925.088 | 5251.6425 | 5505.4285 | 5707.3098 | 4466.6007 | 4593.6647 | 4729.0567 | 4823.7955 | 4923.184
Scenario 2: High TRC | SCE | Com | HVAC | Com - Warehouse | Total Resource Cost Test | Fuel Substitution | 395005.1894 | 411530.4128 | 458178.1078 | 469565.6954 | 479491.234 | 41.9581 | 42.8018 | 42.8893 | 0 | 0 | 0 | 0 | 0
Scenario 2: High TRC | SCE | Com | Lighting | Com - College | Participant Cost Test | Energy Efficiency | 0 | 0 | 0 | 0 | 0 | 0 | 0 | 32159.0515 | 9885.1974 | 0 | 0 | 0 | 0
Scenario 2: High TRC | SCE | Com | Lighting | Com - College | Program Administrator Cost Test | Energy Efficiency | 0 | 0 | 0 | 0 | 0 | 0 | 0 | 29664.3154 | 11184.6575 | 0 | 0 | 0 | 0
Scenario 2: High TRC | SCE | Com | Lighting | Com - College | Rate Impact Measure Test | Energy Efficiency | 0 | 0 | 0 | 0 | 0 | 0 | 0 | 29664.3154 | 11184.6575 | 0 | 0 | 0 | 0
Scenario 2: High TRC | SCE | Com | Lighting | Com - College | Total Resource Cost Test | Energy Efficiency | 0 | 0 | 0 | 0 | 0 | 0 | 0 | 31123.8482 | 11184.6575 | 0 | 0 | 0 | 0
Scenario 2: High TRC | SCE | Com | Lighting | Com - Grocery | Participant Cost Test | Energy Efficiency | 270514.7182 | 272939.3836 | 270302.5047 | 264156.0286 | 255481.1176 | 243047.6987 | 226792.2614 | 207744.37 | 179524.0093 | 153298.4521 | 123980.7068 | 91063.8213 | 54687.5223
Scenario 2: High TRC | SCE | Com | Lighting | Com - Grocery | Program Administrator Cost Test | Energy Efficiency | 118344.0155 | 131276.913 | 143737.9476 | 156294.9182 | 170071.7948 | 183284.8773 | 193559.1129 | 202145.2097 | 210088.8897 | 216901.4587 | 224943.4781 | 231692.733 | 238146.6206
Scenario 2: High TRC | SCE | Com | Lighting | Com - Grocery | Rate Impact Measure Test | Energy Efficiency | 118344.0155 | 131276.913 | 143737.9476 | 156294.9182 | 170071.7948 | 183284.8773 | 193559.1129 | 202145.2097 | 210088.8897 | 216901.4587 | 224943.4781 | 231692.733 | 238146.6206
Scenario 2: High TRC | SCE | Com | Lighting | Com - Grocery | Total Resource Cost Test | Energy Efficiency | 122663.4633 | 135817.7969 | 148466.1038 | 161199.7064 | 175148.3149 | 188508.2194 | 198903.03 | 207607.9676 | 210088.8897 | 216901.4587 | 224943.4781 | 231692.733 | 238146.6206
Scenario 2: High TRC | SCE | Com | Lighting | Com - Health | Participant Cost Test | Energy Efficiency | 306036.7555 | 309485.606 | 309159.4632 | 301318.0288 | 291447.7192 | 276901.8781 | 259649.9444 | 237165.074 | 201844.2848 | 171116.1452 | 137044.7881 | 100809.8402 | 60692.6223
Scenario 2: High TRC | SCE | Com | Lighting | Com - Health | Program Administrator Cost Test | Energy Efficiency | 129557.3866 | 143980.0136 | 158922.6678 | 172214.9225 | 187260.203 | 201358.3015 | 213453.3612 | 221984.4751 | 229907.532 | 235666.4127 | 242108.43 | 249973.7251 | 258347.9189
Scenario 2: High TRC | SCE | Com | Lighting | Com - Health | Rate Impact Measure Test | Energy Efficiency | 129557.3866 | 143980.0136 | 158922.6678 | 172214.9225 | 187260.203 | 201358.3015 | 213453.3612 | 221984.4751 | 229907.532 | 235666.4127 | 242108.43 | 249973.7251 | 258347.9189
Scenario 2: High TRC | SCE | Com | Lighting | Com - Health | Total Resource Cost Test | Energy Efficiency | 136617.6003 | 151416.1141 | 166728.3909 | 180284.8217 | 195606.918 | 209927.5167 | 222253.941 | 230943.1809 | 229907.532 | 235666.4127 | 242108.43 | 249973.7251 | 258347.9189
Scenario 2: High TRC | SCE | Com | Lighting | Com - Lodging | Participant Cost Test | Energy Efficiency | 0 | 0 | 0 | 0 | 0 | 0 | 0 | 0 | 0 | 0 | 0 | 0 | 0
Scenario 2: High TRC | SCE | Com | Lighting | Com - Lodging | Program Administrator Cost Test | Energy Efficiency | 0 | 0 | 0 | 0 | 0 | 0 | 0 | 0 | 0 | 0 | 0 | 0 | 0
Scenario 2: High TRC | SCE | Com | Lighting | Com - Lodging | Rate Impact Measure Test | Energy Efficiency | 0 | 0 | 0 | 0 | 0 | 0 | 0 | 0 | 0 | 0 | 0 | 0 | 0
Scenario 2: High TRC | SCE | Com | Lighting | Com - Lodging | Total Resource Cost Test | Energy Efficiency | 0 | 0 | 0 | 0 | 0 | 0 | 0 | 0 | 0 | 0 | 0 | 0 | 0
Scenario 2: High TRC | SCE | Com | Lighting | Com - Office (Large) | Participant Cost Test | Energy Efficiency | 0 | 0 | 0 | 0 | 0 | 0 | 0 | 113553.8379 | 63211.1064 | 0 | 0 | 0 | 0
Scenario 2: High TRC | SCE | Com | Lighting | Com - Office (Large) | Program Administrator Cost Test | Energy Efficiency | 0 | 0 | 0 | 0 | 0 | 0 | 0 | 100240.158 | 70056.9763 | 0 | 0 | 0 | 0
Scenario 2: High TRC | SCE | Com | Lighting | Com - Office (Large) | Rate Impact Measure Test | Energy Efficiency | 0 | 0 | 0 | 0 | 0 | 0 | 0 | 100240.158 | 70056.9763 | 0 | 0 | 0 | 0
Scenario 2: High TRC | SCE | Com | Lighting | Com - Office (Large) | Total Resource Cost Test | Energy Efficiency | 0 | 0 | 0 | 0 | 0 | 0 | 0 | 107894.0694 | 70056.9763 | 0 | 0 | 0 | 0
Scenario 2: High TRC | SCE | Com | Lighting | Com - Office (Small) | Participant Cost Test | Energy Efficiency | 0 | 0 | 0 | 0 | 0 | 0 | 0 | 0 | 0 | 0 | 0 | 0 | 0
Scenario 2: High TRC | SCE | Com | Lighting | Com - Office (Small) | Program Administrator Cost Test | Energy Efficiency | 0 | 0 | 0 | 0 | 0 | 0 | 0 | 0 | 0 | 0 | 0 | 0 | 0
Scenario 2: High TRC | SCE | Com | Lighting | Com - Office (Small) | Rate Impact Measure Test | Energy Efficiency | 0 | 0 | 0 | 0 | 0 | 0 | 0 | 0 | 0 | 0 | 0 | 0 | 0
Scenario 2: High TRC | SCE | Com | Lighting | Com - Office (Small) | Total Resource Cost Test | Energy Efficiency | 0 | 0 | 0 | 0 | 0 | 0 | 0 | 0 | 0 | 0 | 0 | 0 | 0
Scenario 2: High TRC | SCE | Com | Lighting | Com - Other | Participant Cost Test | Energy Efficiency | 0 | 0 | 0 | 0 | 0 | 0 | 0 | 0 | 0 | 0 | 0 | 0 | 0
Scenario 2: High TRC | SCE | Com | Lighting | Com - Other | Program Administrator Cost Test | Energy Efficiency | 0 | 0 | 0 | 0 | 0 | 0 | 0 | 0 | 0 | 0 | 0 | 0 | 0
Scenario 2: High TRC | SCE | Com | Lighting | Com - Other | Rate Impact Measure Test | Energy Efficiency | 0 | 0 | 0 | 0 | 0 | 0 | 0 | 0 | 0 | 0 | 0 | 0 | 0
Scenario 2: High TRC | SCE | Com | Lighting | Com - Other | Total Resource Cost Test | Energy Efficiency | 0 | 0 | 0 | 0 | 0 | 0 | 0 | 0 | 0 | 0 | 0 | 0 | 0
Scenario 2: High TRC | SCE | Com | Lighting | Com - Refrig. Warehouse | Participant Cost Test | Energy Efficiency | 20707.3662 | 6137.7988 | 6074.6992 | 5887.7628 | 5655.9344 | 5366.1495 | 5010.4292 | 4571.8566 | 4001.4935 | 3420.9746 | 2762.2502 | 2029.9256 | 1212.6839
Scenario 2: High TRC | SCE | Com | Lighting | Com - Refrig. Warehouse | Program Administrator Cost Test | Energy Efficiency | 8544.2586 | 2784.2606 | 3046.2732 | 3284.7255 | 3550.3292 | 3816.8355 | 4035.5521 | 4202.2623 | 4368.0195 | 4515.6787 | 4679.5104 | 4833.5653 | 4979.4944
Scenario 2: High TRC | SCE | Com | Lighting | Com - Refrig. Warehouse | Rate Impact Measure Test | Energy Efficiency | 8544.2586 | 2784.2606 | 3046.2732 | 3284.7255 | 3550.3292 | 3816.8355 | 4035.5521 | 4202.2623 | 4368.0195 | 4515.6787 | 4679.5104 | 4833.5653 | 4979.4944
Scenario 2: High TRC | SCE | Com | Lighting | Com - Refrig. Warehouse | Total Resource Cost Test | Energy Efficiency | 8721.5096 | 2839.0013 | 3103.2308 | 3343.3192 | 3610.5701 | 3878.6695 | 4098.8898 | 4266.8211 | 4368.0195 | 4515.6787 | 4679.5104 | 4833.5653 | 4979.4944
Scenario 2: High TRC | SCE | Com | Lighting | Com - Restaurant | Participant Cost Test | Energy Efficiency | 49150.4392 | 71270.0548 | 72988.0112 | 73483.8763 | 147049.2007 | 163268.9591 | 152358.1633 | 139358.9667 | 122325.2173 | 104537.5769 | 84528.1468 | 62031.3714 | 37105.0861
Scenario 2: High TRC | SCE | Com | Lighting | Com - Restaurant | Program Administrator Cost Test | Energy Efficiency | 20934.016 | 33379.4087 | 37801.4749 | 42357.0207 | 95407.7422 | 120079.9187 | 126939.0409 | 132560.4083 | 137833.7751 | 142427.0694 | 147747.394 | 152240.5337 | 156508.4884
Scenario 2: High TRC | SCE | Com | Lighting | Com - Restaurant | Rate Impact Measure Test | Energy Efficiency | 20934.016 | 33379.4087 | 37801.4749 | 42357.0207 | 95407.7422 | 120079.9187 | 126939.0409 | 132560.4083 | 137833.7751 | 142427.0694 | 147747.394 | 152240.5337 | 156508.4884
Scenario 2: High TRC | SCE | Com | Lighting | Com - Restaurant | Total Resource Cost Test | Energy Efficiency | 21276.3288 | 33896.7 | 38358.5942 | 42952.5919 | 96683.6057 | 121613.0664 | 128509.2068 | 134165.4212 | 137833.7751 | 142427.0694 | 147747.394 | 152240.5337 | 156508.4884
Scenario 2: High TRC | SCE | Com | Lighting | Com - Retail | Participant Cost Test | Energy Efficiency | 1323124.2436 | 1342377.4798 | 1339068.2423 | 1320084.9483 | 1289151.6949 | 1240933.7692 | 1175835.5969 | 1098014.5048 | 762396.7356 | 650117.0547 | 524566.4648 | 383947.0367 | 228905.4976
Scenario 2: High TRC | SCE | Com | Lighting | Com - Retail | Program Administrator Cost Test | Energy Efficiency | 479583.5523 | 531941.4968 | 582471.7308 | 633218.8402 | 688416.5846 | 741074.9805 | 782017.7867 | 815520.2102 | 845979.7998 | 872300.0833 | 903138.2646 | 928634.2888 | 953077.1786
Scenario 2: High TRC | SCE | Com | Lighting | Com - Retail | Rate Impact Measure Test | Energy Efficiency | 479583.5523 | 531941.4968 | 582471.7308 | 633218.8402 | 688416.5846 | 741074.9805 | 782017.7867 | 815520.2102 | 845979.7998 | 872300.0833 | 903138.2646 | 928634.2888 | 953077.1786
Scenario 2: High TRC | SCE | Com | Lighting | Com - Retail | Total Resource Cost Test | Energy Efficiency | 668164.442 | 730177.5867 | 788903.3194 | 847322.2225 | 909824.0267 | 968638.6848 | 1014662.3205 | 1052998.5727 | 845979.7998 | 872300.0833 | 903138.2646 | 928634.2888 | 953077.1786
Scenario 2: High TRC | SCE | Com | Lighting | Com - School | Participant Cost Test | Energy Efficiency | 0 | 0 | 0 | 0 | 0 | 0 | 0 | 0 | 0 | 0 | 0 | 0 | 0
Scenario 2: High TRC | SCE | Com | Lighting | Com - School | Program Administrator Cost Test | Energy Efficiency | 0 | 0 | 0 | 0 | 0 | 0 | 0 | 0 | 0 | 0 | 0 | 0 | 0
Scenario 2: High TRC | SCE | Com | Lighting | Com - School | Rate Impact Measure Test | Energy Efficiency | 0 | 0 | 0 | 0 | 0 | 0 | 0 | 0 | 0 | 0 | 0 | 0 | 0
Scenario 2: High TRC | SCE | Com | Lighting | Com - School | Total Resource Cost Test | Energy Efficiency | 0 | 0 | 0 | 0 | 0 | 0 | 0 | 0 | 0 | 0 | 0 | 0 | 0
Scenario 2: High TRC | SCE | Com | Lighting | Com - Warehouse | Participant Cost Test | Energy Efficiency | 0 | 0 | 0 | 0 | 0 | 20073.536 | 25720.7181 | 24531.8892 | 4607.1635 | 0 | 0 | 0 | 0
Scenario 2: High TRC | SCE | Com | Lighting | Com - Warehouse | Program Administrator Cost Test | Energy Efficiency | 0 | 0 | 0 | 0 | 0 | 12444.6462 | 17800.3387 | 19016.8095 | 5155.791 | 0 | 0 | 0 | 0
Scenario 2: High TRC | SCE | Com | Lighting | Com - Warehouse | Rate Impact Measure Test | Energy Efficiency | 0 | 0 | 0 | 0 | 0 | 12444.6462 | 17800.3387 | 19016.8095 | 5155.791 | 0 | 0 | 0 | 0
Scenario 2: High TRC | SCE | Com | Lighting | Com - Warehouse | Total Resource Cost Test | Energy Efficiency | 0 | 0 | 0 | 0 | 0 | 15642.7204 | 22232.0349 | 23651.2018 | 5155.791 | 0 | 0 | 0 | 0
Scenario 2: High TRC | SCE | Com | WaterHeat | Com - College | Participant Cost Test | Energy Efficiency | 1497.759 | 1729.7242 | 1983.291 | 2250.3939 | 2515.4492 | 2793.7076 | 3054.9803 | 3268.2194 | 3173.6734 | 3147.8066 | 2938.4085 | 2470.9947 | 1579.2092
Scenario 2: High TRC | SCE | Com | WaterHeat | Com - College | Participant Cost Test | Fuel Substitution | 909956.6435 | 894187.7911 | 821216.8956 | 699564.8388 | 569085.6821 | 2332574.9585 | 2616381.1984 | 2731267.9448 | 2379188.2548 | 2089915.8204 | 1678560.5641 | 1186411.092 | 641035.4457
Scenario 2: High TRC | SCE | Com | WaterHeat | Com - College | Program Administrator Cost Test | Energy Efficiency | 431.2892 | 548.8512 | 697.9299 | 884.5548 | 1117.9046 | 1413.7072 | 1756.2572 | 2146.3556 | 2615.1683 | 3170.743 | 3869.3625 | 4737.4507 | 5745.3714
Scenario 2: High TRC | SCE | Com | WaterHeat | Com - College | Program Administrator Cost Test | Fuel Substitution | 3323039.8156 | 3437313.7055 | 3557980.0146 | 3689219.8407 | 3835087.484 | 1632507.1222 | 2083313.0397 | 2484947.782 | 2793580.4016 | 2997173.2171 | 3141236.5373 | 3219214.4826 | 3258078.0177
Scenario 2: High TRC | SCE | Com | WaterHeat | Com - College | Rate Impact Measure Test | Energy Efficiency | 431.2892 | 548.8512 | 697.9299 | 884.5548 | 1117.9046 | 1413.7072 | 1756.2572 | 2146.3556 | 2615.1683 | 3170.743 | 3869.3625 | 4737.4507 | 5745.3714
Scenario 2: High TRC | SCE | Com | WaterHeat | Com - College | Rate Impact Measure Test | Fuel Substitution | 4272902.4384 | 4317678.7994 | 4360873.2266 | 4410487.4045 | 4478966.847 | 1632507.1222 | 2083313.0397 | 2484947.782 | 2793580.4016 | 2997173.2171 | 3141236.5373 | 3219214.4826 | 3258078.0177
Scenario 2: High TRC | SCE | Com | WaterHeat | Com - College | Total Resource Cost Test | Energy Efficiency | 485.6645 | 614.2826 | 776.8075 | 979.5587 | 1231.5732 | 1550.3086 | 1920.1665 | 2342.293 | 2615.1683 | 3170.743 | 3869.3625 | 4737.4507 | 5745.3714
Scenario 2: High TRC | SCE | Com | WaterHeat | Com - College | Total Resource Cost Test | Fuel Substitution | 4128118.2075 | 4228543.6324 | 4278074.804 | 4289321.1004 | 4306120.1958 | 1813036.6147 | 2294260.2513 | 2721011.3657 | 2793580.4016 | 2997173.2171 | 3141236.5373 | 3219214.4826 | 3258078.0177
Scenario 2: High TRC | SCE | Com | WaterHeat | Com - Grocery | Participant Cost Test | Energy Efficiency | 5970.0201 | 6892.1316 | 7858.286 | 8873.6516 | 9942.5042 | 10997.3258 | 11968.1161 | 12795.3745 | 12623.2209 | 12530.7007 | 11694.4205 | 9728.5636 | 6152.7922
Scenario 2: High TRC | SCE | Com | WaterHeat | Com - Grocery | Participant Cost Test | Fuel Substitution | 16765.9586 | 16329.4223 | 15926.3337 | 15597.6587 | 15337.0916 | 0 | 0 | 0 | 0 | 0 | 0 | 0 | 0
Scenario 2: High TRC | SCE | Com | WaterHeat | Com - Grocery | Program Administrator Cost Test | Energy Efficiency | 1739.2574 | 2213.7457 | 2801.2144 | 3536.1676 | 4484.3482 | 5655.1025 | 7003.2331 | 8572.0989 | 10459.7674 | 12708.3421 | 15536.9714 | 18895.4605 | 22947.1509
Scenario 2: High TRC | SCE | Com | WaterHeat | Com - Grocery | Program Administrator Cost Test | Fuel Substitution | 128255.9983 | 131597.3882 | 135244.312 | 139611.7452 | 144745.9603 | 0 | 0 | 0 | 0 | 0 | 0 | 0 | 0
Scenario 2: High TRC | SCE | Com | WaterHeat | Com - Grocery | Rate Impact Measure Test | Energy Efficiency | 1739.2574 | 2213.7457 | 2801.2144 | 3536.1676 | 4484.3482 | 5655.1025 | 7003.2331 | 8572.0989 | 10459.7674 | 12708.3421 | 15536.9714 | 18895.4605 | 22947.1509
Scenario 2: High TRC | SCE | Com | WaterHeat | Com - Grocery | Rate Impact Measure Test | Fuel Substitution | 144525.8422 | 146243.4167 | 148100.52 | 150644.7384 | 154155.3808 | 0 | 0 | 0 | 0 | 0 | 0 | 0 | 0
Scenario 2: High TRC | SCE | Com | WaterHeat | Com - Grocery | Total Resource Cost Test | Energy Efficiency | 1902.628 | 2410.3697 | 3037.0807 | 3819.1292 | 4824.0617 | 6062.2145 | 7490.1914 | 9155.1151 | 10459.7674 | 12708.3421 | 15536.9714 | 18895.4605 | 22947.1509
Scenario 2: High TRC | SCE | Com | WaterHeat | Com - Grocery | Total Resource Cost Test | Fuel Substitution | 140659.2811 | 143677.7261 | 147026.4493 | 151150.732 | 156092.1821 | 0 | 0 | 0 | 0 | 0 | 0 | 0 | 0
Scenario 2: High TRC | SCE | Com | WaterHeat | Com - Health | Participant Cost Test | Energy Efficiency | 9425.8151 | 10936.8009 | 12578.2089 | 14219.0324 | 15973.5343 | 17695.3823 | 19358.7989 | 20702.8171 | 20267.4824 | 20064.8758 | 18643.8498 | 15539.5244 | 9844.1619
Scenario 2: High TRC | SCE | Com | WaterHeat | Com - Health | Participant Cost Test | Fuel Substitution | 1907872.8396 | 1881326.6917 | 1731640.8434 | 1604484.3241 | 1411352.1101 | 5858494.7007 | 6603420.0748 | 6936291.3682 | 5943930.0559 | 5241838.2909 | 4216014.5052 | 2973100.6494 | 1584888.6127
Scenario 2: High TRC | SCE | Com | WaterHeat | Com - Health | Program Administrator Cost Test | Energy Efficiency | 2735.229 | 3498.5102 | 4464.4544 | 5640.5396 | 7169.5088 | 9051.6694 | 11262.8449 | 13780.6546 | 16814.463 | 20379.9006 | 24818.445 | 30268.6075 | 36917.7667
Scenario 2: High TRC | SCE | Com | WaterHeat | Com - Health | Program Administrator Cost Test | Fuel Substitution | 8398039.9908 | 8704073.4313 | 9028229.2767 | 9380861.2865 | 9766801.003 | 4022213.9754 | 5171984.2213 | 6219838.672 | 7042973.9775 | 7599861.1122 | 8000324.2061 | 8228733.2292 | 8356612.5231
Scenario 2: High TRC | SCE | Com | WaterHeat | Com - Health | Rate Impact Measure Test | Energy Efficiency | 2735.229 | 3498.5102 | 4464.4544 | 5640.5396 | 7169.5088 | 9051.6694 | 11262.8449 | 13780.6546 | 16814.463 | 20379.9006 | 24818.445 | 30268.6075 | 36917.7667
Scenario 2: High TRC | SCE | Com | WaterHeat | Com - Health | Rate Impact Measure Test | Fuel Substitution | 10671039.7758 | 10813044.2429 | 10952985.8122 | 11110365.9662 | 11309926.9629 | 4022213.9754 | 5171984.2213 | 6219838.672 | 7042973.9775 | 7599861.1122 | 8000324.2061 | 8228733.2292 | 8356612.5231
Scenario 2: High TRC | SCE | Com | WaterHeat | Com - Health | Total Resource Cost Test | Energy Efficiency | 3034.1192 | 3860.0031 | 4901.7708 | 6165.6167 | 7801.3541 | 9809.7404 | 12173.9093 | 14871.0176 | 16814.463 | 20379.9006 | 24818.445 | 30268.6075 | 36917.7667
Scenario 2: High TRC | SCE | Com | WaterHeat | Com - Health | Total Resource Cost Test | Fuel Substitution | 10099127.8349 | 10379123.3738 | 10553928.4303 | 10779365.6548 | 10971723.9707 | 4612042.2338 | 5845436.6963 | 6959627.0082 | 7042973.9775 | 7599861.1122 | 8000324.2061 | 8228733.2292 | 8356612.5231
Scenario 2: High TRC | SCE | Com | WaterHeat | Com - Lodging | Participant Cost Test | Energy Efficiency | 1996.7391 | 2326.1471 | 2681.7757 | 3053.628 | 3450.9321 | 3854.9364 | 4244.9141 | 4592.263 | 4197.8252 | 4179.0313 | 3908.3306 | 3255.9581 | 2054.1229
Scenario 2: High TRC | SCE | Com | WaterHeat | Com - Lodging | Participant Cost Test | Fuel Substitution | 7256248.9181 | 7131505.2929 | 6546922.7224 | 5989340.7483 | 5090457.8634 | 7471818.9598 | 7646448.87 | 8095575.2701 | 6037604.149 | 5329330.9014 | 4288879.0178 | 3021922.3807 | 1603615.2346
Scenario 2: High TRC | SCE | Com | WaterHeat | Com - Lodging | Program Administrator Cost Test | Energy Efficiency | 554.9048 | 711.3432 | 907.8942 | 1152.1014 | 1468.0658 | 1860.951 | 2317.8901 | 2848.1432 | 3486.9066 | 4251.0397 | 5212.9609 | 6360.4063 | 7746.4022
Scenario 2: High TRC | SCE | Com | WaterHeat | Com - Lodging | Program Administrator Cost Test | Fuel Substitution | 8378737.3995 | 8671429.7298 | 8981429.6254 | 9390819.2306 | 9921045.3131 | 4062246.1333 | 5243726.0468 | 6321075.4055 | 7169042.3517 | 7746703.7871 | 8166097.8159 | 8405225.8432 | 8535651.2102
Scenario 2: High TRC | SCE | Com | WaterHeat | Com - Lodging | Rate Impact Measure Test | Energy Efficiency | 554.9048 | 711.3432 | 907.8942 | 1152.1014 | 1468.0658 | 1860.951 | 2317.8901 | 2848.1432 | 3486.9066 | 4251.0397 | 5212.9609 | 6360.4063 | 7746.4022
Scenario 2: High TRC | SCE | Com | WaterHeat | Com - Lodging | Rate Impact Measure Test | Fuel Substitution | 10764976.5866 | 10883238.5072 | 10998820.387 | 11219157.0919 | 11582500.5784 | 4062246.1333 | 5243726.0468 | 6321075.4055 | 7169042.3517 | 7746703.7871 | 8166097.8159 | 8405225.8432 | 8535651.2102
Scenario 2: High TRC | SCE | Com | WaterHeat | Com - Lodging | Total Resource Cost Test | Energy Efficiency | 701.0212 | 888.4594 | 1122.1956 | 1410.5389 | 1779.8322 | 2236.5104 | 2769.7006 | 3391.1754 | 3486.9066 | 4251.0397 | 5212.9609 | 6360.4063 | 7746.4022
Scenario 2: High TRC | SCE | Com | WaterHeat | Com - Lodging | Total Resource Cost Test | Fuel Substitution | 15451932.9049 | 15620897.7168 | 15347165.6141 | 15198259.4852 | 14827147.7783 | 6220281.968 | 6887268.1019 | 8130504.8606 | 7169042.3517 | 7746703.7871 | 8166097.8159 | 8405225.8432 | 8535651.2102
Scenario 2: High TRC | SCE | Com | WaterHeat | Com - Office (Large) | Participant Cost Test | Energy Efficiency | 5490.2496 | 6382.0493 | 7316.1138 | 8290.4461 | 9320.1531 | 10348.4215 | 11298.8907 | 12115.4418 | 11528.4562 | 11422.4101 | 10656.0398 | 8878.403 | 5681.3476
Scenario 2: High TRC | SCE | Com | WaterHeat | Com - Office (Large) | Participant Cost Test | Fuel Substitution | 817060.7677 | 801512.8631 | 751394.3926 | 697871.0244 | 561148.912 | 1865117.0227 | 2092387.5306 | 2200321.1769 | 1833423.8502 | 1613052.1836 | 1296249.582 | 915614.6486 | 494604.496
Scenario 2: High TRC | SCE | Com | WaterHeat | Com - Office (Large) | Program Administrator Cost Test | Energy Efficiency | 1561.9537 | 1999.6899 | 2540.6503 | 3213.1037 | 4079.9807 | 5151.7765 | 6380.0892 | 7798.7572 | 9485.1171 | 11484.0456 | 13997.8289 | 16961.3626 | 20530.2127
Scenario 2: High TRC | SCE | Com | WaterHeat | Com - Office (Large) | Program Administrator Cost Test | Fuel Substitution | 2157901.13 | 2230586.6174 | 2346812.1275 | 2480161.8831 | 2624457.046 | 1235515.5419 | 1590356.7456 | 1906973.0835 | 2149948.8227 | 2309616.8974 | 2420791.5054 | 2477058.8541 | 2499949.4905
Scenario 2: High TRC | SCE | Com | WaterHeat | Com - Office (Large) | Rate Impact Measure Test | Energy Efficiency | 1561.9537 | 1999.6899 | 2540.6503 | 3213.1037 | 4079.9807 | 5151.7765 | 6380.0892 | 7798.7572 | 9485.1171 | 11484.0456 | 13997.8289 | 16961.3626 | 20530.2127
Scenario 2: High TRC | SCE | Com | WaterHeat | Com - Office (Large) | Rate Impact Measure Test | Fuel Substitution | 2794821.9534 | 2820142.8279 | 2893507.0181 | 2981156.9109 | 3080144.3663 | 1235515.5419 | 1590356.7456 | 1906973.0835 | 2149948.8227 | 2309616.8974 | 2420791.5054 | 2477058.8541 | 2499949.4905
Scenario 2: High TRC | SCE | Com | WaterHeat | Com - Office (Large) | Total Resource Cost Test | Energy Efficiency | 1821.3573 | 2313.7184 | 2918.8857 | 3667.6908 | 4626.4544 | 5807.5111 | 7164.4531 | 8736.5708 | 9485.1171 | 11484.0456 | 13997.8289 | 16961.3626 | 20530.2127
Scenario 2: High TRC | SCE | Com | WaterHeat | Com - Office (Large) | Total Resource Cost Test | Fuel Substitution | 2907166.8672 | 2965581.153 | 3031798.3201 | 3111458.0933 | 3118799.0061 | 1470512.8587 | 1844702.7543 | 2190319.9822 | 2149948.8227 | 2309616.8974 | 2420791.5054 | 2477058.8541 | 2499949.4905
Scenario 2: High TRC | SCE | Com | WaterHeat | Com - Office (Small) | Participant Cost Test | Energy Efficiency | 1191.2439 | 1375.4647 | 1570.3629 | 1772.3734 | 1345.0645 | 6239.7451 | 2291.1229 | 2505.9484 | 2535.1338 | 2546.7175 | 2398.0768 | 2014.5064 | 1299.4324
Scenario 2: High TRC | SCE | Com | WaterHeat | Com - Office (Small) | Participant Cost Test | Fuel Substitution | 59520.1216 | 58340.7711 | 57201.6074 | 56145.3656 | 47974.4829 | 381801.644 | 431431.697 | 451200.9965 | 415271.5679 | 365284.5378 | 293717.9742 | 207843.6298 | 112755.044
Scenario 2: High TRC | SCE | Com | WaterHeat | Com - Office (Small) | Program Administrator Cost Test | Energy Efficiency | 347.5309 | 442.4058 | 560.5459 | 707.256 | 607.4879 | 3213.023 | 1342.5215 | 1681.1967 | 2082.5799 | 2555.6208 | 3142.3802 | 3834.7705 | 4663.9439
Scenario 2: High TRC | SCE | Com | WaterHeat | Com - Office (Small) | Program Administrator Cost Test | Fuel Substitution | 544403.9664 | 562177.9286 | 580830.4465 | 600927.1058 | 541403.7017 | 280485.7975 | 360677.9751 | 431850.0474 | 486345.8261 | 522211.1001 | 547416.9921 | 560635.8962 | 566776.5939
Scenario 2: High TRC | SCE | Com | WaterHeat | Com - Office (Small) | Rate Impact Measure Test | Energy Efficiency | 347.5309 | 442.4058 | 560.5459 | 707.256 | 607.4879 | 3213.023 | 1342.5215 | 1681.1967 | 2082.5799 | 2555.6208 | 3142.3802 | 3834.7705 | 4663.9439
Scenario 2: High TRC | SCE | Com | WaterHeat | Com - Office (Small) | Rate Impact Measure Test | Fuel Substitution | 710354.5568 | 715722.4257 | 720669.6298 | 726401.9356 | 638585.022 | 280485.7975 | 360677.9751 | 431850.0474 | 486345.8261 | 522211.1001 | 547416.9921 | 560635.8962 | 566776.5939
Scenario 2: High TRC | SCE | Com | WaterHeat | Com - Office (Small) | Total Resource Cost Test | Energy Efficiency | 374.1389 | 474.4343 | 599.0173 | 753.3855 | 644.9988 | 3401.5591 | 1418.6105 | 1774.3974 | 2082.5799 | 2555.6208 | 3142.3802 | 3834.7705 | 4663.9439
Scenario 2: High TRC | SCE | Com | WaterHeat | Com - Office (Small) | Total Resource Cost Test | Fuel Substitution | 586901.7763 | 603833.9421 | 621673.2812 | 641015.8796 | 575658.3494 | 291907.9177 | 374866.1158 | 448467.3799 | 486345.8261 | 522211.1001 | 547416.9921 | 560635.8962 | 566776.5939
Scenario 2: High TRC | SCE | Com | WaterHeat | Com - Other | Participant Cost Test | Energy Efficiency | 77441.6134 | 89828.5477 | 103091.1184 | 116975.6516 | 131487.329 | 146095.4974 | 160165.4063 | 172236.1038 | 162945.0668 | 162236.569 | 151848.6055 | 126839.1736 | 80861.3989
Scenario 2: High TRC | SCE | Com | WaterHeat | Com - Other | Participant Cost Test | Fuel Substitution | 14772792.1961 | 14519487.4197 | 13327006.7668 | 12299358.5113 | 10649344.6682 | 30771587.1874 | 34587480.9257 | 36329596.5296 | 28995881.7667 | 25558548.9476 | 20580477.0157 | 14556420.1474 | 7839221.112
Scenario 2: High TRC | SCE | Com | WaterHeat | Com - Other | Program Administrator Cost Test | Energy Efficiency | 21958.6614 | 28049.7826 | 35673.1319 | 45167.2946 | 57333.732 | 72426.4152 | 90030.4777 | 110317.4288 | 134673.3249 | 164020.8091 | 200918.4138 | 244885.1809 | 298133.1829
Scenario 2: High TRC | SCE | Com | WaterHeat | Com - Other | Program Administrator Cost Test | Fuel Substitution | 42035367.2114 | 43477385.4399 | 45003389.8655 | 46665161.2268 | 48150290.9662 | 19710817.251 | 25239377.6051 | 30235624.2878 | 34136183.6314 | 36768759.4117 | 38668129.9005 | 39724803.1575 | 40275619.0926
Scenario 2: High TRC | SCE | Com | WaterHeat | Com - Other | Rate Impact Measure Test | Energy Efficiency | 21958.6614 | 28049.7826 | 35673.1319 | 45167.2946 | 57333.732 | 72426.4152 | 90030.4777 | 110317.4288 | 134673.3249 | 164020.8091 | 200918.4138 | 244885.1809 | 298133.1829
Scenario 2: High TRC | SCE | Com | WaterHeat | Com - Other | Rate Impact Measure Test | Fuel Substitution | 54848016.6479 | 55357369.1662 | 55847952.2131 | 56420577.1583 | 56818040.4698 | 19710817.251 | 25239377.6051 | 30235624.2878 | 34136183.6314 | 36768759.4117 | 38668129.9005 | 39724803.1575 | 40275619.0926
Scenario 2: High TRC | SCE | Com | WaterHeat | Com - Other | Total Resource Cost Test | Energy Efficiency | 26007.8494 | 32940.6987 | 41569.8814 | 52262.5921 | 65860.3258 | 82662.2266 | 102319.9887 | 125046.9786 | 134673.3249 | 164020.8091 | 200918.4138 | 244885.1809 | 298133.1829
Scenario 2: High TRC | SCE | Com | WaterHeat | Com - Other | Total Resource Cost Test | Fuel Substitution | 55504653.2166 | 56710146.6469 | 57064390.1937 | 57717996.1112 | 57580027.6118 | 24553971.5071 | 30750301.5431 | 36277720.6619 | 34136183.6314 | 36768759.4117 | 38668129.9005 | 39724803.1575 | 40275619.0926
Scenario 2: High TRC | SCE | Com | WaterHeat | Com - Refrig. Warehouse | Participant Cost Test | Energy Efficiency | 966.0338 | 444.9637 | 517.3136 | 588.6007 | 661.9707 | 734.2842 | 800.9512 | 854.0463 | 870.9007 | 865.7309 | 807.4508 | 671.9119 | 423.7016
Scenario 2: High TRC | SCE | Com | WaterHeat | Com - Refrig. Warehouse | Participant Cost Test | Fuel Substitution | 2651.704 | 2617.2574 | 2332.8119 | 2573.487 | 2588.836 | 30966.2454 | 35162.0157 | 36945.0423 | 34971.4086 | 30858.2325 | 24817.0808 | 17481.4288 | 9293.5613
Scenario 2: High TRC | SCE | Com | WaterHeat | Com - Refrig. Warehouse | Program Administrator Cost Test | Energy Efficiency | 286.9956 | 145.8696 | 188.4137 | 239.9873 | 305.9897 | 387.7869 | 482.6461 | 591.3313 | 722.8325 | 879.785 | 1075.6052 | 1310.0963 | 1592.0566
Scenario 2: High TRC | SCE | Com | WaterHeat | Com - Refrig. Warehouse | Program Administrator Cost Test | Fuel Substitution | 48910.6451 | 50592.3487 | 47250.6535 | 54507.3898 | 57541.5596 | 23367.9429 | 30278.3936 | 36555.8483 | 41467.2818 | 44779.1793 | 47147.558 | 48466.2592 | 49162.5722
Scenario 2: High TRC | SCE | Com | WaterHeat | Com - Refrig. Warehouse | Rate Impact Measure Test | Energy Efficiency | 286.9956 | 145.8696 | 188.4137 | 239.9873 | 305.9897 | 387.7869 | 482.6461 | 591.3313 | 722.8325 | 879.785 | 1075.6052 | 1310.0963 | 1592.0566
Scenario 2: High TRC | SCE | Com | WaterHeat | Com - Refrig. Warehouse | Rate Impact Measure Test | Fuel Substitution | 61302.4333 | 62063.4712 | 56663.7942 | 63813.9532 | 65981.2873 | 23367.9429 | 30278.3936 | 36555.8483 | 41467.2818 | 44779.1793 | 47147.558 | 48466.2592 | 49162.5722
Scenario 2: High TRC | SCE | Com | WaterHeat | Com - Refrig. Warehouse | Total Resource Cost Test | Energy Efficiency | 295.5592 | 149.9853 | 193.4534 | 246.0876 | 313.3533 | 396.6552 | 493.3071 | 604.1073 | 722.8325 | 879.785 | 1075.6052 | 1310.0963 | 1592.0566
Scenario 2: High TRC | SCE | Com | WaterHeat | Com - Refrig. Warehouse | Total Resource Cost Test | Fuel Substitution | 50370.0752 | 52025.0904 | 48520.4115 | 55897.6419 | 58933.0037 | 23738.8123 | 30742.5916 | 37104.062 | 41467.2818 | 44779.1793 | 47147.558 | 48466.2592 | 49162.5722
Scenario 2: High TRC | SCE | Com | WaterHeat | Com - Restaurant | Participant Cost Test | Energy Efficiency | 22360.4343 | 25954.8203 | 29774.2625 | 33760.2316 | 37914.2681 | 41926.9953 | 45591.4857 | 48624.8493 | 49583.1676 | 49307.2409 | 46114.381 | 38521.0529 | 24673.5306
Scenario 2: High TRC | SCE | Com | WaterHeat | Com - Restaurant | Participant Cost Test | Fuel Substitution | 1835794.5736 | 1804579.5816 | 1789024.0505 | 1797142.5373 | 1810876.2764 | 23779739.3745 | 26752574.6921 | 27905030.8089 | 26311735.1683 | 23197054.7708 | 18700599.1757 | 13262024.6663 | 7192109.4985
Scenario 2: High TRC | SCE | Com | WaterHeat | Com - Restaurant | Program Administrator Cost Test | Energy Efficiency | 6620.6933 | 8478.2163 | 10802.6366 | 13707.5743 | 17445.6179 | 22030.5242 | 27317.171 | 33448.4054 | 40829.0523 | 49624.0981 | 60656.8147 | 73733.5011 | 89488.2317
Scenario 2: High TRC | SCE | Com | WaterHeat | Com - Restaurant | Program Administrator Cost Test | Fuel Substitution | 29752514.7029 | 30812250.3952 | 32189423.6605 | 34085812.1431 | 36217013.2505 | 17818558.874 | 22858051.4834 | 27369909.3999 | 30876172.6503 | 33243054.9427 | 34963236.907 | 35936571.5561 | 36461932.7855
Scenario 2: High TRC | SCE | Com | WaterHeat | Com - Restaurant | Rate Impact Measure Test | Energy Efficiency | 6620.6933 | 8478.2163 | 10802.6366 | 13707.5743 | 17445.6179 | 22030.5242 | 27317.171 | 33448.4054 | 40829.0523 | 49624.0981 | 60656.8147 | 73733.5011 | 89488.2317
Scenario 2: High TRC | SCE | Com | WaterHeat | Com - Restaurant | Rate Impact Measure Test | Fuel Substitution | 37614419.2012 | 38091672.4556 | 38872463.9711 | 40200917.2528 | 41782656.7776 | 17818558.874 | 22858051.4834 | 27369909.3999 | 30876172.6503 | 33243054.9427 | 34963236.907 | 35936571.5561 | 36461932.7855
Scenario 2: High TRC | SCE | Com | WaterHeat | Com - Restaurant | Total Resource Cost Test | Energy Efficiency | 6817.1711 | 8716.1265 | 11090.0116 | 14054.1155 | 17863.1592 | 22531.5936 | 27917.2778 | 34167.1399 | 40829.0523 | 49624.0981 | 60656.8147 | 73733.5011 | 89488.2317
Scenario 2: High TRC | SCE | Com | WaterHeat | Com - Restaurant | Total Resource Cost Test | Fuel Substitution | 30639371.6075 | 31684037.7909 | 33053707.4358 | 34954035.0582 | 37091886.8514 | 18099814.1786 | 23206579.2351 | 27778129.1322 | 30876172.6503 | 33243054.9427 | 34963236.907 | 35936571.5561 | 36461932.7855
Scenario 2: High TRC | SCE | Com | WaterHeat | Com - Retail | Participant Cost Test | Energy Efficiency | 5305.4413 | 6158.8183 | 7070.7473 | 8050.1236 | 9103.7204 | 10183.9458 | 11247.6696 | 12257.0079 | 9753.8542 | 9671.1228 | 9019.5132 | 7512.4633 | 4797.9433
Scenario 2: High TRC | SCE | Com | WaterHeat | Com - Retail | Participant Cost Test | Fuel Substitution | 136248.5695 | 133781.8729 | 265335.1981 | 325291.0291 | 399654.9267 | 1395035.7041 | 1569315.8385 | 1664140.021 | 974962.9775 | 858814.855 | 691592.4757 | 489818.3203 | 265253.7362
Scenario 2: High TRC | SCE | Com | WaterHeat | Com - Retail | Program Administrator Cost Test | Energy Efficiency | 1348.4668 | 1716.4522 | 2171.8912 | 2740.5092 | 3471.3063 | 4370.636 | 5404.0268 | 6600.0991 | 8031.3721 | 9732.6789 | 11862.9269 | 14378.0104 | 17397.7905
Scenario 2: High TRC | SCE | Com | WaterHeat | Com - Retail | Program Administrator Cost Test | Fuel Substitution | 1212509.8452 | 1254358.1937 | 1298256.5424 | 1345452.2033 | 1387035.5629 | 664984.5357 | 849193.2157 | 1015036.8356 | 1144075.0195 | 1230711.8065 | 1292972.6431 | 1327192.6995 | 1344582.4141
Scenario 2: High TRC | SCE | Com | WaterHeat | Com - Retail | Rate Impact Measure Test | Energy Efficiency | 1348.4668 | 1716.4522 | 2171.8912 | 2740.5092 | 3471.3063 | 4370.636 | 5404.0268 | 6600.0991 | 8031.3721 | 9732.6789 | 11862.9269 | 14378.0104 | 17397.7905
Scenario 2: High TRC | SCE | Com | WaterHeat | Com - Retail | Rate Impact Measure Test | Fuel Substitution | 1601078.7153 | 1614717.7348 | 1627320.0517 | 1641586.445 | 1649853.9364 | 664984.5357 | 849193.2157 | 1015036.8356 | 1144075.0195 | 1230711.8065 | 1292972.6431 | 1327192.6995 | 1344582.4141
Scenario 2: High TRC | SCE | Com | WaterHeat | Com - Retail | Total Resource Cost Test | Energy Efficiency | 2139.5762 | 2668.6489 | 3314.0954 | 4110.1669 | 5113.7578 | 6335.8244 | 7750.9387 | 9403.7895 | 8031.3721 | 9732.6789 | 11862.9269 | 14378.0104 | 17397.7905
Scenario 2: High TRC | SCE | Com | WaterHeat | Com - Retail | Total Resource Cost Test | Fuel Substitution | 1311138.6036 | 1351198.7044 | 1527307.6422 | 1635068.5841 | 1751811.0467 | 1183055.9046 | 1437571.4466 | 1659421.7607 | 1144075.0195 | 1230711.8065 | 1292972.6431 | 1327192.6995 | 1344582.4141
Scenario 2: High TRC | SCE | Com | WaterHeat | Com - School | Participant Cost Test | Energy Efficiency | 5405.756 | 6298.7249 | 7250.6587 | 8239.9481 | 9259.6901 | 10293.9245 | 11266.6396 | 12129.3329 | 11014.1214 | 10951.6578 | 10243.0276 | 8594.4231 | 5576.2241
Scenario 2: High TRC | SCE | Com | WaterHeat | Com - School | Participant Cost Test | Fuel Substitution | 407656.177 | 401043.348 | 400521.2521 | 401628.8347 | 878364.5704 | 5201181.5048 | 5861984.7499 | 6160481.0761 | 4670369.8231 | 4101523.016 | 3295469.8498 | 2332965.6426 | 1269908.6086
Scenario 2: High TRC | SCE | Com | WaterHeat | Com - School | Program Administrator Cost Test | Energy Efficiency | 1487.8066 | 1906.6008 | 2428.146 | 3072.8357 | 3889.8561 | 4901.4033 | 6059.0122 | 7394.7962 | 9003.3535 | 10923.6706 | 13317.0847 | 16174.5485 | 19589.6254
Scenario 2: High TRC | SCE | Com | WaterHeat | Com - School | Program Administrator Cost Test | Fuel Substitution | 5658002.2238 | 5864961.3903 | 6173979.7742 | 6527850.0232 | 6907606.3137 | 3176104.5992 | 4069269.9479 | 4855095.9625 | 5451918.3065 | 5841594.9234 | 6113944.6054 | 6254172.5212 | 6315365.6187
Scenario 2: High TRC | SCE | Com | WaterHeat | Com - School | Rate Impact Measure Test | Energy Efficiency | 1487.8066 | 1906.6008 | 2428.146 | 3072.8357 | 3889.8561 | 4901.4033 | 6059.0122 | 7394.7962 | 9003.3535 | 10923.6706 | 13317.0847 | 16174.5485 | 19589.6254
Scenario 2: High TRC | SCE | Com | WaterHeat | Com - School | Rate Impact Measure Test | Fuel Substitution | 7212426.2509 | 7306514.4475 | 7509317.4016 | 7749574.952 | 8016521.2166 | 3176104.5992 | 4069269.9479 | 4855095.9625 | 5451918.3065 | 5841594.9234 | 6113944.6054 | 6254172.5212 | 6315365.6187
Scenario 2: High TRC | SCE | Com | WaterHeat | Com - School | Total Resource Cost Test | Energy Efficiency | 1896.8738 | 2402.2867 | 3026.6022 | 3792.5696 | 4752.4075 | 5934.2404 | 7292.2107 | 8866.9652 | 9003.3535 | 10923.6706 | 13317.0847 | 16174.5485 | 19589.6254
Scenario 2: High TRC | SCE | Com | WaterHeat | Com - School | Total Resource Cost Test | Fuel Substitution | 5886115.9969 | 6089354.581 | 6398044.6593 | 6752496.3538 | 7608371.9163 | 4172646.8002 | 5211027.1148 | 6115395.5817 | 5451918.3065 | 5841594.9234 | 6113944.6054 | 6254172.5212 | 6315365.6187
Scenario 2: High TRC | SCE | Com | WaterHeat | Com - Warehouse | Participant Cost Test | Energy Efficiency | 1054.7749 | 1223.2471 | 1402.9861 | 1596.6945 | 1807.0146 | 2021.0082 | 2230.6713 | 2427.367 | 1974.9926 | 1958.4752 | 1826.2196 | 1520.0226 | 969.4264
Scenario 2: High TRC | SCE | Com | WaterHeat | Com - Warehouse | Participant Cost Test | Fuel Substitution | 13454.601 | 13194.7022 | 22018.9882 | 25953.4235 | 31262.6926 | 104339.8363 | 117188.529 | 123912.5063 | 76842.0596 | 67656.9362 | 54451.5819 | 38534.477 | 20833.9177
Scenario 2: High TRC | SCE | Com | WaterHeat | Com - Warehouse | Program Administrator Cost Test | Energy Efficiency | 274.1991 | 348.9833 | 441.6184 | 557.7617 | 708.148 | 893.1605 | 1106.3201 | 1353.4705 | 1627.9181 | 1973.4662 | 2405.9493 | 2916.2363 | 3531.5232
Scenario 2: High TRC | SCE | Com | WaterHeat | Com - Warehouse | Program Administrator Cost Test | Fuel Substitution | 126921.2575 | 131218.4233 | 135770.4276 | 140754.7074 | 146237.1108 | 52566.9953 | 67040.7483 | 80091.5903 | 90247.3832 | 97055.652 | 101938.001 | 104615.9391 | 105995.3235
Scenario 2: High TRC | SCE | Com | WaterHeat | Com - Warehouse | Rate Impact Measure Test | Energy Efficiency | 274.1991 | 348.9833 | 441.6184 | 557.7617 | 708.148 | 893.1605 | 1106.3201 | 1353.4705 | 1627.9181 | 1973.4662 | 2405.9493 | 2916.2363 | 3531.5232
Scenario 2: High TRC | SCE | Com | WaterHeat | Com - Warehouse | Rate Impact Measure Test | Fuel Substitution | 163291.785 | 164919.2931 | 166501.4546 | 168363.0298 | 170870.8645 | 52566.9953 | 67040.7483 | 80091.5903 | 90247.3832 | 97055.652 | 101938.001 | 104615.9391 | 105995.3235
Scenario 2: High TRC | SCE | Com | WaterHeat | Com - Warehouse | Total Resource Cost Test | Energy Efficiency | 411.4402 | 514.1496 | 639.7595 | 795.5834 | 994.0028 | 1235.7791 | 1516.2239 | 1843.9832 | 1627.9181 | 1973.4662 | 2405.9493 | 2916.2363 | 3531.5232
Scenario 2: High TRC | SCE | Com | WaterHeat | Com - Warehouse | Total Resource Cost Test | Fuel Substitution | 136371.5121 | 140484.2427 | 153932.2388 | 162914.9271 | 173762.5027 | 87621.5513 | 106836.4939 | 123598.272 | 90247.3832 | 97055.652 | 101938.001 | 104615.9391 | 105995.3235
Scenario 2: High TRC | SCE | Com | WholeBlg | Com - College | Participant Cost Test | Energy Efficiency | 448428.0735 | 482547.364 | 520481.715 | 561949.1258 | 614229.9151 | 673630.3856 | 725958.3744 | 760197.8084 | 794945.537 | 831655.6335 | 863776.7487 | 882254.9967 | 900513.7822
Scenario 2: High TRC | SCE | Com | WholeBlg | Com - College | Program Administrator Cost Test | Energy Efficiency | 448428.0735 | 482547.364 | 520481.715 | 561949.1258 | 614229.9151 | 673630.3856 | 725958.3744 | 760197.8084 | 794945.537 | 831655.6335 | 863776.7487 | 882254.9967 | 900513.7822
Scenario 2: High TRC | SCE | Com | WholeBlg | Com - College | Rate Impact Measure Test | Energy Efficiency | 448428.0735 | 482547.364 | 520481.715 | 561949.1258 | 614229.9151 | 673630.3856 | 725958.3744 | 760197.8084 | 794945.537 | 831655.6335 | 863776.7487 | 882254.9967 | 900513.7822
Scenario 2: High TRC | SCE | Com | WholeBlg | Com - College | Total Resource Cost Test | Energy Efficiency | 448428.0735 | 482547.364 | 520481.715 | 561949.1258 | 614229.9151 | 673630.3856 | 725958.3744 | 760197.8084 | 794945.537 | 831655.6335 | 863776.7487 | 882254.9967 | 900513.7822
Scenario 2: High TRC | SCE | Com | WholeBlg | Com - Grocery | Participant Cost Test | Energy Efficiency | 1537577.7051 | 1655988.5048 | 1789705.8705 | 1933486.2057 | 2116198.5307 | 2322488.9545 | 2494737.5872 | 2608937.4623 | 2726618.5985 | 2844701.018 | 2954600.3677 | 3016182.2776 | 2996948.6572
Scenario 2: High TRC | SCE | Com | WholeBlg | Com - Grocery | Program Administrator Cost Test | Energy Efficiency | 1537577.7051 | 1655988.5048 | 1789705.8705 | 1933486.2057 | 2116198.5307 | 2322488.9545 | 2494737.5872 | 2608937.4623 | 2726618.5985 | 2844701.018 | 2954600.3677 | 3016182.2776 | 2996948.6572
Scenario 2: High TRC | SCE | Com | WholeBlg | Com - Grocery | Rate Impact Measure Test | Energy Efficiency | 1537577.7051 | 1655988.5048 | 1789705.8705 | 1933486.2057 | 2116198.5307 | 2322488.9545 | 2494737.5872 | 2608937.4623 | 2726618.5985 | 2844701.018 | 2954600.3677 | 3016182.2776 | 2996948.6572
Scenario 2: High TRC | SCE | Com | WholeBlg | Com - Grocery | Total Resource Cost Test | Energy Efficiency | 1537577.7051 | 1655988.5048 | 1789705.8705 | 1933486.2057 | 2116198.5307 | 2322488.9545 | 2494737.5872 | 2608937.4623 | 2726618.5985 | 2844701.018 | 2954600.3677 | 3016182.2776 | 2996948.6572
Scenario 2: High TRC | SCE | Com | WholeBlg | Com - Health | Participant Cost Test | Energy Efficiency | 1466040.3578 | 1584895.6558 | 1717027.7615 | 1860402.4904 | 2041245.6394 | 2244968.2721 | 2424012.4173 | 2543077.2358 | 2664591.2214 | 2790144.378 | 2904577.8188 | 2970954.5682 | 3034980.5207
Scenario 2: High TRC | SCE | Com | WholeBlg | Com - Health | Program Administrator Cost Test | Energy Efficiency | 1466040.3578 | 1584895.6558 | 1717027.7615 | 1860402.4904 | 2041245.6394 | 2244968.2721 | 2424012.4173 | 2543077.2358 | 2664591.2214 | 2790144.378 | 2904577.8188 | 2970954.5682 | 3034980.5207
Scenario 2: High TRC | SCE | Com | WholeBlg | Com - Health | Rate Impact Measure Test | Energy Efficiency | 1466040.3578 | 1584895.6558 | 1717027.7615 | 1860402.4904 | 2041245.6394 | 2244968.2721 | 2424012.4173 | 2543077.2358 | 2664591.2214 | 2790144.378 | 2904577.8188 | 2970954.5682 | 3034980.5207
Scenario 2: High TRC | SCE | Com | WholeBlg | Com - Health | Total Resource Cost Test | Energy Efficiency | 1466040.3578 | 1584895.6558 | 1717027.7615 | 1860402.4904 | 2041245.6394 | 2244968.2721 | 2424012.4173 | 2543077.2358 | 2664591.2214 | 2790144.378 | 2904577.8188 | 2970954.5682 | 3034980.5207
Scenario 2: High TRC | SCE | Com | WholeBlg | Com - Lodging | Participant Cost Test | Energy Efficiency | 693485.2154 | 747415.3732 | 806414.6879 | 871615.0282 | 953954.1866 | 1046791.7825 | 1127935.9439 | 1181364.3753 | 1235582.8987 | 1292143.7048 | 1343136.7541 | 1371453.721 | 1392737.7002
Scenario 2: High TRC | SCE | Com | WholeBlg | Com - Lodging | Program Administrator Cost Test | Energy Efficiency | 693485.2154 | 747415.3732 | 806414.6879 | 871615.0282 | 953954.1866 | 1046791.7825 | 1127935.9439 | 1181364.3753 | 1235582.8987 | 1292143.7048 | 1343136.7541 | 1371453.721 | 1392737.7002
Scenario 2: High TRC | SCE | Com | WholeBlg | Com - Lodging | Rate Impact Measure Test | Energy Efficiency | 693485.2154 | 747415.3732 | 806414.6879 | 871615.0282 | 953954.1866 | 1046791.7825 | 1127935.9439 | 1181364.3753 | 1235582.8987 | 1292143.7048 | 1343136.7541 | 1371453.721 | 1392737.7002
Scenario 2: High TRC | SCE | Com | WholeBlg | Com - Lodging | Total Resource Cost Test | Energy Efficiency | 693485.2154 | 747415.3732 | 806414.6879 | 871615.0282 | 953954.1866 | 1046791.7825 | 1127935.9439 | 1181364.3753 | 1235582.8987 | 1292143.7048 | 1343136.7541 | 1371453.721 | 1392737.7002
Scenario 2: High TRC | SCE | Com | WholeBlg | Com - Office (Large) | Participant Cost Test | Energy Efficiency | 2917755.2794 | 3118882.3104 | 3340736.762 | 3577415.5147 | 3879729.5999 | 4218898.7408 | 4507075.0943 | 4678176.4033 | 4848935.2589 | 5024166.0316 | 5174089.2355 | 5237241.7571 | 5363632.9892
Scenario 2: High TRC | SCE | Com | WholeBlg | Com - Office (Large) | Program Administrator Cost Test | Energy Efficiency | 2917755.2794 | 3118882.3104 | 3340736.762 | 3577415.5147 | 3879729.5999 | 4218898.7408 | 4507075.0943 | 4678176.4033 | 4848935.2589 | 5024166.0316 | 5174089.2355 | 5237241.7571 | 5363632.9892
Scenario 2: High TRC | SCE | Com | WholeBlg | Com - Office (Large) | Rate Impact Measure Test | Energy Efficiency | 2917755.2794 | 3118882.3104 | 3340736.762 | 3577415.5147 | 3879729.5999 | 4218898.7408 | 4507075.0943 | 4678176.4033 | 4848935.2589 | 5024166.0316 | 5174089.2355 | 5237241.7571 | 5363632.9892
Scenario 2: High TRC | SCE | Com | WholeBlg | Com - Office (Large) | Total Resource Cost Test | Energy Efficiency | 2917755.2794 | 3118882.3104 | 3340736.762 | 3577415.5147 | 3879729.5999 | 4218898.7408 | 4507075.0943 | 4678176.4033 | 4848935.2589 | 5024166.0316 | 5174089.2355 | 5237241.7571 | 5363632.9892
Scenario 2: High TRC | SCE | Com | WholeBlg | Com - Office (Small) | Participant Cost Test | Energy Efficiency | 512221.5634 | 549000.138 | 590007.0622 | 634043.4436 | 690063.9208 | 752983.1903 | 806165.7702 | 839139.4074 | 872469.7979 | 907164.7661 | 937141.7548 | 951558.077 | 965079.2832
Scenario 2: High TRC | SCE | Com | WholeBlg | Com - Office (Small) | Program Administrator Cost Test | Energy Efficiency | 512221.5634 | 549000.138 | 590007.0622 | 634043.4436 | 690063.9208 | 752983.1903 | 806165.7702 | 839139.4074 | 872469.7979 | 907164.7661 | 937141.7548 | 951558.077 | 965079.2832
Scenario 2: High TRC | SCE | Com | WholeBlg | Com - Office (Small) | Rate Impact Measure Test | Energy Efficiency | 512221.5634 | 549000.138 | 590007.0622 | 634043.4436 | 690063.9208 | 752983.1903 | 806165.7702 | 839139.4074 | 872469.7979 | 907164.7661 | 937141.7548 | 951558.077 | 965079.2832
Scenario 2: High TRC | SCE | Com | WholeBlg | Com - Office (Small) | Total Resource Cost Test | Energy Efficiency | 512221.5634 | 549000.138 | 590007.0622 | 634043.4436 | 690063.9208 | 752983.1903 | 806165.7702 | 839139.4074 | 872469.7979 | 907164.7661 | 937141.7548 | 951558.077 | 965079.2832
Scenario 2: High TRC | SCE | Com | WholeBlg | Com - Other | Participant Cost Test | Energy Efficiency | 2228671.4488 | 2391776.3317 | 2570960.0119 | 2767523.0224 | 3016647.7425 | 3297007.9842 | 3541717.054 | 3696586.6305 | 3852864.6112 | 4014588.5908 | 4158155.6774 | 4231900.4309 | 4349051.9146
Scenario 2: High TRC | SCE | Com | WholeBlg | Com - Other | Program Administrator Cost Test | Energy Efficiency | 2228671.4488 | 2391776.3317 | 2570960.0119 | 2767523.0224 | 3016647.7425 | 3297007.9842 | 3541717.054 | 3696586.6305 | 3852864.6112 | 4014588.5908 | 4158155.6774 | 4231900.4309 | 4349051.9146
Scenario 2: High TRC | SCE | Com | WholeBlg | Com - Other | Rate Impact Measure Test | Energy Efficiency | 2228671.4488 | 2391776.3317 | 2570960.0119 | 2767523.0224 | 3016647.7425 | 3297007.9842 | 3541717.054 | 3696586.6305 | 3852864.6112 | 4014588.5908 | 4158155.6774 | 4231900.4309 | 4349051.9146
Scenario 2: High TRC | SCE | Com | WholeBlg | Com - Other | Total Resource Cost Test | Energy Efficiency | 2228671.4488 | 2391776.3317 | 2570960.0119 | 2767523.0224 | 3016647.7425 | 3297007.9842 | 3541717.054 | 3696586.6305 | 3852864.6112 | 4014588.5908 | 4158155.6774 | 4231900.4309 | 4349051.9146
Scenario 2: High TRC | SCE | Com | WholeBlg | Com - Refrig. Warehouse | Participant Cost Test | Energy Efficiency | 171484.4088 | 187172.4432 | 204714.4395 | 224334.7559 | 248746.0156 | 275865.3524 | 298963.029 | 315628.163 | 333002.8602 | 350339.168 | 367283.6947 | 378227.2356 | 374316.6212
Scenario 2: High TRC | SCE | Com | WholeBlg | Com - Refrig. Warehouse | Program Administrator Cost Test | Energy Efficiency | 171484.4088 | 187172.4432 | 204714.4395 | 224334.7559 | 248746.0156 | 275865.3524 | 298963.029 | 315628.163 | 333002.8602 | 350339.168 | 367283.6947 | 378227.2356 | 374316.6212
Scenario 2: High TRC | SCE | Com | WholeBlg | Com - Refrig. Warehouse | Rate Impact Measure Test | Energy Efficiency | 171484.4088 | 187172.4432 | 204714.4395 | 224334.7559 | 248746.0156 | 275865.3524 | 298963.029 | 315628.163 | 333002.8602 | 350339.168 | 367283.6947 | 378227.2356 | 374316.6212
Scenario 2: High TRC | SCE | Com | WholeBlg | Com - Refrig. Warehouse | Total Resource Cost Test | Energy Efficiency | 171484.4088 | 187172.4432 | 204714.4395 | 224334.7559 | 248746.0156 | 275865.3524 | 298963.029 | 315628.163 | 333002.8602 | 350339.168 | 367283.6947 | 378227.2356 | 374316.6212
Scenario 2: High TRC | SCE | Com | WholeBlg | Com - Restaurant | Participant Cost Test | Energy Efficiency | 1648147.0494 | 1797012.8266 | 1956966.0755 | 2126700.9318 | 2327470.6327 | 2534554.9589 | 2703868.8173 | 2816473.5722 | 2915996.5054 | 2995895.9855 | 3046705.125 | 3025731.2346 | 2908603.9351
Scenario 2: High TRC | SCE | Com | WholeBlg | Com - Restaurant | Program Administrator Cost Test | Energy Efficiency | 1409740.3806 | 1542400.9766 | 1691224.0481 | 1857391.2846 | 2065528.2901 | 2298265.9683 | 2505922.9845 | 2667696.079 | 2837737.1502 | 3013520.4636 | 3189351.6032 | 3323967.8153 | 3405586.7789
Scenario 2: High TRC | SCE | Com | WholeBlg | Com - Restaurant | Rate Impact Measure Test | Energy Efficiency | 1409740.3806 | 1542400.9766 | 1691224.0481 | 1857391.2846 | 2065528.2901 | 2298265.9683 | 2505922.9845 | 2667696.079 | 2837737.1502 | 3013520.4636 | 3189351.6032 | 3323967.8153 | 3405586.7789
Scenario 2: High TRC | SCE | Com | WholeBlg | Com - Restaurant | Total Resource Cost Test | Energy Efficiency | 1409740.3806 | 1542400.9766 | 1691224.0481 | 1857391.2846 | 2065528.2901 | 2298265.9683 | 2505922.9845 | 2667696.079 | 2837737.1502 | 3013520.4636 | 3189351.6032 | 3323967.8153 | 3405586.7789
Scenario 2: High TRC | SCE | Com | WholeBlg | Com - Retail | Participant Cost Test | Energy Efficiency | 3077687.837 | 3358441.398 | 3636730.2858 | 3925126.8105 | 4255551.3431 | 4580282.7364 | 4836790.5941 | 4995684.3227 | 5090824.7058 | 5115170.0209 | 5042660.9662 | 4803082.4284 | 4455497.0112
Scenario 2: High TRC | SCE | Com | WholeBlg | Com - Retail | Program Administrator Cost Test | Energy Efficiency | 2237253.4151 | 2456470.0916 | 2697822.3664 | 2967678.9792 | 3309328.9875 | 3697381.0936 | 4061687.2292 | 4367127.8489 | 4687202.9486 | 5028372.854 | 5380287.6413 | 5681922.2692 | 6037658.5185
Scenario 2: High TRC | SCE | Com | WholeBlg | Com - Retail | Rate Impact Measure Test | Energy Efficiency | 2237253.4151 | 2456470.0916 | 2697822.3664 | 2967678.9792 | 3309328.9875 | 3697381.0936 | 4061687.2292 | 4367127.8489 | 4687202.9486 | 5028372.854 | 5380287.6413 | 5681922.2692 | 6037658.5185
Scenario 2: High TRC | SCE | Com | WholeBlg | Com - Retail | Total Resource Cost Test | Energy Efficiency | 2237253.4151 | 2456470.0916 | 2697822.3664 | 2967678.9792 | 3309328.9875 | 3697381.0936 | 4061687.2292 | 4367127.8489 | 4687202.9486 | 5028372.854 | 5380287.6413 | 5681922.2692 | 6037658.5185
Scenario 2: High TRC | SCE | Com | WholeBlg | Com - School | Participant Cost Test | Energy Efficiency | 538758.7122 | 577242.5901 | 619486.438 | 665759.0094 | 724385.3073 | 790255.0785 | 847215.1454 | 882544.412 | 917775.3509 | 954224.6963 | 985459.9806 | 999962.859 | 1021696.0516
Scenario 2: High TRC | SCE | Com | WholeBlg | Com - School | Program Administrator Cost Test | Energy Efficiency | 538758.7122 | 577242.5901 | 619486.438 | 665759.0094 | 724385.3073 | 790255.0785 | 847215.1454 | 882544.412 | 917775.3509 | 954224.6963 | 985459.9806 | 999962.859 | 1021696.0516
Scenario 2: High TRC | SCE | Com | WholeBlg | Com - School | Rate Impact Measure Test | Energy Efficiency | 538758.7122 | 577242.5901 | 619486.438 | 665759.0094 | 724385.3073 | 790255.0785 | 847215.1454 | 882544.412 | 917775.3509 | 954224.6963 | 985459.9806 | 999962.859 | 1021696.0516
Scenario 2: High TRC | SCE | Com | WholeBlg | Com - School | Total Resource Cost Test | Energy Efficiency | 538758.7122 | 577242.5901 | 619486.438 | 665759.0094 | 724385.3073 | 790255.0785 | 847215.1454 | 882544.412 | 917775.3509 | 954224.6963 | 985459.9806 | 999962.859 | 1021696.0516
Scenario 2: High TRC | SCE | Com | WholeBlg | Com - Warehouse | Participant Cost Test | Energy Efficiency | 897703.0755 | 965075.8324 | 1039320.7098 | 1121204.1397 | 1224903.7972 | 1341762.0786 | 1442538.5181 | 2022121.1207 | 2089733.1715 | 2144087.1534 | 2171336.9299 | 2142296.7787 | 2091683.1529
Scenario 2: High TRC | SCE | Com | WholeBlg | Com - Warehouse | Program Administrator Cost Test | Energy Efficiency | 897703.0755 | 965075.8324 | 1039320.7098 | 1121204.1397 | 1224903.7972 | 1341762.0786 | 1442538.5181 | 1891495.5479 | 2013952.3401 | 2145530.9427 | 2276450.5209 | 2378812.9712 | 2499940.4431
Scenario 2: High TRC | SCE | Com | WholeBlg | Com - Warehouse | Rate Impact Measure Test | Energy Efficiency | 897703.0755 | 965075.8324 | 1039320.7098 | 1121204.1397 | 1224903.7972 | 1341762.0786 | 1442538.5181 | 1891495.5479 | 2013952.3401 | 2145530.9427 | 2276450.5209 | 2378812.9712 | 2499940.4431
Scenario 2: High TRC | SCE | Com | WholeBlg | Com - Warehouse | Total Resource Cost Test | Energy Efficiency | 897703.0755 | 965075.8324 | 1039320.7098 | 1121204.1397 | 1224903.7972 | 1341762.0786 | 1442538.5181 | 1891495.5479 | 2013952.3401 | 2145530.9427 | 2276450.5209 | 2378812.9712 | 2499940.4431
Scenario 2: High TRC | SCE | Ind | WholeBlg | Ind - All Other Industrial | Participant Cost Test | Energy Efficiency | 333547.744 | 347748.0019 | 368895.6999 | 390095.2454 | 417958.082 | 451075.9096 | 477391.924 | 488792.3838 | 499330.811 | 509282.1426 | 517163.4502 | 516000.646 | 515417.3881
Scenario 2: High TRC | SCE | Ind | WholeBlg | Ind - All Other Industrial | Program Administrator Cost Test | Energy Efficiency | 333547.744 | 347748.0019 | 368895.6999 | 390095.2454 | 417958.082 | 451075.9096 | 477391.924 | 488792.3838 | 499330.811 | 509282.1426 | 517163.4502 | 516000.646 | 515417.3881
Scenario 2: High TRC | SCE | Ind | WholeBlg | Ind - All Other Industrial | Rate Impact Measure Test | Energy Efficiency | 333547.744 | 347748.0019 | 368895.6999 | 390095.2454 | 417958.082 | 451075.9096 | 477391.924 | 488792.3838 | 499330.811 | 509282.1426 | 517163.4502 | 516000.646 | 515417.3881
Scenario 2: High TRC | SCE | Ind | WholeBlg | Ind - All Other Industrial | Total Resource Cost Test | Energy Efficiency | 333547.744 | 347748.0019 | 368895.6999 | 390095.2454 | 417958.082 | 451075.9096 | 477391.924 | 488792.3838 | 499330.811 | 509282.1426 | 517163.4502 | 516000.646 | 515417.3881
Scenario 2: High TRC | SCE | Ind | WholeBlg | Ind - Chemicals | Participant Cost Test | Energy Efficiency | 1009961.3985 | 1061876.9573 | 1135721.3965 | 1210201.3537 | 1306131.2353 | 1418632.5442 | 1509584.9036 | 1552614.9006 | 1593546.72 | 1632733.2869 | 1665101.0428 | 1667681.0668 | 1671537.28
Scenario 2: High TRC | SCE | Ind | WholeBlg | Ind - Chemicals | Program Administrator Cost Test | Energy Efficiency | 1009961.3985 | 1061876.9573 | 1135721.3965 | 1210201.3537 | 1306131.2353 | 1418632.5442 | 1509584.9036 | 1552614.9006 | 1593546.72 | 1632733.2869 | 1665101.0428 | 1667681.0668 | 1671537.28
Scenario 2: High TRC | SCE | Ind | WholeBlg | Ind - Chemicals | Rate Impact Measure Test | Energy Efficiency | 1009961.3985 | 1061876.9573 | 1135721.3965 | 1210201.3537 | 1306131.2353 | 1418632.5442 | 1509584.9036 | 1552614.9006 | 1593546.72 | 1632733.2869 | 1665101.0428 | 1667681.0668 | 1671537.28
Scenario 2: High TRC | SCE | Ind | WholeBlg | Ind - Chemicals | Total Resource Cost Test | Energy Efficiency | 1009961.3985 | 1061876.9573 | 1135721.3965 | 1210201.3537 | 1306131.2353 | 1418632.5442 | 1509584.9036 | 1552614.9006 | 1593546.72 | 1632733.2869 | 1665101.0428 | 1667681.0668 | 1671537.28
Scenario 2: High TRC | SCE | Ind | WholeBlg | Ind - Electronics | Participant Cost Test | Energy Efficiency | 496527.1762 | 518750.3674 | 551744.71 | 585089.5231 | 628664.0471 | 680564.1502 | 722554.5229 | 742182.5295 | 760558.1108 | 778002.4303 | 792198.8878 | 792394.0825 | 793348.9517
Scenario 2: High TRC | SCE | Ind | WholeBlg | Ind - Electronics | Program Administrator Cost Test | Energy Efficiency | 496527.1762 | 518750.3674 | 551744.71 | 585089.5231 | 628664.0471 | 680564.1502 | 722554.5229 | 742182.5295 | 760558.1108 | 778002.4303 | 792198.8878 | 792394.0825 | 793348.9517
Scenario 2: High TRC | SCE | Ind | WholeBlg | Ind - Electronics | Rate Impact Measure Test | Energy Efficiency | 496527.1762 | 518750.3674 | 551744.71 | 585089.5231 | 628664.0471 | 680564.1502 | 722554.5229 | 742182.5295 | 760558.1108 | 778002.4303 | 792198.8878 | 792394.0825 | 793348.9517
Scenario 2: High TRC | SCE | Ind | WholeBlg | Ind - Electronics | Total Resource Cost Test | Energy Efficiency | 496527.1762 | 518750.3674 | 551744.71 | 585089.5231 | 628664.0471 | 680564.1502 | 722554.5229 | 742182.5295 | 760558.1108 | 778002.4303 | 792198.8878 | 792394.0825 | 793348.9517
Scenario 2: High TRC | SCE | Ind | WholeBlg | Ind - Fabricated Metals | Participant Cost Test | Energy Efficiency | 686089.498 | 720996.863 | 771648.5282 | 820808.5706 | 883477.5171 | 956630.9718 | 1015091.1666 | 1041547.3996 | 1066105.2652 | 1089369.7203 | 1107807.8677 | 1106233.0684 | 1105324.7401
Scenario 2: High TRC | SCE | Ind | WholeBlg | Ind - Fabricated Metals | Program Administrator Cost Test | Energy Efficiency | 686089.498 | 720996.863 | 771648.5282 | 820808.5706 | 883477.5171 | 956630.9718 | 1015091.1666 | 1041547.3996 | 1066105.2652 | 1089369.7203 | 1107807.8677 | 1106233.0684 | 1105324.7401
Scenario 2: High TRC | SCE | Ind | WholeBlg | Ind - Fabricated Metals | Rate Impact Measure Test | Energy Efficiency | 686089.498 | 720996.863 | 771648.5282 | 820808.5706 | 883477.5171 | 956630.9718 | 1015091.1666 | 1041547.3996 | 1066105.2652 | 1089369.7203 | 1107807.8677 | 1106233.0684 | 1105324.7401
Scenario 2: High TRC | SCE | Ind | WholeBlg | Ind - Fabricated Metals | Total Resource Cost Test | Energy Efficiency | 686089.498 | 720996.863 | 771648.5282 | 820808.5706 | 883477.5171 | 956630.9718 | 1015091.1666 | 1041547.3996 | 1066105.2652 | 1089369.7203 | 1107807.8677 | 1106233.0684 | 1105324.7401
Scenario 2: High TRC | SCE | Ind | WholeBlg | Ind - Food | Participant Cost Test | Energy Efficiency | 1428160.9805 | 1484861.4366 | 1571446.8864 | 1658104.0958 | 1772741.518 | 1909665.034 | 2017911.8641 | 2062558.9075 | 2103421.1118 | 2141501.5229 | 2170428.8144 | 2160865.4142 | 2153530.1735
Scenario 2: High TRC | SCE | Ind | WholeBlg | Ind - Food | Program Administrator Cost Test | Energy Efficiency | 1428160.9805 | 1484861.4366 | 1571446.8864 | 1658104.0958 | 1772741.518 | 1909665.034 | 2017911.8641 | 2062558.9075 | 2103421.1118 | 2141501.5229 | 2170428.8144 | 2160865.4142 | 2153530.1735
Scenario 2: High TRC | SCE | Ind | WholeBlg | Ind - Food | Rate Impact Measure Test | Energy Efficiency | 1428160.9805 | 1484861.4366 | 1571446.8864 | 1658104.0958 | 1772741.518 | 1909665.034 | 2017911.8641 | 2062558.9075 | 2103421.1118 | 2141501.5229 | 2170428.8144 | 2160865.4142 | 2153530.1735
Scenario 2: High TRC | SCE | Ind | WholeBlg | Ind - Food | Total Resource Cost Test | Energy Efficiency | 1428160.9805 | 1484861.4366 | 1571446.8864 | 1658104.0958 | 1772741.518 | 1909665.034 | 2017911.8641 | 2062558.9075 | 2103421.1118 | 2141501.5229 | 2170428.8144 | 2160865.4142 | 2153530.1735
Scenario 2: High TRC | SCE | Ind | WholeBlg | Ind - Industrial Machinery | Participant Cost Test | Energy Efficiency | 214606.3157 | 225677.8813 | 241794.6551 | 257244.6535 | 276662.2643 | 299345.7458 | 317698.8229 | 326094.6306 | 333962.9222 | 341463.0264 | 347406.8842 | 347049.8936 | 346886.0717
Scenario 2: High TRC | SCE | Ind | WholeBlg | Ind - Industrial Machinery | Program Administrator Cost Test | Energy Efficiency | 214606.3157 | 225677.8813 | 241794.6551 | 257244.6535 | 276662.2643 | 299345.7458 | 317698.8229 | 326094.6306 | 333962.9222 | 341463.0264 | 347406.8842 | 347049.8936 | 346886.0717
Scenario 2: High TRC | SCE | Ind | WholeBlg | Ind - Industrial Machinery | Rate Impact Measure Test | Energy Efficiency | 214606.3157 | 225677.8813 | 241794.6551 | 257244.6535 | 276662.2643 | 299345.7458 | 317698.8229 | 326094.6306 | 333962.9222 | 341463.0264 | 347406.8842 | 347049.8936 | 346886.0717
Scenario 2: High TRC | SCE | Ind | WholeBlg | Ind - Industrial Machinery | Total Resource Cost Test | Energy Efficiency | 214606.3157 | 225677.8813 | 241794.6551 | 257244.6535 | 276662.2643 | 299345.7458 | 317698.8229 | 326094.6306 | 333962.9222 | 341463.0264 | 347406.8842 | 347049.8936 | 346886.0717
Scenario 2: High TRC | SCE | Ind | WholeBlg | Ind - Lumber & Furniture | Participant Cost Test | Energy Efficiency | 118223.4497 | 123193.1141 | 130689.5139 | 138215.5349 | 148133.965 | 159838.3528 | 169012.3149 | 172894.7052 | 176465.3063 | 179811.7325 | 182412.5287 | 181783.6263 | 181329.255
Scenario 2: High TRC | SCE | Ind | WholeBlg | Ind - Lumber & Furniture | Program Administrator Cost Test | Energy Efficiency | 118223.4497 | 123193.1141 | 130689.5139 | 138215.5349 | 148133.965 | 159838.3528 | 169012.3149 | 172894.7052 | 176465.3063 | 179811.7325 | 182412.5287 | 181783.6263 | 181329.255
Scenario 2: High TRC | SCE | Ind | WholeBlg | Ind - Lumber & Furniture | Rate Impact Measure Test | Energy Efficiency | 118223.4497 | 123193.1141 | 130689.5139 | 138215.5349 | 148133.965 | 159838.3528 | 169012.3149 | 172894.7052 | 176465.3063 | 179811.7325 | 182412.5287 | 181783.6263 | 181329.255
Scenario 2: High TRC | SCE | Ind | WholeBlg | Ind - Lumber & Furniture | Total Resource Cost Test | Energy Efficiency | 118223.4497 | 123193.1141 | 130689.5139 | 138215.5349 | 148133.965 | 159838.3528 | 169012.3149 | 172894.7052 | 176465.3063 | 179811.7325 | 182412.5287 | 181783.6263 | 181329.255
Scenario 2: High TRC | SCE | Ind | WholeBlg | Ind - Paper | Participant Cost Test | Energy Efficiency | 462919.2213 | 473949.3454 | 495038.7167 | 516940.2712 | 547578.9112 | 584261.3618 | 612400.092 | 621844.2506 | 631080.5585 | 640427.9078 | 647742.5816 | 644073.2787 | 641467.0088
Scenario 2: High TRC | SCE | Ind | WholeBlg | Ind - Paper | Program Administrator Cost Test | Energy Efficiency | 462919.2213 | 473949.3454 | 495038.7167 | 516940.2712 | 547578.9112 | 584261.3618 | 612400.092 | 621844.2506 | 631080.5585 | 640427.9078 | 647742.5816 | 644073.2787 | 641467.0088
Scenario 2: High TRC | SCE | Ind | WholeBlg | Ind - Paper | Rate Impact Measure Test | Energy Efficiency | 462919.2213 | 473949.3454 | 495038.7167 | 516940.2712 | 547578.9112 | 584261.3618 | 612400.092 | 621844.2506 | 631080.5585 | 640427.9078 | 647742.5816 | 644073.2787 | 641467.0088
Scenario 2: High TRC | SCE | Ind | WholeBlg | Ind - Paper | Total Resource Cost Test | Energy Efficiency | 462919.2213 | 473949.3454 | 495038.7167 | 516940.2712 | 547578.9112 | 584261.3618 | 612400.092 | 621844.2506 | 631080.5585 | 640427.9078 | 647742.5816 | 644073.2787 | 641467.0088
Scenario 2: High TRC | SCE | Ind | WholeBlg | Ind - Petroleum | Participant Cost Test | Energy Efficiency | 1772537.5069 | 1842402.3949 | 1949776.192 | 2057766.5649 | 2200655.2152 | 2371361.3175 | 2505944.1767 | 2561995.836 | 2613323.1535 | 2660979.5191 | 2697152.4494 | 2685634.36 | 2677021.2447
Scenario 2: High TRC | SCE | Ind | WholeBlg | Ind - Petroleum | Program Administrator Cost Test | Energy Efficiency | 1772537.5069 | 1842402.3949 | 1949776.192 | 2057766.5649 | 2200655.2152 | 2371361.3175 | 2505944.1767 | 2561995.836 | 2613323.1535 | 2660979.5191 | 2697152.4494 | 2685634.36 | 2677021.2447
Scenario 2: High TRC | SCE | Ind | WholeBlg | Ind - Petroleum | Rate Impact Measure Test | Energy Efficiency | 1772537.5069 | 1842402.3949 | 1949776.192 | 2057766.5649 | 2200655.2152 | 2371361.3175 | 2505944.1767 | 2561995.836 | 2613323.1535 | 2660979.5191 | 2697152.4494 | 2685634.36 | 2677021.2447
Scenario 2: High TRC | SCE | Ind | WholeBlg | Ind - Petroleum | Total Resource Cost Test | Energy Efficiency | 1772537.5069 | 1842402.3949 | 1949776.192 | 2057766.5649 | 2200655.2152 | 2371361.3175 | 2505944.1767 | 2561995.836 | 2613323.1535 | 2660979.5191 | 2697152.4494 | 2685634.36 | 2677021.2447
Scenario 2: High TRC | SCE | Ind | WholeBlg | Ind - Plastics | Participant Cost Test | Energy Efficiency | 813876.6916 | 848673.2031 | 900800.5777 | 953206.4331 | 1021972.3622 | 1103708.6789 | 1168456.5941 | 1196272.4309 | 1221994.9853 | 1246070.7621 | 1264815.9455 | 1261132.4131 | 1258703.2374
Scenario 2: High TRC | SCE | Ind | WholeBlg | Ind - Plastics | Program Administrator Cost Test | Energy Efficiency | 813876.6916 | 848673.2031 | 900800.5777 | 953206.4331 | 1021972.3622 | 1103708.6789 | 1168456.5941 | 1196272.4309 | 1221994.9853 | 1246070.7621 | 1264815.9455 | 1261132.4131 | 1258703.2374
Scenario 2: High TRC | SCE | Ind | WholeBlg | Ind - Plastics | Rate Impact Measure Test | Energy Efficiency | 813876.6916 | 848673.2031 | 900800.5777 | 953206.4331 | 1021972.3622 | 1103708.6789 | 1168456.5941 | 1196272.4309 | 1221994.9853 | 1246070.7621 | 1264815.9455 | 1261132.4131 | 1258703.2374
Scenario 2: High TRC | SCE | Ind | WholeBlg | Ind - Plastics | Total Resource Cost Test | Energy Efficiency | 813876.6916 | 848673.2031 | 900800.5777 | 953206.4331 | 1021972.3622 | 1103708.6789 | 1168456.5941 | 1196272.4309 | 1221994.9853 | 1246070.7621 | 1264815.9455 | 1261132.4131 | 1258703.2374
Scenario 2: High TRC | SCE | Ind | WholeBlg | Ind - Primary Metals | Participant Cost Test | Energy Efficiency | 386184.3554 | 407643.9643 | 438664.9254 | 469829.4289 | 508983.4295 | 554913.7953 | 593549.7061 | 614029.3916 | 633690.7439 | 652749.9044 | 668926.2735 | 673025.7014 | 677546.7336
Scenario 2: High TRC | SCE | Ind | WholeBlg | Ind - Primary Metals | Program Administrator Cost Test | Energy Efficiency | 386184.3554 | 407643.9643 | 438664.9254 | 469829.4289 | 508983.4295 | 554913.7953 | 593549.7061 | 614029.3916 | 633690.7439 | 652749.9044 | 668926.2735 | 673025.7014 | 677546.7336
Scenario 2: High TRC | SCE | Ind | WholeBlg | Ind - Primary Metals | Rate Impact Measure Test | Energy Efficiency | 386184.3554 | 407643.9643 | 438664.9254 | 469829.4289 | 508983.4295 | 554913.7953 | 593549.7061 | 614029.3916 | 633690.7439 | 652749.9044 | 668926.2735 | 673025.7014 | 677546.7336
Scenario 2: High TRC | SCE | Ind | WholeBlg | Ind - Primary Metals | Total Resource Cost Test | Energy Efficiency | 386184.3554 | 407643.9643 | 438664.9254 | 469829.4289 | 508983.4295 | 554913.7953 | 593549.7061 | 614029.3916 | 633690.7439 | 652749.9044 | 668926.2735 | 673025.7014 | 677546.7336
Scenario 2: High TRC | SCE | Ind | WholeBlg | Ind - Printing & Publishing | Participant Cost Test | Energy Efficiency | 136728.0305 | 142161.9709 | 150505.2817 | 158884.0664 | 169916.3567 | 182985.3511 | 193295.8203 | 197553.1324 | 201520.0341 | 205259.4777 | 208114.9275 | 207261.9361 | 206606.7743
Scenario 2: High TRC | SCE | Ind | WholeBlg | Ind - Printing & Publishing | Program Administrator Cost Test | Energy Efficiency | 136728.0305 | 142161.9709 | 150505.2817 | 158884.0664 | 169916.3567 | 182985.3511 | 193295.8203 | 197553.1324 | 201520.0341 | 205259.4777 | 208114.9275 | 207261.9361 | 206606.7743
Scenario 2: High TRC | SCE | Ind | WholeBlg | Ind - Printing & Publishing | Rate Impact Measure Test | Energy Efficiency | 136728.0305 | 142161.9709 | 150505.2817 | 158884.0664 | 169916.3567 | 182985.3511 | 193295.8203 | 197553.1324 | 201520.0341 | 205259.4777 | 208114.9275 | 207261.9361 | 206606.7743
Scenario 2: High TRC | SCE | Ind | WholeBlg | Ind - Printing & Publishing | Total Resource Cost Test | Energy Efficiency | 136728.0305 | 142161.9709 | 150505.2817 | 158884.0664 | 169916.3567 | 182985.3511 | 193295.8203 | 197553.1324 | 201520.0341 | 205259.4777 | 208114.9275 | 207261.9361 | 206606.7743
Scenario 2: High TRC | SCE | Ind | WholeBlg | Ind - Stone-Glass-Clay | Participant Cost Test | Energy Efficiency | 692353.8548 | 731396.2773 | 784747.8228 | 838074.0963 | 906121.2695 | 985828.7713 | 1050705.2053 | 1083129.1296 | 1113629.4621 | 1142980.4462 | 1167884.6516 | 1172370.9785 | 1177770.5814
Scenario 2: High TRC | SCE | Ind | WholeBlg | Ind - Stone-Glass-Clay | Program Administrator Cost Test | Energy Efficiency | 692353.8548 | 731396.2773 | 784747.8228 | 838074.0963 | 906121.2695 | 985828.7713 | 1050705.2053 | 1083129.1296 | 1113629.4621 | 1142980.4462 | 1167884.6516 | 1172370.9785 | 1177770.5814
Scenario 2: High TRC | SCE | Ind | WholeBlg | Ind - Stone-Glass-Clay | Rate Impact Measure Test | Energy Efficiency | 692353.8548 | 731396.2773 | 784747.8228 | 838074.0963 | 906121.2695 | 985828.7713 | 1050705.2053 | 1083129.1296 | 1113629.4621 | 1142980.4462 | 1167884.6516 | 1172370.9785 | 1177770.5814
Scenario 2: High TRC | SCE | Ind | WholeBlg | Ind - Stone-Glass-Clay | Total Resource Cost Test | Energy Efficiency | 692353.8548 | 731396.2773 | 784747.8228 | 838074.0963 | 906121.2695 | 985828.7713 | 1050705.2053 | 1083129.1296 | 1113629.4621 | 1142980.4462 | 1167884.6516 | 1172370.9785 | 1177770.5814
Scenario 2: High TRC | SCE | Ind | WholeBlg | Ind - Textiles | Participant Cost Test | Energy Efficiency | 96907.5795 | 100926.8689 | 106974.1925 | 112865.343 | 120599.8383 | 129745.7734 | 136922.6476 | 139722.9087 | 142288.6369 | 144702.3938 | 146506.7233 | 145737.5763 | 145140.1994
Scenario 2: High TRC | SCE | Ind | WholeBlg | Ind - Textiles | Program Administrator Cost Test | Energy Efficiency | 96907.5795 | 100926.8689 | 106974.1925 | 112865.343 | 120599.8383 | 129745.7734 | 136922.6476 | 139722.9087 | 142288.6369 | 144702.3938 | 146506.7233 | 145737.5763 | 145140.1994
Scenario 2: High TRC | SCE | Ind | WholeBlg | Ind - Textiles | Rate Impact Measure Test | Energy Efficiency | 96907.5795 | 100926.8689 | 106974.1925 | 112865.343 | 120599.8383 | 129745.7734 | 136922.6476 | 139722.9087 | 142288.6369 | 144702.3938 | 146506.7233 | 145737.5763 | 145140.1994
Scenario 2: High TRC | SCE | Ind | WholeBlg | Ind - Textiles | Total Resource Cost Test | Energy Efficiency | 96907.5795 | 100926.8689 | 106974.1925 | 112865.343 | 120599.8383 | 129745.7734 | 136922.6476 | 139722.9087 | 142288.6369 | 144702.3938 | 146506.7233 | 145737.5763 | 145140.1994
Scenario 2: High TRC | SCE | Ind | WholeBlg | Ind - Transportation Equipment | Participant Cost Test | Energy Efficiency | 816218.168 | 854408.8727 | 915918.7668 | 973581.9677 | 1045565.1243 | 1129381.3555 | 1198796.7986 | 1231128.9343 | 1262725.9341 | 1293585.4445 | 1318248.6475 | 1318204.7565 | 1318120.7862
Scenario 2: High TRC | SCE | Ind | WholeBlg | Ind - Transportation Equipment | Program Administrator Cost Test | Energy Efficiency | 816218.168 | 854408.8727 | 915918.7668 | 973581.9677 | 1045565.1243 | 1129381.3555 | 1198796.7986 | 1231128.9343 | 1262725.9341 | 1293585.4445 | 1318248.6475 | 1318204.7565 | 1318120.7862
Scenario 2: High TRC | SCE | Ind | WholeBlg | Ind - Transportation Equipment | Rate Impact Measure Test | Energy Efficiency | 816218.168 | 854408.8727 | 915918.7668 | 973581.9677 | 1045565.1243 | 1129381.3555 | 1198796.7986 | 1231128.9343 | 1262725.9341 | 1293585.4445 | 1318248.6475 | 1318204.7565 | 1318120.7862
Scenario 2: High TRC | SCE | Ind | WholeBlg | Ind - Transportation Equipment | Total Resource Cost Test | Energy Efficiency | 816218.168 | 854408.8727 | 915918.7668 | 973581.9677 | 1045565.1243 | 1129381.3555 | 1198796.7986 | 1231128.9343 | 1262725.9341 | 1293585.4445 | 1318248.6475 | 1318204.7565 | 1318120.7862
Scenario 2: High TRC | SCE | Res | AppPlug | Res - Multi Family | Participant Cost Test | Energy Efficiency | 0 | 0 | 0 | 0 | 0 | 0 | 0 | 0 | 0 | 0 | 0 | 0 | 0
Scenario 2: High TRC | SCE | Res | AppPlug | Res - Multi Family | Participant Cost Test | Fuel Substitution | 18580.4862 | 20194.3662 | 21824.3407 | 23432.3648 | 24889.4893 | 0 | 0 | 0 | 0 | 0 | 0 | 0 | 0
Scenario 2: High TRC | SCE | Res | AppPlug | Res - Multi Family | Program Administrator Cost Test | Energy Efficiency | 0 | 0 | 0 | 0 | 0 | 0 | 0 | 0 | 0 | 0 | 0 | 0 | 0
Scenario 2: High TRC | SCE | Res | AppPlug | Res - Multi Family | Program Administrator Cost Test | Fuel Substitution | 67786.898 | 77094.7836 | 87264.0143 | 98388.9901 | 110556.0394 | 0 | 0 | 0 | 0 | 0 | 0 | 0 | 0
Scenario 2: High TRC | SCE | Res | AppPlug | Res - Multi Family | Rate Impact Measure Test | Energy Efficiency | 0 | 0 | 0 | 0 | 0 | 0 | 0 | 0 | 0 | 0 | 0 | 0 | 0
Scenario 2: High TRC | SCE | Res | AppPlug | Res - Multi Family | Rate Impact Measure Test | Fuel Substitution | 67786.898 | 77094.7836 | 87264.0143 | 98388.9901 | 110556.0394 | 0 | 0 | 0 | 0 | 0 | 0 | 0 | 0
Scenario 2: High TRC | SCE | Res | AppPlug | Res - Multi Family | Total Resource Cost Test | Energy Efficiency | 0 | 0 | 0 | 0 | 0 | 0 | 0 | 0 | 0 | 0 | 0 | 0 | 0
Scenario 2: High TRC | SCE | Res | AppPlug | Res - Multi Family | Total Resource Cost Test | Fuel Substitution | 67786.898 | 77094.7836 | 87264.0143 | 98388.9901 | 110556.0394 | 0 | 0 | 0 | 0 | 0 | 0 | 0 | 0
Scenario 2: High TRC | SCE | Res | AppPlug | Res - Single Family | Participant Cost Test | Energy Efficiency | 0 | 0 | 0 | 0 | 0 | 0 | 0 | 0 | 0 | 0 | 0 | 0 | 0
Scenario 2: High TRC | SCE | Res | AppPlug | Res - Single Family | Participant Cost Test | Fuel Substitution | 164658.8651 | 179673.1059 | 194827.2272 | 209923.0642 | 224113.3897 | 0 | 0 | 0 | 0 | 0 | 0 | 0 | 0
Scenario 2: High TRC | SCE | Res | AppPlug | Res - Single Family | Program Administrator Cost Test | Energy Efficiency | 0 | 0 | 0 | 0 | 0 | 0 | 0 | 0 | 0 | 0 | 0 | 0 | 0
Scenario 2: High TRC | SCE | Res | AppPlug | Res - Single Family | Program Administrator Cost Test | Fuel Substitution | 472693.4267 | 538150.7078 | 609272.6115 | 686849.9931 | 771622.2977 | 0 | 0 | 0 | 0 | 0 | 0 | 0 | 0
Scenario 2: High TRC | SCE | Res | AppPlug | Res - Single Family | Rate Impact Measure Test | Energy Efficiency | 0 | 0 | 0 | 0 | 0 | 0 | 0 | 0 | 0 | 0 | 0 | 0 | 0
Scenario 2: High TRC | SCE | Res | AppPlug | Res - Single Family | Rate Impact Measure Test | Fuel Substitution | 472693.4267 | 538150.7078 | 609272.6115 | 686849.9931 | 771622.2977 | 0 | 0 | 0 | 0 | 0 | 0 | 0 | 0
Scenario 2: High TRC | SCE | Res | AppPlug | Res - Single Family | Total Resource Cost Test | Energy Efficiency | 0 | 0 | 0 | 0 | 0 | 0 | 0 | 0 | 0 | 0 | 0 | 0 | 0
Scenario 2: High TRC | SCE | Res | AppPlug | Res - Single Family | Total Resource Cost Test | Fuel Substitution | 472693.4267 | 538150.7078 | 609272.6115 | 686849.9931 | 771622.2977 | 0 | 0 | 0 | 0 | 0 | 0 | 0 | 0
Scenario 2: High TRC | SCE | Res | BROs | Income Qualified - Multi Family IQ | Participant Cost Test | Energy Efficiency | 1282170.9457 | 1485208.5262 | 1698204.9614 | 1710330.191 | 1679392.9853 | 2174060.9104 | 2547808.3798 | 2708721.7657 | 2925704.1671 | 2898053.2066 | 3153770.9542 | 3375911.5107 | 3613508.7712
Scenario 2: High TRC | SCE | Res | BROs | Income Qualified - Multi Family IQ | Program Administrator Cost Test | Energy Efficiency | 1282170.9457 | 1485208.5262 | 1698204.9614 | 1710330.191 | 1679392.9853 | 2174060.9104 | 2547808.3798 | 2708721.7657 | 2925704.1671 | 2898053.2066 | 3153770.9542 | 3375911.5107 | 3613508.7712
Scenario 2: High TRC | SCE | Res | BROs | Income Qualified - Multi Family IQ | Rate Impact Measure Test | Energy Efficiency | 1282170.9457 | 1485208.5262 | 1698204.9614 | 1710330.191 | 1679392.9853 | 2174060.9104 | 2547808.3798 | 2708721.7657 | 2925704.1671 | 2898053.2066 | 3153770.9542 | 3375911.5107 | 3613508.7712
Scenario 2: High TRC | SCE | Res | BROs | Income Qualified - Multi Family IQ | Total Resource Cost Test | Energy Efficiency | 1282170.9457 | 1485208.5262 | 1698204.9614 | 1710330.191 | 1679392.9853 | 2174060.9104 | 2547808.3798 | 2708721.7657 | 2925704.1671 | 2898053.2066 | 3153770.9542 | 3375911.5107 | 3613508.7712
Scenario 2: High TRC | SCE | Res | BROs | Income Qualified - Single Family IQ | Participant Cost Test | Energy Efficiency | 4370304.5495 | 5028069.1813 | 5709608.7518 | 5730485.5691 | 5607546.8324 | 7235664.0034 | 8456441.4052 | 8963920.2604 | 9654067.6873 | 9528906.1978 | 10334142.4352 | 11025422.5112 | 11763667.7649
Scenario 2: High TRC | SCE | Res | BROs | Income Qualified - Single Family IQ | Program Administrator Cost Test | Energy Efficiency | 4370304.5495 | 5028069.1813 | 5709608.7518 | 5730485.5691 | 5607546.8324 | 7235664.0034 | 8456441.4052 | 8963920.2604 | 9654067.6873 | 9528906.1978 | 10334142.4352 | 11025422.5112 | 11763667.7649
Scenario 2: High TRC | SCE | Res | BROs | Income Qualified - Single Family IQ | Rate Impact Measure Test | Energy Efficiency | 4370304.5495 | 5028069.1813 | 5709608.7518 | 5730485.5691 | 5607546.8324 | 7235664.0034 | 8456441.4052 | 8963920.2604 | 9654067.6873 | 9528906.1978 | 10334142.4352 | 11025422.5112 | 11763667.7649
Scenario 2: High TRC | SCE | Res | BROs | Income Qualified - Single Family IQ | Total Resource Cost Test | Energy Efficiency | 4370304.5495 | 5028069.1813 | 5709608.7518 | 5730485.5691 | 5607546.8324 | 7235664.0034 | 8456441.4052 | 8963920.2604 | 9654067.6873 | 9528906.1978 | 10334142.4352 | 11025422.5112 | 11763667.7649
Scenario 2: High TRC | SCE | Res | BROs | Res - Multi Family | Participant Cost Test | Energy Efficiency | 9518327.4992 | 10953756.094 | 12441805.5853 | 12489117.492 | 12223025.0967 | 15774204.7174 | 18437936.5586 | 19547106.9219 | 21054938.798 | 20785329.2791 | 22545358.7251 | 24057213.3944 | 25671944.0172
Scenario 2: High TRC | SCE | Res | BROs | Res - Multi Family | Program Administrator Cost Test | Energy Efficiency | 9518327.4992 | 10953756.094 | 12441805.5853 | 12489117.492 | 12223025.0967 | 15774204.7174 | 18437936.5586 | 19547106.9219 | 21054938.798 | 20785329.2791 | 22545358.7251 | 24057213.3944 | 25671944.0172
Scenario 2: High TRC | SCE | Res | BROs | Res - Multi Family | Rate Impact Measure Test | Energy Efficiency | 9518327.4992 | 10953756.094 | 12441805.5853 | 12489117.492 | 12223025.0967 | 15774204.7174 | 18437936.5586 | 19547106.9219 | 21054938.798 | 20785329.2791 | 22545358.7251 | 24057213.3944 | 25671944.0172
Scenario 2: High TRC | SCE | Res | BROs | Res - Multi Family | Total Resource Cost Test | Energy Efficiency | 9518327.4992 | 10953756.094 | 12441805.5853 | 12489117.492 | 12223025.0967 | 15774204.7174 | 18437936.5586 | 19547106.9219 | 21054938.798 | 20785329.2791 | 22545358.7251 | 24057213.3944 | 25671944.0172
Scenario 2: High TRC | SCE | Res | BROs | Res - Single Family | Participant Cost Test | Energy Efficiency | 2275771.2887 | 2636746.5765 | 3015581.526 | 3037425.5974 | 2982768.5295 | 3861688.324 | 4525867.5143 | 4812073.7813 | 5197918.3735 | 5149282.9352 | 5604149.8987 | 5999397.904 | 6422154.0919
Scenario 2: High TRC | SCE | Res | BROs | Res - Single Family | Program Administrator Cost Test | Energy Efficiency | 2275771.2887 | 2636746.5765 | 3015581.526 | 3037425.5974 | 2982768.5295 | 3861688.324 | 4525867.5143 | 4812073.7813 | 5197918.3735 | 5149282.9352 | 5604149.8987 | 5999397.904 | 6422154.0919
Scenario 2: High TRC | SCE | Res | BROs | Res - Single Family | Rate Impact Measure Test | Energy Efficiency | 2275771.2887 | 2636746.5765 | 3015581.526 | 3037425.5974 | 2982768.5295 | 3861688.324 | 4525867.5143 | 4812073.7813 | 5197918.3735 | 5149282.9352 | 5604149.8987 | 5999397.904 | 6422154.0919
Scenario 2: High TRC | SCE | Res | BROs | Res - Single Family | Total Resource Cost Test | Energy Efficiency | 2275771.2887 | 2636746.5765 | 3015581.526 | 3037425.5974 | 2982768.5295 | 3861688.324 | 4525867.5143 | 4812073.7813 | 5197918.3735 | 5149282.9352 | 5604149.8987 | 5999397.904 | 6422154.0919
Scenario 2: High TRC | SCE | Res | BldgEnv | Res - Single Family | Participant Cost Test | Energy Efficiency | 1034315.5996 | 1193401.5413 | 1262383.0671 | 1274425.2459 | 1262607.7675 | 1208028.313 | 1132593.9777 | 1024344.9835 | 131744.0482 | 0 | 0 | 0 | 0
Scenario 2: High TRC | SCE | Res | BldgEnv | Res - Single Family | Program Administrator Cost Test | Energy Efficiency | 19489.7803 | 23802.8515 | 26881.518 | 29099.6552 | 31632.0495 | 33680.9851 | 35090.7337 | 34700.6377 | 884.6168 | 0 | 0 | 0 | 0
Scenario 2: High TRC | SCE | Res | BldgEnv | Res - Single Family | Rate Impact Measure Test | Energy Efficiency | 46115.7501 | 51267.2175 | 53751.2812 | 54417.8708 | 55452.3189 | 55550.0115 | 54882.3987 | 51591.8328 | 14584.0692 | 0 | 0 | 0 | 0
Scenario 2: High TRC | SCE | Res | BldgEnv | Res - Single Family | Total Resource Cost Test | Energy Efficiency | 542254.5229 | 647790.4815 | 696420.7963 | 708478.0224 | 723638.5934 | 712168.7671 | 688242.3415 | 642858.3121 | 884.6168 | 0 | 0 | 0 | 0
Scenario 2: High TRC | SCE | Res | HVAC | Res - Multi Family | Participant Cost Test | Energy Efficiency | 164852.3083 | 927286.1287 | 783043.333 | 646485.3904 | 170496.5934 | 434938.4193 | 487502.421 | 436869.4488 | 368967.0743 | 307298.9192 | 249744.3354 | 194424.1315 | 137314.3779
Scenario 2: High TRC | SCE | Res | HVAC | Res - Multi Family | Participant Cost Test | Fuel Substitution | 1196.2103 | 198.6205 | 194.9894 | 247.5671 | 238.956 | 3.4708 | 3.415 | 3.2458 | 2.9677 | 2.6059 | 2.1805 | 1.7035 | 1.1829
Scenario 2: High TRC | SCE | Res | HVAC | Res - Multi Family | Program Administrator Cost Test | Energy Efficiency | 63457.6495 | 423424.4452 | 373179.043 | 295893.5252 | 95603.0153 | 239859.3885 | 303455.8293 | 300054.1858 | 285312.3362 | 274448.3733 | 270205.1401 | 267563.9174 | 266526.7279
Scenario 2: High TRC | SCE | Res | HVAC | Res - Multi Family | Program Administrator Cost Test | Fuel Substitution | 257.9869 | 290.463 | 307.7891 | 410.9299 | 433.7606 | 3.757 | 4.119 | 4.3897 | 4.5856 | 4.7208 | 4.8314 | 4.8991 | 4.9496
Scenario 2: High TRC | SCE | Res | HVAC | Res - Multi Family | Rate Impact Measure Test | Energy Efficiency | 63457.6495 | 423424.4452 | 373179.043 | 295893.5252 | 95603.0153 | 239859.3885 | 303455.8293 | 300054.1858 | 285312.3362 | 274448.3733 | 270205.1401 | 267563.9174 | 266526.7279
Scenario 2: High TRC | SCE | Res | HVAC | Res - Multi Family | Rate Impact Measure Test | Fuel Substitution | 257.9869 | 290.463 | 307.7891 | 410.9299 | 433.7606 | 3.757 | 4.119 | 4.3897 | 4.5856 | 4.7208 | 4.8314 | 4.8991 | 4.9496
Scenario 2: High TRC | SCE | Res | HVAC | Res - Multi Family | Total Resource Cost Test | Energy Efficiency | 63457.6495 | 423424.4452 | 373179.043 | 295893.5252 | 95603.0153 | 239859.3885 | 303455.8293 | 300054.1858 | 285312.3362 | 274448.3733 | 270205.1401 | 267563.9174 | 266526.7279
Scenario 2: High TRC | SCE | Res | HVAC | Res - Multi Family | Total Resource Cost Test | Fuel Substitution | 257.9869 | 290.463 | 307.7891 | 410.9299 | 433.7606 | 3.757 | 4.119 | 4.3897 | 4.5856 | 4.7208 | 4.8314 | 4.8991 | 4.9496
Scenario 2: High TRC | SCE | Res | HVAC | Res - Single Family | Participant Cost Test | Energy Efficiency | 8263949.4932 | 13602693.4392 | 13260573.5472 | 12779120.049 | 10085036.737 | 25640661.7498 | 22117949.9737 | 19323133.7208 | 8541774.4027 | 5439356.7509 | 3527516.2661 | 2140547.6323 | 1094368.1788
Scenario 2: High TRC | SCE | Res | HVAC | Res - Single Family | Participant Cost Test | Fuel Substitution | 25303.5856 | 7024.3715 | 7078.5537 | 7189.7394 | 7011.7169 | 253.9177 | 246.3882 | 246.3309 | 11.0277 | 9.8256 | 8.3158 | 6.5558 | 4.5867
Scenario 2: High TRC | SCE | Res | HVAC | Res - Single Family | Program Administrator Cost Test | Energy Efficiency | 1598735.1924 | 3961689.5151 | 3815642.525 | 3465230.605 | 2336449.6841 | 9837498.6412 | 8800241.4428 | 7689439.3084 | 4483465.6155 | 3195369.641 | 2510881.6027 | 1925711.8898 | 1458890.3921
Scenario 2: High TRC | SCE | Res | HVAC | Res - Single Family | Program Administrator Cost Test | Fuel Substitution | 6741.2541 | 7368.6984 | 7874.3705 | 8485.8273 | 9702.7726 | 110.9207 | 117.6321 | 125.117 | 17.0123 | 17.7731 | 18.399 | 18.8292 | 19.1705
Scenario 2: High TRC | SCE | Res | HVAC | Res - Single Family | Rate Impact Measure Test | Energy Efficiency | 1598735.1924 | 3961689.5151 | 3815642.525 | 3465230.605 | 2336449.6841 | 9837498.6412 | 8800241.4428 | 7689439.3084 | 4483465.6155 | 3195369.641 | 2510881.6027 | 1925711.8898 | 1458890.3921
Scenario 2: High TRC | SCE | Res | HVAC | Res - Single Family | Rate Impact Measure Test | Fuel Substitution | 6742.4888 | 7369.5792 | 7874.8168 | 8485.8273 | 9702.7726 | 110.9207 | 117.6321 | 125.117 | 17.0123 | 17.7731 | 18.399 | 18.8292 | 19.1705
Scenario 2: High TRC | SCE | Res | HVAC | Res - Single Family | Total Resource Cost Test | Energy Efficiency | 5763671.0578 | 8578609.5065 | 8793227.1511 | 8725122.6357 | 7861145.436 | 15554019.5664 | 14215720.3172 | 13108162.6077 | 4483465.6155 | 3195369.641 | 2510881.6027 | 1925711.8898 | 1458890.3921
Scenario 2: High TRC | SCE | Res | HVAC | Res - Single Family | Total Resource Cost Test | Fuel Substitution | 10850.9922 | 11185.5545 | 11740.6865 | 12432.9582 | 13197.2415 | 262.1904 | 266.3307 | 278.7837 | 17.0123 | 17.7731 | 18.399 | 18.8292 | 19.1705
Scenario 2: High TRC | SCE | Res | WaterHeat | Res - Multi Family | Participant Cost Test | Energy Efficiency | 419948.7597 | 429744.2581 | 440535.1507 | 441979.8019 | 438301.812 | 426213.9665 | 408075.9623 | 382893.1119 | 350335.8604 | 310193.8704 | 261985.9945 | 207932.7906 | 142857.5467
Scenario 2: High TRC | SCE | Res | WaterHeat | Res - Multi Family | Participant Cost Test | Fuel Substitution | 4141540.3577 | 701733.7404 | 2062698.6368 | 2067070.145 | 2065352.8963 | 1955402.3049 | 2133606.4668 | 2226193.4089 | 2136448.5758 | 1892409.1653 | 1536189.5648 | 1101251.5015 | 610904.774
Scenario 2: High TRC | SCE | Res | WaterHeat | Res - Multi Family | Program Administrator Cost Test | Energy Efficiency | 193552.2886 | 213878.1523 | 237810.4011 | 260208.755 | 285063.0038 | 311293.3134 | 335280.8773 | 356899.8688 | 378529.0736 | 399622.4197 | 423474.3209 | 453637.4808 | 488884.3046
Scenario 2: High TRC | SCE | Res | WaterHeat | Res - Multi Family | Program Administrator Cost Test | Fuel Substitution | 25787128.6602 | 26793495.2129 | 99265828.1726 | 104067946.1241 | 109019147.8802 | 1746506.5585 | 2161744.5217 | 2587652.1341 | 2923142.5317 | 3156881.3606 | 3330482.4543 | 3437744.5584 | 3506275.7728
Scenario 2: High TRC | SCE | Res | WaterHeat | Res - Multi Family | Rate Impact Measure Test | Energy Efficiency | 193552.2886 | 213878.1523 | 237810.4011 | 260208.755 | 285063.0038 | 311293.3134 | 335280.8773 | 356899.8688 | 378529.0736 | 399622.4197 | 423474.3209 | 453637.4808 | 488884.3046
Scenario 2: High TRC | SCE | Res | WaterHeat | Res - Multi Family | Rate Impact Measure Test | Fuel Substitution | 38544805.6903 | 38744144.1849 | 148099910.6571 | 149019371.2909 | 149963562.624 | 1746506.5585 | 2161744.5217 | 2587652.1341 | 2923142.5317 | 3156881.3606 | 3330482.4543 | 3437744.5584 | 3506275.7728
Scenario 2: High TRC | SCE | Res | WaterHeat | Res - Multi Family | Total Resource Cost Test | Energy Efficiency | 193552.2886 | 213878.1523 | 237810.4011 | 260208.755 | 285063.0038 | 311293.3134 | 335280.8773 | 356899.8688 | 378529.0736 | 399622.4197 | 423474.3209 | 453637.4808 | 488884.3046
Scenario 2: High TRC | SCE | Res | WaterHeat | Res - Multi Family | Total Resource Cost Test | Fuel Substitution | 25787128.6602 | 26793495.2129 | 99265828.1726 | 104067946.1241 | 109019147.8802 | 1746506.5585 | 2161744.5217 | 2587652.1341 | 2923142.5317 | 3156881.3606 | 3330482.4543 | 3437744.5584 | 3506275.7728
Scenario 2: High TRC | SCE | Res | WaterHeat | Res - Single Family | Participant Cost Test | Energy Efficiency | 423634.7557 | 467090.6382 | 491460.208 | 503180.1476 | 509420.5823 | 504803.4535 | 491345.116 | 470037.1767 | 349242.4081 | 307955.6285 | 261012.2311 | 205461.2717 | 138878.4541
Scenario 2: High TRC | SCE | Res | WaterHeat | Res - Single Family | Participant Cost Test | Fuel Substitution | 31847972.5649 | 4407866.8144 | 4289499.1134 | 4210587.5822 | 4175347.7355 | 17544328.2638 | 19369901.2815 | 20706553.6175 | 15051660.2058 | 13311671.2034 | 10796456.3262 | 7736593.5796 | 4291465.1011
Scenario 2: High TRC | SCE | Res | WaterHeat | Res - Single Family | Program Administrator Cost Test | Energy Efficiency | 171114.3347 | 202708.2205 | 229963.1867 | 254847.2428 | 282269.2058 | 310384.6737 | 334831.4336 | 356514.7771 | 378294.1174 | 397669.5877 | 422825.7253 | 449148.9247 | 476124.9738
Scenario 2: High TRC | SCE | Res | WaterHeat | Res - Single Family | Program Administrator Cost Test | Fuel Substitution | 30199889.3087 | 30749414.9176 | 31128685.1494 | 31786295.4041 | 32809974.2658 | 12481918.3052 | 15309577.9147 | 18273028.8774 | 20594059.047 | 22206279.4197 | 23406882.3195 | 24151097.5852 | 24630778.4014
Scenario 2: High TRC | SCE | Res | WaterHeat | Res - Single Family | Rate Impact Measure Test | Energy Efficiency | 171114.3347 | 202708.2205 | 229963.1867 | 254847.2428 | 282269.2058 | 310384.6737 | 334831.4336 | 356514.7771 | 378294.1174 | 397669.5877 | 422825.7253 | 449148.9247 | 476124.9738
Scenario 2: High TRC | SCE | Res | WaterHeat | Res - Single Family | Rate Impact Measure Test | Fuel Substitution | 31379796.3513 | 31705619.2069 | 31861380.5446 | 32302117.7371 | 33156750.1536 | 12481918.3052 | 15309577.9147 | 18273028.8774 | 20594059.047 | 22206279.4197 | 23406882.3195 | 24151097.5852 | 24630778.4014
Scenario 2: High TRC | SCE | Res | WaterHeat | Res - Single Family | Total Resource Cost Test | Energy Efficiency | 224637.434 | 263796.7821 | 296882.4513 | 326752.0005 | 359166.3945 | 391541.9217 | 419821.0147 | 445097.8638 | 378294.1174 | 397669.5877 | 422825.7253 | 449148.9247 | 476124.9738
Scenario 2: High TRC | SCE | Res | WaterHeat | Res - Single Family | Total Resource Cost Test | Fuel Substitution | 33742499.6399 | 34170033.7077 | 34410841.2047 | 34961916.1536 | 35915088.4289 | 16051393.9096 | 19569176.3295 | 23259039.5705 | 20594059.047 | 22206279.4197 | 23406882.3195 | 24151097.5852 | 24630778.4014
Scenario 2: High TRC | SCE | Res | WholeBlg | Res - Multi Family | Participant Cost Test | Energy Efficiency | 0 | 0 | 0 | 0 | 0 | 0 | 0 | 0 | 0 | 0 | 0 | 0 | 0
Scenario 2: High TRC | SCE | Res | WholeBlg | Res - Multi Family | Program Administrator Cost Test | Energy Efficiency | 0 | 0 | 0 | 0 | 0 | 0 | 0 | 0 | 0 | 0 | 0 | 0 | 0
Scenario 2: High TRC | SCE | Res | WholeBlg | Res - Multi Family | Rate Impact Measure Test | Energy Efficiency | 0 | 0 | 0 | 0 | 0 | 0 | 0 | 0 | 0 | 0 | 0 | 0 | 0
Scenario 2: High TRC | SCE | Res | WholeBlg | Res - Multi Family | Total Resource Cost Test | Energy Efficiency | 0 | 0 | 0 | 0 | 0 | 0 | 0 | 0 | 0 | 0 | 0 | 0 | 0
Scenario 2: High TRC | SCE | Res | WholeBlg | Res - Single Family | Participant Cost Test | Energy Efficiency | 0 | 0 | 0 | 0 | 0 | 0 | 0 | 0 | 426100.1977 | 330126.5745 | 245469.5893 | 170924.6246 | 102925.2415
Scenario 2: High TRC | SCE | Res | WholeBlg | Res - Single Family | Program Administrator Cost Test | Energy Efficiency | 0 | 0 | 0 | 0 | 0 | 0 | 0 | 0 | 608832.5908 | 564299.7246 | 528986.3904 | 499530.9295 | 470459.8055
Scenario 2: High TRC | SCE | Res | WholeBlg | Res - Single Family | Rate Impact Measure Test | Energy Efficiency | 0 | 0 | 0 | 0 | 0 | 0 | 0 | 0 | 608832.5908 | 564299.7246 | 528986.3904 | 499530.9295 | 470459.8055
Scenario 2: High TRC | SCE | Res | WholeBlg | Res - Single Family | Total Resource Cost Test | Energy Efficiency | 0 | 0 | 0 | 0 | 0 | 0 | 0 | 0 | 608832.5908 | 564299.7246 | 528986.3904 | 499530.9295 | 470459.8055
Scenario 2: High TRC | SCG | Ag | WholeBlg | Ag - Dairies, fishing, hunting | Participant Cost Test | Energy Efficiency | 149234.7549 | 157043.3111 | 165288.5329 | 174013.9543 | 183255.4356 | 193051.0862 | 203442.3798 | 214472.8394 | 226185.4425 | 238627.8523 | 251850.0035 | 265908.5926 | 280864.6776
Scenario 2: High TRC | SCG | Ag | WholeBlg | Ag - Dairies, fishing, hunting | Program Administrator Cost Test | Energy Efficiency | 149234.7549 | 157043.3111 | 165288.5329 | 174013.9543 | 183255.4356 | 193051.0862 | 203442.3798 | 214472.8394 | 226185.4425 | 238627.8523 | 251850.0035 | 265908.5926 | 280864.6776
Scenario 2: High TRC | SCG | Ag | WholeBlg | Ag - Dairies, fishing, hunting | Rate Impact Measure Test | Energy Efficiency | 149234.7549 | 157043.3111 | 165288.5329 | 174013.9543 | 183255.4356 | 193051.0862 | 203442.3798 | 214472.8394 | 226185.4425 | 238627.8523 | 251850.0035 | 265908.5926 | 280864.6776
Scenario 2: High TRC | SCG | Ag | WholeBlg | Ag - Dairies, fishing, hunting | Total Resource Cost Test | Energy Efficiency | 149234.7549 | 157043.3111 | 165288.5329 | 174013.9543 | 183255.4356 | 193051.0862 | 203442.3798 | 214472.8394 | 226185.4425 | 238627.8523 | 251850.0035 | 265908.5926 | 280864.6776
Scenario 2: High TRC | SCG | Ag | WholeBlg | Ag - Irrigated Agriculture, vineyards, forestry and greenhouses | Participant Cost Test | Energy Efficiency | 640210.928 | 673709.3112 | 709080.9719 | 746512.6689 | 786158.2417 | 828181.1775 | 872759.3975 | 920079.6131 | 970326.196 | 1023703.6196 | 1080426.1015 | 1140736.8676 | 1204897.8537
Scenario 2: High TRC | SCG | Ag | WholeBlg | Ag - Irrigated Agriculture, vineyards, forestry and greenhouses | Program Administrator Cost Test | Energy Efficiency | 640210.928 | 673709.3112 | 709080.9719 | 746512.6689 | 786158.2417 | 828181.1775 | 872759.3975 | 920079.6131 | 970326.196 | 1023703.6196 | 1080426.1015 | 1140736.8676 | 1204897.8537
Scenario 2: High TRC | SCG | Ag | WholeBlg | Ag - Irrigated Agriculture, vineyards, forestry and greenhouses | Rate Impact Measure Test | Energy Efficiency | 640210.928 | 673709.3112 | 709080.9719 | 746512.6689 | 786158.2417 | 828181.1775 | 872759.3975 | 920079.6131 | 970326.196 | 1023703.6196 | 1080426.1015 | 1140736.8676 | 1204897.8537
Scenario 2: High TRC | SCG | Ag | WholeBlg | Ag - Irrigated Agriculture, vineyards, forestry and greenhouses | Total Resource Cost Test | Energy Efficiency | 640210.928 | 673709.3112 | 709080.9719 | 746512.6689 | 786158.2417 | 828181.1775 | 872759.3975 | 920079.6131 | 970326.196 | 1023703.6196 | 1080426.1015 | 1140736.8676 | 1204897.8537
Scenario 2: High TRC | SCG | Ag | WholeBlg | Ag - Water pumping | Participant Cost Test | Energy Efficiency | 210265.5399 | 221267.4696 | 232884.643 | 245178.3975 | 258199.2589 | 272000.9216 | 286641.8205 | 302183.2776 | 318685.8464 | 336216.6824 | 354846.1415 | 374654.1068 | 395726.6061
Scenario 2: High TRC | SCG | Ag | WholeBlg | Ag - Water pumping | Program Administrator Cost Test | Energy Efficiency | 210265.5399 | 221267.4696 | 232884.643 | 245178.3975 | 258199.2589 | 272000.9216 | 286641.8205 | 302183.2776 | 318685.8464 | 336216.6824 | 354846.1415 | 374654.1068 | 395726.6061
Scenario 2: High TRC | SCG | Ag | WholeBlg | Ag - Water pumping | Rate Impact Measure Test | Energy Efficiency | 210265.5399 | 221267.4696 | 232884.643 | 245178.3975 | 258199.2589 | 272000.9216 | 286641.8205 | 302183.2776 | 318685.8464 | 336216.6824 | 354846.1415 | 374654.1068 | 395726.6061
Scenario 2: High TRC | SCG | Ag | WholeBlg | Ag - Water pumping | Total Resource Cost Test | Energy Efficiency | 210265.5399 | 221267.4696 | 232884.643 | 245178.3975 | 258199.2589 | 272000.9216 | 286641.8205 | 302183.2776 | 318685.8464 | 336216.6824 | 354846.1415 | 374654.1068 | 395726.6061
Scenario 2: High TRC | SCG | Com | AppPlug | Com - Health | Participant Cost Test | Energy Efficiency | 6733220.2401 | 7691173.3889 | 8626039.4915 | 9194512.7416 | 9568920.8757 | 9831727.8139 | 10052824.5997 | 10083988.765 | 9974925.4425 | 9666593.7011 | 8586392.3037 | 6176882.0934 | 3673898.1617
Scenario 2: High TRC | SCG | Com | AppPlug | Com - Health | Program Administrator Cost Test | Energy Efficiency | 6423470.2564 | 7590841.5383 | 8800642.64 | 9660110.4625 | 10622540.9094 | 11538891.1708 | 12522033.8401 | 13337809.767 | 14053048.8287 | 14546191.4668 | 14866122.3157 | 15313137.9725 | 15679617.8373
Scenario 2: High TRC | SCG | Com | AppPlug | Com - Health | Rate Impact Measure Test | Energy Efficiency | 6423470.2564 | 7590841.5383 | 8800642.64 | 9660110.4625 | 10622540.9094 | 11538891.1708 | 12522033.8401 | 13337809.767 | 14053048.8287 | 14546191.4668 | 14866122.3157 | 15313137.9725 | 15679617.8373
Scenario 2: High TRC | SCG | Com | AppPlug | Com - Health | Total Resource Cost Test | Energy Efficiency | 6423470.2564 | 7590841.5383 | 8800642.64 | 9660110.4625 | 10622540.9094 | 11538891.1708 | 12522033.8401 | 13337809.767 | 14053048.8287 | 14546191.4668 | 14866122.3157 | 15313137.9725 | 15679617.8373
Scenario 2: High TRC | SCG | Com | AppPlug | Com - Lodging | Participant Cost Test | Energy Efficiency | 5449935.701 | 6181015.9515 | 6916896.5819 | 7327546.8432 | 7437138.0515 | 7497877.3124 | 7486584.4907 | 7389691.1955 | 7185271.5091 | 6858176.8799 | 6059715.3463 | 4400815.9624 | 2655801.3225
Scenario 2: High TRC | SCG | Com | AppPlug | Com - Lodging | Program Administrator Cost Test | Energy Efficiency | 5259983.6845 | 6173355.7675 | 7144069.5248 | 7782858.2182 | 8443837.4929 | 9124165.5404 | 9800601.2207 | 10451628.1365 | 11036803.6198 | 11555118.9618 | 12024843.6197 | 12416600.6102 | 12736033.0742
Scenario 2: High TRC | SCG | Com | AppPlug | Com - Lodging | Rate Impact Measure Test | Energy Efficiency | 5259983.6845 | 6173355.7675 | 7144069.5248 | 7782858.2182 | 8443837.4929 | 9124165.5404 | 9800601.2207 | 10451628.1365 | 11036803.6198 | 11555118.9618 | 12024843.6197 | 12416600.6102 | 12736033.0742
Scenario 2: High TRC | SCG | Com | AppPlug | Com - Lodging | Total Resource Cost Test | Energy Efficiency | 5259983.6845 | 6173355.7675 | 7144069.5248 | 7782858.2182 | 8443837.4929 | 9124165.5404 | 9800601.2207 | 10451628.1365 | 11036803.6198 | 11555118.9618 | 12024843.6197 | 12416600.6102 | 12736033.0742
Scenario 2: High TRC | SCG | Com | AppPlug | Com - Other | Participant Cost Test | Energy Efficiency | 21369.3878 | 25238.5853 | 29458.6162 | 33912.4935 | 109522.0987 | 182512.0252 | 134724.4534 | 126530.3069 | 117760.0556 | 99268.2924 | 79644.7297 | 58855.779 | 32856.4928
Scenario 2: High TRC | SCG | Com | AppPlug | Com - Other | Program Administrator Cost Test | Energy Efficiency | 19026.7347 | 23204.0058 | 27973.7397 | 33267.4911 | 90553.2276 | 171848.8463 | 128259.1499 | 125948.5669 | 122614.8016 | 119699.785 | 117621.839 | 116487.6629 | 116972.7264
Scenario 2: High TRC | SCG | Com | AppPlug | Com - Other | Rate Impact Measure Test | Energy Efficiency | 19026.7347 | 23204.0058 | 27973.7397 | 33267.4911 | 90553.2276 | 171848.8463 | 128259.1499 | 125948.5669 | 122614.8016 | 119699.785 | 117621.839 | 116487.6629 | 116972.7264
Scenario 2: High TRC | SCG | Com | AppPlug | Com - Other | Total Resource Cost Test | Energy Efficiency | 19026.7347 | 23204.0058 | 27973.7397 | 33267.4911 | 90553.2276 | 171848.8463 | 128259.1499 | 125948.5669 | 122614.8016 | 119699.785 | 117621.839 | 116487.6629 | 116972.7264
Scenario 2: High TRC | SCG | Com | BldgEnv | Com - College | Participant Cost Test | Energy Efficiency | 63599.537 | 63957.5986 | 61993.3792 | 57804.2021 | 51708.2132 | 44426.7404 | 36579.2036 | 26900.8312 | 14605.6572 | 8456.1455 | 4064.2364 | 1289.1209 | 647.8648
Scenario 2: High TRC | SCG | Com | BldgEnv | Com - College | Program Administrator Cost Test | Energy Efficiency | 43069.1459 | 45129.4231 | 45661.1147 | 44533.396 | 41738.4557 | 37737.6717 | 32903.3176 | 27459.5865 | 21941.0943 | 16611.2819 | 11743.7967 | 7652.1156 | 7368.4166
Scenario 2: High TRC | SCG | Com | BldgEnv | Com - College | Rate Impact Measure Test | Energy Efficiency | 43069.1459 | 45129.4231 | 45661.1147 | 44533.396 | 41738.4557 | 37737.6717 | 32903.3176 | 27459.5865 | 21941.0943 | 16611.2819 | 11743.7967 | 7652.1156 | 7368.4166
Scenario 2: High TRC | SCG | Com | BldgEnv | Com - College | Total Resource Cost Test | Energy Efficiency | 53307.5443 | 55308.3777 | 55423.8115 | 53549.358 | 49733.5934 | 44559.7358 | 38490.1789 | 31831.0553 | 21941.0943 | 16611.2819 | 11743.7967 | 7652.1156 | 7368.4166
Scenario 2: High TRC | SCG | Com | BldgEnv | Com - Grocery | Participant Cost Test | Energy Efficiency | 47785.0609 | 31568.1594 | 15280.6632 | 4315.9196 | 4325.5196 | 4291.1548 | 4183.0898 | 4003.5812 | 2984.5497 | 2612.9425 | 2181.2601 | 1671.3178 | 1083.6951
Scenario 2: High TRC | SCG | Com | BldgEnv | Com - Grocery | Program Administrator Cost Test | Energy Efficiency | 34148.1554 | 24026.2695 | 13039.9571 | 5345.4675 | 5939.0793 | 6581.3088 | 7229.8834 | 7962.1459 | 8696.1374 | 9435.7376 | 10246.4749 | 11069.533 | 11950.3662
Scenario 2: High TRC | SCG | Com | BldgEnv | Com - Grocery | Rate Impact Measure Test | Energy Efficiency | 34148.1554 | 24026.2695 | 13039.9571 | 5345.4675 | 5939.0793 | 6581.3088 | 7229.8834 | 7962.1459 | 8696.1374 | 9435.7376 | 10246.4749 | 11069.533 | 11950.3662
Scenario 2: High TRC | SCG | Com | BldgEnv | Com - Grocery | Total Resource Cost Test | Energy Efficiency | 39859.1116 | 27790.6499 | 14905.1859 | 5969.9433 | 6589.1087 | 7256.7475 | 7926.535 | 8682.5416 | 8696.1374 | 9435.7376 | 10246.4749 | 11069.533 | 11950.3662
Scenario 2: High TRC | SCG | Com | BldgEnv | Com - Health | Participant Cost Test | Energy Efficiency | 64597.9383 | 58359.4557 | 49864.5834 | 39849.6164 | 29538.1098 | 19554.109 | 10547.4887 | 5061.4713 | 3647.967 | 3121.2144 | 2530.8715 | 1978.3275 | 1327.4913
Scenario 2: High TRC | SCG | Com | BldgEnv | Com - Health | Program Administrator Cost Test | Energy Efficiency | 43257.597 | 40963.2615 | 36898.6367 | 31303.021 | 25062.9536 | 18541.9152 | 12417.4007 | 8821.6581 | 9525.3632 | 10066.6362 | 10560.4368 | 11604.6126 | 12812.0708
Scenario 2: High TRC | SCG | Com | BldgEnv | Com - Health | Rate Impact Measure Test | Energy Efficiency | 43257.597 | 40963.2615 | 36898.6367 | 31303.021 | 25062.9536 | 18541.9152 | 12417.4007 | 8821.6581 | 9525.3632 | 10066.6362 | 10560.4368 | 11604.6126 | 12812.0708
Scenario 2: High TRC | SCG | Com | BldgEnv | Com - Health | Total Resource Cost Test | Energy Efficiency | 52133.2189 | 48910.1395 | 43650.0297 | 36692.8001 | 29093.1384 | 21291.6898 | 14056.764 | 9827.4027 | 9525.3632 | 10066.6362 | 10560.4368 | 11604.6126 | 12812.0708
Scenario 2: High TRC | SCG | Com | BldgEnv | Com - Lodging | Participant Cost Test | Energy Efficiency | 1872.9217 | 2285.1252 | 2780.9106 | 3375.8862 | 4089.6636 | 4943.8713 | 5960.5985 | 6868.2472 | 6856.5232 | 6980.5463 | 6751.1111 | 6021.8798 | 4611.3906
Scenario 2: High TRC | SCG | Com | BldgEnv | Com - Lodging | Program Administrator Cost Test | Energy Efficiency | 680.9016 | 867.7167 | 1103.5428 | 1400.4572 | 1773.447 | 2240.0082 | 2820.7298 | 3539.1564 | 7656.811 | 9516.8508 | 11753.4517 | 14404.2655 | 17490.4626
Scenario 2: High TRC | SCG | Com | BldgEnv | Com - Lodging | Rate Impact Measure Test | Energy Efficiency | 680.9016 | 867.7167 | 1103.5428 | 1400.4572 | 1773.447 | 2240.0082 | 2820.7298 | 3539.1564 | 7656.811 | 9516.8508 | 11753.4517 | 14404.2655 | 17490.4626
Scenario 2: High TRC | SCG | Com | BldgEnv | Com - Lodging | Total Resource Cost Test | Energy Efficiency | 1546.1827 | 1915.8032 | 2370.306 | 2927.9407 | 3610.7137 | 4443.4996 | 5454.5313 | 6674.7519 | 7656.811 | 9516.8508 | 11753.4517 | 14404.2655 | 17490.4626
Scenario 2: High TRC | SCG | Com | BldgEnv | Com - Office (Large) | Participant Cost Test | Energy Efficiency | 22652.5284 | 22763.61 | 22564.9183 | 22205.5055 | 21774.6197 | 21173.6357 | 20270.4442 | 19054.6713 | 12313.1824 | 10538.9364 | 8637.8339 | 6538.7387 | 4269.4714
Scenario 2: High TRC | SCG | Com | BldgEnv | Com - Office (Large) | Program Administrator Cost Test | Energy Efficiency | 17449.8271 | 19017.7722 | 20535.8586 | 22148.1839 | 23945.0663 | 25842.1518 | 27668.3058 | 29565.1707 | 31280.4021 | 32962.8496 | 34823.1369 | 36615.4287 | 38533.2274
Scenario 2: High TRC | SCG | Com | BldgEnv | Com - Office (Large) | Rate Impact Measure Test | Energy Efficiency | 17449.8271 | 19017.7722 | 20535.8586 | 22148.1839 | 23945.0663 | 25842.1518 | 27668.3058 | 29565.1707 | 31280.4021 | 32962.8496 | 34823.1369 | 36615.4287 | 38533.2274
Scenario 2: High TRC | SCG | Com | BldgEnv | Com - Office (Large) | Total Resource Cost Test | Energy Efficiency | 22094.0785 | 23774.6656 | 25369.4975 | 27055.1956 | 28938.1489 | 30915.063 | 32784.6709 | 34715.6217 | 31280.4021 | 32962.8496 | 34823.1369 | 36615.4287 | 38533.2274
Scenario 2: High TRC | SCG | Com | BldgEnv | Com - Office (Small) | Participant Cost Test | Energy Efficiency | 14272.8203 | 9849.3339 | 5488.1966 | 2991.5378 | 349.2101 | 24262.6967 | 2595.4865 | 2445.828 | 1898.2504 | 1657.313 | 1381.3261 | 1065.1849 | 707.5203
Scenario 2: High TRC | SCG | Com | BldgEnv | Com - Office (Small) | Program Administrator Cost Test | Energy Efficiency | 9485.2086 | 7181.9317 | 4738.3266 | 3394.8971 | 210.6211 | 36338.7909 | 4101.0417 | 4450.0924 | 4809.8303 | 5178.0714 | 5569.2626 | 5972.2072 | 6399.7385
Scenario 2: High TRC | SCG | Com | BldgEnv | Com - Office (Small) | Rate Impact Measure Test | Energy Efficiency | 9485.2086 | 7181.9317 | 4738.3266 | 3394.8971 | 210.6211 | 36338.7909 | 4101.0417 | 4450.0924 | 4809.8303 | 5178.0714 | 5569.2626 | 5972.2072 | 6399.7385
Scenario 2: High TRC | SCG | Com | BldgEnv | Com - Office (Small) | Total Resource Cost Test | Energy Efficiency | 11640.1223 | 8602.8934 | 5458.172 | 3728.426 | 258.0797 | 39269.9864 | 4438.0296 | 4794.0847 | 4809.8303 | 5178.0714 | 5569.2626 | 5972.2072 | 6399.7385
Scenario 2: High TRC | SCG | Com | BldgEnv | Com - Other | Participant Cost Test | Energy Efficiency | 157192.8063 | 141741.0947 | 120646.8603 | 96142.1714 | 59371.2112 | 56960.2366 | 23512.9056 | 12832.5259 | 8140.4535 | 7210.4201 | 6091.3057 | 4747.6973 | 3176.4069
Scenario 2: High TRC | SCG | Com | BldgEnv | Com - Other | Program Administrator Cost Test | Energy Efficiency | 101363.1392 | 96033.7385 | 86413.2208 | 73556.8424 | 43479.9806 | 60387.5418 | 29014.8478 | 23000.6141 | 25071.6675 | 27380.0989 | 29867.9165 | 32439.3923 | 35253.8309
Scenario 2: High TRC | SCG | Com | BldgEnv | Com - Other | Rate Impact Measure Test | Energy Efficiency | 101363.1392 | 96033.7385 | 86413.2208 | 73556.8424 | 43479.9806 | 60387.5418 | 29014.8478 | 23000.6141 | 25071.6675 | 27380.0989 | 29867.9165 | 32439.3923 | 35253.8309
Scenario 2: High TRC | SCG | Com | BldgEnv | Com - Other | Total Resource Cost Test | Energy Efficiency | 134037.2064 | 125273.5437 | 111191.2757 | 93320.2764 | 55288.2806 | 73267.1901 | 34737.5336 | 26903.4959 | 25071.6675 | 27380.0989 | 29867.9165 | 32439.3923 | 35253.8309
Scenario 2: High TRC | SCG | Com | BldgEnv | Com - Refrig. Warehouse | Participant Cost Test | Energy Efficiency | 4408.7557 | 475.6198 | 103.3499 | 4189.7177 | 2077.7573 | 2341.5075 | 2620.0293 | 2725.1659 | 4072.5034 | 3784.3858 | 3298.9437 | 2622.7238 | 1772.8124
Scenario 2: High TRC | SCG | Com | BldgEnv | Com - Refrig. Warehouse | Program Administrator Cost Test | Energy Efficiency | 4721.1859 | 553.2588 | 80.5247 | 5889.5786 | 2004.1392 | 2350.3844 | 2740.1412 | 3156.1728 | 5529.5362 | 6239.9042 | 6913.7964 | 7525.2755 | 8016.2734
Scenario 2: High TRC | SCG | Com | BldgEnv | Com - Refrig. Warehouse | Rate Impact Measure Test | Energy Efficiency | 4721.1859 | 553.2588 | 80.5247 | 5889.5786 | 2004.1392 | 2350.3844 | 2740.1412 | 3156.1728 | 5529.5362 | 6239.9042 | 6913.7964 | 7525.2755 | 8016.2734
Scenario 2: High TRC | SCG | Com | BldgEnv | Com - Refrig. Warehouse | Total Resource Cost Test | Energy Efficiency | 4906.3698 | 574.0914 | 84.8051 | 6086.5193 | 2129.4743 | 2492.0364 | 2898.6961 | 3331.2371 | 5529.5362 | 6239.9042 | 6913.7964 | 7525.2755 | 8016.2734
Scenario 2: High TRC | SCG | Com | BldgEnv | Com - Restaurant | Participant Cost Test | Energy Efficiency | 5502.053 | 5659.3265 | 5767.0421 | 5825.837 | 5839.7782 | 5741.2069 | 5551.2408 | 5235.2111 | 4442.927 | 3901.687 | 3272.0754 | 2537.0568 | 1693.7784
Scenario 2: High TRC | SCG | Com | BldgEnv | Com - Restaurant | Program Administrator Cost Test | Energy Efficiency | 5750.2257 | 6451.0861 | 7208.0376 | 8033.8651 | 8948.7321 | 9846.4477 | 10759.0199 | 11763.1015 | 12813.9887 | 13892.4714 | 15053.1051 | 16249.3327 | 17537.0487
Scenario 2: High TRC | SCG | Com | BldgEnv | Com - Restaurant | Rate Impact Measure Test | Energy Efficiency | 5750.2257 | 6451.0861 | 7208.0376 | 8033.8651 | 8948.7321 | 9846.4477 | 10759.0199 | 11763.1015 | 12813.9887 | 13892.4714 | 15053.1051 | 16249.3327 | 17537.0487
Scenario 2: High TRC | SCG | Com | BldgEnv | Com - Restaurant | Total Resource Cost Test | Energy Efficiency | 6023.6435 | 6735.9869 | 7504.4129 | 8341.9519 | 9269.1848 | 10176.5133 | 11097.091 | 12109.6865 | 12813.9887 | 13892.4714 | 15053.1051 | 16249.3327 | 17537.0487
Scenario 2: High TRC | SCG | Com | BldgEnv | Com - Retail | Participant Cost Test | Energy Efficiency | 503614.3438 | 431710.9842 | 343061.1393 | 30414.3074 | 167107.4792 | 134027.4663 | 30322.4769 | 29463.0393 | 17541.9111 | 15362.3714 | 12790.8068 | 9735.374 | 6191.9373
Scenario 2: High TRC | SCG | Com | BldgEnv | Com - Retail | Program Administrator Cost Test | Energy Efficiency | 329894.0042 | 296062.4066 | 247808.0215 | 35497.7397 | 123452.479 | 146251.629 | 48082.0664 | 52903.9448 | 57713.7817 | 62695.4797 | 68100.4221 | 73611.4732 | 79535.3578
Scenario 2: High TRC | SCG | Com | BldgEnv | Com - Retail | Rate Impact Measure Test | Energy Efficiency | 329894.0042 | 296062.4066 | 247808.0215 | 35497.7397 | 123452.479 | 146251.629 | 48082.0664 | 52903.9448 | 57713.7817 | 62695.4797 | 68100.4221 | 73611.4732 | 79535.3578
Scenario 2: High TRC | SCG | Com | BldgEnv | Com - Retail | Total Resource Cost Test | Energy Efficiency | 447476.2989 | 395838.8505 | 326551.4442 | 44208.2878 | 160323.6244 | 180693.2702 | 57891.1332 | 63058.486 | 57713.7817 | 62695.4797 | 68100.4221 | 73611.4732 | 79535.3578
Scenario 2: High TRC | SCG | Com | BldgEnv | Com - School | Participant Cost Test | Energy Efficiency | 4571.3004 | 4617.1323 | 4631.0491 | 4586.2976 | 4443.5569 | 4307.7503 | 4094.9553 | 3811.4011 | 2809.1753 | 2438.5734 | 2013.5353 | 1548.9731 | 1020.8568
Scenario 2: High TRC | SCG | Com | BldgEnv | Com - School | Program Administrator Cost Test | Energy Efficiency | 3828.3012 | 4203.1517 | 4607.7208 | 5019.5563 | 5378.478 | 5813.9954 | 6215.1689 | 6632.5922 | 7087.9792 | 7585.9507 | 8080.0362 | 8645.0411 | 9189.7152
Scenario 2: High TRC | SCG | Com | BldgEnv | Com - School | Rate Impact Measure Test | Energy Efficiency | 3828.3012 | 4203.1517 | 4607.7208 | 5019.5563 | 5378.478 | 5813.9954 | 6215.1689 | 6632.5922 | 7087.9792 | 7585.9507 | 8080.0362 | 8645.0411 | 9189.7152
Scenario 2: High TRC | SCG | Com | BldgEnv | Com - School | Total Resource Cost Test | Energy Efficiency | 4421.2475 | 4813.7585 | 5236.0368 | 5662.7272 | 6027.2311 | 6473.6711 | 6879.1946 | 7299.9086 | 7087.9792 | 7585.9507 | 8080.0362 | 8645.0411 | 9189.7152
Scenario 2: High TRC | SCG | Com | BldgEnv | Com - Warehouse | Participant Cost Test | Energy Efficiency | 86598.0396 | 99638.9881 | 112487.9539 | 124693.8378 | 135505.6904 | 143936.0773 | 149134.913 | 142962.3758 | 150590.8464 | 122971.4038 | 93305.243 | 63983.1119 | 37075.3882
Scenario 2: High TRC | SCG | Com | BldgEnv | Com - Warehouse | Program Administrator Cost Test | Energy Efficiency | 46175.2397 | 55443.9239 | 65341.9945 | 75729.0801 | 86158.4381 | 95835.389 | 104045.8477 | 110265.4706 | 187702.846 | 187725.0931 | 182734.3436 | 173140.4565 | 160101.0264
Scenario 2: High TRC | SCG | Com | BldgEnv | Com - Warehouse | Rate Impact Measure Test | Energy Efficiency | 46175.2397 | 55443.9239 | 65341.9945 | 75729.0801 | 86158.4381 | 95835.389 | 104045.8477 | 110265.4706 | 187702.846 | 187725.0931 | 182734.3436 | 173140.4565 | 160101.0264
Scenario 2: High TRC | SCG | Com | BldgEnv | Com - Warehouse | Total Resource Cost Test | Energy Efficiency | 70985.7924 | 83794.7581 | 97143.1292 | 110743.8853 | 123931.5609 | 135640.0613 | 144943.6748 | 151198.6446 | 187702.846 | 187725.0931 | 182734.3436 | 173140.4565 | 160101.0264
Scenario 2: High TRC | SCG | Com | FoodServ | Com - College | Participant Cost Test | Energy Efficiency | 319453.5057 | 339505.2332 | 346041.5744 | 345766.8379 | 338390.225 | 329106.3504 | 314463.2377 | 293107.9162 | 266795.2962 | 234783.2204 | 213561.5344 | 174483.3034 | 121423.2915
Scenario 2: High TRC | SCG | Com | FoodServ | Com - College | Program Administrator Cost Test | Energy Efficiency | 250066.2907 | 275821.8465 | 303750.6593 | 333156.2605 | 361347.5047 | 392836.4075 | 424770.1516 | 455560.8363 | 487280.606 | 518854.2049 | 576123.7666 | 627395.1917 | 667256.2838
Scenario 2: High TRC | SCG | Com | FoodServ | Com - College | Rate Impact Measure Test | Energy Efficiency | 250066.2907 | 275821.8465 | 303750.6593 | 333156.2605 | 361347.5047 | 392836.4075 | 424770.1516 | 455560.8363 | 487280.606 | 518854.2049 | 576123.7666 | 627395.1917 | 667256.2838
Scenario 2: High TRC | SCG | Com | FoodServ | Com - College | Total Resource Cost Test | Energy Efficiency | 250066.2907 | 275821.8465 | 303750.6593 | 333156.2605 | 361347.5047 | 392836.4075 | 424770.1516 | 455560.8363 | 487280.606 | 518854.2049 | 576123.7666 | 627395.1917 | 667256.2838
Scenario 2: High TRC | SCG | Com | FoodServ | Com - Grocery | Participant Cost Test | Energy Efficiency | 2759749.064 | 2960218.3586 | 3064330.5918 | 3059504.7518 | 3019263.0537 | 2938524.388 | 2810012.0304 | 2643073.3136 | 2420758.722 | 2148009.2591 | 2188431.575 | 1871369.1571 | 1335601.69
Scenario 2: High TRC | SCG | Com | FoodServ | Com - Grocery | Program Administrator Cost Test | Energy Efficiency | 1862755.8996 | 2069719.1607 | 2278894.4435 | 2500176.7725 | 2733420.924 | 2975533.0818 | 3221704.9158 | 3484508.9628 | 3748512.8611 | 4017927.2233 | 4855073.6671 | 5446241.4632 | 5846092.7491
Scenario 2: High TRC | SCG | Com | FoodServ | Com - Grocery | Rate Impact Measure Test | Energy Efficiency | 1862755.8996 | 2069719.1607 | 2278894.4435 | 2500176.7725 | 2733420.924 | 2975533.0818 | 3221704.9158 | 3484508.9628 | 3748512.8611 | 4017927.2233 | 4855073.6671 | 5446241.4632 | 5846092.7491
Scenario 2: High TRC | SCG | Com | FoodServ | Com - Grocery | Total Resource Cost Test | Energy Efficiency | 1862755.8996 | 2069719.1607 | 2278894.4435 | 2500176.7725 | 2733420.924 | 2975533.0818 | 3221704.9158 | 3484508.9628 | 3748512.8611 | 4017927.2233 | 4855073.6671 | 5446241.4632 | 5846092.7491
Scenario 2: High TRC | SCG | Com | FoodServ | Com - Health | Participant Cost Test | Energy Efficiency | 898617.1714 | 965948.6784 | 999753.3986 | 993548.8991 | 981318.1513 | 951877.6913 | 915350.3121 | 856929.8069 | 782493.761 | 687677.9766 | 655199.3878 | 545371.7943 | 386095.2903
Scenario 2: High TRC | SCG | Com | FoodServ | Com - Health | Program Administrator Cost Test | Energy Efficiency | 658339.6472 | 733179.2955 | 813290.5717 | 888277.026 | 971313.8106 | 1053836.4208 | 1146587.2391 | 1235180.9904 | 1325940.2512 | 1411239.2487 | 1616201.4921 | 1782424.5385 | 1918887.7267
Scenario 2: High TRC | SCG | Com | FoodServ | Com - Health | Rate Impact Measure Test | Energy Efficiency | 658339.6472 | 733179.2955 | 813290.5717 | 888277.026 | 971313.8106 | 1053836.4208 | 1146587.2391 | 1235180.9904 | 1325940.2512 | 1411239.2487 | 1616201.4921 | 1782424.5385 | 1918887.7267
Scenario 2: High TRC | SCG | Com | FoodServ | Com - Health | Total Resource Cost Test | Energy Efficiency | 658339.6472 | 733179.2955 | 813290.5717 | 888277.026 | 971313.8106 | 1053836.4208 | 1146587.2391 | 1235180.9904 | 1325940.2512 | 1411239.2487 | 1616201.4921 | 1782424.5385 | 1918887.7267
Scenario 2: High TRC | SCG | Com | FoodServ | Com - Lodging | Participant Cost Test | Energy Efficiency | 842934.4546 | 901480.1136 | 931919.8652 | 930206.08 | 918806.4216 | 895438.393 | 858728.5752 | 807769.4877 | 739602.0711 | 655616.9266 | 647200.394 | 546706.4336 | 385526.7835
Scenario 2: High TRC | SCG | Com | FoodServ | Com - Lodging | Program Administrator Cost Test | Energy Efficiency | 568513.8822 | 632203.0937 | 699276.0715 | 767737.757 | 840762.0468 | 917399.6411 | 997449.8759 | 1080799.8486 | 1164862.9048 | 1251055.8516 | 1480947.1804 | 1652209.225 | 1772261.4544
Scenario 2: High TRC | SCG | Com | FoodServ | Com - Lodging | Rate Impact Measure Test | Energy Efficiency | 568513.8822 | 632203.0937 | 699276.0715 | 767737.757 | 840762.0468 | 917399.6411 | 997449.8759 | 1080799.8486 | 1164862.9048 | 1251055.8516 | 1480947.1804 | 1652209.225 | 1772261.4544
Scenario 2: High TRC | SCG | Com | FoodServ | Com - Lodging | Total Resource Cost Test | Energy Efficiency | 568513.8822 | 632203.0937 | 699276.0715 | 767737.757 | 840762.0468 | 917399.6411 | 997449.8759 | 1080799.8486 | 1164862.9048 | 1251055.8516 | 1480947.1804 | 1652209.225 | 1772261.4544
Scenario 2: High TRC | SCG | Com | FoodServ | Com - Other | Participant Cost Test | Energy Efficiency | 3818974.8835 | 4098994.0987 | 4193416.5147 | 4205286.4384 | 2955492.4379 | 5189779.4744 | 3891496.8436 | 3662394.2676 | 3358285.9573 | 2989267.8997 | 2657615.2937 | 2148654.8913 | 1500043.445
Scenario 2: High TRC | SCG | Com | FoodServ | Com - Other | Program Administrator Cost Test | Energy Efficiency | 2949774.1341 | 3306256.8635 | 3679903.7803 | 4068874.4692 | 3256553.3384 | 6189631.9828 | 5349860.9439 | 5819818.509 | 6301742.6009 | 6817575.1736 | 7536521.3442 | 8199016.5166 | 8835488.1256
Scenario 2: High TRC | SCG | Com | FoodServ | Com - Other | Rate Impact Measure Test | Energy Efficiency | 2949774.1341 | 3306256.8635 | 3679903.7803 | 4068874.4692 | 3256553.3384 | 6189631.9828 | 5349860.9439 | 5819818.509 | 6301742.6009 | 6817575.1736 | 7536521.3442 | 8199016.5166 | 8835488.1256
Scenario 2: High TRC | SCG | Com | FoodServ | Com - Other | Total Resource Cost Test | Energy Efficiency | 2949774.1341 | 3306256.8635 | 3679903.7803 | 4068874.4692 | 3256553.3384 | 6189631.9828 | 5349860.9439 | 5819818.509 | 6301742.6009 | 6817575.1736 | 7536521.3442 | 8199016.5166 | 8835488.1256
Scenario 2: High TRC | SCG | Com | FoodServ | Com - Restaurant | Participant Cost Test | Energy Efficiency | 13148096.5853 | 14121561.9948 | 14626886.7045 | 14685714.6625 | 14573522.9404 | 14218518.7665 | 13634787.2823 | 12848609.3571 | 11808821.6076 | 10507961.8219 | 10355553.6698 | 8773334.3781 | 6215949.8338
Scenario 2: High TRC | SCG | Com | FoodServ | Com - Restaurant | Program Administrator Cost Test | Energy Efficiency | 8903763.1968 | 9956432.7907 | 11060824.1316 | 12233075.0501 | 13482465.6588 | 14756974.9536 | 16076083.7277 | 17482321.246 | 18942109.4321 | 20450550.1578 | 24195649.6192 | 27086806.3816 | 29220920.0272
Scenario 2: High TRC | SCG | Com | FoodServ | Com - Restaurant | Rate Impact Measure Test | Energy Efficiency | 8903763.1968 | 9956432.7907 | 11060824.1316 | 12233075.0501 | 13482465.6588 | 14756974.9536 | 16076083.7277 | 17482321.246 | 18942109.4321 | 20450550.1578 | 24195649.6192 | 27086806.3816 | 29220920.0272
Scenario 2: High TRC | SCG | Com | FoodServ | Com - Restaurant | Total Resource Cost Test | Energy Efficiency | 8903763.1968 | 9956432.7907 | 11060824.1316 | 12233075.0501 | 13482465.6588 | 14756974.9536 | 16076083.7277 | 17482321.246 | 18942109.4321 | 20450550.1578 | 24195649.6192 | 27086806.3816 | 29220920.0272
Scenario 2: High TRC | SCG | Com | FoodServ | Com - Retail | Participant Cost Test | Energy Efficiency | 31927.4595 | 34007.7199 | 35385.4912 | 36495.8639 | 0 | 79188.187 | 36770.0755 | 35525.5355 | 33173.2174 | 29787.1602 | 25368.2565 | 19635.9137 | 12565.155
Scenario 2: High TRC | SCG | Com | FoodServ | Com - Retail | Program Administrator Cost Test | Energy Efficiency | 4635.939 | 5419.5319 | 6243.9424 | 7198.9911 | 0 | 20084.1208 | 10785.3345 | 12273.4313 | 13834.2808 | 15514.2336 | 17382.0016 | 19360.6371 | 21534.0544
Scenario 2: High TRC | SCG | Com | FoodServ | Com - Retail | Rate Impact Measure Test | Energy Efficiency | 4635.939 | 5419.5319 | 6243.9424 | 7198.9911 | 0 | 20084.1208 | 10785.3345 | 12273.4313 | 13834.2808 | 15514.2336 | 17382.0016 | 19360.6371 | 21534.0544
Scenario 2: High TRC | SCG | Com | FoodServ | Com - Retail | Total Resource Cost Test | Energy Efficiency | 4635.939 | 5419.5319 | 6243.9424 | 7198.9911 | 0 | 20084.1208 | 10785.3345 | 12273.4313 | 13834.2808 | 15514.2336 | 17382.0016 | 19360.6371 | 21534.0544
Scenario 2: High TRC | SCG | Com | FoodServ | Com - School | Participant Cost Test | Energy Efficiency | 971945.6093 | 1018780.4829 | 1027320.3233 | 1015870.2344 | 986080.7909 | 948656.2877 | 895032.39 | 829075.9351 | 751132.3569 | 660862.5855 | 586463.5697 | 473172.8939 | 325991.8199
Scenario 2: High TRC | SCG | Com | FoodServ | Com - School | Program Administrator Cost Test | Energy Efficiency | 692467.8561 | 761158.388 | 833081.4207 | 906739.0748 | 977426.8764 | 1053927.3584 | 1129093.7735 | 1206880.3079 | 1288876.6817 | 1375920.885 | 1512608.1203 | 1637211.4827 | 1740172.8133
Scenario 2: High TRC | SCG | Com | FoodServ | Com - School | Rate Impact Measure Test | Energy Efficiency | 692467.8561 | 761158.388 | 833081.4207 | 906739.0748 | 977426.8764 | 1053927.3584 | 1129093.7735 | 1206880.3079 | 1288876.6817 | 1375920.885 | 1512608.1203 | 1637211.4827 | 1740172.8133
Scenario 2: High TRC | SCG | Com | FoodServ | Com - School | Total Resource Cost Test | Energy Efficiency | 692467.8561 | 761158.388 | 833081.4207 | 906739.0748 | 977426.8764 | 1053927.3584 | 1129093.7735 | 1206880.3079 | 1288876.6817 | 1375920.885 | 1512608.1203 | 1637211.4827 | 1740172.8133
Scenario 2: High TRC | SCG | Com | HVAC | Com - College | Participant Cost Test | Energy Efficiency | 641006.9393 | 612410.6014 | 589200.6608 | 565655.1583 | 531790.6577 | 241535.8887 | 177700.6312 | 162126.776 | 121907.7947 | 101268.6096 | 79387.1989 | 57448.2235 | 30026.992
Scenario 2: High TRC | SCG | Com | HVAC | Com - College | Program Administrator Cost Test | Energy Efficiency | 165896.5732 | 172386.9601 | 181665.9722 | 192384.7831 | 200620.4862 | 94996.3884 | 103290.3713 | 110110.6581 | 117203.8193 | 123645.319 | 131187.573 | 144459.5666 | 153133.473
Scenario 2: High TRC | SCG | Com | HVAC | Com - College | Rate Impact Measure Test | Energy Efficiency | 165896.5732 | 172386.9601 | 181665.9722 | 192384.7831 | 200620.4862 | 94996.3884 | 103290.3713 | 110110.6581 | 117203.8193 | 123645.319 | 131187.573 | 144459.5666 | 153133.473
Scenario 2: High TRC | SCG | Com | HVAC | Com - College | Total Resource Cost Test | Energy Efficiency | 304531.7448 | 308033.5988 | 315546.6265 | 324958.6773 | 330584.8678 | 170252.8005 | 125459.3391 | 132492.8638 | 117203.8193 | 123645.319 | 131187.573 | 144459.5666 | 153133.473
Scenario 2: High TRC | SCG | Com | HVAC | Com - Grocery | Participant Cost Test | Energy Efficiency | 103522.1304 | 103060.995 | 100852.6261 | 100471.049 | 97841.6178 | 94530.6337 | 89856.9569 | 84811.8756 | 59871.9814 | 52106.6362 | 43417.8728 | 33658.3969 | 22191.1226
Scenario 2: High TRC | SCG | Com | HVAC | Com - Grocery | Program Administrator Cost Test | Energy Efficiency | 100894.2107 | 108912.2421 | 116158.8222 | 125824.8129 | 135250.3626 | 145451.5584 | 155477.827 | 167123.7957 | 177574.5152 | 189126.6198 | 202073.525 | 215792.57 | 229910.1702
Scenario 2: High TRC | SCG | Com | HVAC | Com - Grocery | Rate Impact Measure Test | Energy Efficiency | 100894.2107 | 108912.2421 | 116158.8222 | 125824.8129 | 135250.3626 | 145451.5584 | 155477.827 | 167123.7957 | 177574.5152 | 189126.6198 | 202073.525 | 215792.57 | 229910.1702
Scenario 2: High TRC | SCG | Com | HVAC | Com - Grocery | Total Resource Cost Test | Energy Efficiency | 115917.4939 | 124301.4422 | 131730.1609 | 142103.6939 | 151822.2335 | 162318.5875 | 172532.9666 | 184455.2208 | 177574.5152 | 189126.6198 | 202073.525 | 215792.57 | 229910.1702
Scenario 2: High TRC | SCG | Com | HVAC | Com - Health | Participant Cost Test | Energy Efficiency | 2356938.6737 | 2400188.8983 | 2406686.6123 | 2345583.9842 | 2254911.7944 | 1840235.4243 | 1705407.6558 | 1539223.9069 | 1008156.3015 | 753264.8312 | 527763.2579 | 342715.6791 | 189906.7205
Scenario 2: High TRC | SCG | Com | HVAC | Com - Health | Program Administrator Cost Test | Energy Efficiency | 1388152.0994 | 1495388.9507 | 1589523.4966 | 1644945.3629 | 1685978.4837 | 1564821.9293 | 1557444.9718 | 1516430.9289 | 1458502.9514 | 1377747.4146 | 1287857.2289 | 1231247.3414 | 1186523.2184
Scenario 2: High TRC | SCG | Com | HVAC | Com - Health | Rate Impact Measure Test | Energy Efficiency | 1388152.0994 | 1495388.9507 | 1589523.4966 | 1644945.3629 | 1685978.4837 | 1564821.9293 | 1557444.9718 | 1516430.9289 | 1458502.9514 | 1377747.4146 | 1287857.2289 | 1231247.3414 | 1186523.2184
Scenario 2: High TRC | SCG | Com | HVAC | Com - Health | Total Resource Cost Test | Energy Efficiency | 1970511.5276 | 2090608.2232 | 2187479.454 | 2225116.6665 | 2242640.4782 | 2039117.133 | 1995281.7019 | 1911138.6007 | 1458502.9514 | 1377747.4146 | 1287857.2289 | 1231247.3414 | 1186523.2184
Scenario 2: High TRC | SCG | Com | HVAC | Com - Lodging | Participant Cost Test | Energy Efficiency | 1975005.0047 | 1993699.4251 | 1975605.2164 | 1915867.2515 | 1821649.4288 | 1526939.3469 | 1314605.2475 | 1160075.2175 | 97896.3243 | 85165.4235 | 70239.9642 | 53617.3727 | 35120.6679
Scenario 2: High TRC | SCG | Com | HVAC | Com - Lodging | Program Administrator Cost Test | Energy Efficiency | 704252.0502 | 750606.047 | 786626.3416 | 808008.7132 | 816958.4958 | 758145.4584 | 738899.6261 | 709263.8455 | 290351.0446 | 307661.4855 | 325733.3916 | 344524.0538 | 364491.1497
Scenario 2: High TRC | SCG | Com | HVAC | Com - Lodging | Rate Impact Measure Test | Energy Efficiency | 704252.0502 | 750606.047 | 786626.3416 | 808008.7132 | 816958.4958 | 758145.4584 | 738899.6261 | 709263.8455 | 290351.0446 | 307661.4855 | 325733.3916 | 344524.0538 | 364491.1497
Scenario 2: High TRC | SCG | Com | HVAC | Com - Lodging | Total Resource Cost Test | Energy Efficiency | 1797774.1807 | 1854812.1967 | 1880887.2767 | 1869628.6237 | 1827290.0336 | 1627581.5189 | 1457404.6201 | 1342908.6928 | 290351.0446 | 307661.4855 | 325733.3916 | 344524.0538 | 364491.1497
Scenario 2: High TRC | SCG | Com | HVAC | Com - Office (Large) | Participant Cost Test | Energy Efficiency | 3810385.3423 | 3602019.492 | 3382140.4008 | 3170250.1403 | 2972369.0349 | 572911.8999 | 1319.2724 | 1220.2621 | 713.6658 | 602.1961 | 487.4823 | 364.6038 | 234.6158
Scenario 2: High TRC | SCG | Com | HVAC | Com - Office (Large) | Program Administrator Cost Test | Energy Efficiency | 826878.2276 | 844597.7309 | 859244.7356 | 876716.6937 | 899223.0359 | 1890.1657 | 1965.597 | 2047.0721 | 2116.664 | 2185.7351 | 2268.8184 | 2348.9142 | 2439.1657
Scenario 2: High TRC | SCG | Com | HVAC | Com - Office (Large) | Rate Impact Measure Test | Energy Efficiency | 826878.2276 | 844597.7309 | 859244.7356 | 876716.6937 | 899223.0359 | 1890.1657 | 1965.597 | 2047.0721 | 2116.664 | 2185.7351 | 2268.8184 | 2348.9142 | 2439.1657
Scenario 2: High TRC | SCG | Com | HVAC | Com - Office (Large) | Total Resource Cost Test | Energy Efficiency | 2166921.8372 | 2140419.1763 | 2108907.2178 | 2085006.1066 | 2073207.3401 | 573800.9189 | 2372.467 | 2448.3851 | 2116.664 | 2185.7351 | 2268.8184 | 2348.9142 | 2439.1657
Scenario 2: High TRC | SCG | Com | HVAC | Com - Office (Small) | Participant Cost Test | Energy Efficiency | 1388488.8566 | 1318538.8516 | 1242415.5615 | 1163534.6568 | 464840.495 | 1781678.3412 | 160590.5008 | 144303.8299 | 115197.8254 | 95658.7785 | 74647.9553 | 51760.1348 | 26960.9013
Scenario 2: High TRC | SCG | Com | HVAC | Com - Office (Small) | Program Administrator Cost Test | Energy Efficiency | 400436.2098 | 414185.4506 | 427884.7824 | 442586.8284 | 202854.6356 | 747136.1703 | 77829.6992 | 82322.0624 | 86994.1993 | 91810.3209 | 97039.2517 | 102476.6271 | 108350.2603
Scenario 2: High TRC | SCG | Com | HVAC | Com - Office (Small) | Rate Impact Measure Test | Energy Efficiency | 400436.2098 | 414185.4506 | 427884.7824 | 442586.8284 | 202854.6356 | 747136.1703 | 77829.6992 | 82322.0624 | 86994.1993 | 91810.3209 | 97039.2517 | 102476.6271 | 108350.2603
Scenario 2: High TRC | SCG | Com | HVAC | Com - Office (Small) | Total Resource Cost Test | Energy Efficiency | 534001.123 | 544990.337 | 555796.1184 | 567772.9426 | 261425.8318 | 860372.639 | 89005.5577 | 93517.4809 | 86994.1993 | 91810.3209 | 97039.2517 | 102476.6271 | 108350.2603
Scenario 2: High TRC | SCG | Com | HVAC | Com - Other | Participant Cost Test | Energy Efficiency | 6492020.9773 | 6390324.7067 | 6246992.5991 | 6160010.3582 | 256240.9591 | 10917593.5845 | 5307672.3227 | 4898545.0805 | 3505893.6062 | 2948004.4461 | 2344734.7829 | 1651203.8086 | 878266.5152
Scenario 2: High TRC | SCG | Com | HVAC | Com - Other | Program Administrator Cost Test | Energy Efficiency | 1732290.8248 | 1864690.3717 | 2008973.1672 | 2288728.2829 | 108200.1968 | 5168032.2729 | 2876243.1372 | 3086025.0614 | 3288952.0706 | 3487354.918 | 3775204.6156 | 4037674.7078 | 4329527.4645
Scenario 2: High TRC | SCG | Com | HVAC | Com - Other | Rate Impact Measure Test | Energy Efficiency | 1732290.8248 | 1864690.3717 | 2008973.1672 | 2288728.2829 | 108200.1968 | 5168032.2729 | 2876243.1372 | 3086025.0614 | 3288952.0706 | 3487354.918 | 3775204.6156 | 4037674.7078 | 4329527.4645
Scenario 2: High TRC | SCG | Com | HVAC | Com - Other | Total Resource Cost Test | Energy Efficiency | 2471615.0825 | 2619853.9039 | 2780768.6267 | 3107182.9793 | 145701.0616 | 6822257.3381 | 3748747.3039 | 3972467.6084 | 3288952.0706 | 3487354.918 | 3775204.6156 | 4037674.7078 | 4329527.4645
Scenario 2: High TRC | SCG | Com | HVAC | Com - Restaurant | Participant Cost Test | Energy Efficiency | 6086685.6611 | 5877150.0753 | 5589081.9598 | 5264689.999 | 4906362.9918 | 4561638.0529 | 4145966.1825 | 3722540.9088 | 3009053.327 | 2549176.5015 | 2065089.0256 | 1548982.3719 | 994305.9704
Scenario 2: High TRC | SCG | Com | HVAC | Com - Restaurant | Program Administrator Cost Test | Energy Efficiency | 6428634.3063 | 6750603.4236 | 7021363.593 | 7283629.4664 | 7536309.4067 | 7858875.8911 | 8108162.4079 | 8391359.4651 | 8698939.5941 | 9028624.9958 | 9397056.1084 | 9794015.7606 | 10234805.1817
Scenario 2: High TRC | SCG | Com | HVAC | Com - Restaurant | Rate Impact Measure Test | Energy Efficiency | 6428634.3063 | 6750603.4236 | 7021363.593 | 7283629.4664 | 7536309.4067 | 7858875.8911 | 8108162.4079 | 8391359.4651 | 8698939.5941 | 9028624.9958 | 9397056.1084 | 9794015.7606 | 10234805.1817
Scenario 2: High TRC | SCG | Com | HVAC | Com - Restaurant | Total Resource Cost Test | Energy Efficiency | 6736319.2749 | 7057238.8143 | 7323989.6031 | 7581419.3728 | 7828499.1415 | 8147690.8933 | 8390515.7373 | 8668150.8493 | 8698939.5941 | 9028624.9958 | 9397056.1084 | 9794015.7606 | 10234805.1817
Scenario 2: High TRC | SCG | Com | HVAC | Com - Retail | Participant Cost Test | Energy Efficiency | 1373090.1498 | 1332196.9566 | 1277914.9477 | 1223884.5258 | 362303.0561 | 1351378.9347 | 519154.8044 | 482542.3088 | 311727.83 | 260918.9949 | 205423.7986 | 143437.5436 | 75293.5741
Scenario 2: High TRC | SCG | Com | HVAC | Com - Retail | Program Administrator Cost Test | Energy Efficiency | 247807.7159 | 260118.4189 | 271601.2871 | 284851.0336 | 101931.7265 | 304620.8086 | 153797.1332 | 164927.0062 | 175841.7757 | 187179.5148 | 199724.4276 | 212525.5985 | 226503.5037
Scenario 2: High TRC | SCG | Com | HVAC | Com - Retail | Rate Impact Measure Test | Energy Efficiency | 247807.7159 | 260118.4189 | 271601.2871 | 284851.0336 | 101931.7265 | 304620.8086 | 153797.1332 | 164927.0062 | 175841.7757 | 187179.5148 | 199724.4276 | 212525.5985 | 226503.5037
Scenario 2: High TRC | SCG | Com | HVAC | Com - Retail | Total Resource Cost Test | Energy Efficiency | 639582.2745 | 648487.9899 | 654705.1104 | 664138.871 | 260089.9289 | 743572.4085 | 277168.7945 | 290224.6378 | 175841.7757 | 187179.5148 | 199724.4276 | 212525.5985 | 226503.5037
Scenario 2: High TRC | SCG | Com | HVAC | Com - School | Participant Cost Test | Energy Efficiency | 2097180.9968 | 1988746.7695 | 1880864.4357 | 1765605.7445 | 1630612.7935 | 779060.8221 | 711343.7372 | 641284.7335 | 458052.2 | 384898.2949 | 305140.516 | 221035.833 | 128463.8176
Scenario 2: High TRC | SCG | Com | HVAC | Com - School | Program Administrator Cost Test | Energy Efficiency | 940763.8332 | 974626.7244 | 1013767.1613 | 1053677.9392 | 1083990.6235 | 782894.0193 | 813078.5315 | 845885.2811 | 884081.311 | 927996.113 | 971595.1245 | 1024247.1935 | 1074600.3713
Scenario 2: High TRC | SCG | Com | HVAC | Com - School | Rate Impact Measure Test | Energy Efficiency | 940763.8332 | 974626.7244 | 1013767.1613 | 1053677.9392 | 1083990.6235 | 782894.0193 | 813078.5315 | 845885.2811 | 884081.311 | 927996.113 | 971595.1245 | 1024247.1935 | 1074600.3713
Scenario 2: High TRC | SCG | Com | HVAC | Com - School | Total Resource Cost Test | Energy Efficiency | 1200655.0109 | 1229007.086 | 1263486.3064 | 1298670.5026 | 1322308.3905 | 899536.6874 | 927841.7374 | 958953.3084 | 884081.311 | 927996.113 | 971595.1245 | 1024247.1935 | 1074600.3713
Scenario 2: High TRC | SCG | Com | HVAC | Com - Warehouse | Participant Cost Test | Energy Efficiency | 0 | 0 | 0 | 0 | 0 | 54.8625 | 53.6916 | 52.0976 | 32.56 | 0 | 0 | 18.8642 | 12.6338
Scenario 2: High TRC | SCG | Com | HVAC | Com - Warehouse | Program Administrator Cost Test | Energy Efficiency | 0 | 0 | 0 | 0 | 0 | 74.6682 | 81.5368 | 89.195 | 96.5697 | 0 | 0 | 121.53 | 131.3466
Scenario 2: High TRC | SCG | Com | HVAC | Com - Warehouse | Rate Impact Measure Test | Energy Efficiency | 0 | 0 | 0 | 0 | 0 | 74.6682 | 81.5368 | 89.195 | 96.5697 | 0 | 0 | 121.53 | 131.3466
Scenario 2: High TRC | SCG | Com | HVAC | Com - Warehouse | Total Resource Cost Test | Energy Efficiency | 0 | 0 | 0 | 0 | 0 | 89.9819 | 97.3802 | 105.6094 | 96.5697 | 0 | 0 | 121.53 | 131.3466
Scenario 2: High TRC | SCG | Com | WaterHeat | Com - College | Participant Cost Test | Energy Efficiency | 620648.9515 | 575724.0205 | 507542.3781 | 486590.6954 | 462368.7969 | 44941.512 | 1647.7481 | 1684.4335 | 1199.6568 | 1030.6623 | 840.4598 | 629.4494 | 385.4958
Scenario 2: High TRC | SCG | Com | WaterHeat | Com - College | Program Administrator Cost Test | Energy Efficiency | 746382.5355 | 768239.7478 | 805131.0023 | 846801.0465 | 883652.8255 | 1167.6716 | 1241.0167 | 1316.3971 | 1396.6192 | 1481.6898 | 1573.5539 | 1680.4979 | 1786.1043
Scenario 2: High TRC | SCG | Com | WaterHeat | Com - College | Rate Impact Measure Test | Energy Efficiency | 746382.5355 | 768239.7478 | 805131.0023 | 846801.0465 | 883652.8255 | 1167.6716 | 1241.0167 | 1316.3971 | 1396.6192 | 1481.6898 | 1573.5539 | 1680.4979 | 1786.1043
Scenario 2: High TRC | SCG | Com | WaterHeat | Com - College | Total Resource Cost Test | Energy Efficiency | 952023.4035 | 962187.5683 | 945617.3289 | 986892.704 | 1022162.0058 | 45011.8936 | 1758.8601 | 1837.2547 | 1396.6192 | 1481.6898 | 1573.5539 | 1680.4979 | 1786.1043
Scenario 2: High TRC | SCG | Com | WaterHeat | Com - Grocery | Participant Cost Test | Energy Efficiency | 745454.1189 | 332816.1686 | 97555.505 | 88939.9249 | 87407.1098 | 43590.0617 | 36838.066 | 37857.9181 | 29679.4939 | 25550.6754 | 20875.0706 | 15572.6306 | 9550.7993
Scenario 2: High TRC | SCG | Com | WaterHeat | Com - Grocery | Program Administrator Cost Test | Energy Efficiency | 325404.0593 | 183865.958 | 100390.6803 | 102679.6943 | 108274.5107 | 28711.5394 | 30521.3655 | 32486.7078 | 34552.3533 | 36731.9034 | 39083.4429 | 41575.6892 | 44251.4314
Scenario 2: High TRC | SCG | Com | WaterHeat | Com - Grocery | Rate Impact Measure Test | Energy Efficiency | 325404.0593 | 183865.958 | 100390.6803 | 102679.6943 | 108274.5107 | 28711.5394 | 30521.3655 | 32486.7078 | 34552.3533 | 36731.9034 | 39083.4429 | 41575.6892 | 44251.4314
Scenario 2: High TRC | SCG | Com | WaterHeat | Com - Grocery | Total Resource Cost Test | Energy Efficiency | 550062.9947 | 281110.6386 | 126717.1713 | 126867.2715 | 132490.3681 | 45334.1101 | 39578.1918 | 41632.6914 | 34552.3533 | 36731.9034 | 39083.4429 | 41575.6892 | 44251.4314
Scenario 2: High TRC | SCG | Com | WaterHeat | Com - Health | Participant Cost Test | Energy Efficiency | 1743776.4124 | 1495182.4584 | 1323697.0039 | 1265700.3276 | 1207431.8567 | 122824.6277 | 7276.303 | 6404.2082 | 4311.8697 | 3702.1397 | 3011.6895 | 2256.182 | 1391.0464
Scenario 2: High TRC | SCG | Com | WaterHeat | Com - Health | Program Administrator Cost Test | Energy Efficiency | 2001752.8168 | 2024969.7706 | 2121832.8938 | 2213620.4262 | 2325390.4897 | 5971.8114 | 5429.3543 | 5115.0746 | 5019.8041 | 5322.2327 | 5638.6489 | 6023.5372 | 6445.0936
Scenario 2: High TRC | SCG | Com | WaterHeat | Com - Health | Rate Impact Measure Test | Energy Efficiency | 2001752.8168 | 2024969.7706 | 2121832.8938 | 2213620.4262 | 2325390.4897 | 5971.8114 | 5429.3543 | 5115.0746 | 5019.8041 | 5322.2327 | 5638.6489 | 6023.5372 | 6445.0936
Scenario 2: High TRC | SCG | Com | WaterHeat | Com - Health | Total Resource Cost Test | Energy Efficiency | 2533233.9403 | 2482250.3367 | 2463500.1163 | 2552751.8277 | 2662020.3188 | 122620.9434 | 7466.9145 | 6884.8653 | 5019.8041 | 5322.2327 | 5638.6489 | 6023.5372 | 6445.0936
Scenario 2: High TRC | SCG | Com | WaterHeat | Com - Lodging | Participant Cost Test | Energy Efficiency | 15537459.7322 | 14164706.3731 | 12485499.382 | 11408538.6916 | 10600515.5248 | 3140890.8859 | 8138.6876 | 8306.7337 | 3671.7208 | 3163.4005 | 2586.1009 | 1930.9526 | 1185.0137
Scenario 2: High TRC | SCG | Com | WaterHeat | Com - Lodging | Program Administrator Cost Test | Energy Efficiency | 8445111.5902 | 8510530.4133 | 8610555.7162 | 8750015.4628 | 9005456.0357 | 73433.8202 | 3770.4681 | 4016.5156 | 4274.552 | 4547.7335 | 4841.8358 | 5155.238 | 5490.4806
Scenario 2: High TRC | SCG | Com | WaterHeat | Com - Lodging | Rate Impact Measure Test | Energy Efficiency | 8445111.5902 | 8510530.4133 | 8610555.7162 | 8750015.4628 | 9005456.0357 | 73433.8202 | 3770.4681 | 4016.5156 | 4274.552 | 4547.7335 | 4841.8358 | 5155.238 | 5490.4806
Scenario 2: High TRC | SCG | Com | WaterHeat | Com - Lodging | Total Resource Cost Test | Energy Efficiency | 17760733.592 | 17076269.4441 | 16098358.336 | 15707499.5347 | 15607661.0985 | 3125307.1971 | 8477.1886 | 8773.4288 | 4274.552 | 4547.7335 | 4841.8358 | 5155.238 | 5490.4806
Scenario 2: High TRC | SCG | Com | WaterHeat | Com - Office (Large) | Participant Cost Test | Energy Efficiency | 1627603.3648 | 1555299.8406 | 1406363.9753 | 1329035.3556 | 1262390.1483 | 218479.1552 | 0 | 0 | 0 | 0 | 0 | 0 | 0
Scenario 2: High TRC | SCG | Com | WaterHeat | Com - Office (Large) | Program Administrator Cost Test | Energy Efficiency | 1614932.967 | 1660406.7014 | 1703997.3988 | 1755878.1473 | 1819889.6417 | 0 | 0 | 0 | 0 | 0 | 0 | 0 | 0
Scenario 2: High TRC | SCG | Com | WaterHeat | Com - Office (Large) | Rate Impact Measure Test | Energy Efficiency | 1614932.967 | 1660406.7014 | 1703997.3988 | 1755878.1473 | 1819889.6417 | 0 | 0 | 0 | 0 | 0 | 0 | 0 | 0
Scenario 2: High TRC | SCG | Com | WaterHeat | Com - Office (Large) | Total Resource Cost Test | Energy Efficiency | 2264963.1168 | 2294374.2851 | 2242960.3913 | 2282661.3064 | 2337549.5315 | 218479.1552 | 0 | 0 | 0 | 0 | 0 | 0 | 0
Scenario 2: High TRC | SCG | Com | WaterHeat | Com - Office (Small) | Participant Cost Test | Energy Efficiency | 51946.7283 | 49902.5089 | 47694.1404 | 45378.294 | 24022.125 | 0 | 0 | 0 | 0 | 0 | 0 | 0 | 0
Scenario 2: High TRC | SCG | Com | WaterHeat | Com - Office (Small) | Program Administrator Cost Test | Energy Efficiency | 97577.8395 | 101829.4528 | 106295.2907 | 111161.0772 | 65171.5236 | 0 | 0 | 0 | 0 | 0 | 0 | 0 | 0
Scenario 2: High TRC | SCG | Com | WaterHeat | Com - Office (Small) | Rate Impact Measure Test | Energy Efficiency | 97577.8395 | 101829.4528 | 106295.2907 | 111161.0772 | 65171.5236 | 0 | 0 | 0 | 0 | 0 | 0 | 0 | 0
Scenario 2: High TRC | SCG | Com | WaterHeat | Com - Office (Small) | Total Resource Cost Test | Energy Efficiency | 104286.7381 | 108468.0974 | 112864.3917 | 117671.1659 | 68787.1504 | 0 | 0 | 0 | 0 | 0 | 0 | 0 | 0
Scenario 2: High TRC | SCG | Com | WaterHeat | Com - Other | Participant Cost Test | Energy Efficiency | 5846300.7676 | 5512985.0517 | 4480830.0632 | 4292251.7884 | 2694485.101 | 415560.6863 | 141680.3138 | 145363.4616 | 93191.9929 | 80462.1632 | 65908.7492 | 49302.6189 | 30329.5326
Scenario 2: High TRC | SCG | Com | WaterHeat | Com - Other | Program Administrator Cost Test | Energy Efficiency | 6852390.7322 | 7135244.5375 | 7502213.2024 | 7894965.0639 | 5464002.4103 | 104452.9053 | 95557.359 | 101872.2685 | 108492.465 | 115673.1493 | 123397.8775 | 131627.6522 | 140524.7353
Scenario 2: High TRC | SCG | Com | WaterHeat | Com - Other | Rate Impact Measure Test | Energy Efficiency | 6852390.7322 | 7135244.5375 | 7502213.2024 | 7894965.0639 | 5464002.4103 | 104452.9053 | 95557.359 | 101872.2685 | 108492.465 | 115673.1493 | 123397.8775 | 131627.6522 | 140524.7353
Scenario 2: High TRC | SCG | Com | WaterHeat | Com - Other | Total Resource Cost Test | Energy Efficiency | 9229515.1589 | 9409494.0563 | 8841562.5513 | 9229526.4619 | 6324933.7792 | 421905.5218 | 150259.1617 | 157200.4136 | 108492.465 | 115673.1493 | 123397.8775 | 131627.6522 | 140524.7353
Scenario 2: High TRC | SCG | Com | WaterHeat | Com - Refrig. Warehouse | Participant Cost Test | Energy Efficiency | 70517.835 | 5444.1913 | 5570.7038 | 17888.6086 | 4345.1633 | 0 | 0 | 0 | 0 | 0 | 0 | 0 | 0
Scenario 2: High TRC | SCG | Com | WaterHeat | Com - Refrig. Warehouse | Program Administrator Cost Test | Energy Efficiency | 60935.0829 | 10551.3808 | 7787.1155 | 40905.9342 | 11308.0839 | 0 | 0 | 0 | 0 | 0 | 0 | 0 | 0
Scenario 2: High TRC | SCG | Com | WaterHeat | Com - Refrig. Warehouse | Rate Impact Measure Test | Energy Efficiency | 60935.0829 | 10551.3808 | 7787.1155 | 40905.9342 | 11308.0839 | 0 | 0 | 0 | 0 | 0 | 0 | 0 | 0
Scenario 2: High TRC | SCG | Com | WaterHeat | Com - Refrig. Warehouse | Total Resource Cost Test | Energy Efficiency | 68113.1707 | 10852.929 | 8265.0466 | 41978.8858 | 11583.1851 | 0 | 0 | 0 | 0 | 0 | 0 | 0 | 0
Scenario 2: High TRC | SCG | Com | WaterHeat | Com - Restaurant | Participant Cost Test | Energy Efficiency | 3042717.0913 | 2947388.2819 | 2815114.4905 | 2677581.6976 | 2535774.6893 | 159197.1436 | 163964.2481 | 169341.6392 | 159223.4766 | 137423.1259 | 112534.403 | 84158.41 | 51748.1468
Scenario 2: High TRC | SCG | Com | WaterHeat | Com - Restaurant | Program Administrator Cost Test | Energy Efficiency | 5955773.1015 | 6266261.8315 | 6533481.9737 | 6827607.8602 | 7159283.4214 | 153179.5449 | 163123.2228 | 173884.6304 | 185365.1387 | 197560.7451 | 210692.9009 | 224685.284 | 239762.796
Scenario 2: High TRC | SCG | Com | WaterHeat | Com - Restaurant | Rate Impact Measure Test | Energy Efficiency | 5955773.1015 | 6266261.8315 | 6533481.9737 | 6827607.8602 | 7159283.4214 | 153179.5449 | 163123.2228 | 173884.6304 | 185365.1387 | 197560.7451 | 210692.9009 | 224685.284 | 239762.796
Scenario 2: High TRC | SCG | Com | WaterHeat | Com - Restaurant | Total Resource Cost Test | Energy Efficiency | 6124885.4551 | 6435161.6272 | 6700734.5667 | 6993536.6287 | 7324377.7734 | 168501.7902 | 178608.9459 | 189545.9924 | 185365.1387 | 197560.7451 | 210692.9009 | 224685.284 | 239762.796
Scenario 2: High TRC | SCG | Com | WaterHeat | Com - Retail | Participant Cost Test | Energy Efficiency | 747258.0578 | 230280.8241 | 238625.4922 | 124461.1865 | 94291.0825 | 8369.1063 | 769.4404 | 0 | 0 | 0 | 0 | 0 | 0
Scenario 2: High TRC | SCG | Com | WaterHeat | Com - Retail | Program Administrator Cost Test | Energy Efficiency | 374022.4277 | 245697.0586 | 250538.9786 | 248924.3859 | 174259.8471 | 3216.7959 | 309.4153 | 0 | 0 | 0 | 0 | 0 | 0
Scenario 2: High TRC | SCG | Com | WaterHeat | Com - Retail | Rate Impact Measure Test | Energy Efficiency | 374022.4277 | 245697.0586 | 250538.9786 | 248924.3859 | 174259.8471 | 3216.7959 | 309.4153 | 0 | 0 | 0 | 0 | 0 | 0
Scenario 2: High TRC | SCG | Com | WaterHeat | Com - Retail | Total Resource Cost Test | Energy Efficiency | 731469.9472 | 353542.2312 | 374081.6995 | 285903.0054 | 207812.8553 | 7844.5966 | 732.0674 | 0 | 0 | 0 | 0 | 0 | 0
Scenario 2: High TRC | SCG | Com | WaterHeat | Com - School | Participant Cost Test | Energy Efficiency | 1069112.1796 | 1016432.2823 | 1094670.8118 | 908624.0254 | 847901.2272 | 23667.8171 | 24077.2795 | 24546.4006 | 19253.5089 | 16505.0093 | 13413.4018 | 9974.6785 | 6091.1028
Scenario 2: High TRC | SCG | Com | WaterHeat | Com - School | Program Administrator Cost Test | Energy Efficiency | 1753511.9738 | 1806695.5165 | 1863987.153 | 1927398.8824 | 1985230.8341 | 19033.6497 | 20082.0993 | 21202.2003 | 22414.5923 | 23727.7522 | 25113.2844 | 26630.2962 | 28221.6815
Scenario 2: High TRC | SCG | Com | WaterHeat | Com - School | Rate Impact Measure Test | Energy Efficiency | 1753511.9738 | 1806695.5165 | 1863987.153 | 1927398.8824 | 1985230.8341 | 19033.6497 | 20082.0993 | 21202.2003 | 22414.5923 | 23727.7522 | 25113.2844 | 26630.2962 | 28221.6815
Scenario 2: High TRC | SCG | Com | WaterHeat | Com - School | Total Resource Cost Test | Energy Efficiency | 1911176.2669 | 1960939.5521 | 2119175.6011 | 2075641.2011 | 2130043.1656 | 24823.9857 | 25880.1881 | 27009.9692 | 22414.5923 | 23727.7522 | 25113.2844 | 26630.2962 | 28221.6815
Scenario 2: High TRC | SCG | Com | WaterHeat | Com - Warehouse | Participant Cost Test | Energy Efficiency | 1071815.9473 | 175287.095 | 57130.0952 | 51362.5907 | 49894.6194 | 9022.9813 | 3.7831 | 0 | 0 | 0 | 0 | 0 | 0
Scenario 2: High TRC | SCG | Com | WaterHeat | Com - Warehouse | Program Administrator Cost Test | Energy Efficiency | 353470.8285 | 96601.7545 | 63595.2334 | 67039.7524 | 71135.0444 | 8.5997 | 1.6548 | 0 | 0 | 0 | 0 | 0 | 0
Scenario 2: High TRC | SCG | Com | WaterHeat | Com - Warehouse | Rate Impact Measure Test | Energy Efficiency | 353470.8285 | 96601.7545 | 63595.2334 | 67039.7524 | 71135.0444 | 8.5997 | 1.6548 | 0 | 0 | 0 | 0 | 0 | 0
Scenario 2: High TRC | SCG | Com | WaterHeat | Com - Warehouse | Total Resource Cost Test | Energy Efficiency | 824967.8089 | 170739.7629 | 87421.126 | 87023.1597 | 91219.8838 | 9021.5791 | 3.5832 | 0 | 0 | 0 | 0 | 0 | 0
Scenario 2: High TRC | SCG | Com | WholeBlg | Com - College | Participant Cost Test | Energy Efficiency | 89683.3105 | 94359.4276 | 99017.14 | 104185.6482 | 109696.5683 | 115704.395 | 122198.0031 | 128820.6892 | 135828.1555 | 143447.5539 | 151032.1924 | 158691.1574 | 167445.8291
Scenario 2: High TRC | SCG | Com | WholeBlg | Com - College | Program Administrator Cost Test | Energy Efficiency | 89683.3105 | 94359.4276 | 99017.14 | 104185.6482 | 109696.5683 | 115704.395 | 122198.0031 | 128820.6892 | 135828.1555 | 143447.5539 | 151032.1924 | 158691.1574 | 167445.8291
Scenario 2: High TRC | SCG | Com | WholeBlg | Com - College | Rate Impact Measure Test | Energy Efficiency | 89683.3105 | 94359.4276 | 99017.14 | 104185.6482 | 109696.5683 | 115704.395 | 122198.0031 | 128820.6892 | 135828.1555 | 143447.5539 | 151032.1924 | 158691.1574 | 167445.8291
Scenario 2: High TRC | SCG | Com | WholeBlg | Com - College | Total Resource Cost Test | Energy Efficiency | 89683.3105 | 94359.4276 | 99017.14 | 104185.6482 | 109696.5683 | 115704.395 | 122198.0031 | 128820.6892 | 135828.1555 | 143447.5539 | 151032.1924 | 158691.1574 | 167445.8291
Scenario 2: High TRC | SCG | Com | WholeBlg | Com - Grocery | Participant Cost Test | Energy Efficiency | 33730.4418 | 35955.072 | 38233.7488 | 40765.6988 | 43504.3808 | 46255.0461 | 49203.0459 | 52327.4266 | 55677.4911 | 59096.3554 | 62722.4599 | 66411.8559 | 70300.2844
Scenario 2: High TRC | SCG | Com | WholeBlg | Com - Grocery | Program Administrator Cost Test | Energy Efficiency | 33730.4418 | 35955.072 | 38233.7488 | 40765.6988 | 43504.3808 | 46255.0461 | 49203.0459 | 52327.4266 | 55677.4911 | 59096.3554 | 62722.4599 | 66411.8559 | 70300.2844
Scenario 2: High TRC | SCG | Com | WholeBlg | Com - Grocery | Rate Impact Measure Test | Energy Efficiency | 33730.4418 | 35955.072 | 38233.7488 | 40765.6988 | 43504.3808 | 46255.0461 | 49203.0459 | 52327.4266 | 55677.4911 | 59096.3554 | 62722.4599 | 66411.8559 | 70300.2844
Scenario 2: High TRC | SCG | Com | WholeBlg | Com - Grocery | Total Resource Cost Test | Energy Efficiency | 33730.4418 | 35955.072 | 38233.7488 | 40765.6988 | 43504.3808 | 46255.0461 | 49203.0459 | 52327.4266 | 55677.4911 | 59096.3554 | 62722.4599 | 66411.8559 | 70300.2844
Scenario 2: High TRC | SCG | Com | WholeBlg | Com - Health | Participant Cost Test | Energy Efficiency | 123836.3074 | 132439.7308 | 141289.6154 | 151105.6414 | 161742.3927 | 172643.48 | 184405.4236 | 196783.8041 | 210061.1166 | 223702.5983 | 238184.3812 | 252930.3877 | 267490.7235
Scenario 2: High TRC | SCG | Com | WholeBlg | Com - Health | Program Administrator Cost Test | Energy Efficiency | 123836.3074 | 132439.7308 | 141289.6154 | 151105.6414 | 161742.3927 | 172643.48 | 184405.4236 | 196783.8041 | 210061.1166 | 223702.5983 | 238184.3812 | 252930.3877 | 267490.7235
Scenario 2: High TRC | SCG | Com | WholeBlg | Com - Health | Rate Impact Measure Test | Energy Efficiency | 123836.3074 | 132439.7308 | 141289.6154 | 151105.6414 | 161742.3927 | 172643.48 | 184405.4236 | 196783.8041 | 210061.1166 | 223702.5983 | 238184.3812 | 252930.3877 | 267490.7235
Scenario 2: High TRC | SCG | Com | WholeBlg | Com - Health | Total Resource Cost Test | Energy Efficiency | 123836.3074 | 132439.7308 | 141289.6154 | 151105.6414 | 161742.3927 | 172643.48 | 184405.4236 | 196783.8041 | 210061.1166 | 223702.5983 | 238184.3812 | 252930.3877 | 267490.7235
Scenario 2: High TRC | SCG | Com | WholeBlg | Com - Lodging | Participant Cost Test | Energy Efficiency | 60613.3745 | 64704.4086 | 68900.1099 | 73554.5781 | 78597.1064 | 83745.7409 | 89280.7625 | 95134.5655 | 101424.8331 | 107966.6415 | 114843.241 | 121868.3308 | 128929.1456
Scenario 2: High TRC | SCG | Com | WholeBlg | Com - Lodging | Program Administrator Cost Test | Energy Efficiency | 60613.3745 | 64704.4086 | 68900.1099 | 73554.5781 | 78597.1064 | 83745.7409 | 89280.7625 | 95134.5655 | 101424.8331 | 107966.6415 | 114843.241 | 121868.3308 | 128929.1456
Scenario 2: High TRC | SCG | Com | WholeBlg | Com - Lodging | Rate Impact Measure Test | Energy Efficiency | 60613.3745 | 64704.4086 | 68900.1099 | 73554.5781 | 78597.1064 | 83745.7409 | 89280.7625 | 95134.5655 | 101424.8331 | 107966.6415 | 114843.241 | 121868.3308 | 128929.1456
Scenario 2: High TRC | SCG | Com | WholeBlg | Com - Lodging | Total Resource Cost Test | Energy Efficiency | 60613.3745 | 64704.4086 | 68900.1099 | 73554.5781 | 78597.1064 | 83745.7409 | 89280.7625 | 95134.5655 | 101424.8331 | 107966.6415 | 114843.241 | 121868.3308 | 128929.1456
Scenario 2: High TRC | SCG | Com | WholeBlg | Com - Office (Large) | Participant Cost Test | Energy Efficiency | 194067.1141 | 205270.3978 | 216475.5036 | 228831.444 | 242114.6606 | 256146.0073 | 271493.1022 | 287286.149 | 304007.384 | 323096.7512 | 341252.252 | 359569.5185 | 379214.5869
Scenario 2: High TRC | SCG | Com | WholeBlg | Com - Office (Large) | Program Administrator Cost Test | Energy Efficiency | 194067.1141 | 205270.3978 | 216475.5036 | 228831.444 | 242114.6606 | 256146.0073 | 271493.1022 | 287286.149 | 304007.384 | 323096.7512 | 341252.252 | 359569.5185 | 379214.5869
Scenario 2: High TRC | SCG | Com | WholeBlg | Com - Office (Large) | Rate Impact Measure Test | Energy Efficiency | 194067.1141 | 205270.3978 | 216475.5036 | 228831.444 | 242114.6606 | 256146.0073 | 271493.1022 | 287286.149 | 304007.384 | 323096.7512 | 341252.252 | 359569.5185 | 379214.5869
Scenario 2: High TRC | SCG | Com | WholeBlg | Com - Office (Large) | Total Resource Cost Test | Energy Efficiency | 194067.1141 | 205270.3978 | 216475.5036 | 228831.444 | 242114.6606 | 256146.0073 | 271493.1022 | 287286.149 | 304007.384 | 323096.7512 | 341252.252 | 359569.5185 | 379214.5869
Scenario 2: High TRC | SCG | Com | WholeBlg | Com - Office (Small) | Participant Cost Test | Energy Efficiency | 23108.5463 | 24581.0664 | 26087.7894 | 27762.6676 | 29571.1554 | 31368.4457 | 33284.701 | 35313.7137 | 37488.1889 | 39786.1117 | 42133.7095 | 44519.9295 | 47117.352
Scenario 2: High TRC | SCG | Com | WholeBlg | Com - Office (Small) | Program Administrator Cost Test | Energy Efficiency | 23108.5463 | 24581.0664 | 26087.7894 | 27762.6676 | 29571.1554 | 31368.4457 | 33284.701 | 35313.7137 | 37488.1889 | 39786.1117 | 42133.7095 | 44519.9295 | 47117.352
Scenario 2: High TRC | SCG | Com | WholeBlg | Com - Office (Small) | Rate Impact Measure Test | Energy Efficiency | 23108.5463 | 24581.0664 | 26087.7894 | 27762.6676 | 29571.1554 | 31368.4457 | 33284.701 | 35313.7137 | 37488.1889 | 39786.1117 | 42133.7095 | 44519.9295 | 47117.352
Scenario 2: High TRC | SCG | Com | WholeBlg | Com - Office (Small) | Total Resource Cost Test | Energy Efficiency | 23108.5463 | 24581.0664 | 26087.7894 | 27762.6676 | 29571.1554 | 31368.4457 | 33284.701 | 35313.7137 | 37488.1889 | 39786.1117 | 42133.7095 | 44519.9295 | 47117.352
Scenario 2: High TRC | SCG | Com | WholeBlg | Com - Other | Participant Cost Test | Energy Efficiency | 403683.5355 | 430904.1253 | 458947.8979 | 490177.0208 | 524005.8384 | 558297.049 | 595302.8927 | 634454.8715 | 676522.2871 | 719947.0676 | 765893.5401 | 812820.0014 | 859968.6082
Scenario 2: High TRC | SCG | Com | WholeBlg | Com - Other | Program Administrator Cost Test | Energy Efficiency | 403683.5355 | 430904.1253 | 458947.8979 | 490177.0208 | 524005.8384 | 558297.049 | 595302.8927 | 634454.8715 | 676522.2871 | 719947.0676 | 765893.5401 | 812820.0014 | 859968.6082
Scenario 2: High TRC | SCG | Com | WholeBlg | Com - Other | Rate Impact Measure Test | Energy Efficiency | 403683.5355 | 430904.1253 | 458947.8979 | 490177.0208 | 524005.8384 | 558297.049 | 595302.8927 | 634454.8715 | 676522.2871 | 719947.0676 | 765893.5401 | 812820.0014 | 859968.6082
Scenario 2: High TRC | SCG | Com | WholeBlg | Com - Other | Total Resource Cost Test | Energy Efficiency | 403683.5355 | 430904.1253 | 458947.8979 | 490177.0208 | 524005.8384 | 558297.049 | 595302.8927 | 634454.8715 | 676522.2871 | 719947.0676 | 765893.5401 | 812820.0014 | 859968.6082
Scenario 2: High TRC | SCG | Com | WholeBlg | Com - Refrig. Warehouse | Participant Cost Test | Energy Efficiency | 7827.5366 | 8389.7007 | 8972.8304 | 9621.8772 | 10325.8124 | 11024.732 | 11772.3564 | 12570.4005 | 13430.2469 | 14298.041 | 15233.5374 | 16190.4119 | 17148.1166
Scenario 2: High TRC | SCG | Com | WholeBlg | Com - Refrig. Warehouse | Program Administrator Cost Test | Energy Efficiency | 7827.5366 | 8389.7007 | 8972.8304 | 9621.8772 | 10325.8124 | 11024.732 | 11772.3564 | 12570.4005 | 13430.2469 | 14298.041 | 15233.5374 | 16190.4119 | 17148.1166
Scenario 2: High TRC | SCG | Com | WholeBlg | Com - Refrig. Warehouse | Rate Impact Measure Test | Energy Efficiency | 7827.5366 | 8389.7007 | 8972.8304 | 9621.8772 | 10325.8124 | 11024.732 | 11772.3564 | 12570.4005 | 13430.2469 | 14298.041 | 15233.5374 | 16190.4119 | 17148.1166
Scenario 2: High TRC | SCG | Com | WholeBlg | Com - Refrig. Warehouse | Total Resource Cost Test | Energy Efficiency | 7827.5366 | 8389.7007 | 8972.8304 | 9621.8772 | 10325.8124 | 11024.732 | 11772.3564 | 12570.4005 | 13430.2469 | 14298.041 | 15233.5374 | 16190.4119 | 17148.1166
Scenario 2: High TRC | SCG | Com | WholeBlg | Com - Restaurant | Participant Cost Test | Energy Efficiency | 171685.84 | 184069.606 | 196898.4863 | 211178.6249 | 226693.1233 | 242201.5794 | 258807.3415 | 276536.1717 | 295640.6285 | 315075.8827 | 335920.9988 | 357267.6476 | 378342.0816
Scenario 2: High TRC | SCG | Com | WholeBlg | Com - Restaurant | Program Administrator Cost Test | Energy Efficiency | 171685.84 | 184069.606 | 196898.4863 | 211178.6249 | 226693.1233 | 242201.5794 | 258807.3415 | 276536.1717 | 295640.6285 | 315075.8827 | 335920.9988 | 357267.6476 | 378342.0816
Scenario 2: High TRC | SCG | Com | WholeBlg | Com - Restaurant | Rate Impact Measure Test | Energy Efficiency | 171685.84 | 184069.606 | 196898.4863 | 211178.6249 | 226693.1233 | 242201.5794 | 258807.3415 | 276536.1717 | 295640.6285 | 315075.8827 | 335920.9988 | 357267.6476 | 378342.0816
Scenario 2: High TRC | SCG | Com | WholeBlg | Com - Restaurant | Total Resource Cost Test | Energy Efficiency | 171685.84 | 184069.606 | 196898.4863 | 211178.6249 | 226693.1233 | 242201.5794 | 258807.3415 | 276536.1717 | 295640.6285 | 315075.8827 | 335920.9988 | 357267.6476 | 378342.0816
Scenario 2: High TRC | SCG | Com | WholeBlg | Com - Retail | Participant Cost Test | Energy Efficiency | 46519.4662 | 49673.3092 | 52917.8254 | 56527.6494 | 60440.0863 | 64359.0629 | 68554.2304 | 73017.5693 | 77814.4276 | 82747.9566 | 87957.3041 | 93272.784 | 98739.6963
Scenario 2: High TRC | SCG | Com | WholeBlg | Com - Retail | Program Administrator Cost Test | Energy Efficiency | 46519.4662 | 49673.3092 | 52917.8254 | 56527.6494 | 60440.0863 | 64359.0629 | 68554.2304 | 73017.5693 | 77814.4276 | 82747.9566 | 87957.3041 | 93272.784 | 98739.6963
Scenario 2: High TRC | SCG | Com | WholeBlg | Com - Retail | Rate Impact Measure Test | Energy Efficiency | 46519.4662 | 49673.3092 | 52917.8254 | 56527.6494 | 60440.0863 | 64359.0629 | 68554.2304 | 73017.5693 | 77814.4276 | 82747.9566 | 87957.3041 | 93272.784 | 98739.6963
Scenario 2: High TRC | SCG | Com | WholeBlg | Com - Retail | Total Resource Cost Test | Energy Efficiency | 46519.4662 | 49673.3092 | 52917.8254 | 56527.6494 | 60440.0863 | 64359.0629 | 68554.2304 | 73017.5693 | 77814.4276 | 82747.9566 | 87957.3041 | 93272.784 | 98739.6963
Scenario 2: High TRC | SCG | Com | WholeBlg | Com - School | Participant Cost Test | Energy Efficiency | 74602.2535 | 78824.4559 | 83085.7744 | 87813.3556 | 92871.8297 | 98108.8219 | 103661.8743 | 109434.594 | 115567.4218 | 122076.0872 | 128666.5281 | 135299.2652 | 143088.0387
Scenario 2: High TRC | SCG | Com | WholeBlg | Com - School | Program Administrator Cost Test | Energy Efficiency | 74602.2535 | 78824.4559 | 83085.7744 | 87813.3556 | 92871.8297 | 98108.8219 | 103661.8743 | 109434.594 | 115567.4218 | 122076.0872 | 128666.5281 | 135299.2652 | 143088.0387
Scenario 2: High TRC | SCG | Com | WholeBlg | Com - School | Rate Impact Measure Test | Energy Efficiency | 74602.2535 | 78824.4559 | 83085.7744 | 87813.3556 | 92871.8297 | 98108.8219 | 103661.8743 | 109434.594 | 115567.4218 | 122076.0872 | 128666.5281 | 135299.2652 | 143088.0387
Scenario 2: High TRC | SCG | Com | WholeBlg | Com - School | Total Resource Cost Test | Energy Efficiency | 74602.2535 | 78824.4559 | 83085.7744 | 87813.3556 | 92871.8297 | 98108.8219 | 103661.8743 | 109434.594 | 115567.4218 | 122076.0872 | 128666.5281 | 135299.2652 | 143088.0387
Scenario 2: High TRC | SCG | Com | WholeBlg | Com - Warehouse | Participant Cost Test | Energy Efficiency | 152759.2795 | 163147.4251 | 173859.7679 | 185803.7621 | 198768.9394 | 211626.0846 | 225380.0689 | 240046.2182 | 255833.9252 | 271853.377 | 288978.3524 | 306451.6723 | 324567.5888
Scenario 2: High TRC | SCG | Com | WholeBlg | Com - Warehouse | Program Administrator Cost Test | Energy Efficiency | 152759.2795 | 163147.4251 | 173859.7679 | 185803.7621 | 198768.9394 | 211626.0846 | 225380.0689 | 240046.2182 | 255833.9252 | 271853.377 | 288978.3524 | 306451.6723 | 324567.5888
Scenario 2: High TRC | SCG | Com | WholeBlg | Com - Warehouse | Rate Impact Measure Test | Energy Efficiency | 152759.2795 | 163147.4251 | 173859.7679 | 185803.7621 | 198768.9394 | 211626.0846 | 225380.0689 | 240046.2182 | 255833.9252 | 271853.377 | 288978.3524 | 306451.6723 | 324567.5888
Scenario 2: High TRC | SCG | Com | WholeBlg | Com - Warehouse | Total Resource Cost Test | Energy Efficiency | 152759.2795 | 163147.4251 | 173859.7679 | 185803.7621 | 198768.9394 | 211626.0846 | 225380.0689 | 240046.2182 | 255833.9252 | 271853.377 | 288978.3524 | 306451.6723 | 324567.5888
Scenario 2: High TRC | SCG | Ind | WholeBlg | Ind - All Other Industrial | Participant Cost Test | Energy Efficiency | 1278351.2726 | 1351507.9244 | 1426901.7624 | 1506052.1176 | 1589563.6611 | 1676532.9408 | 1768189.0299 | 1865791.753 | 1969818.5363 | 2081394.4597 | 2200854.5202 | 2328775.1074 | 2465629.9317
Scenario 2: High TRC | SCG | Ind | WholeBlg | Ind - All Other Industrial | Program Administrator Cost Test | Energy Efficiency | 1278351.2726 | 1351507.9244 | 1426901.7624 | 1506052.1176 | 1589563.6611 | 1676532.9408 | 1768189.0299 | 1865791.753 | 1969818.5363 | 2081394.4597 | 2200854.5202 | 2328775.1074 | 2465629.9317
Scenario 2: High TRC | SCG | Ind | WholeBlg | Ind - All Other Industrial | Rate Impact Measure Test | Energy Efficiency | 1278351.2726 | 1351507.9244 | 1426901.7624 | 1506052.1176 | 1589563.6611 | 1676532.9408 | 1768189.0299 | 1865791.753 | 1969818.5363 | 2081394.4597 | 2200854.5202 | 2328775.1074 | 2465629.9317
Scenario 2: High TRC | SCG | Ind | WholeBlg | Ind - All Other Industrial | Total Resource Cost Test | Energy Efficiency | 1278351.2726 | 1351507.9244 | 1426901.7624 | 1506052.1176 | 1589563.6611 | 1676532.9408 | 1768189.0299 | 1865791.753 | 1969818.5363 | 2081394.4597 | 2200854.5202 | 2328775.1074 | 2465629.9317
Scenario 2: High TRC | SCG | Ind | WholeBlg | Ind - Chemicals | Participant Cost Test | Energy Efficiency | 15455812.8587 | 16353350.4591 | 17296443.0376 | 18288055.6357 | 19334031.1342 | 20426944.1301 | 21571046.7187 | 22773273.6437 | 24053720.2921 | 25415693.4318 | 26858835.5289 | 28385622.3066 | 30006776.0658
Scenario 2: High TRC | SCG | Ind | WholeBlg | Ind - Chemicals | Program Administrator Cost Test | Energy Efficiency | 15455812.8587 | 16353350.4591 | 17296443.0376 | 18288055.6357 | 19334031.1342 | 20426944.1301 | 21571046.7187 | 22773273.6437 | 24053720.2921 | 25415693.4318 | 26858835.5289 | 28385622.3066 | 30006776.0658
Scenario 2: High TRC | SCG | Ind | WholeBlg | Ind - Chemicals | Rate Impact Measure Test | Energy Efficiency | 15455812.8587 | 16353350.4591 | 17296443.0376 | 18288055.6357 | 19334031.1342 | 20426944.1301 | 21571046.7187 | 22773273.6437 | 24053720.2921 | 25415693.4318 | 26858835.5289 | 28385622.3066 | 30006776.0658
Scenario 2: High TRC | SCG | Ind | WholeBlg | Ind - Chemicals | Total Resource Cost Test | Energy Efficiency | 15455812.8587 | 16353350.4591 | 17296443.0376 | 18288055.6357 | 19334031.1342 | 20426944.1301 | 21571046.7187 | 22773273.6437 | 24053720.2921 | 25415693.4318 | 26858835.5289 | 28385622.3066 | 30006776.0658
Scenario 2: High TRC | SCG | Ind | WholeBlg | Ind - Electronics | Participant Cost Test | Energy Efficiency | 738350.9548 | 781396.0247 | 826997.4081 | 875177.8594 | 926213.7083 | 980222.3872 | 1037691.1661 | 1098955.8836 | 1164161.1705 | 1233681.4716 | 1307597.2616 | 1386204.7064 | 1469991.2058
Scenario 2: High TRC | SCG | Ind | WholeBlg | Ind - Electronics | Program Administrator Cost Test | Energy Efficiency | 738350.9548 | 781396.0247 | 826997.4081 | 875177.8594 | 926213.7083 | 980222.3872 | 1037691.1661 | 1098955.8836 | 1164161.1705 | 1233681.4716 | 1307597.2616 | 1386204.7064 | 1469991.2058
Scenario 2: High TRC | SCG | Ind | WholeBlg | Ind - Electronics | Rate Impact Measure Test | Energy Efficiency | 738350.9548 | 781396.0247 | 826997.4081 | 875177.8594 | 926213.7083 | 980222.3872 | 1037691.1661 | 1098955.8836 | 1164161.1705 | 1233681.4716 | 1307597.2616 | 1386204.7064 | 1469991.2058
Scenario 2: High TRC | SCG | Ind | WholeBlg | Ind - Electronics | Total Resource Cost Test | Energy Efficiency | 738350.9548 | 781396.0247 | 826997.4081 | 875177.8594 | 926213.7083 | 980222.3872 | 1037691.1661 | 1098955.8836 | 1164161.1705 | 1233681.4716 | 1307597.2616 | 1386204.7064 | 1469991.2058
Scenario 2: High TRC | SCG | Ind | WholeBlg | Ind - Fabricated Metals | Participant Cost Test | Energy Efficiency | 4431784.5677 | 4713181.0742 | 5014709.2513 | 5316805.4053 | 5628504.24 | 5948319.2785 | 6280202.6143 | 6630632.6733 | 7001987.5523 | 7397373.9262 | 7814851.0909 | 8254015.8655 | 8717059.1876
Scenario 2: High TRC | SCG | Ind | WholeBlg | Ind - Fabricated Metals | Program Administrator Cost Test | Energy Efficiency | 4431784.5677 | 4713181.0742 | 5014709.2513 | 5316805.4053 | 5628504.24 | 5948319.2785 | 6280202.6143 | 6630632.6733 | 7001987.5523 | 7397373.9262 | 7814851.0909 | 8254015.8655 | 8717059.1876
Scenario 2: High TRC | SCG | Ind | WholeBlg | Ind - Fabricated Metals | Rate Impact Measure Test | Energy Efficiency | 4431784.5677 | 4713181.0742 | 5014709.2513 | 5316805.4053 | 5628504.24 | 5948319.2785 | 6280202.6143 | 6630632.6733 | 7001987.5523 | 7397373.9262 | 7814851.0909 | 8254015.8655 | 8717059.1876
Scenario 2: High TRC | SCG | Ind | WholeBlg | Ind - Fabricated Metals | Total Resource Cost Test | Energy Efficiency | 4431784.5677 | 4713181.0742 | 5014709.2513 | 5316805.4053 | 5628504.24 | 5948319.2785 | 6280202.6143 | 6630632.6733 | 7001987.5523 | 7397373.9262 | 7814851.0909 | 8254015.8655 | 8717059.1876
Scenario 2: High TRC | SCG | Ind | WholeBlg | Ind - Food | Participant Cost Test | Energy Efficiency | 21246797.1193 | 22306132.0652 | 23418602.7999 | 24591274.1836 | 25825697.3466 | 27125813.0242 | 28501000.6224 | 29952843.5466 | 31490731.8355 | 33122826.6501 | 34847936.2011 | 36670159.5415 | 38603157.1687
Scenario 2: High TRC | SCG | Ind | WholeBlg | Ind - Food | Program Administrator Cost Test | Energy Efficiency | 21246797.1193 | 22306132.0652 | 23418602.7999 | 24591274.1836 | 25825697.3466 | 27125813.0242 | 28501000.6224 | 29952843.5466 | 31490731.8355 | 33122826.6501 | 34847936.2011 | 36670159.5415 | 38603157.1687
Scenario 2: High TRC | SCG | Ind | WholeBlg | Ind - Food | Rate Impact Measure Test | Energy Efficiency | 21246797.1193 | 22306132.0652 | 23418602.7999 | 24591274.1836 | 25825697.3466 | 27125813.0242 | 28501000.6224 | 29952843.5466 | 31490731.8355 | 33122826.6501 | 34847936.2011 | 36670159.5415 | 38603157.1687
Scenario 2: High TRC | SCG | Ind | WholeBlg | Ind - Food | Total Resource Cost Test | Energy Efficiency | 21246797.1193 | 22306132.0652 | 23418602.7999 | 24591274.1836 | 25825697.3466 | 27125813.0242 | 28501000.6224 | 29952843.5466 | 31490731.8355 | 33122826.6501 | 34847936.2011 | 36670159.5415 | 38603157.1687
Scenario 2: High TRC | SCG | Ind | WholeBlg | Ind - Industrial Machinery | Participant Cost Test | Energy Efficiency | 460835.5777 | 492608.7428 | 527182.9018 | 560860.9406 | 594607.2174 | 629095.575 | 665647.4209 | 704471.2801 | 745853.4298 | 790107.9837 | 836728.8193 | 885700.2823 | 937253.5008
Scenario 2: High TRC | SCG | Ind | WholeBlg | Ind - Industrial Machinery | Program Administrator Cost Test | Energy Efficiency | 460835.5777 | 492608.7428 | 527182.9018 | 560860.9406 | 594607.2174 | 629095.575 | 665647.4209 | 704471.2801 | 745853.4298 | 790107.9837 | 836728.8193 | 885700.2823 | 937253.5008
Scenario 2: High TRC | SCG | Ind | WholeBlg | Ind - Industrial Machinery | Rate Impact Measure Test | Energy Efficiency | 460835.5777 | 492608.7428 | 527182.9018 | 560860.9406 | 594607.2174 | 629095.575 | 665647.4209 | 704471.2801 | 745853.4298 | 790107.9837 | 836728.8193 | 885700.2823 | 937253.5008
Scenario 2: High TRC | SCG | Ind | WholeBlg | Ind - Industrial Machinery | Total Resource Cost Test | Energy Efficiency | 460835.5777 | 492608.7428 | 527182.9018 | 560860.9406 | 594607.2174 | 629095.575 | 665647.4209 | 704471.2801 | 745853.4298 | 790107.9837 | 836728.8193 | 885700.2823 | 937253.5008
Scenario 2: High TRC | SCG | Ind | WholeBlg | Ind - Lumber & Furniture | Participant Cost Test | Energy Efficiency | 207299.7956 | 219361.5973 | 232073.2721 | 245473.8846 | 259715.4332 | 274096.1909 | 288643.2624 | 304172.8691 | 320727.1663 | 338448.2335 | 357377.7456 | 377438.972 | 398682.8941
Scenario 2: High TRC | SCG | Ind | WholeBlg | Ind - Lumber & Furniture | Program Administrator Cost Test | Energy Efficiency | 207299.7956 | 219361.5973 | 232073.2721 | 245473.8846 | 259715.4332 | 274096.1909 | 288643.2624 | 304172.8691 | 320727.1663 | 338448.2335 | 357377.7456 | 377438.972 | 398682.8941
Scenario 2: High TRC | SCG | Ind | WholeBlg | Ind - Lumber & Furniture | Rate Impact Measure Test | Energy Efficiency | 207299.7956 | 219361.5973 | 232073.2721 | 245473.8846 | 259715.4332 | 274096.1909 | 288643.2624 | 304172.8691 | 320727.1663 | 338448.2335 | 357377.7456 | 377438.972 | 398682.8941
Scenario 2: High TRC | SCG | Ind | WholeBlg | Ind - Lumber & Furniture | Total Resource Cost Test | Energy Efficiency | 207299.7956 | 219361.5973 | 232073.2721 | 245473.8846 | 259715.4332 | 274096.1909 | 288643.2624 | 304172.8691 | 320727.1663 | 338448.2335 | 357377.7456 | 377438.972 | 398682.8941
Scenario 2: High TRC | SCG | Ind | WholeBlg | Ind - Paper | Participant Cost Test | Energy Efficiency | 3238827.9799 | 3407142.3207 | 3585771.1446 | 3781137.5745 | 3989736.8876 | 4207775.8462 | 4441156.3572 | 4693638.9235 | 4967288.4335 | 5263918.0432 | 5582550.0423 | 5922697.3392 | 6286283.8026
Scenario 2: High TRC | SCG | Ind | WholeBlg | Ind - Paper | Program Administrator Cost Test | Energy Efficiency | 3238827.9799 | 3407142.3207 | 3585771.1446 | 3781137.5745 | 3989736.8876 | 4207775.8462 | 4441156.3572 | 4693638.9235 | 4967288.4335 | 5263918.0432 | 5582550.0423 | 5922697.3392 | 6286283.8026
Scenario 2: High TRC | SCG | Ind | WholeBlg | Ind - Paper | Rate Impact Measure Test | Energy Efficiency | 3238827.9799 | 3407142.3207 | 3585771.1446 | 3781137.5745 | 3989736.8876 | 4207775.8462 | 4441156.3572 | 4693638.9235 | 4967288.4335 | 5263918.0432 | 5582550.0423 | 5922697.3392 | 6286283.8026
Scenario 2: High TRC | SCG | Ind | WholeBlg | Ind - Paper | Total Resource Cost Test | Energy Efficiency | 3238827.9799 | 3407142.3207 | 3585771.1446 | 3781137.5745 | 3989736.8876 | 4207775.8462 | 4441156.3572 | 4693638.9235 | 4967288.4335 | 5263918.0432 | 5582550.0423 | 5922697.3392 | 6286283.8026
Scenario 2: High TRC | SCG | Ind | WholeBlg | Ind - Petroleum | Participant Cost Test | Energy Efficiency | 63040461.606 | 66402388.9963 | 69955289.5383 | 73710075.0174 | 77642826.6836 | 81719005.0983 | 85996170.6836 | 90494766.7794 | 95291728.1844 | 100385349.4962 | 105745217.6663 | 111385056.4074 | 117367468.4471
Scenario 2: High TRC | SCG | Ind | WholeBlg | Ind - Petroleum | Program Administrator Cost Test | Energy Efficiency | 63040461.606 | 66402388.9963 | 69955289.5383 | 73710075.0174 | 77642826.6836 | 81719005.0983 | 85996170.6836 | 90494766.7794 | 95291728.1844 | 100385349.4962 | 105745217.6663 | 111385056.4074 | 117367468.4471
Scenario 2: High TRC | SCG | Ind | WholeBlg | Ind - Petroleum | Rate Impact Measure Test | Energy Efficiency | 63040461.606 | 66402388.9963 | 69955289.5383 | 73710075.0174 | 77642826.6836 | 81719005.0983 | 85996170.6836 | 90494766.7794 | 95291728.1844 | 100385349.4962 | 105745217.6663 | 111385056.4074 | 117367468.4471
Scenario 2: High TRC | SCG | Ind | WholeBlg | Ind - Petroleum | Total Resource Cost Test | Energy Efficiency | 63040461.606 | 66402388.9963 | 69955289.5383 | 73710075.0174 | 77642826.6836 | 81719005.0983 | 85996170.6836 | 90494766.7794 | 95291728.1844 | 100385349.4962 | 105745217.6663 | 111385056.4074 | 117367468.4471
Scenario 2: High TRC | SCG | Ind | WholeBlg | Ind - Plastics | Participant Cost Test | Energy Efficiency | 724651.752 | 798229.1144 | 876205.8907 | 957911.9921 | 1045205.8126 | 1134609.2068 | 1223574.6231 | 1312260.6529 | 1409293.9092 | 1514362.4804 | 1626984.0774 | 1746170.0043 | 1872680.3786
Scenario 2: High TRC | SCG | Ind | WholeBlg | Ind - Plastics | Program Administrator Cost Test | Energy Efficiency | 724651.752 | 798229.1144 | 876205.8907 | 957911.9921 | 1045205.8126 | 1134609.2068 | 1223574.6231 | 1312260.6529 | 1409293.9092 | 1514362.4804 | 1626984.0774 | 1746170.0043 | 1872680.3786
Scenario 2: High TRC | SCG | Ind | WholeBlg | Ind - Plastics | Rate Impact Measure Test | Energy Efficiency | 724651.752 | 798229.1144 | 876205.8907 | 957911.9921 | 1045205.8126 | 1134609.2068 | 1223574.6231 | 1312260.6529 | 1409293.9092 | 1514362.4804 | 1626984.0774 | 1746170.0043 | 1872680.3786
Scenario 2: High TRC | SCG | Ind | WholeBlg | Ind - Plastics | Total Resource Cost Test | Energy Efficiency | 724651.752 | 798229.1144 | 876205.8907 | 957911.9921 | 1045205.8126 | 1134609.2068 | 1223574.6231 | 1312260.6529 | 1409293.9092 | 1514362.4804 | 1626984.0774 | 1746170.0043 | 1872680.3786
Scenario 2: High TRC | SCG | Ind | WholeBlg | Ind - Primary Metals | Participant Cost Test | Energy Efficiency | 4742174.9465 | 5005524.9107 | 5286798.4829 | 5581700.1499 | 5890758.2878 | 6215715.4193 | 6561051.5059 | 6927565.3184 | 7316555.2458 | 7729861.6837 | 8166866.1428 | 8629324.9454 | 9120614.288
Scenario 2: High TRC | SCG | Ind | WholeBlg | Ind - Primary Metals | Program Administrator Cost Test | Energy Efficiency | 4742174.9465 | 5005524.9107 | 5286798.4829 | 5581700.1499 | 5890758.2878 | 6215715.4193 | 6561051.5059 | 6927565.3184 | 7316555.2458 | 7729861.6837 | 8166866.1428 | 8629324.9454 | 9120614.288
Scenario 2: High TRC | SCG | Ind | WholeBlg | Ind - Primary Metals | Rate Impact Measure Test | Energy Efficiency | 4742174.9465 | 5005524.9107 | 5286798.4829 | 5581700.1499 | 5890758.2878 | 6215715.4193 | 6561051.5059 | 6927565.3184 | 7316555.2458 | 7729861.6837 | 8166866.1428 | 8629324.9454 | 9120614.288
Scenario 2: High TRC | SCG | Ind | WholeBlg | Ind - Primary Metals | Total Resource Cost Test | Energy Efficiency | 4742174.9465 | 5005524.9107 | 5286798.4829 | 5581700.1499 | 5890758.2878 | 6215715.4193 | 6561051.5059 | 6927565.3184 | 7316555.2458 | 7729861.6837 | 8166866.1428 | 8629324.9454 | 9120614.288
Scenario 2: High TRC | SCG | Ind | WholeBlg | Ind - Printing & Publishing | Participant Cost Test | Energy Efficiency | 262476.106 | 276846.9026 | 292021.7207 | 308057.0622 | 324590.9456 | 341264.507 | 358872.7985 | 377761.6067 | 398320.3838 | 420523.6866 | 444033.9986 | 468728.0772 | 494790.1277
Scenario 2: High TRC | SCG | Ind | WholeBlg | Ind - Printing & Publishing | Program Administrator Cost Test | Energy Efficiency | 262476.106 | 276846.9026 | 292021.7207 | 308057.0622 | 324590.9456 | 341264.507 | 358872.7985 | 377761.6067 | 398320.3838 | 420523.6866 | 444033.9986 | 468728.0772 | 494790.1277
Scenario 2: High TRC | SCG | Ind | WholeBlg | Ind - Printing & Publishing | Rate Impact Measure Test | Energy Efficiency | 262476.106 | 276846.9026 | 292021.7207 | 308057.0622 | 324590.9456 | 341264.507 | 358872.7985 | 377761.6067 | 398320.3838 | 420523.6866 | 444033.9986 | 468728.0772 | 494790.1277
Scenario 2: High TRC | SCG | Ind | WholeBlg | Ind - Printing & Publishing | Total Resource Cost Test | Energy Efficiency | 262476.106 | 276846.9026 | 292021.7207 | 308057.0622 | 324590.9456 | 341264.507 | 358872.7985 | 377761.6067 | 398320.3838 | 420523.6866 | 444033.9986 | 468728.0772 | 494790.1277
Scenario 2: High TRC | SCG | Ind | WholeBlg | Ind - Stone-Glass-Clay | Participant Cost Test | Energy Efficiency | 5014441.2547 | 5307692.813 | 5611158.1624 | 5927726.4839 | 6260533.8952 | 6607805.8302 | 6970923.1501 | 7355333.5656 | 7762672.2579 | 8196058.0329 | 8656439.2662 | 9145587.8004 | 9665357.2849
Scenario 2: High TRC | SCG | Ind | WholeBlg | Ind - Stone-Glass-Clay | Program Administrator Cost Test | Energy Efficiency | 5014441.2547 | 5307692.813 | 5611158.1624 | 5927726.4839 | 6260533.8952 | 6607805.8302 | 6970923.1501 | 7355333.5656 | 7762672.2579 | 8196058.0329 | 8656439.2662 | 9145587.8004 | 9665357.2849
Scenario 2: High TRC | SCG | Ind | WholeBlg | Ind - Stone-Glass-Clay | Rate Impact Measure Test | Energy Efficiency | 5014441.2547 | 5307692.813 | 5611158.1624 | 5927726.4839 | 6260533.8952 | 6607805.8302 | 6970923.1501 | 7355333.5656 | 7762672.2579 | 8196058.0329 | 8656439.2662 | 9145587.8004 | 9665357.2849
Scenario 2: High TRC | SCG | Ind | WholeBlg | Ind - Stone-Glass-Clay | Total Resource Cost Test | Energy Efficiency | 5014441.2547 | 5307692.813 | 5611158.1624 | 5927726.4839 | 6260533.8952 | 6607805.8302 | 6970923.1501 | 7355333.5656 | 7762672.2579 | 8196058.0329 | 8656439.2662 | 9145587.8004 | 9665357.2849
Scenario 2: High TRC | SCG | Ind | WholeBlg | Ind - Textiles | Participant Cost Test | Energy Efficiency | 2395952.8513 | 2520302.0093 | 2651521.6081 | 2788562.0936 | 2932296.5426 | 3083180.1157 | 3242594.7815 | 3411087.5999 | 3589416.2932 | 3778583.9009 | 3978574.0386 | 4190236.311 | 4414973.9349
Scenario 2: High TRC | SCG | Ind | WholeBlg | Ind - Textiles | Program Administrator Cost Test | Energy Efficiency | 2395952.8513 | 2520302.0093 | 2651521.6081 | 2788562.0936 | 2932296.5426 | 3083180.1157 | 3242594.7815 | 3411087.5999 | 3589416.2932 | 3778583.9009 | 3978574.0386 | 4190236.311 | 4414973.9349
Scenario 2: High TRC | SCG | Ind | WholeBlg | Ind - Textiles | Rate Impact Measure Test | Energy Efficiency | 2395952.8513 | 2520302.0093 | 2651521.6081 | 2788562.0936 | 2932296.5426 | 3083180.1157 | 3242594.7815 | 3411087.5999 | 3589416.2932 | 3778583.9009 | 3978574.0386 | 4190236.311 | 4414973.9349
Scenario 2: High TRC | SCG | Ind | WholeBlg | Ind - Textiles | Total Resource Cost Test | Energy Efficiency | 2395952.8513 | 2520302.0093 | 2651521.6081 | 2788562.0936 | 2932296.5426 | 3083180.1157 | 3242594.7815 | 3411087.5999 | 3589416.2932 | 3778583.9009 | 3978574.0386 | 4190236.311 | 4414973.9349
Scenario 2: High TRC | SCG | Ind | WholeBlg | Ind - Transportation Equipment | Participant Cost Test | Energy Efficiency | 1782904.0756 | 1871902.1184 | 1966035.0712 | 2065122.0831 | 2169670.5628 | 2280019.5035 | 2396944.8919 | 2520666.8452 | 2651609.1885 | 2790358.2604 | 2937034.9519 | 3092273.08 | 3257153.7911
Scenario 2: High TRC | SCG | Ind | WholeBlg | Ind - Transportation Equipment | Program Administrator Cost Test | Energy Efficiency | 1782904.0756 | 1871902.1184 | 1966035.0712 | 2065122.0831 | 2169670.5628 | 2280019.5035 | 2396944.8919 | 2520666.8452 | 2651609.1885 | 2790358.2604 | 2937034.9519 | 3092273.08 | 3257153.7911
Scenario 2: High TRC | SCG | Ind | WholeBlg | Ind - Transportation Equipment | Rate Impact Measure Test | Energy Efficiency | 1782904.0756 | 1871902.1184 | 1966035.0712 | 2065122.0831 | 2169670.5628 | 2280019.5035 | 2396944.8919 | 2520666.8452 | 2651609.1885 | 2790358.2604 | 2937034.9519 | 3092273.08 | 3257153.7911
Scenario 2: High TRC | SCG | Ind | WholeBlg | Ind - Transportation Equipment | Total Resource Cost Test | Energy Efficiency | 1782904.0756 | 1871902.1184 | 1966035.0712 | 2065122.0831 | 2169670.5628 | 2280019.5035 | 2396944.8919 | 2520666.8452 | 2651609.1885 | 2790358.2604 | 2937034.9519 | 3092273.08 | 3257153.7911
Scenario 2: High TRC | SCG | Res | AppPlug | Res - Multi Family | Participant Cost Test | Energy Efficiency | 0 | 0 | 0 | 0 | 0 | 0 | 0 | 0 | 0 | 0 | 0 | 0 | 0
Scenario 2: High TRC | SCG | Res | AppPlug | Res - Multi Family | Program Administrator Cost Test | Energy Efficiency | 0 | 0 | 0 | 0 | 0 | 0 | 0 | 0 | 0 | 0 | 0 | 0 | 0
Scenario 2: High TRC | SCG | Res | AppPlug | Res - Multi Family | Rate Impact Measure Test | Energy Efficiency | 0 | 0 | 0 | 0 | 0 | 0 | 0 | 0 | 0 | 0 | 0 | 0 | 0
Scenario 2: High TRC | SCG | Res | AppPlug | Res - Multi Family | Total Resource Cost Test | Energy Efficiency | 0 | 0 | 0 | 0 | 0 | 0 | 0 | 0 | 0 | 0 | 0 | 0 | 0
Scenario 2: High TRC | SCG | Res | AppPlug | Res - Single Family | Participant Cost Test | Energy Efficiency | 0 | 0 | 0 | 0 | 0 | 0 | 0 | 0 | 0 | 0 | 0 | 0 | 0
Scenario 2: High TRC | SCG | Res | AppPlug | Res - Single Family | Program Administrator Cost Test | Energy Efficiency | 0 | 0 | 0 | 0 | 0 | 0 | 0 | 0 | 0 | 0 | 0 | 0 | 0
Scenario 2: High TRC | SCG | Res | AppPlug | Res - Single Family | Rate Impact Measure Test | Energy Efficiency | 0 | 0 | 0 | 0 | 0 | 0 | 0 | 0 | 0 | 0 | 0 | 0 | 0
Scenario 2: High TRC | SCG | Res | AppPlug | Res - Single Family | Total Resource Cost Test | Energy Efficiency | 0 | 0 | 0 | 0 | 0 | 0 | 0 | 0 | 0 | 0 | 0 | 0 | 0
Scenario 2: High TRC | SCG | Res | BROs | Income Qualified - Multi Family IQ | Participant Cost Test | Energy Efficiency | 412117.0621 | 439048.3801 | 468719.9133 | 501709.1793 | 538378.395 | 579086.3082 | 623877.0907 | 675312.1721 | 732946.4947 | 798685.1738 | 872067.2803 | 954324.8906 | 1047253.5223
Scenario 2: High TRC | SCG | Res | BROs | Income Qualified - Multi Family IQ | Program Administrator Cost Test | Energy Efficiency | 412117.0621 | 439048.3801 | 468719.9133 | 501709.1793 | 538378.395 | 579086.3082 | 623877.0907 | 675312.1721 | 732946.4947 | 798685.1738 | 872067.2803 | 954324.8906 | 1047253.5223
Scenario 2: High TRC | SCG | Res | BROs | Income Qualified - Multi Family IQ | Rate Impact Measure Test | Energy Efficiency | 412117.0621 | 439048.3801 | 468719.9133 | 501709.1793 | 538378.395 | 579086.3082 | 623877.0907 | 675312.1721 | 732946.4947 | 798685.1738 | 872067.2803 | 954324.8906 | 1047253.5223
Scenario 2: High TRC | SCG | Res | BROs | Income Qualified - Multi Family IQ | Total Resource Cost Test | Energy Efficiency | 412117.0621 | 439048.3801 | 468719.9133 | 501709.1793 | 538378.395 | 579086.3082 | 623877.0907 | 675312.1721 | 732946.4947 | 798685.1738 | 872067.2803 | 954324.8906 | 1047253.5223
Scenario 2: High TRC | SCG | Res | BROs | Income Qualified - Single Family IQ | Participant Cost Test | Energy Efficiency | 1272012.8902 | 1353673.286 | 1443325.4644 | 1542684.3328 | 1652999.5347 | 1775603.3171 | 1911475.7058 | 2066551.9891 | 2240176.3714 | 2435178.3015 | 2652464.4837 | 2895596.1243 | 3169848.961
Scenario 2: High TRC | SCG | Res | BROs | Income Qualified - Single Family IQ | Program Administrator Cost Test | Energy Efficiency | 1272012.8902 | 1353673.286 | 1443325.4644 | 1542684.3328 | 1652999.5347 | 1775603.3171 | 1911475.7058 | 2066551.9891 | 2240176.3714 | 2435178.3015 | 2652464.4837 | 2895596.1243 | 3169848.961
Scenario 2: High TRC | SCG | Res | BROs | Income Qualified - Single Family IQ | Rate Impact Measure Test | Energy Efficiency | 1272012.8902 | 1353673.286 | 1443325.4644 | 1542684.3328 | 1652999.5347 | 1775603.3171 | 1911475.7058 | 2066551.9891 | 2240176.3714 | 2435178.3015 | 2652464.4837 | 2895596.1243 | 3169848.961
Scenario 2: High TRC | SCG | Res | BROs | Income Qualified - Single Family IQ | Total Resource Cost Test | Energy Efficiency | 1272012.8902 | 1353673.286 | 1443325.4644 | 1542684.3328 | 1652999.5347 | 1775603.3171 | 1911475.7058 | 2066551.9891 | 2240176.3714 | 2435178.3015 | 2652464.4837 | 2895596.1243 | 3169848.961
Scenario 2: High TRC | SCG | Res | BROs | Res - Multi Family | Participant Cost Test | Energy Efficiency | 4358868.385 | 4638999.794 | 4946612.9001 | 5287598.0717 | 5666210.3119 | 6086968.5758 | 6553057.7893 | 7085221.8106 | 7681065.7 | 8350911.1846 | 9097386.2977 | 9932743.6223 | 10875115.9796
Scenario 2: High TRC | SCG | Res | BROs | Res - Multi Family | Program Administrator Cost Test | Energy Efficiency | 4358868.385 | 4638999.794 | 4946612.9001 | 5287598.0717 | 5666210.3119 | 6086968.5758 | 6553057.7893 | 7085221.8106 | 7681065.7 | 8350911.1846 | 9097386.2977 | 9932743.6223 | 10875115.9796
Scenario 2: High TRC | SCG | Res | BROs | Res - Multi Family | Rate Impact Measure Test | Energy Efficiency | 4358868.385 | 4638999.794 | 4946612.9001 | 5287598.0717 | 5666210.3119 | 6086968.5758 | 6553057.7893 | 7085221.8106 | 7681065.7 | 8350911.1846 | 9097386.2977 | 9932743.6223 | 10875115.9796
Scenario 2: High TRC | SCG | Res | BROs | Res - Multi Family | Total Resource Cost Test | Energy Efficiency | 4358868.385 | 4638999.794 | 4946612.9001 | 5287598.0717 | 5666210.3119 | 6086968.5758 | 6553057.7893 | 7085221.8106 | 7681065.7 | 8350911.1846 | 9097386.2977 | 9932743.6223 | 10875115.9796
Scenario 2: High TRC | SCG | Res | BROs | Res - Single Family | Participant Cost Test | Energy Efficiency | 1246837.5046 | 1328403.1373 | 1418286.8463 | 1518240.0103 | 1629350.8103 | 1752691.2855 | 1888344.6934 | 2044178.0082 | 2218802.0505 | 2418163.9402 | 2640730.4283 | 2890244.0053 | 3172153.3675
Scenario 2: High TRC | SCG | Res | BROs | Res - Single Family | Program Administrator Cost Test | Energy Efficiency | 1246837.5046 | 1328403.1373 | 1418286.8463 | 1518240.0103 | 1629350.8103 | 1752691.2855 | 1888344.6934 | 2044178.0082 | 2218802.0505 | 2418163.9402 | 2640730.4283 | 2890244.0053 | 3172153.3675
Scenario 2: High TRC | SCG | Res | BROs | Res - Single Family | Rate Impact Measure Test | Energy Efficiency | 1246837.5046 | 1328403.1373 | 1418286.8463 | 1518240.0103 | 1629350.8103 | 1752691.2855 | 1888344.6934 | 2044178.0082 | 2218802.0505 | 2418163.9402 | 2640730.4283 | 2890244.0053 | 3172153.3675
Scenario 2: High TRC | SCG | Res | BROs | Res - Single Family | Total Resource Cost Test | Energy Efficiency | 1246837.5046 | 1328403.1373 | 1418286.8463 | 1518240.0103 | 1629350.8103 | 1752691.2855 | 1888344.6934 | 2044178.0082 | 2218802.0505 | 2418163.9402 | 2640730.4283 | 2890244.0053 | 3172153.3675
Scenario 2: High TRC | SCG | Res | BldgEnv | Res - Multi Family | Participant Cost Test | Energy Efficiency | 0 | 0 | 0 | 0 | 0 | 0 | 0 | 0 | 0 | 0 | 0 | 0 | 956.8057
Scenario 2: High TRC | SCG | Res | BldgEnv | Res - Multi Family | Program Administrator Cost Test | Energy Efficiency | 0 | 0 | 0 | 0 | 0 | 0 | 0 | 0 | 0 | 0 | 0 | 0 | 914.3595
Scenario 2: High TRC | SCG | Res | BldgEnv | Res - Multi Family | Rate Impact Measure Test | Energy Efficiency | 0 | 0 | 0 | 0 | 0 | 0 | 0 | 0 | 0 | 0 | 0 | 0 | 914.3595
Scenario 2: High TRC | SCG | Res | BldgEnv | Res - Multi Family | Total Resource Cost Test | Energy Efficiency | 0 | 0 | 0 | 0 | 0 | 0 | 0 | 0 | 0 | 0 | 0 | 0 | 914.3595
Scenario 2: High TRC | SCG | Res | BldgEnv | Res - Single Family | Participant Cost Test | Energy Efficiency | 901128.4798 | 1074949.1004 | 1147892.0799 | 1151541.5559 | 1145166.7184 | 1100572.729 | 1034530.5108 | 961451.4003 | 248648.6965 | 0 | 0 | 0 | 0
Scenario 2: High TRC | SCG | Res | BldgEnv | Res - Single Family | Program Administrator Cost Test | Energy Efficiency | 113501.5208 | 144626.1756 | 164436.6902 | 176008.4244 | 187100.4925 | 192592.5331 | 194313.1226 | 194323.693 | 194380.9018 | 0 | 0 | 0 | 0
Scenario 2: High TRC | SCG | Res | BldgEnv | Res - Single Family | Rate Impact Measure Test | Energy Efficiency | 141860.4175 | 173496.5638 | 192479.5206 | 202278.7119 | 211550.1961 | 214926.9693 | 214445.1066 | 211425.4628 | 208175.6574 | 0 | 0 | 0 | 0
Scenario 2: High TRC | SCG | Res | BldgEnv | Res - Single Family | Total Resource Cost Test | Energy Efficiency | 699557.9476 | 844305.2341 | 917381.4471 | 939490.5364 | 955842.5135 | 942235.583 | 910788.0515 | 872917.0246 | 194380.9018 | 0 | 0 | 0 | 0
Scenario 2: High TRC | SCG | Res | HVAC | Res - Multi Family | Participant Cost Test | Energy Efficiency | 288.3277 | 288.5858 | 280.9677 | 269.3861 | 256.3675 | 0 | 0 | 0 | 0 | 0 | 0 | 0 | 0
Scenario 2: High TRC | SCG | Res | HVAC | Res - Multi Family | Program Administrator Cost Test | Energy Efficiency | 309.601 | 331.5675 | 346.8248 | 358.9462 | 370.7447 | 0 | 0 | 0 | 0 | 0 | 0 | 0 | 0
Scenario 2: High TRC | SCG | Res | HVAC | Res - Multi Family | Rate Impact Measure Test | Energy Efficiency | 309.601 | 331.5675 | 346.8248 | 358.9462 | 370.7447 | 0 | 0 | 0 | 0 | 0 | 0 | 0 | 0
Scenario 2: High TRC | SCG | Res | HVAC | Res - Multi Family | Total Resource Cost Test | Energy Efficiency | 309.601 | 331.5675 | 346.8248 | 358.9462 | 370.7447 | 0 | 0 | 0 | 0 | 0 | 0 | 0 | 0
Scenario 2: High TRC | SCG | Res | HVAC | Res - Single Family | Participant Cost Test | Energy Efficiency | 5177393.1834 | 5713240.2874 | 5016127.1161 | 4372839.622 | 3274862.2553 | 0 | 0 | 0 | 0 | 0 | 0 | 0 | 0
Scenario 2: High TRC | SCG | Res | HVAC | Res - Single Family | Program Administrator Cost Test | Energy Efficiency | 398486.2899 | 466353.9737 | 514516.3756 | 550749.9881 | 586096.8525 | 0 | 0 | 0 | 0 | 0 | 0 | 0 | 0
Scenario 2: High TRC | SCG | Res | HVAC | Res - Single Family | Rate Impact Measure Test | Energy Efficiency | 398486.2899 | 466353.9737 | 514516.3756 | 550749.9881 | 586096.8525 | 0 | 0 | 0 | 0 | 0 | 0 | 0 | 0
Scenario 2: High TRC | SCG | Res | HVAC | Res - Single Family | Total Resource Cost Test | Energy Efficiency | 5066283.8533 | 5632977.8623 | 4979966.975 | 4388771.0954 | 3347897.564 | 0 | 0 | 0 | 0 | 0 | 0 | 0 | 0
Scenario 2: High TRC | SCG | Res | WaterHeat | Res - Multi Family | Participant Cost Test | Energy Efficiency | 5093364.196 | 4680248.0179 | 4234491.3776 | 3844606.579 | 3447956.4783 | 842216.5303 | 761460.719 | 667717.09 | 561045.007 | 454785.6782 | 351191.4969 | 250616.9559 | 150108.0736
Scenario 2: High TRC | SCG | Res | WaterHeat | Res - Multi Family | Program Administrator Cost Test | Energy Efficiency | 6982486.0255 | 6924987.4148 | 6957685.4256 | 7028827.5048 | 7154183.1641 | 899817.7064 | 888656.9835 | 889339.8805 | 886587.1314 | 881946.3534 | 879499.689 | 883479.1246 | 887677.1449
Scenario 2: High TRC | SCG | Res | WaterHeat | Res - Multi Family | Rate Impact Measure Test | Energy Efficiency | 6982486.0255 | 6924987.4148 | 6957685.4256 | 7028827.5048 | 7154183.1641 | 899817.7064 | 888656.9835 | 889339.8805 | 886587.1314 | 881946.3534 | 879499.689 | 883479.1246 | 887677.1449
Scenario 2: High TRC | SCG | Res | WaterHeat | Res - Multi Family | Total Resource Cost Test | Energy Efficiency | 6982486.0255 | 6924987.4148 | 6957685.4256 | 7028827.5048 | 7154183.1641 | 899817.7064 | 888656.9835 | 889339.8805 | 886587.1314 | 881946.3534 | 879499.689 | 883479.1246 | 887677.1449
Scenario 2: High TRC | SCG | Res | WaterHeat | Res - Single Family | Participant Cost Test | Energy Efficiency | 79997439.111 | 76444188.3023 | 67878151.5697 | 52342591.0944 | 50468827.0074 | 3828167.8329 | 3239648.2167 | 2656234.9717 | 2172383.8814 | 1742254.7 | 1332899.6449 | 939255 | 556044.0605
Scenario 2: High TRC | SCG | Res | WaterHeat | Res - Single Family | Program Administrator Cost Test | Energy Efficiency | 46177093.9833 | 48497756.7784 | 50788719.4481 | 52716206.7768 | 54898635.7976 | 3918822.9157 | 3552591.322 | 3265072.6778 | 3156675.8805 | 3106761.5697 | 3069307.0711 | 3044461.4902 | 3023367.9203
Scenario 2: High TRC | SCG | Res | WaterHeat | Res - Single Family | Rate Impact Measure Test | Energy Efficiency | 46177093.9833 | 48497756.7784 | 50788719.4481 | 52716206.7768 | 54898635.7976 | 3918822.9157 | 3552591.322 | 3265072.6778 | 3156675.8805 | 3106761.5697 | 3069307.0711 | 3044461.4902 | 3023367.9203
Scenario 2: High TRC | SCG | Res | WaterHeat | Res - Single Family | Total Resource Cost Test | Energy Efficiency | 94414555.2482 | 94938831.4833 | 90325616.1262 | 78562545.9288 | 80833808.9455 | 3918822.9157 | 3552591.322 | 3265072.6778 | 3156675.8805 | 3106761.5697 | 3069307.0711 | 3044461.4902 | 3023367.9203
Scenario 2: High TRC | SCG | Res | WholeBlg | Res - Multi Family | Participant Cost Test | Energy Efficiency | 0 | 0 | 0 | 0 | 0 | 0 | 0 | 0 | 0 | 0 | 0 | 0 | 0
Scenario 2: High TRC | SCG | Res | WholeBlg | Res - Multi Family | Program Administrator Cost Test | Energy Efficiency | 0 | 0 | 0 | 0 | 0 | 0 | 0 | 0 | 0 | 0 | 0 | 0 | 0
Scenario 2: High TRC | SCG | Res | WholeBlg | Res - Multi Family | Rate Impact Measure Test | Energy Efficiency | 0 | 0 | 0 | 0 | 0 | 0 | 0 | 0 | 0 | 0 | 0 | 0 | 0
Scenario 2: High TRC | SCG | Res | WholeBlg | Res - Multi Family | Total Resource Cost Test | Energy Efficiency | 0 | 0 | 0 | 0 | 0 | 0 | 0 | 0 | 0 | 0 | 0 | 0 | 0
Scenario 2: High TRC | SCG | Res | WholeBlg | Res - Single Family | Participant Cost Test | Energy Efficiency | 0 | 0 | 0 | 0 | 0 | 0 | 0 | 0 | 0 | 0 | 0 | 0 | 0
Scenario 2: High TRC | SCG | Res | WholeBlg | Res - Single Family | Program Administrator Cost Test | Energy Efficiency | 0 | 0 | 0 | 0 | 0 | 0 | 0 | 0 | 0 | 0 | 0 | 0 | 0
Scenario 2: High TRC | SCG | Res | WholeBlg | Res - Single Family | Rate Impact Measure Test | Energy Efficiency | 0 | 0 | 0 | 0 | 0 | 0 | 0 | 0 | 0 | 0 | 0 | 0 | 0
Scenario 2: High TRC | SCG | Res | WholeBlg | Res - Single Family | Total Resource Cost Test | Energy Efficiency | 0 | 0 | 0 | 0 | 0 | 0 | 0 | 0 | 0 | 0 | 0 | 0 | 0
Scenario 2: High TRC | SDG&E | Ag | WholeBlg | Ag - Dairies, fishing, hunting | Participant Cost Test | Energy Efficiency | 5996.7443 | 5998.3372 | 5967.6777 | 5914.6413 | 5909.1946 | 6104.2862 | 6291.6317 | 6428.7106 | 6554.2989 | 6679.2208 | 6777.8347 | 6744.3923 | 6714.3633
Scenario 2: High TRC | SDG&E | Ag | WholeBlg | Ag - Dairies, fishing, hunting | Program Administrator Cost Test | Energy Efficiency | 5996.7443 | 5998.3372 | 5967.6777 | 5914.6413 | 5909.1946 | 6104.2862 | 6291.6317 | 6428.7106 | 6554.2989 | 6679.2208 | 6777.8347 | 6744.3923 | 6714.3633
Scenario 2: High TRC | SDG&E | Ag | WholeBlg | Ag - Dairies, fishing, hunting | Rate Impact Measure Test | Energy Efficiency | 5996.7443 | 5998.3372 | 5967.6777 | 5914.6413 | 5909.1946 | 6104.2862 | 6291.6317 | 6428.7106 | 6554.2989 | 6679.2208 | 6777.8347 | 6744.3923 | 6714.3633
Scenario 2: High TRC | SDG&E | Ag | WholeBlg | Ag - Dairies, fishing, hunting | Total Resource Cost Test | Energy Efficiency | 5996.7443 | 5998.3372 | 5967.6777 | 5914.6413 | 5909.1946 | 6104.2862 | 6291.6317 | 6428.7106 | 6554.2989 | 6679.2208 | 6777.8347 | 6744.3923 | 6714.3633
Scenario 2: High TRC | SDG&E | Ag | WholeBlg | Ag - Irrigated Agriculture, vineyards, forestry and greenhouses | Participant Cost Test | Energy Efficiency | 76565.7631 | 79414.0655 | 82039.3193 | 84545.3623 | 87443.5236 | 91954.1869 | 96540.2755 | 100895.2737 | 105340.0795 | 109958.0246 | 114523.8961 | 118118.1142 | 121894.9925
Scenario 2: High TRC | SDG&E | Ag | WholeBlg | Ag - Irrigated Agriculture, vineyards, forestry and greenhouses | Program Administrator Cost Test | Energy Efficiency | 76565.7631 | 79414.0655 | 82039.3193 | 84545.3623 | 87443.5236 | 91954.1869 | 96540.2755 | 100895.2737 | 105340.0795 | 109958.0246 | 114523.8961 | 118118.1142 | 121894.9925
Scenario 2: High TRC | SDG&E | Ag | WholeBlg | Ag - Irrigated Agriculture, vineyards, forestry and greenhouses | Rate Impact Measure Test | Energy Efficiency | 76565.7631 | 79414.0655 | 82039.3193 | 84545.3623 | 87443.5236 | 91954.1869 | 96540.2755 | 100895.2737 | 105340.0795 | 109958.0246 | 114523.8961 | 118118.1142 | 121894.9925
Scenario 2: High TRC | SDG&E | Ag | WholeBlg | Ag - Irrigated Agriculture, vineyards, forestry and greenhouses | Total Resource Cost Test | Energy Efficiency | 76565.7631 | 79414.0655 | 82039.3193 | 84545.3623 | 87443.5236 | 91954.1869 | 96540.2755 | 100895.2737 | 105340.0795 | 109958.0246 | 114523.8961 | 118118.1142 | 121894.9925
Scenario 2: High TRC | SDG&E | Ag | WholeBlg | Ag - Water pumping | Participant Cost Test | Energy Efficiency | 131235.6016 | 130164.236 | 128475.6906 | 126362.3365 | 125351.812 | 128672.1164 | 131823.0045 | 133886.18 | 135675.8151 | 137433.252 | 138650.2817 | 137189.0755 | 135841.3327
Scenario 2: High TRC | SDG&E | Ag | WholeBlg | Ag - Water pumping | Program Administrator Cost Test | Energy Efficiency | 131235.6016 | 130164.236 | 128475.6906 | 126362.3365 | 125351.812 | 128672.1164 | 131823.0045 | 133886.18 | 135675.8151 | 137433.252 | 138650.2817 | 137189.0755 | 135841.3327
Scenario 2: High TRC | SDG&E | Ag | WholeBlg | Ag - Water pumping | Rate Impact Measure Test | Energy Efficiency | 131235.6016 | 130164.236 | 128475.6906 | 126362.3365 | 125351.812 | 128672.1164 | 131823.0045 | 133886.18 | 135675.8151 | 137433.252 | 138650.2817 | 137189.0755 | 135841.3327
Scenario 2: High TRC | SDG&E | Ag | WholeBlg | Ag - Water pumping | Total Resource Cost Test | Energy Efficiency | 131235.6016 | 130164.236 | 128475.6906 | 126362.3365 | 125351.812 | 128672.1164 | 131823.0045 | 133886.18 | 135675.8151 | 137433.252 | 138650.2817 | 137189.0755 | 135841.3327
Scenario 2: High TRC | SDG&E | Com | AppPlug | Com - Health | Participant Cost Test | Energy Efficiency | 358006.0267 | 413966.6179 | 605269.7872 | 705656.6405 | 744450.6544 | 766341.6681 | 1283453.1181 | 1349261.9462 | 1422195.5512 | 1485279.3448 | 1428741.6168 | 1060317.3866 | 659614.1907
Scenario 2: High TRC | SDG&E | Com | AppPlug | Com - Health | Program Administrator Cost Test | Energy Efficiency | 424311.3302 | 506376.6752 | 758957.018 | 912822.5433 | 1056059.1996 | 1200860.0683 | 1922061.8077 | 2188055.0928 | 2526864.2029 | 2928139.7627 | 3345594.9461 | 3394850.2387 | 3528590.7771
Scenario 2: High TRC | SDG&E | Com | AppPlug | Com - Health | Rate Impact Measure Test | Energy Efficiency | 424311.3302 | 506376.6752 | 758957.018 | 912822.5433 | 1056059.1996 | 1200860.0683 | 1922061.8077 | 2188055.0928 | 2526864.2029 | 2928139.7627 | 3345594.9461 | 3394850.2387 | 3528590.7771
Scenario 2: High TRC | SDG&E | Com | AppPlug | Com - Health | Total Resource Cost Test | Energy Efficiency | 424311.3302 | 506376.6752 | 758957.018 | 912822.5433 | 1056059.1996 | 1200860.0683 | 1922061.8077 | 2188055.0928 | 2526864.2029 | 2928139.7627 | 3345594.9461 | 3394850.2387 | 3528590.7771
Scenario 2: High TRC | SDG&E | Com | AppPlug | Com - Lodging | Participant Cost Test | Energy Efficiency | 326368.5801 | 362612.7721 | 401986.9985 | 459136.7202 | 459924.4666 | 565403.2582 | 1061542.5484 | 1097596.0224 | 1128776.9068 | 1144161.3268 | 1067760.9655 | 808335.5939 | 507261.5453
Scenario 2: High TRC | SDG&E | Com | AppPlug | Com - Lodging | Program Administrator Cost Test | Energy Efficiency | 386578.9578 | 443290.8507 | 507002.2878 | 597236.4314 | 666379.9966 | 892069.5268 | 1595890.8468 | 1791336.3729 | 2015247.1471 | 2249327.4401 | 2453620.7564 | 2593963.0993 | 2754991.3947
Scenario 2: High TRC | SDG&E | Com | AppPlug | Com - Lodging | Rate Impact Measure Test | Energy Efficiency | 386578.9578 | 443290.8507 | 507002.2878 | 597236.4314 | 666379.9966 | 892069.5268 | 1595890.8468 | 1791336.3729 | 2015247.1471 | 2249327.4401 | 2453620.7564 | 2593963.0993 | 2754991.3947
Scenario 2: High TRC | SDG&E | Com | AppPlug | Com - Lodging | Total Resource Cost Test | Energy Efficiency | 386578.9578 | 443290.8507 | 507002.2878 | 597236.4314 | 666379.9966 | 892069.5268 | 1595890.8468 | 1791336.3729 | 2015247.1471 | 2249327.4401 | 2453620.7564 | 2593963.0993 | 2754991.3947
Scenario 2: High TRC | SDG&E | Com | AppPlug | Com - Other | Participant Cost Test | Energy Efficiency | 1816.2257 | 2155.0662 | 2536.9642 | 2967.2528 | 3400.8124 | 3918.98 | 4485.3032 | 5089.551 | 5731.6632 | 5376.6687 | 4745.429 | 3814.7494 | 2535.2138
Scenario 2: High TRC | SDG&E | Com | AppPlug | Com - Other | Program Administrator Cost Test | Energy Efficiency | 1795.2336 | 2197.1989 | 2667.4708 | 3216.5418 | 3805.2273 | 4526.3742 | 5345.1176 | 6254.3488 | 7260.7357 | 8395.3397 | 9627.9672 | 10998.3 | 12528.9171
Scenario 2: High TRC | SDG&E | Com | AppPlug | Com - Other | Rate Impact Measure Test | Energy Efficiency | 1795.2336 | 2197.1989 | 2667.4708 | 3216.5418 | 3805.2273 | 4526.3742 | 5345.1176 | 6254.3488 | 7260.7357 | 8395.3397 | 9627.9672 | 10998.3 | 12528.9171
Scenario 2: High TRC | SDG&E | Com | AppPlug | Com - Other | Total Resource Cost Test | Energy Efficiency | 1795.2336 | 2197.1989 | 2667.4708 | 3216.5418 | 3805.2273 | 4526.3742 | 5345.1176 | 6254.3488 | 7260.7357 | 8395.3397 | 9627.9672 | 10998.3 | 12528.9171
Scenario 2: High TRC | SDG&E | Com | BROs | Com - Lodging | Participant Cost Test | Energy Efficiency | 1096.8545 | 2368.8271 | 3607.3201 | 4283.3167 | 4858.6468 | 6236.8058 | 7794.5509 | 9242.8231 | 10877.6109 | 13462.576 | 16115.2959 | 17670.0083 | 19117.7679
Scenario 2: High TRC | SDG&E | Com | BROs | Com - Lodging | Program Administrator Cost Test | Energy Efficiency | 1096.8545 | 2368.8271 | 3607.3201 | 4283.3167 | 4858.6468 | 6236.8058 | 7794.5509 | 9242.8231 | 10877.6109 | 13462.576 | 16115.2959 | 17670.0083 | 19117.7679
Scenario 2: High TRC | SDG&E | Com | BROs | Com - Lodging | Rate Impact Measure Test | Energy Efficiency | 1096.8545 | 2368.8271 | 3607.3201 | 4283.3167 | 4858.6468 | 6236.8058 | 7794.5509 | 9242.8231 | 10877.6109 | 13462.576 | 16115.2959 | 17670.0083 | 19117.7679
Scenario 2: High TRC | SDG&E | Com | BROs | Com - Lodging | Total Resource Cost Test | Energy Efficiency | 1096.8545 | 2368.8271 | 3607.3201 | 4283.3167 | 4858.6468 | 6236.8058 | 7794.5509 | 9242.8231 | 10877.6109 | 13462.576 | 16115.2959 | 17670.0083 | 19117.7679
Scenario 2: High TRC | SDG&E | Com | BROs | Com - Other | Participant Cost Test | Energy Efficiency | 993.9905 | 2151.4149 | 3282.9845 | 3904.8049 | 4438.6384 | 5710.0962 | 7164.3508 | 8524.7705 | 10065.9355 | 12500.0315 | 15014.0476 | 16525.1433 | 18061.3243
Scenario 2: High TRC | SDG&E | Com | BROs | Com - Other | Program Administrator Cost Test | Energy Efficiency | 993.9905 | 2151.4149 | 3282.9845 | 3904.8049 | 4438.6384 | 5710.0962 | 7164.3508 | 8524.7705 | 10065.9355 | 12500.0315 | 15014.0476 | 16525.1433 | 18061.3243
Scenario 2: High TRC | SDG&E | Com | BROs | Com - Other | Rate Impact Measure Test | Energy Efficiency | 993.9905 | 2151.4149 | 3282.9845 | 3904.8049 | 4438.6384 | 5710.0962 | 7164.3508 | 8524.7705 | 10065.9355 | 12500.0315 | 15014.0476 | 16525.1433 | 18061.3243
Scenario 2: High TRC | SDG&E | Com | BROs | Com - Other | Total Resource Cost Test | Energy Efficiency | 993.9905 | 2151.4149 | 3282.9845 | 3904.8049 | 4438.6384 | 5710.0962 | 7164.3508 | 8524.7705 | 10065.9355 | 12500.0315 | 15014.0476 | 16525.1433 | 18061.3243
Scenario 2: High TRC | SDG&E | Com | BROs | Com - Retail | Participant Cost Test | Energy Efficiency | 2209.8352 | 4747.3508 | 7190.3447 | 8480.9656 | 9561.1541 | 12196.6445 | 15180.4973 | 17918.2693 | 20980.9472 | 25836.2163 | 30755.3465 | 33561.3773 | 36697.2489
Scenario 2: High TRC | SDG&E | Com | BROs | Com - Retail | Program Administrator Cost Test | Energy Efficiency | 2209.8352 | 4747.3508 | 7190.3447 | 8480.9656 | 9561.1541 | 12196.6445 | 15180.4973 | 17918.2693 | 20980.9472 | 25836.2163 | 30755.3465 | 33561.3773 | 36697.2489
Scenario 2: High TRC | SDG&E | Com | BROs | Com - Retail | Rate Impact Measure Test | Energy Efficiency | 2209.8352 | 4747.3508 | 7190.3447 | 8480.9656 | 9561.1541 | 12196.6445 | 15180.4973 | 17918.2693 | 20980.9472 | 25836.2163 | 30755.3465 | 33561.3773 | 36697.2489
Scenario 2: High TRC | SDG&E | Com | BROs | Com - Retail | Total Resource Cost Test | Energy Efficiency | 2209.8352 | 4747.3508 | 7190.3447 | 8480.9656 | 9561.1541 | 12196.6445 | 15180.4973 | 17918.2693 | 20980.9472 | 25836.2163 | 30755.3465 | 33561.3773 | 36697.2489
Scenario 2: High TRC | SDG&E | Com | BldgEnv | Com - College | Participant Cost Test | Energy Efficiency | 12.9869 | 13.0832 | 13.1697 | 20.3563 | 20.4876 | 20.6588 | 20.8263 | 19.8992 | 15.3019 | 13.5753 | 11.674 | 9.6346 | 7.3502
Scenario 2: High TRC | SDG&E | Com | BldgEnv | Com - College | Program Administrator Cost Test | Energy Efficiency | 8.1797 | 8.6156 | 9.0762 | 15.6505 | 16.4234 | 17.315 | 18.2666 | 19.2524 | 20.3079 | 21.4499 | 22.637 | 24.1669 | 25.5686
Scenario 2: High TRC | SDG&E | Com | BldgEnv | Com - College | Rate Impact Measure Test | Energy Efficiency | 8.1797 | 8.6156 | 9.0762 | 15.6505 | 16.4234 | 17.315 | 18.2666 | 19.2524 | 20.3079 | 21.4499 | 22.637 | 24.1669 | 25.5686
Scenario 2: High TRC | SDG&E | Com | BldgEnv | Com - College | Total Resource Cost Test | Energy Efficiency | 11.3135 | 11.7332 | 12.1775 | 18.7322 | 19.4779 | 20.3537 | 21.2933 | 22.2668 | 20.3079 | 21.4499 | 22.637 | 24.1669 | 25.5686
Scenario 2: High TRC | SDG&E | Com | BldgEnv | Com - Grocery | Participant Cost Test | Energy Efficiency | 316.1896 | 304.3219 | 292.0267 | 280.3232 | 269.4368 | 259.4472 | 250.2667 | 229.1516 | 166.7064 | 141.5005 | 116.3224 | 91.1256 | 65.8818
Scenario 2: High TRC | SDG&E | Com | BldgEnv | Com - Grocery | Program Administrator Cost Test | Energy Efficiency | 179.2518 | 179.4159 | 179.1082 | 179.1149 | 179.511 | 180.7301 | 182.3734 | 184.2754 | 186.3812 | 188.8414 | 191.3798 | 193.9907 | 196.8037
Scenario 2: High TRC | SDG&E | Com | BldgEnv | Com - Grocery | Rate Impact Measure Test | Energy Efficiency | 179.2518 | 179.4159 | 179.1082 | 179.1149 | 179.511 | 180.7301 | 182.3734 | 184.2754 | 186.3812 | 188.8414 | 191.3798 | 193.9907 | 196.8037
Scenario 2: High TRC | SDG&E | Com | BldgEnv | Com - Grocery | Total Resource Cost Test | Energy Efficiency | 231.3777 | 229.0053 | 226.1602 | 223.8105 | 222.0216 | 221.2374 | 221.0395 | 221.2247 | 186.3812 | 188.8414 | 191.3798 | 193.9907 | 196.8037
Scenario 2: High TRC | SDG&E | Com | BldgEnv | Com - Health | Participant Cost Test | Energy Efficiency | 439.9851 | 420.9784 | 402.0122 | 383.3752 | 364.3593 | 345.2478 | 327.4574 | 298.4298 | 204.6082 | 171.6919 | 139.1624 | 105.4922 | 72.4734
Scenario 2: High TRC | SDG&E | Com | BldgEnv | Com - Health | Program Administrator Cost Test | Energy Efficiency | 265.3075 | 263.7379 | 261.7619 | 259.9594 | 257.0879 | 253.6415 | 249.4081 | 250.9048 | 253.551 | 258.121 | 264.362 | 263.6155 | 264.4461
Scenario 2: High TRC | SDG&E | Com | BldgEnv | Com - Health | Rate Impact Measure Test | Energy Efficiency | 265.3075 | 263.7379 | 261.7619 | 259.9594 | 257.0879 | 253.6415 | 249.4081 | 250.9048 | 253.551 | 258.121 | 264.362 | 263.6155 | 264.4461
Scenario 2: High TRC | SDG&E | Com | BldgEnv | Com - Health | Total Resource Cost Test | Energy Efficiency | 354.1302 | 347.8471 | 341.353 | 335.2755 | 328.1835 | 320.6131 | 312.4767 | 310.9696 | 253.551 | 258.121 | 264.362 | 263.6155 | 264.4461
Scenario 2: High TRC | SDG&E | Com | BldgEnv | Com - Lodging | Participant Cost Test | Energy Efficiency | 17.5419 | 17.4056 | 17.2515 | 17.1517 | 16.9276 | 16.7754 | 16.5725 | 15.8445 | 1.528 | 1.3585 | 1.1528 | 0.92617 | 0.6815
Scenario 2: High TRC | SDG&E | Com | BldgEnv | Com - Lodging | Program Administrator Cost Test | Energy Efficiency | 6.7704 | 7.0544 | 7.3491 | 7.7201 | 8.0217 | 8.4305 | 8.8262 | 9.2411 | 3.1349 | 3.381 | 3.6001 | 3.8355 | 4.1284
Scenario 2: High TRC | SDG&E | Com | BldgEnv | Com - Lodging | Rate Impact Measure Test | Energy Efficiency | 6.7704 | 7.0544 | 7.3491 | 7.7201 | 8.0217 | 8.4305 | 8.8262 | 9.2411 | 3.1349 | 3.381 | 3.6001 | 3.8355 | 4.1284
Scenario 2: High TRC | SDG&E | Com | BldgEnv | Com - Lodging | Total Resource Cost Test | Energy Efficiency | 13.9862 | 14.1826 | 14.3907 | 14.702 | 14.9064 | 15.2475 | 15.5641 | 15.9012 | 3.1349 | 3.381 | 3.6001 | 3.8355 | 4.1284
Scenario 2: High TRC | SDG&E | Com | BldgEnv | Com - Office (Large) | Participant Cost Test | Energy Efficiency | 487.1989 | 467.6127 | 448.8328 | 430.1039 | 411.8134 | 394.4191 | 377.7068 | 344.8701 | 225.4861 | 189.252 | 153.7532 | 118.8465 | 84.4075
Scenario 2: High TRC | SDG&E | Com | BldgEnv | Com - Office (Large) | Program Administrator Cost Test | Energy Efficiency | 215.0925 | 215.2816 | 215.683 | 216.1732 | 216.8887 | 218.7622 | 220.8939 | 222.8231 | 224.1295 | 225.823 | 227.646 | 229.6101 | 231.9602
Scenario 2: High TRC | SDG&E | Com | BldgEnv | Com - Office (Large) | Rate Impact Measure Test | Energy Efficiency | 215.0925 | 215.2816 | 215.683 | 216.1732 | 216.8887 | 218.7622 | 220.8939 | 222.8231 | 224.1295 | 225.823 | 227.646 | 229.6101 | 231.9602
Scenario 2: High TRC | SDG&E | Com | BldgEnv | Com - Office (Large) | Total Resource Cost Test | Energy Efficiency | 329.7758 | 324.5109 | 319.8708 | 315.5608 | 311.6348 | 309.134 | 307.1081 | 305.034 | 224.1295 | 225.823 | 227.646 | 229.6101 | 231.9602
Scenario 2: High TRC | SDG&E | Com | BldgEnv | Com - Office (Small) | Participant Cost Test | Energy Efficiency | 204.3642 | 196.3018 | 188.3587 | 180.4134 | 172.8038 | 165.5078 | 158.5252 | 143.6734 | 108.4401 | 91.0316 | 73.9735 | 57.1835 | 40.6237
Scenario 2: High TRC | SDG&E | Com | BldgEnv | Com - Office (Small) | Program Administrator Cost Test | Energy Efficiency | 101.5538 | 101.3688 | 101.1688 | 100.9912 | 101.0354 | 101.4714 | 101.9597 | 102.4489 | 103.0123 | 103.6451 | 104.3529 | 105.0587 | 105.8928
Scenario 2: High TRC | SDG&E | Com | BldgEnv | Com - Office (Small) | Rate Impact Measure Test | Energy Efficiency | 101.5538 | 101.3688 | 101.1688 | 100.9912 | 101.0354 | 101.4714 | 101.9597 | 102.4489 | 103.0123 | 103.6451 | 104.3529 | 105.0587 | 105.8928
Scenario 2: High TRC | SDG&E | Com | BldgEnv | Com - Office (Small) | Total Resource Cost Test | Energy Efficiency | 126.1895 | 124.8076 | 123.4734 | 122.2169 | 121.2346 | 120.6962 | 120.2583 | 119.8672 | 103.0123 | 103.6451 | 104.3529 | 105.0587 | 105.8928
Scenario 2: High TRC | SDG&E | Com | BldgEnv | Com - Other | Participant Cost Test | Energy Efficiency | 101.9874 | 98.1043 | 106.7022 | 102.7411 | 98.7637 | 94.8835 | 91.0378 | 83.3157 | 47.9896 | 40.4452 | 32.9998 | 25.6183 | 18.269
Scenario 2: High TRC | SDG&E | Com | BldgEnv | Com - Other | Program Administrator Cost Test | Energy Efficiency | 45.0707 | 45.3218 | 52.0444 | 52.5587 | 53.0894 | 53.8526 | 54.6247 | 55.3721 | 49.5269 | 50.4296 | 51.41 | 52.4817 | 53.7245
Scenario 2: High TRC | SDG&E | Com | BldgEnv | Com - Other | Rate Impact Measure Test | Energy Efficiency | 45.0707 | 45.3218 | 52.0444 | 52.5587 | 53.0894 | 53.8526 | 54.6247 | 55.3721 | 49.5269 | 50.4296 | 51.41 | 52.4817 | 53.7245
Scenario 2: High TRC | SDG&E | Com | BldgEnv | Com - Other | Total Resource Cost Test | Energy Efficiency | 69.3108 | 68.4544 | 77.4996 | 76.9541 | 76.437 | 76.1916 | 75.9809 | 75.7695 | 49.5269 | 50.4296 | 51.41 | 52.4817 | 53.7245
Scenario 2: High TRC | SDG&E | Com | BldgEnv | Com - Refrig. Warehouse | Participant Cost Test | Energy Efficiency | 0.98473 | 0.95025 | 0.916 | 0.87888 | 0.84455 | 0.81169 | 0.78066 | 0.70821 | 0.58197 | 0.49187 | 0.403 | 0.31428 | 0.22505
Scenario 2: High TRC | SDG&E | Com | BldgEnv | Com - Refrig. Warehouse | Program Administrator Cost Test | Energy Efficiency | 0.53248 | 0.53574 | 0.53946 | 0.54076 | 0.54541 | 0.55311 | 0.56309 | 0.5739 | 0.5875 | 0.60161 | 0.61898 | 0.63852 | 0.65998
Scenario 2: High TRC | SDG&E | Com | BldgEnv | Com - Refrig. Warehouse | Rate Impact Measure Test | Energy Efficiency | 0.53248 | 0.53574 | 0.53946 | 0.54076 | 0.54541 | 0.55311 | 0.56309 | 0.5739 | 0.5875 | 0.60161 | 0.61898 | 0.63852 | 0.65998
Scenario 2: High TRC | SDG&E | Com | BldgEnv | Com - Refrig. Warehouse | Total Resource Cost Test | Energy Efficiency | 0.58111 | 0.58215 | 0.58378 | 0.58302 | 0.58576 | 0.59167 | 0.59999 | 0.60924 | 0.5875 | 0.60161 | 0.61898 | 0.63852 | 0.65998
Scenario 2: High TRC | SDG&E | Com | BldgEnv | Com - Restaurant | Participant Cost Test | Energy Efficiency | 62.9741 | 61.4477 | 59.0435 | 56.625 | 54.3102 | 52.0731 | 49.9339 | 45.1232 | 36.8614 | 30.9785 | 25.2045 | 19.508 | 13.8738
Scenario 2: High TRC | SDG&E | Com | BldgEnv | Com - Restaurant | Program Administrator Cost Test | Energy Efficiency | 33.3472 | 34.3204 | 34.3089 | 34.3133 | 34.408 | 34.6261 | 34.8838 | 35.1543 | 35.442 | 35.7702 | 36.141 | 36.5248 | 36.9626
Scenario 2: High TRC | SDG&E | Com | BldgEnv | Com - Restaurant | Rate Impact Measure Test | Energy Efficiency | 33.3472 | 34.3204 | 34.3089 | 34.3133 | 34.408 | 34.6261 | 34.8838 | 35.1543 | 35.442 | 35.7702 | 36.141 | 36.5248 | 36.9626
Scenario 2: High TRC | SDG&E | Com | BldgEnv | Com - Restaurant | Total Resource Cost Test | Energy Efficiency | 36.4721 | 37.3296 | 37.1743 | 37.0422 | 37.0074 | 37.102 | 37.243 | 37.4026 | 35.442 | 35.7702 | 36.141 | 36.5248 | 36.9626
Scenario 2: High TRC | SDG&E | Com | BldgEnv | Com - Retail | Participant Cost Test | Energy Efficiency | 605.2425 | 574.9228 | 546.6632 | 521.9174 | 484.0157 | 451.5189 | 428.037 | 387.9756 | 232.0772 | 193.806 | 157.1092 | 121.6593 | 87.1737
Scenario 2: High TRC | SDG&E | Com | BldgEnv | Com - Retail | Program Administrator Cost Test | Energy Efficiency | 279.0444 | 275.0155 | 271.153 | 271.0729 | 259.5007 | 251.0043 | 247.9912 | 245.1367 | 242.693 | 240.7974 | 239.3647 | 238.3596 | 237.8301
Scenario 2: High TRC | SDG&E | Com | BldgEnv | Com - Retail | Rate Impact Measure Test | Energy Efficiency | 279.0444 | 275.0155 | 271.153 | 271.0729 | 259.5007 | 251.0043 | 247.9912 | 245.1367 | 242.693 | 240.7974 | 239.3647 | 238.3596 | 237.8301
Scenario 2: High TRC | SDG&E | Com | BldgEnv | Com - Retail | Total Resource Cost Test | Energy Efficiency | 463.8372 | 448.7331 | 434.6114 | 423.4313 | 400.5196 | 382.0546 | 371.0926 | 360.8351 | 242.693 | 240.7974 | 239.3647 | 238.3596 | 237.8301
Scenario 2: High TRC | SDG&E | Com | BldgEnv | Com - School | Participant Cost Test | Energy Efficiency | 56.0309 | 54.0209 | 52.0126 | 49.9693 | 47.9999 | 46.0421 | 44.1185 | 40.2537 | 29.514 | 24.9733 | 20.4572 | 15.9325 | 11.3805
Scenario 2: High TRC | SDG&E | Com | BldgEnv | Com - School | Program Administrator Cost Test | Energy Efficiency | 28.8655 | 29.1987 | 29.5542 | 29.9429 | 30.4503 | 31.0598 | 31.7155 | 32.429 | 33.2309 | 34.0978 | 35.0525 | 36.0643 | 37.1632
Scenario 2: High TRC | SDG&E | Com | BldgEnv | Com - School | Rate Impact Measure Test | Energy Efficiency | 28.8655 | 29.1987 | 29.5542 | 29.9429 | 30.4503 | 31.0598 | 31.7155 | 32.429 | 33.2309 | 34.0978 | 35.0525 | 36.0643 | 37.1632
Scenario 2: High TRC | SDG&E | Com | BldgEnv | Com - School | Total Resource Cost Test | Energy Efficiency | 37.1693 | 37.1442 | 37.1611 | 37.2282 | 37.4336 | 37.7534 | 38.1341 | 38.5885 | 33.2309 | 34.0978 | 35.0525 | 36.0643 | 37.1632
Scenario 2: High TRC | SDG&E | Com | BldgEnv | Com - Warehouse | Participant Cost Test | Energy Efficiency | 193.9931 | 186.3347 | 178.8253 | 196.4537 | 189.5426 | 182.9078 | 176.3904 | 162.299 | 89.5362 | 75.1968 | 61.101 | 47.1898 | 33.4197
Scenario 2: High TRC | SDG&E | Com | BldgEnv | Com - Warehouse | Program Administrator Cost Test | Energy Efficiency | 81.1777 | 81.2775 | 81.4026 | 95.1404 | 96.2604 | 97.8814 | 99.5005 | 101.1738 | 86.0743 | 87.2316 | 88.462 | 89.7871 | 91.4193
Scenario 2: High TRC | SDG&E | Com | BldgEnv | Com - Warehouse | Rate Impact Measure Test | Energy Efficiency | 81.1777 | 81.2775 | 81.4026 | 95.1404 | 96.2604 | 97.8814 | 99.5005 | 101.1738 | 86.0743 | 87.2316 | 88.462 | 89.7871 | 91.4193
Scenario 2: High TRC | SDG&E | Com | BldgEnv | Com - Warehouse | Total Resource Cost Test | Energy Efficiency | 128.231 | 126.1105 | 124.1397 | 142.4534 | 141.704 | 141.5476 | 141.4418 | 141.4608 | 86.0743 | 87.2316 | 88.462 | 89.7871 | 91.4193
Scenario 2: High TRC | SDG&E | Com | ComRefrig | Com - College | Participant Cost Test | Energy Efficiency | 2353.827 | 1553.2763 | 897.6662 | 445.3142 | 172.548 | 67.6359 | 18.6646 | 0 | 0 | 0 | 0 | 0 | 0
Scenario 2: High TRC | SDG&E | Com | ComRefrig | Com - College | Program Administrator Cost Test | Energy Efficiency | 532.9188 | 371.6473 | 225.832 | 116.8018 | 45.4113 | 19.0505 | 5.889 | 0 | 0 | 0 | 0 | 0 | 0
Scenario 2: High TRC | SDG&E | Com | ComRefrig | Com - College | Rate Impact Measure Test | Energy Efficiency | 532.9188 | 371.6473 | 225.832 | 116.8018 | 45.4113 | 19.0505 | 5.889 | 0 | 0 | 0 | 0 | 0 | 0
Scenario 2: High TRC | SDG&E | Com | ComRefrig | Com - College | Total Resource Cost Test | Energy Efficiency | 532.9188 | 371.6473 | 225.832 | 116.8018 | 45.4113 | 19.0505 | 5.889 | 0 | 0 | 0 | 0 | 0 | 0
Scenario 2: High TRC | SDG&E | Com | ComRefrig | Com - Grocery | Participant Cost Test | Energy Efficiency | 2217032.3495 | 1141640.0638 | 431841.2729 | 168093.3752 | 36750.0267 | 0 | 0 | 0 | 0 | 0 | 0 | 0 | 0
Scenario 2: High TRC | SDG&E | Com | ComRefrig | Com - Grocery | Program Administrator Cost Test | Energy Efficiency | 491282.5486 | 262484.8181 | 98055.6816 | 39466.4127 | 9311.8396 | 0 | 0 | 0 | 0 | 0 | 0 | 0 | 0
Scenario 2: High TRC | SDG&E | Com | ComRefrig | Com - Grocery | Rate Impact Measure Test | Energy Efficiency | 491282.5486 | 262484.8181 | 98055.6816 | 39466.4127 | 9311.8396 | 0 | 0 | 0 | 0 | 0 | 0 | 0 | 0
Scenario 2: High TRC | SDG&E | Com | ComRefrig | Com - Grocery | Total Resource Cost Test | Energy Efficiency | 491282.5486 | 262484.8181 | 98055.6816 | 39466.4127 | 9311.8396 | 0 | 0 | 0 | 0 | 0 | 0 | 0 | 0
Scenario 2: High TRC | SDG&E | Com | ComRefrig | Com - Refrig. Warehouse | Participant Cost Test | Energy Efficiency | 723.8457 | 456.8325 | 249.929 | 114.0178 | 39.2629 | 14.6435 | 1.552 | 0 | 0 | 0 | 0 | 0 | 0
Scenario 2: High TRC | SDG&E | Com | ComRefrig | Com - Refrig. Warehouse | Program Administrator Cost Test | Energy Efficiency | 163.3812 | 108.8518 | 62.4817 | 29.4786 | 9.9486 | 4.1245 | 0.48969 | 0 | 0 | 0 | 0 | 0 | 0
Scenario 2: High TRC | SDG&E | Com | ComRefrig | Com - Refrig. Warehouse | Rate Impact Measure Test | Energy Efficiency | 163.3812 | 108.8518 | 62.4817 | 29.4786 | 9.9486 | 4.1245 | 0.48969 | 0 | 0 | 0 | 0 | 0 | 0
Scenario 2: High TRC | SDG&E | Com | ComRefrig | Com - Refrig. Warehouse | Total Resource Cost Test | Energy Efficiency | 163.3812 | 108.8518 | 62.4817 | 29.4786 | 9.9486 | 4.1245 | 0.48969 | 0 | 0 | 0 | 0 | 0 | 0
Scenario 2: High TRC | SDG&E | Com | ComRefrig | Com - Restaurant | Participant Cost Test | Energy Efficiency | 85245.7066 | 44780.3439 | 17788.6198 | 7028.8296 | 1874.8956 | 0 | 0 | 0 | 0 | 0 | 0 | 0 | 0
Scenario 2: High TRC | SDG&E | Com | ComRefrig | Com - Restaurant | Program Administrator Cost Test | Energy Efficiency | 18898.0501 | 10308.127 | 4073.6029 | 1650.2893 | 475.0671 | 0 | 0 | 0 | 0 | 0 | 0 | 0 | 0
Scenario 2: High TRC | SDG&E | Com | ComRefrig | Com - Restaurant | Rate Impact Measure Test | Energy Efficiency | 18898.0501 | 10308.127 | 4073.6029 | 1650.2893 | 475.0671 | 0 | 0 | 0 | 0 | 0 | 0 | 0 | 0
Scenario 2: High TRC | SDG&E | Com | ComRefrig | Com - Restaurant | Total Resource Cost Test | Energy Efficiency | 18898.0501 | 10308.127 | 4073.6029 | 1650.2893 | 475.0671 | 0 | 0 | 0 | 0 | 0 | 0 | 0 | 0
Scenario 2: High TRC | SDG&E | Com | ComRefrig | Com - Retail | Participant Cost Test | Energy Efficiency | 957494.2131 | 504781.0998 | 203319.1671 | 75557.615 | 19928.6931 | 0 | 0 | 0 | 0 | 0 | 0 | 0 | 0
Scenario 2: High TRC | SDG&E | Com | ComRefrig | Com - Retail | Program Administrator Cost Test | Energy Efficiency | 212625.9786 | 116660.3119 | 47152.2153 | 17740.0687 | 5049.5961 | 0 | 0 | 0 | 0 | 0 | 0 | 0 | 0
Scenario 2: High TRC | SDG&E | Com | ComRefrig | Com - Retail | Rate Impact Measure Test | Energy Efficiency | 212625.9786 | 116660.3119 | 47152.2153 | 17740.0687 | 5049.5961 | 0 | 0 | 0 | 0 | 0 | 0 | 0 | 0
Scenario 2: High TRC | SDG&E | Com | ComRefrig | Com - Retail | Total Resource Cost Test | Energy Efficiency | 212625.9786 | 116660.3119 | 47152.2153 | 17740.0687 | 5049.5961 | 0 | 0 | 0 | 0 | 0 | 0 | 0 | 0
Scenario 2: High TRC | SDG&E | Com | ComRefrig | Com - School | Participant Cost Test | Energy Efficiency | 111.029 | 0 | 0 | 0 | 0 | 0 | 0 | 0 | 0 | 0 | 0 | 0 | 0
Scenario 2: High TRC | SDG&E | Com | ComRefrig | Com - School | Program Administrator Cost Test | Energy Efficiency | 21.9021 | 0 | 0 | 0 | 0 | 0 | 0 | 0 | 0 | 0 | 0 | 0 | 0
Scenario 2: High TRC | SDG&E | Com | ComRefrig | Com - School | Rate Impact Measure Test | Energy Efficiency | 21.9021 | 0 | 0 | 0 | 0 | 0 | 0 | 0 | 0 | 0 | 0 | 0 | 0
Scenario 2: High TRC | SDG&E | Com | ComRefrig | Com - School | Total Resource Cost Test | Energy Efficiency | 21.9021 | 0 | 0 | 0 | 0 | 0 | 0 | 0 | 0 | 0 | 0 | 0 | 0
Scenario 2: High TRC | SDG&E | Com | FoodServ | Com - College | Participant Cost Test | Energy Efficiency | 74538.2328 | 86109.6607 | 88975.6597 | 89102.8344 | 93621.6399 | 93141.5628 | 89356.7676 | 83928.0205 | 77121.9603 | 68908.2289 | 58831.4645 | 47970.0498 | 33912.8526
Scenario 2: High TRC | SDG&E | Com | FoodServ | Com - College | Participant Cost Test | Fuel Substitution | 423.6075 | 496.4083 | 571.1583 | 643.6435 | 717.2648 | 792.1176 | 868.5286 | 946.4832 | 1025.9455 | 1106.9538 | 1189.1925 | 1282.0403 | 1378.4292
Scenario 2: High TRC | SDG&E | Com | FoodServ | Com - College | Program Administrator Cost Test | Energy Efficiency | 66034.8314 | 76302.8495 | 84384.5073 | 92430.6359 | 101529.1253 | 111083.021 | 120561.389 | 130083.0628 | 140169.8802 | 151003.0586 | 162056.4515 | 176944.9443 | 189582.191
Scenario 2: High TRC | SDG&E | Com | FoodServ | Com - College | Program Administrator Cost Test | Fuel Substitution | 3429.7167 | 4203.5289 | 5074.1961 | 6012.1623 | 7045.766 | 8184.8552 | 9442.853 | 10831.0202 | 12361.3372 | 14047.8969 | 15901.433 | 18068.2332 | 20483.9477
Scenario 2: High TRC | SDG&E | Com | FoodServ | Com - College | Rate Impact Measure Test | Energy Efficiency | 66034.8314 | 76302.8495 | 84384.5073 | 92430.6359 | 101529.1253 | 111083.021 | 120561.389 | 130083.0628 | 140169.8802 | 151003.0586 | 162056.4515 | 176944.9443 | 189582.191
Scenario 2: High TRC | SDG&E | Com | FoodServ | Com - College | Rate Impact Measure Test | Fuel Substitution | 5675.5847 | 6787.309 | 7866.2081 | 8912.2829 | 9994.3781 | 11110.5416 | 12273.656 | 13502.2522 | 14800.143 | 16178.7755 | 17648.1392 | 19347.4821 | 21187.3342
Scenario 2: High TRC | SDG&E | Com | FoodServ | Com - College | Total Resource Cost Test | Energy Efficiency | 66034.8314 | 76302.8495 | 84384.5073 | 92430.6359 | 101529.1253 | 111083.021 | 120561.389 | 130083.0628 | 140169.8802 | 151003.0586 | 162056.4515 | 176944.9443 | 189582.191
Scenario 2: High TRC | SDG&E | Com | FoodServ | Com - College | Total Resource Cost Test | Fuel Substitution | 3429.7167 | 4203.5289 | 5074.1961 | 6012.1623 | 7045.766 | 8184.8552 | 9442.853 | 10831.0202 | 12361.3372 | 14047.8969 | 15901.433 | 18068.2332 | 20483.9477
Scenario 2: High TRC | SDG&E | Com | FoodServ | Com - Grocery | Participant Cost Test | Energy Efficiency | 373122.0553 | 566447.7324 | 638771.4631 | 639559.4291 | 676444.6767 | 675723.7945 | 649402.803 | 612735.5286 | 563866.5429 | 505031.4966 | 433352.3546 | 348475.6117 | 249207.2265
Scenario 2: High TRC | SDG&E | Com | FoodServ | Com - Grocery | Participant Cost Test | Fuel Substitution | 4686.8749 | 5378.1222 | 6074.5556 | 6751.6118 | 7430.9398 | 8113.2236 | 8801.188 | 9493.9168 | 10190.621 | 10891.0091 | 11591.3573 | 12301.1802 | 13035.474
Scenario 2: High TRC | SDG&E | Com | FoodServ | Com - Grocery | Program Administrator Cost Test | Energy Efficiency | 326946.1268 | 451747.8468 | 527235.479 | 577723.569 | 640462.2302 | 703066.4125 | 764439.371 | 828236.8333 | 893175.5966 | 963517.1 | 1037118.4325 | 1114837.8647 | 1197892.8047
Scenario 2: High TRC | SDG&E | Com | FoodServ | Com - Grocery | Program Administrator Cost Test | Fuel Substitution | 36650.2412 | 44129.2741 | 52402.0525 | 61311.5911 | 71053.276 | 81706.9542 | 93382.4662 | 106162.9225 | 120138.2874 | 135412.4363 | 152052.7445 | 170311.564 | 190562.9853
Scenario 2: High TRC | SDG&E | Com | FoodServ | Com - Grocery | Rate Impact Measure Test | Energy Efficiency | 326946.1268 | 451747.8468 | 527235.479 | 577723.569 | 640462.2302 | 703066.4125 | 764439.371 | 828236.8333 | 893175.5966 | 963517.1 | 1037118.4325 | 1114837.8647 | 1197892.8047
Scenario 2: High TRC | SDG&E | Com | FoodServ | Com - Grocery | Rate Impact Measure Test | Fuel Substitution | 60525.3483 | 71134.4946 | 81082.5741 | 90738.6713 | 100643.8234 | 110770.8131 | 121236.8644 | 132208.8904 | 143709.5881 | 155831.1791 | 168649.116 | 182282.2854 | 197053.639
Scenario 2: High TRC | SDG&E | Com | FoodServ | Com - Grocery | Total Resource Cost Test | Energy Efficiency | 326946.1268 | 451747.8468 | 527235.479 | 577723.569 | 640462.2302 | 703066.4125 | 764439.371 | 828236.8333 | 893175.5966 | 963517.1 | 1037118.4325 | 1114837.8647 | 1197892.8047
Scenario 2: High TRC | SDG&E | Com | FoodServ | Com - Grocery | Total Resource Cost Test | Fuel Substitution | 36650.2412 | 44129.2741 | 52402.0525 | 61311.5911 | 71053.276 | 81706.9542 | 93382.4662 | 106162.9225 | 120138.2874 | 135412.4363 | 152052.7445 | 170311.564 | 190562.9853
Scenario 2: High TRC | SDG&E | Com | FoodServ | Com - Health | Participant Cost Test | Energy Efficiency | 198473.7462 | 249387.3261 | 268525.2819 | 268992.4179 | 273560.969 | 265820.6774 | 240827.2445 | 224713.1391 | 207849.6041 | 190446.0905 | 169181.6965 | 129768.2577 | 89616.806
Scenario 2: High TRC | SDG&E | Com | FoodServ | Com - Health | Participant Cost Test | Fuel Substitution | 1395.6559 | 1622.4663 | 1855.3455 | 2085.1789 | 2319.6728 | 2559.0572 | 2804.4218 | 3053.9985 | 3307.2049 | 3563.9215 | 3823.1541 | 4089.0202 | 4368.7945
Scenario 2: High TRC | SDG&E | Com | FoodServ | Com - Health | Program Administrator Cost Test | Energy Efficiency | 171650.3459 | 209427.37 | 237035.3837 | 259848.1874 | 282942.518 | 304048.4693 | 313130.9921 | 335826.537 | 364014.5516 | 401238.8753 | 446517.6821 | 460957.6809 | 482568.2071
Scenario 2: High TRC | SDG&E | Com | FoodServ | Com - Health | Program Administrator Cost Test | Fuel Substitution | 11194.4126 | 13636.71 | 16373.3235 | 19349.0967 | 22636.3175 | 26266.5864 | 30283.9631 | 34706.359 | 39564.7552 | 44898.3438 | 50738.0605 | 57186.8545 | 64412.1481
Scenario 2: High TRC | SDG&E | Com | FoodServ | Com - Health | Rate Impact Measure Test | Energy Efficiency | 171650.3459 | 209427.37 | 237035.3837 | 259848.1874 | 282942.518 | 304048.4693 | 313130.9921 | 335826.537 | 364014.5516 | 401238.8753 | 446517.6821 | 460957.6809 | 482568.2071
Scenario 2: High TRC | SDG&E | Com | FoodServ | Com - Health | Rate Impact Measure Test | Fuel Substitution | 18189.07 | 21624.7345 | 24944.0621 | 28219.4423 | 31630.5917 | 35171.5831 | 38884.5953 | 42806.1334 | 46943.0163 | 51328.7701 | 55995.6785 | 61001.3847 | 66494.0421
Scenario 2: High TRC | SDG&E | Com | FoodServ | Com - Health | Total Resource Cost Test | Energy Efficiency | 171650.3459 | 209427.37 | 237035.3837 | 259848.1874 | 282942.518 | 304048.4693 | 313130.9921 | 335826.537 | 364014.5516 | 401238.8753 | 446517.6821 | 460957.6809 | 482568.2071
Scenario 2: High TRC | SDG&E | Com | FoodServ | Com - Health | Total Resource Cost Test | Fuel Substitution | 11194.4126 | 13636.71 | 16373.3235 | 19349.0967 | 22636.3175 | 26266.5864 | 30283.9631 | 34706.359 | 39564.7552 | 44898.3438 | 50738.0605 | 57186.8545 | 64412.1481
Scenario 2: High TRC | SDG&E | Com | FoodServ | Com - Lodging | Participant Cost Test | Energy Efficiency | 231061.6842 | 296708.4282 | 316868.4433 | 316091.4881 | 317885.0635 | 308919.9913 | 290935.9066 | 269294.3144 | 244463.2302 | 214946.4631 | 180248.1657 | 140898.2614 | 96756.3023
Scenario 2: High TRC | SDG&E | Com | FoodServ | Com - Lodging | Participant Cost Test | Fuel Substitution | 1841.1542 | 2122.9198 | 2403.376 | 2677.6472 | 2953.1247 | 3229.6529 | 3508.0433 | 3787.6126 | 4067.6834 | 4348.0794 | 4627.2589 | 4904.3869 | 5180.7147
Scenario 2: High TRC | SDG&E | Com | FoodServ | Com - Lodging | Program Administrator Cost Test | Energy Efficiency | 154234.1737 | 197262.9674 | 222507.5465 | 241634.574 | 261699.5841 | 283202.5598 | 303026.0454 | 323434.6615 | 345728.8635 | 368340.472 | 390900.1664 | 414268.475 | 439750.401
Scenario 2: High TRC | SDG&E | Com | FoodServ | Com - Lodging | Program Administrator Cost Test | Fuel Substitution | 14628.3528 | 17662.8294 | 20986.9026 | 24604.3125 | 28560.3393 | 32883.0846 | 37613.3871 | 42780.186 | 48413.8091 | 54552.7487 | 61220.3896 | 68449.9009 | 76306.5702
Scenario 2: High TRC | SDG&E | Com | FoodServ | Com - Lodging | Rate Impact Measure Test | Energy Efficiency | 154234.1737 | 197262.9674 | 222507.5465 | 241634.574 | 261699.5841 | 283202.5598 | 303026.0454 | 323434.6615 | 345728.8635 | 368340.472 | 390900.1664 | 414268.475 | 439750.401
Scenario 2: High TRC | SDG&E | Com | FoodServ | Com - Lodging | Rate Impact Measure Test | Fuel Substitution | 24242.3971 | 28564.6378 | 32550.3061 | 36490.1256 | 40529.9641 | 44652.9767 | 48902.2293 | 53340.3217 | 57970.7926 | 62828.9682 | 67943.2161 | 73289.9493 | 78920.6484
Scenario 2: High TRC | SDG&E | Com | FoodServ | Com - Lodging | Total Resource Cost Test | Energy Efficiency | 154234.1737 | 197262.9674 | 222507.5465 | 241634.574 | 261699.5841 | 283202.5598 | 303026.0454 | 323434.6615 | 345728.8635 | 368340.472 | 390900.1664 | 414268.475 | 439750.401
Scenario 2: High TRC | SDG&E | Com | FoodServ | Com - Lodging | Total Resource Cost Test | Fuel Substitution | 14628.3528 | 17662.8294 | 20986.9026 | 24604.3125 | 28560.3393 | 32883.0846 | 37613.3871 | 42780.186 | 48413.8091 | 54552.7487 | 61220.3896 | 68449.9009 | 76306.5702
Scenario 2: High TRC | SDG&E | Com | FoodServ | Com - Office (Large) | Participant Cost Test | Energy Efficiency | 8283.0194 | 8540.4743 | 8740.804 | 8883.6478 | 8377.4937 | 7837.0019 | 7222.293 | 6507.6639 | 5676.7247 | 4790.0313 | 3827.5329 | 2783.6415 | 1651.7426
Scenario 2: High TRC | SDG&E | Com | FoodServ | Com - Office (Large) | Program Administrator Cost Test | Energy Efficiency | 1563.9093 | 1663.1623 | 1752.8184 | 1836.0758 | 1925.9303 | 2050.9472 | 2160.4544 | 2245.9949 | 2309.5508 | 2363.3566 | 2424.6723 | 2465.586 | 2503.3956
Scenario 2: High TRC | SDG&E | Com | FoodServ | Com - Office (Large) | Rate Impact Measure Test | Energy Efficiency | 1563.9093 | 1663.1623 | 1752.8184 | 1836.0758 | 1925.9303 | 2050.9472 | 2160.4544 | 2245.9949 | 2309.5508 | 2363.3566 | 2424.6723 | 2465.586 | 2503.3956
Scenario 2: High TRC | SDG&E | Com | FoodServ | Com - Office (Large) | Total Resource Cost Test | Energy Efficiency | 1563.9093 | 1663.1623 | 1752.8184 | 1836.0758 | 1925.9303 | 2050.9472 | 2160.4544 | 2245.9949 | 2309.5508 | 2363.3566 | 2424.6723 | 2465.586 | 2503.3956
Scenario 2: High TRC | SDG&E | Com | FoodServ | Com - Office (Small) | Participant Cost Test | Energy Efficiency | 2942.9027 | 3066.6451 | 3170.6999 | 3250.4835 | 3097.7312 | 2908.8376 | 2683.9123 | 2427.0164 | 2137.2241 | 1814.5011 | 1459.6776 | 1067.5649 | 636.521
Scenario 2: High TRC | SDG&E | Com | FoodServ | Com - Office (Small) | Program Administrator Cost Test | Energy Efficiency | 555.6468 | 597.195 | 635.8295 | 671.8112 | 712.1479 | 761.2442 | 802.8572 | 837.638 | 869.5204 | 895.2578 | 924.6791 | 945.5863 | 964.7168
Scenario 2: High TRC | SDG&E | Com | FoodServ | Com - Office (Small) | Rate Impact Measure Test | Energy Efficiency | 555.6468 | 597.195 | 635.8295 | 671.8112 | 712.1479 | 761.2442 | 802.8572 | 837.638 | 869.5204 | 895.2578 | 924.6791 | 945.5863 | 964.7168
Scenario 2: High TRC | SDG&E | Com | FoodServ | Com - Office (Small) | Total Resource Cost Test | Energy Efficiency | 555.6468 | 597.195 | 635.8295 | 671.8112 | 712.1479 | 761.2442 | 802.8572 | 837.638 | 869.5204 | 895.2578 | 924.6791 | 945.5863 | 964.7168
Scenario 2: High TRC | SDG&E | Com | FoodServ | Com - Other | Participant Cost Test | Energy Efficiency | 591217.7835 | 680289.3897 | 708323.532 | 711720.3224 | 758851.05 | 762359.719 | 733905.8012 | 693388.5735 | 639920.2333 | 573451.8542 | 491762.2949 | 394019.4867 | 278782.0017
Scenario 2: High TRC | SDG&E | Com | FoodServ | Com - Other | Participant Cost Test | Fuel Substitution | 3835.4885 | 4502.265 | 5187.888 | 5818.5435 | 6454.916 | 7097.8422 | 7749.3745 | 8408.6523 | 9074.7747 | 9747.6284 | 10434.8834 | 11143.4702 | 11859.1725
Scenario 2: High TRC | SDG&E | Com | FoodServ | Com - Other | Program Administrator Cost Test | Energy Efficiency | 483343.8798 | 564169.5946 | 632352.5918 | 697067.6545 | 777196.0379 | 857578.9459 | 936218.7865 | 1018157.2156 | 1104210.6271 | 1195897.5564 | 1292650.2446 | 1395072.9526 | 1505278.8402
Scenario 2: High TRC | SDG&E | Com | FoodServ | Com - Other | Program Administrator Cost Test | Fuel Substitution | 31711.3936 | 38654.745 | 46590.1601 | 54997.8656 | 64234.4586 | 74383.9996 | 85553.0618 | 97827.4167 | 111298.2933 | 126074.7959 | 142376.6569 | 160449.0137 | 180262.7749
Scenario 2: High TRC | SDG&E | Com | FoodServ | Com - Other | Rate Impact Measure Test | Energy Efficiency | 483343.8798 | 564169.5946 | 632352.5918 | 697067.6545 | 777196.0379 | 857578.9459 | 936218.7865 | 1018157.2156 | 1104210.6271 | 1195897.5564 | 1292650.2446 | 1395072.9526 | 1505278.8402
Scenario 2: High TRC | SDG&E | Com | FoodServ | Com - Other | Rate Impact Measure Test | Fuel Substitution | 55545.5874 | 65990.7524 | 76145.6427 | 85641.2093 | 95340.5418 | 105211.359 | 115351.2817 | 125914.6733 | 136910.6983 | 148422.6608 | 160677.9637 | 173751.0081 | 187512.9424
Scenario 2: High TRC | SDG&E | Com | FoodServ | Com - Other | Total Resource Cost Test | Energy Efficiency | 483343.8798 | 564169.5946 | 632352.5918 | 697067.6545 | 777196.0379 | 857578.9459 | 936218.7865 | 1018157.2156 | 1104210.6271 | 1195897.5564 | 1292650.2446 | 1395072.9526 | 1505278.8402
Scenario 2: High TRC | SDG&E | Com | FoodServ | Com - Other | Total Resource Cost Test | Fuel Substitution | 31711.3936 | 38654.745 | 46590.1601 | 54997.8656 | 64234.4586 | 74383.9996 | 85553.0618 | 97827.4167 | 111298.2933 | 126074.7959 | 142376.6569 | 160449.0137 | 180262.7749
Scenario 2: High TRC | SDG&E | Com | FoodServ | Com - Restaurant | Participant Cost Test | Energy Efficiency | 1094399.3198 | 1709608.456 | 1867522.3495 | 1872054.3099 | 1929845.5987 | 1900728.9979 | 1824473.6927 | 1719945.5224 | 1582143.2417 | 1412928.8124 | 1209599.4377 | 968081.8664 | 684481.5836
Scenario 2: High TRC | SDG&E | Com | FoodServ | Com - Restaurant | Participant Cost Test | Fuel Substitution | 14445.8213 | 16619.2904 | 18785.9863 | 20844.2724 | 22897.5923 | 24948.9766 | 27004.9597 | 29062.101 | 31117.2308 | 33169.4938 | 35207.817 | 37227.2636 | 39276.6332
Scenario 2: High TRC | SDG&E | Com | FoodServ | Com - Restaurant | Program Administrator Cost Test | Energy Efficiency | 861005.0403 | 1272669.8765 | 1464430.4982 | 1608064.7865 | 1781486.9126 | 1949427.8269 | 2121919.0075 | 2302393.8403 | 2488601.7834 | 2685317.8001 | 2895907.3739 | 3117739.6485 | 3350503.4854
Scenario 2: High TRC | SDG&E | Com | FoodServ | Com - Restaurant | Program Administrator Cost Test | Fuel Substitution | 115054.778 | 138366.2185 | 164092.0572 | 191690.9935 | 221756.239 | 254526.6088 | 290304.7703 | 329317.2431 | 371805.8181 | 418059.8039 | 468255.5453 | 522654.7661 | 582322.3659
Scenario 2: High TRC | SDG&E | Com | FoodServ | Com - Restaurant | Rate Impact Measure Test | Energy Efficiency | 861005.0403 | 1272669.8765 | 1464430.4982 | 1608064.7865 | 1781486.9126 | 1949427.8269 | 2121919.0075 | 2302393.8403 | 2488601.7834 | 2685317.8001 | 2895907.3739 | 3117739.6485 | 3350503.4854
Scenario 2: High TRC | SDG&E | Com | FoodServ | Com - Restaurant | Rate Impact Measure Test | Fuel Substitution | 194706.3468 | 228468.8915 | 259716.6527 | 289753.4137 | 320290.3511 | 351232.1999 | 382907.0935 | 415818.0052 | 449996.5339 | 485704.8126 | 523151.8961 | 562146.4221 | 603656.5632
Scenario 2: High TRC | SDG&E | Com | FoodServ | Com - Restaurant | Total Resource Cost Test | Energy Efficiency | 861005.0403 | 1272669.8765 | 1464430.4982 | 1608064.7865 | 1781486.9126 | 1949427.8269 | 2121919.0075 | 2302393.8403 | 2488601.7834 | 2685317.8001 | 2895907.3739 | 3117739.6485 | 3350503.4854
Scenario 2: High TRC | SDG&E | Com | FoodServ | Com - Restaurant | Total Resource Cost Test | Fuel Substitution | 115054.778 | 138366.2185 | 164092.0572 | 191690.9935 | 221756.239 | 254526.6088 | 290304.7703 | 329317.2431 | 371805.8181 | 418059.8039 | 468255.5453 | 522654.7661 | 582322.3659
Scenario 2: High TRC | SDG&E | Com | FoodServ | Com - Retail | Participant Cost Test | Energy Efficiency | 8522.7455 | 8413.7865 | 8271.2503 | 7996.0872 | 7202.4847 | 6543.7915 | 5786.4987 | 5019.5489 | 4265.1 | 3537.7741 | 2787.9647 | 2031.4168 | 1229.0744
Scenario 2: High TRC | SDG&E | Com | FoodServ | Com - Retail | Program Administrator Cost Test | Energy Efficiency | 1961.1866 | 2014.433 | 2059.9389 | 2070.3205 | 2034.1565 | 2076.4117 | 2070.1973 | 2046.581 | 2029.9422 | 2033.0535 | 2044.8678 | 2077.8646 | 2130.5796
Scenario 2: High TRC | SDG&E | Com | FoodServ | Com - Retail | Rate Impact Measure Test | Energy Efficiency | 1961.1866 | 2014.433 | 2059.9389 | 2070.3205 | 2034.1565 | 2076.4117 | 2070.1973 | 2046.581 | 2029.9422 | 2033.0535 | 2044.8678 | 2077.8646 | 2130.5796
Scenario 2: High TRC | SDG&E | Com | FoodServ | Com - Retail | Total Resource Cost Test | Energy Efficiency | 1961.1866 | 2014.433 | 2059.9389 | 2070.3205 | 2034.1565 | 2076.4117 | 2070.1973 | 2046.581 | 2029.9422 | 2033.0535 | 2044.8678 | 2077.8646 | 2130.5796
Scenario 2: High TRC | SDG&E | Com | FoodServ | Com - School | Participant Cost Test | Energy Efficiency | 231296.9487 | 259068.9705 | 268007.339 | 266135.4092 | 291534.6667 | 297015.9748 | 281882.7086 | 263113.2915 | 240324.5612 | 212807.7214 | 180517.2932 | 142790.3743 | 99086.8742
Scenario 2: High TRC | SDG&E | Com | FoodServ | Com - School | Participant Cost Test | Fuel Substitution | 629.2807 | 730.4367 | 838.0157 | 938.9819 | 1041.3711 | 1145.5792 | 1252.1975 | 1361.2272 | 1473.4196 | 1596.961 | 1727.4862 | 1863.2358 | 2004.0054
Scenario 2: High TRC | SDG&E | Com | FoodServ | Com - School | Program Administrator Cost Test | Energy Efficiency | 172549.0334 | 197835.7184 | 219231.494 | 237708.0093 | 265514.6838 | 291355.7728 | 313481.4404 | 336648.904 | 361253.146 | 386622.9546 | 413821.2398 | 442168.8784 | 471854.8074
Scenario 2: High TRC | SDG&E | Com | FoodServ | Com - School | Program Administrator Cost Test | Fuel Substitution | 5077.6604 | 6170.9448 | 7439.5501 | 8762.7739 | 10218.1059 | 11821.7084 | 13593.9185 | 15551.1121 | 17719.9892 | 20223.7848 | 23045.2085 | 26195.0249 | 29705.1299
Scenario 2: High TRC | SDG&E | Com | FoodServ | Com - School | Rate Impact Measure Test | Energy Efficiency | 172549.0334 | 197835.7184 | 219231.494 | 237708.0093 | 265514.6838 | 291355.7728 | 313481.4404 | 336648.904 | 361253.146 | 386622.9546 | 413821.2398 | 442168.8784 | 471854.8074
Scenario 2: High TRC | SDG&E | Com | FoodServ | Com - School | Rate Impact Measure Test | Fuel Substitution | 8320.2557 | 9870.0795 | 11454.1865 | 12908.749 | 14412.9126 | 15967.3229 | 17592.2165 | 19314.4282 | 21150.9102 | 23236.2476 | 25533.2199 | 28018.6517 | 30708.5641
Scenario 2: High TRC | SDG&E | Com | FoodServ | Com - School | Total Resource Cost Test | Energy Efficiency | 172549.0334 | 197835.7184 | 219231.494 | 237708.0093 | 265514.6838 | 291355.7728 | 313481.4404 | 336648.904 | 361253.146 | 386622.9546 | 413821.2398 | 442168.8784 | 471854.8074
Scenario 2: High TRC | SDG&E | Com | FoodServ | Com - School | Total Resource Cost Test | Fuel Substitution | 5077.6604 | 6170.9448 | 7439.5501 | 8762.7739 | 10218.1059 | 11821.7084 | 13593.9185 | 15551.1121 | 17719.9892 | 20223.7848 | 23045.2085 | 26195.0249 | 29705.1299
Scenario 2: High TRC | SDG&E | Com | HVAC | Com - College | Participant Cost Test | Energy Efficiency | 22942.1871 | 23929.8841 | 24750.8596 | 25832.374 | 26030.0544 | 26538.8731 | 19703.8582 | 18908.6438 | 14539.5618 | 12838.5668 | 10584.3149 | 8212.2038 | 4750.9735
Scenario 2: High TRC | SDG&E | Com | HVAC | Com - College | Participant Cost Test | Fuel Substitution | 1.8897 | 2.0402 | 2.1806 | 2.3073 | 2.4203 | 0 | 0 | 0 | 0 | 0 | 0 | 0 | 0
Scenario 2: High TRC | SDG&E | Com | HVAC | Com - College | Program Administrator Cost Test | Energy Efficiency | 10251.7029 | 11440.1342 | 12719.8234 | 14446.8859 | 15841.009 | 17898.6666 | 20125.8147 | 22308.1595 | 24693.084 | 27367.1131 | 30023.9548 | 34716.9322 | 38050.2059
Scenario 2: High TRC | SDG&E | Com | HVAC | Com - College | Program Administrator Cost Test | Fuel Substitution | 1.4301 | 1.6515 | 1.8947 | 2.162 | 2.4588 | 0 | 0 | 0 | 0 | 0 | 0 | 0 | 0
Scenario 2: High TRC | SDG&E | Com | HVAC | Com - College | Rate Impact Measure Test | Energy Efficiency | 10251.7029 | 11440.1342 | 12719.8234 | 14446.8859 | 15841.009 | 17898.6666 | 20125.8147 | 22308.1595 | 24693.084 | 27367.1131 | 30023.9548 | 34716.9322 | 38050.2059
Scenario 2: High TRC | SDG&E | Com | HVAC | Com - College | Rate Impact Measure Test | Fuel Substitution | 1.4301 | 1.6515 | 1.8947 | 2.162 | 2.4588 | 0 | 0 | 0 | 0 | 0 | 0 | 0 | 0
Scenario 2: High TRC | SDG&E | Com | HVAC | Com - College | Total Resource Cost Test | Energy Efficiency | 16544.6355 | 18268.6018 | 20095.6798 | 22481.8701 | 24404.422 | 27125.319 | 22995.7705 | 25349.4601 | 24693.084 | 27367.1131 | 30023.9548 | 34716.9322 | 38050.2059
Scenario 2: High TRC | SDG&E | Com | HVAC | Com - College | Total Resource Cost Test | Fuel Substitution | 1.6257 | 1.867 | 2.1305 | 2.4187 | 2.7372 | 0 | 0 | 0 | 0 | 0 | 0 | 0 | 0
Scenario 2: High TRC | SDG&E | Com | HVAC | Com - Grocery | Participant Cost Test | Energy Efficiency | 35897.8349 | 38179.976 | 40034.2861 | 23978.043 | 19426.3561 | 19814.9552 | 19998.3699 | 19888.5519 | 17161.3271 | 16297.3298 | 15014.6343 | 13332.1953 | 11205.5455
Scenario 2: High TRC | SDG&E | Com | HVAC | Com - Grocery | Participant Cost Test | Fuel Substitution | 95.3145 | 102.8864 | 110.1778 | 117.1318 | 123.6993 | 0 | 0 | 0 | 0 | 0 | 0 | 0 | 0
Scenario 2: High TRC | SDG&E | Com | HVAC | Com - Grocery | Program Administrator Cost Test | Energy Efficiency | 11891.2853 | 13450.6378 | 15063.2793 | 14012.3763 | 14663.8622 | 16541.3581 | 18604.7397 | 20803.998 | 23034.092 | 25626.4544 | 28381.5055 | 31412.4561 | 34852.5942
Scenario 2: High TRC | SDG&E | Com | HVAC | Com - Grocery | Program Administrator Cost Test | Fuel Substitution | 291.9671 | 335.6817 | 383.8534 | 437.397 | 496.9965 | 0 | 0 | 0 | 0 | 0 | 0 | 0 | 0
Scenario 2: High TRC | SDG&E | Com | HVAC | Com - Grocery | Rate Impact Measure Test | Energy Efficiency | 11891.2853 | 13450.6378 | 15063.2793 | 14012.3763 | 14663.8622 | 16541.3581 | 18604.7397 | 20803.998 | 23034.092 | 25626.4544 | 28381.5055 | 31412.4561 | 34852.5942
Scenario 2: High TRC | SDG&E | Com | HVAC | Com - Grocery | Rate Impact Measure Test | Fuel Substitution | 400.3034 | 447.9701 | 498.2482 | 551.5093 | 609.3139 | 0 | 0 | 0 | 0 | 0 | 0 | 0 | 0
Scenario 2: High TRC | SDG&E | Com | HVAC | Com - Grocery | Total Resource Cost Test | Energy Efficiency | 13539.8021 | 15244.5887 | 17000.6965 | 15712.0926 | 16348.5607 | 18351.3734 | 20544.9642 | 22872.3875 | 23034.092 | 25626.4544 | 28381.5055 | 31412.4561 | 34852.5942
Scenario 2: High TRC | SDG&E | Com | HVAC | Com - Grocery | Total Resource Cost Test | Fuel Substitution | 316.6791 | 362.6783 | 413.1809 | 469.1342 | 531.2273 | 0 | 0 | 0 | 0 | 0 | 0 | 0 | 0
Scenario 2: High TRC | SDG&E | Com | HVAC | Com - Health | Participant Cost Test | Energy Efficiency | 261730.5045 | 274832.3353 | 286355.7442 | 298953.4119 | 304135.6622 | 365300.2413 | 345878.2787 | 358371.7953 | 96439.1641 | 77095.4082 | 73632.092 | 56119.2016 | 40219.8247
Scenario 2: High TRC | SDG&E | Com | HVAC | Com - Health | Participant Cost Test | Fuel Substitution | 21.9979 | 23.5113 | 28.3029 | 29.7768 | 31.0439 | 0 | 0 | 0 | 0 | 0 | 0 | 0 | 0
Scenario 2: High TRC | SDG&E | Com | HVAC | Com - Health | Program Administrator Cost Test | Energy Efficiency | 84568.5474 | 92014.7403 | 99847.7502 | 110262.4591 | 118448.3221 | 154990.8345 | 156856.345 | 175510.871 | 106943.8783 | 117976.0905 | 141220.6744 | 137846.271 | 140102.5832
Scenario 2: High TRC | SDG&E | Com | HVAC | Com - Health | Program Administrator Cost Test | Fuel Substitution | 12.4522 | 14.2829 | 25.4177 | 28.9837 | 32.9559 | 0 | 0 | 0 | 0 | 0 | 0 | 0 | 0
Scenario 2: High TRC | SDG&E | Com | HVAC | Com - Health | Rate Impact Measure Test | Energy Efficiency | 84568.5474 | 92014.7403 | 99847.7502 | 110262.4591 | 118448.3221 | 154990.8345 | 156856.345 | 175510.871 | 106943.8783 | 117976.0905 | 141220.6744 | 137846.271 | 140102.5832
Scenario 2: High TRC | SDG&E | Com | HVAC | Com - Health | Rate Impact Measure Test | Fuel Substitution | 12.4522 | 14.2829 | 27.8863 | 31.4593 | 35.3988 | 0 | 0 | 0 | 0 | 0 | 0 | 0 | 0
Scenario 2: High TRC | SDG&E | Com | HVAC | Com - Health | Total Resource Cost Test | Energy Efficiency | 105733.1692 | 114504.6278 | 123713.8569 | 135963.9052 | 145431.9625 | 192969.7612 | 185914.6436 | 207674.1687 | 106943.8783 | 117976.0905 | 141220.6744 | 137846.271 | 140102.5832
Scenario 2: High TRC | SDG&E | Com | HVAC | Com - Health | Total Resource Cost Test | Fuel Substitution | 13.8053 | 15.7733 | 27.8822 | 31.6755 | 35.8825 | 0 | 0 | 0 | 0 | 0 | 0 | 0 | 0
Scenario 2: High TRC | SDG&E | Com | HVAC | Com - Lodging | Participant Cost Test | Energy Efficiency | 224117.5151 | 255511.2676 | 274583.337 | 287616.6891 | 295264.5339 | 261853.8144 | 250106.6545 | 250609.3435 | 38596.6846 | 28165.7609 | 25628.8892 | 21139.2729 | 16033.3209
Scenario 2: High TRC | SDG&E | Com | HVAC | Com - Lodging | Participant Cost Test | Fuel Substitution | 67.7646 | 73.5767 | 75.5143 | 80.8326 | 83.1379 | 0 | 0 | 0 | 0 | 0 | 0 | 0 | 0
Scenario 2: High TRC | SDG&E | Com | HVAC | Com - Lodging | Program Administrator Cost Test | Energy Efficiency | 49819.7807 | 57644.8295 | 64161.3271 | 70667.9694 | 76536.6273 | 73555.4614 | 80158.4172 | 86863.9133 | 34185.8213 | 34039.0206 | 36919.7097 | 39304.7444 | 42250.4003
Scenario 2: High TRC | SDG&E | Com | HVAC | Com - Lodging | Program Administrator Cost Test | Fuel Substitution | 68.9893 | 79.3782 | 90.858 | 103.5803 | 117.7364 | 0 | 0 | 0 | 0 | 0 | 0 | 0 | 0
Scenario 2: High TRC | SDG&E | Com | HVAC | Com - Lodging | Rate Impact Measure Test | Energy Efficiency | 49819.7807 | 57644.8295 | 64161.3271 | 70667.9694 | 76536.6273 | 73555.4614 | 80158.4172 | 86863.9133 | 34185.8213 | 34039.0206 | 36919.7097 | 39304.7444 | 42250.4003
Scenario 2: High TRC | SDG&E | Com | HVAC | Com - Lodging | Rate Impact Measure Test | Fuel Substitution | 85.9138 | 96.9039 | 108.6892 | 121.3011 | 135.1001 | 0 | 0 | 0 | 0 | 0 | 0 | 0 | 0
Scenario 2: High TRC | SDG&E | Com | HVAC | Com - Lodging | Total Resource Cost Test | Energy Efficiency | 106076.7428 | 118877.5762 | 129612.5328 | 140462.6473 | 149776.3705 | 136323.7609 | 130751.0814 | 139601.2719 | 34185.8213 | 34039.0206 | 36919.7097 | 39304.7444 | 42250.4003
Scenario 2: High TRC | SDG&E | Com | HVAC | Com - Lodging | Total Resource Cost Test | Fuel Substitution | 100.509 | 113.8829 | 124.6226 | 140.1952 | 154.3851 | 0 | 0 | 0 | 0 | 0 | 0 | 0 | 0
Scenario 2: High TRC | SDG&E | Com | HVAC | Com - Office (Large) | Participant Cost Test | Energy Efficiency | 36647.9263 | 39522.6794 | 42360.3303 | 178784.6108 | 289338.5663 | 50889.4481 | 1364.1963 | 1282.3399 | 1099.5225 | 970.4468 | 820.3072 | 648.1499 | 452.5927
Scenario 2: High TRC | SDG&E | Com | HVAC | Com - Office (Large) | Program Administrator Cost Test | Energy Efficiency | 347.6711 | 376.3534 | 402.1681 | 37212.8048 | 72825.1455 | 482.6064 | 513.6312 | 539.6808 | 561.2299 | 582.6326 | 604.7072 | 621.4388 | 637.6882
Scenario 2: High TRC | SDG&E | Com | HVAC | Com - Office (Large) | Rate Impact Measure Test | Energy Efficiency | 347.6711 | 376.3534 | 402.1681 | 37212.8048 | 72825.1455 | 482.6064 | 513.6312 | 539.6808 | 561.2299 | 582.6326 | 604.7072 | 621.4388 | 637.6882
Scenario 2: High TRC | SDG&E | Com | HVAC | Com - Office (Large) | Total Resource Cost Test | Energy Efficiency | 35594.7174 | 38467.1536 | 41319.3996 | 106022.1899 | 165986.7217 | 50015.0387 | 581.6139 | 610.2308 | 561.2299 | 582.6326 | 604.7072 | 621.4388 | 637.6882
Scenario 2: High TRC | SDG&E | Com | HVAC | Com - Office (Small) | Participant Cost Test | Energy Efficiency | 14894.306 | 15442.2763 | 15808.9401 | 15953.5605 | 15871.3019 | 15586.3894 | 15047.5662 | 14220.0479 | 11755.3117 | 10249.6099 | 8414.5808 | 6208.4957 | 3601.9921
Scenario 2: High TRC | SDG&E | Com | HVAC | Com - Office (Small) | Program Administrator Cost Test | Energy Efficiency | 7574.6632 | 8508.8658 | 9496.3612 | 10543.0468 | 11663.6007 | 12949.0084 | 14306.6553 | 15705.8168 | 17190.9875 | 18743.5094 | 20408.2438 | 22140.7741 | 23984.0328
Scenario 2: High TRC | SDG&E | Com | HVAC | Com - Office (Small) | Rate Impact Measure Test | Energy Efficiency | 7574.6632 | 8508.8658 | 9496.3612 | 10543.0468 | 11663.6007 | 12949.0084 | 14306.6553 | 15705.8168 | 17190.9875 | 18743.5094 | 20408.2438 | 22140.7741 | 23984.0328
Scenario 2: High TRC | SDG&E | Com | HVAC | Com - Office (Small) | Total Resource Cost Test | Energy Efficiency | 8400.7442 | 9399.5909 | 10452.1126 | 11564.4083 | 12748.7871 | 14100.4408 | 15524.3271 | 16986.472 | 17190.9875 | 18743.5094 | 20408.2438 | 22140.7741 | 23984.0328
Scenario 2: High TRC | SDG&E | Com | HVAC | Com - Other | Participant Cost Test | Energy Efficiency | 323989.297 | 343850.1376 | 361111.5976 | 374847.4463 | 380188.2074 | 429671.3636 | 441811.4431 | 432875.4936 | 270989.781 | 225070.1567 | 190779.7358 | 143239.8487 | 84930.8923
Scenario 2: High TRC | SDG&E | Com | HVAC | Com - Other | Participant Cost Test | Fuel Substitution | 56.5542 | 61.3524 | 133.4957 | 145.0854 | 156.8102 | 0 | 0 | 0 | 0 | 0 | 0 | 0 | 0
Scenario 2: High TRC | SDG&E | Com | HVAC | Com - Other | Program Administrator Cost Test | Energy Efficiency | 185847.8871 | 213430.9726 | 243861.251 | 277497.6009 | 311117.5601 | 365117.4091 | 415610.4416 | 465111.8295 | 496601.5216 | 541680.8275 | 603062.8785 | 665630.3759 | 734758.7484
Scenario 2: High TRC | SDG&E | Com | HVAC | Com - Other | Program Administrator Cost Test | Fuel Substitution | 63.0857 | 72.8682 | 237.9441 | 273.0259 | 311.9793 | 0 | 0 | 0 | 0 | 0 | 0 | 0 | 0
Scenario 2: High TRC | SDG&E | Com | HVAC | Com - Other | Rate Impact Measure Test | Energy Efficiency | 185847.8871 | 213430.9726 | 243861.251 | 277497.6009 | 311117.5601 | 365117.4091 | 415610.4416 | 465111.8295 | 496601.5216 | 541680.8275 | 603062.8785 | 665630.3759 | 734758.7484
Scenario 2: High TRC | SDG&E | Com | HVAC | Com - Other | Rate Impact Measure Test | Fuel Substitution | 72.0184 | 82.1657 | 296.9193 | 332.0638 | 370.1737 | 0 | 0 | 0 | 0 | 0 | 0 | 0 | 0
Scenario 2: High TRC | SDG&E | Com | HVAC | Com - Other | Total Resource Cost Test | Energy Efficiency | 235454.2385 | 267885.9869 | 303382.3942 | 342325.2302 | 380582.7744 | 443631.7009 | 501139.4869 | 556492.8579 | 496601.5216 | 541680.8275 | 603062.8785 | 665630.3759 | 734758.7484
Scenario 2: High TRC | SDG&E | Com | HVAC | Com - Other | Total Resource Cost Test | Fuel Substitution | 74.3085 | 85.1998 | 273.2812 | 311.5359 | 353.7535 | 0 | 0 | 0 | 0 | 0 | 0 | 0 | 0
Scenario 2: High TRC | SDG&E | Com | HVAC | Com - Restaurant | Participant Cost Test | Energy Efficiency | 77329.133 | 92775.7306 | 101025.3137 | 109109.0858 | 116892.3902 | 123956.6815 | 130326.1724 | 135483.3068 | 130559.9886 | 131088.4949 | 128897.1163 | 123259.404 | 113346.4015
Scenario 2: High TRC | SDG&E | Com | HVAC | Com - Restaurant | Participant Cost Test | Fuel Substitution | 0.29213 | 0.31361 | 0.33301 | 0.34972 | 0.3638 | 0 | 0 | 0 | 0 | 0 | 0 | 0 | 0
Scenario 2: High TRC | SDG&E | Com | HVAC | Com - Restaurant | Program Administrator Cost Test | Energy Efficiency | 73441.1349 | 93797.2515 | 110126.574 | 128853.355 | 150357.6485 | 174743.263 | 202846.1037 | 234868.4167 | 270963.408 | 312036.5882 | 358751.3779 | 411672.0023 | 471380.2737
Scenario 2: High TRC | SDG&E | Com | HVAC | Com - Restaurant | Program Administrator Cost Test | Fuel Substitution | 0.24164 | 0.27819 | 0.31808 | 0.36165 | 0.40978 | 0 | 0 | 0 | 0 | 0 | 0 | 0 | 0
Scenario 2: High TRC | SDG&E | Com | HVAC | Com - Restaurant | Rate Impact Measure Test | Energy Efficiency | 74070.0846 | 94902.7886 | 111264.0886 | 129996.4737 | 151490.8302 | 175837.2668 | 203883.8577 | 235829.1287 | 271819.6775 | 312768.1421 | 359339.4853 | 412091.3253 | 471604.511
Scenario 2: High TRC | SDG&E | Com | HVAC | Com - Restaurant | Rate Impact Measure Test | Fuel Substitution | 0.24164 | 0.27819 | 0.31808 | 0.36165 | 0.40978 | 0 | 0 | 0 | 0 | 0 | 0 | 0 | 0
Scenario 2: High TRC | SDG&E | Com | HVAC | Com - Restaurant | Total Resource Cost Test | Energy Efficiency | 76859.9139 | 97941.246 | 114746.0561 | 133983.4919 | 156037.557 | 181004.2397 | 209736.9982 | 242430.4149 | 270963.408 | 312036.5882 | 358751.3779 | 411672.0023 | 471380.2737
Scenario 2: High TRC | SDG&E | Com | HVAC | Com - Restaurant | Total Resource Cost Test | Fuel Substitution | 0.24917 | 0.28647 | 0.32711 | 0.37144 | 0.42036 | 0 | 0 | 0 | 0 | 0 | 0 | 0 | 0
Scenario 2: High TRC | SDG&E | Com | HVAC | Com - Retail | Participant Cost Test | Energy Efficiency | 146371.2001 | 153573.7915 | 159602.4081 | 162385.3669 | 163421.6141 | 122584.2516 | 110934.9261 | 107545.9738 | 2286.1978 | 678.0014 | 358.9106 | 196.5848 | 104.3672
Scenario 2: High TRC | SDG&E | Com | HVAC | Com - Retail | Participant Cost Test | Fuel Substitution | 6.5247 | 9.4122 | 9.9864 | 10.4818 | 10.9042 | 0 | 0 | 0 | 0 | 0 | 0 | 0 | 0
Scenario 2: High TRC | SDG&E | Com | HVAC | Com - Retail | Program Administrator Cost Test | Energy Efficiency | 23377.038 | 25774.5898 | 28212.7271 | 30427.8355 | 32502.5759 | 22302.9199 | 23687.0086 | 24957.4958 | 1353.3648 | 728.0874 | 438.7463 | 276.9629 | 181.9439
Scenario 2: High TRC | SDG&E | Com | HVAC | Com - Retail | Program Administrator Cost Test | Fuel Substitution | 3.9364 | 5.624 | 6.3998 | 7.2404 | 8.1705 | 0 | 0 | 0 | 0 | 0 | 0 | 0 | 0
Scenario 2: High TRC | SDG&E | Com | HVAC | Com - Retail | Rate Impact Measure Test | Energy Efficiency | 23377.038 | 25774.5898 | 28212.7271 | 30427.8355 | 32502.5759 | 22302.9199 | 23687.0086 | 24957.4958 | 1353.3648 | 728.0874 | 438.7463 | 276.9629 | 181.9439
Scenario 2: High TRC | SDG&E | Com | HVAC | Com - Retail | Rate Impact Measure Test | Fuel Substitution | 3.9364 | 5.624 | 6.3998 | 7.2404 | 8.1705 | 0 | 0 | 0 | 0 | 0 | 0 | 0 | 0
Scenario 2: High TRC | SDG&E | Com | HVAC | Com - Retail | Total Resource Cost Test | Energy Efficiency | 52737.3145 | 57187.5238 | 61673.5942 | 65405.7913 | 69039.1476 | 51045.0532 | 43717.0792 | 45710.2749 | 1353.3648 | 728.0874 | 438.7463 | 276.9629 | 181.9439
Scenario 2: High TRC | SDG&E | Com | HVAC | Com - Retail | Total Resource Cost Test | Fuel Substitution | 4.9611 | 7.0678 | 7.9746 | 8.9495 | 10.017 | 0 | 0 | 0 | 0 | 0 | 0 | 0 | 0
Scenario 2: High TRC | SDG&E | Com | HVAC | Com - School | Participant Cost Test | Energy Efficiency | 223635.4723 | 223614.7995 | 220412.5823 | 214146.9704 | 206469.166 | 196188.1165 | 167624.9369 | 153897.1725 | 125676.2116 | 116105.1689 | 104905.7256 | 91101.3709 | 74386.5362
Scenario 2: High TRC | SDG&E | Com | HVAC | Com - School | Participant Cost Test | Fuel Substitution | 0.37233 | 0.39816 | 0.42204 | 2.74 | 2.8605 | 0 | 0 | 0 | 0 | 0 | 0 | 0 | 0
Scenario 2: High TRC | SDG&E | Com | HVAC | Com - School | Program Administrator Cost Test | Energy Efficiency | 88250.188 | 95576.9229 | 103096.8861 | 110877.9167 | 119872.8923 | 129494.721 | 139583.7727 | 150533.7895 | 163465.3876 | 177667.5699 | 193428.8597 | 210098.3229 | 227765.3565
Scenario 2: High TRC | SDG&E | Com | HVAC | Com - School | Program Administrator Cost Test | Fuel Substitution | 0.38743 | 0.44113 | 0.49925 | 3.275 | 3.674 | 0 | 0 | 0 | 0 | 0 | 0 | 0 | 0
Scenario 2: High TRC | SDG&E | Com | HVAC | Com - School | Rate Impact Measure Test | Energy Efficiency | 88250.188 | 95576.9229 | 103096.8861 | 110877.9167 | 119872.8923 | 129494.721 | 139583.7727 | 150533.7895 | 163465.3876 | 177667.5699 | 193428.8597 | 210098.3229 | 227765.3565
Scenario 2: High TRC | SDG&E | Com | HVAC | Com - School | Rate Impact Measure Test | Fuel Substitution | 0.38743 | 0.44113 | 0.49925 | 3.275 | 3.674 | 0 | 0 | 0 | 0 | 0 | 0 | 0 | 0
Scenario 2: High TRC | SDG&E | Com | HVAC | Com - School | Total Resource Cost Test | Energy Efficiency | 118689.0684 | 127133.28 | 135622.1291 | 144257.3528 | 154121.436 | 164481.2226 | 158554.3115 | 169273.2986 | 163465.3876 | 177667.5699 | 193428.8597 | 210098.3229 | 227765.3565
Scenario 2: High TRC | SDG&E | Com | HVAC | Com - School | Total Resource Cost Test | Fuel Substitution | 0.42577 | 0.48259 | 0.5438 | 3.5556 | 3.9728 | 0 | 0 | 0 | 0 | 0 | 0 | 0 | 0
Scenario 2: High TRC | SDG&E | Com | HVAC | Com - Warehouse | Participant Cost Test | Energy Efficiency | 150.8996 | 158.1224 | 163.4929 | 167.07 | 167.8926 | 167.0718 | 163.5852 | 157.915 | 30.1775 | 0 | 0 | 0 | 0
Scenario 2: High TRC | SDG&E | Com | HVAC | Com - Warehouse | Participant Cost Test | Fuel Substitution | 10.4091 | 11.4752 | 12.5682 | 14.3769 | 19.292 | 0 | 0 | 0 | 0 | 0 | 0 | 0 | 0
Scenario 2: High TRC | SDG&E | Com | HVAC | Com - Warehouse | Program Administrator Cost Test | Energy Efficiency | 32.4823 | 35.8295 | 38.9884 | 42.0553 | 45.142 | 49.1136 | 52.6605 | 55.9092 | 14.1311 | 0 | 0 | 0 | 0
Scenario 2: High TRC | SDG&E | Com | HVAC | Com - Warehouse | Program Administrator Cost Test | Fuel Substitution | 28.6815 | 33.2115 | 38.2499 | 44.4949 | 54.4087 | 0 | 0 | 0 | 0 | 0 | 0 | 0 | 0
Scenario 2: High TRC | SDG&E | Com | HVAC | Com - Warehouse | Rate Impact Measure Test | Energy Efficiency | 32.4823 | 35.8295 | 38.9884 | 42.0553 | 45.142 | 49.1136 | 52.6605 | 55.9092 | 14.1311 | 0 | 0 | 0 | 0
Scenario 2: High TRC | SDG&E | Com | HVAC | Com - Warehouse | Rate Impact Measure Test | Fuel Substitution | 37.587 | 42.4821 | 47.727 | 53.9572 | 63.7226 | 0 | 0 | 0 | 0 | 0 | 0 | 0 | 0
Scenario 2: High TRC | SDG&E | Com | HVAC | Com - Warehouse | Total Resource Cost Test | Energy Efficiency | 46.6858 | 51.2118 | 55.5331 | 59.7981 | 63.9714 | 69.0672 | 73.6665 | 77.9361 | 14.1311 | 0 | 0 | 0 | 0
Scenario 2: High TRC | SDG&E | Com | HVAC | Com - Warehouse | Total Resource Cost Test | Fuel Substitution | 31.4351 | 36.2407 | 41.5635 | 48.2079 | 59.0137 | 0 | 0 | 0 | 0 | 0 | 0 | 0 | 0
Scenario 2: High TRC | SDG&E | Com | Lighting | Com - Grocery | Participant Cost Test | Energy Efficiency | 77465.8539 | 75115.7062 | 72158.756 | 68752.6018 | 64676.3399 | 60535.2195 | 55947.8577 | 50931.8206 | 44466.2274 | 38533.0569 | 32084.3008 | 8412.8358 | 0
Scenario 2: High TRC | SDG&E | Com | Lighting | Com - Grocery | Program Administrator Cost Test | Energy Efficiency | 16273.3431 | 16980.7755 | 17583.3898 | 18141.608 | 18699.3692 | 19453.0995 | 19907.1267 | 20159.1049 | 20300.0802 | 20352.8399 | 20578.1895 | 6925.5572 | 0
Scenario 2: High TRC | SDG&E | Com | Lighting | Com - Grocery | Rate Impact Measure Test | Energy Efficiency | 16273.3431 | 16980.7755 | 17583.3898 | 18141.608 | 18699.3692 | 19453.0995 | 19907.1267 | 20159.1049 | 20300.0802 | 20352.8399 | 20578.1895 | 6925.5572 | 0
Scenario 2: High TRC | SDG&E | Com | Lighting | Com - Grocery | Total Resource Cost Test | Energy Efficiency | 17099.8281 | 17813.9512 | 18422.0337 | 18988.0136 | 19549.4663 | 20311.7981 | 20774.565 | 21034.4142 | 20300.0802 | 20352.8399 | 20578.1895 | 6925.5572 | 0
Scenario 2: High TRC | SDG&E | Com | Lighting | Com - Health | Participant Cost Test | Energy Efficiency | 381354.8068 | 361765.2279 | 341450.0401 | 322937.8547 | 299254.2715 | 273538.1813 | 238892.647 | 214672.7724 | 185745.12 | 164234.3546 | 141530.6004 | 107038.472 | 73793.0004
Scenario 2: High TRC | SDG&E | Com | Lighting | Com - Health | Program Administrator Cost Test | Energy Efficiency | 94289.0215 | 96466.0164 | 98461.1952 | 101266.2467 | 103163.5188 | 105052.6704 | 102143.0078 | 102850.5125 | 104742.0157 | 108210.8436 | 113940.1353 | 111173.1398 | 109924.9854
Scenario 2: High TRC | SDG&E | Com | Lighting | Com - Health | Rate Impact Measure Test | Energy Efficiency | 94289.0215 | 96466.0164 | 98461.1952 | 101266.2467 | 103163.5188 | 105052.6704 | 102143.0078 | 102850.5125 | 104742.0157 | 108210.8436 | 113940.1353 | 111173.1398 | 109924.9854
Scenario 2: High TRC | SDG&E | Com | Lighting | Com - Health | Total Resource Cost Test | Energy Efficiency | 101117.3294 | 103192.9022 | 105104.681 | 107909.764 | 109722.3852 | 111506.1003 | 108283.6275 | 108943.5196 | 104742.0157 | 108210.8436 | 113940.1353 | 111173.1398 | 109924.9854
Scenario 2: High TRC | SDG&E | Com | Lighting | Com - Refrig. Warehouse | Participant Cost Test | Energy Efficiency | 542.3114 | 518.4286 | 492.4824 | 458.4243 | 426.3484 | 393.1791 | 359.4145 | 323.7698 | 283.2043 | 242.6981 | 199.9074 | 153.2161 | 101.7998
Scenario 2: High TRC | SDG&E | Com | Lighting | Com - Refrig. Warehouse | Program Administrator Cost Test | Energy Efficiency | 159.102 | 164.7155 | 170.1211 | 173.3789 | 178.5433 | 184.8702 | 190.2847 | 194.8758 | 200.1584 | 204.5652 | 211.2844 | 217.5887 | 223.6641
Scenario 2: High TRC | SDG&E | Com | Lighting | Com - Refrig. Warehouse | Rate Impact Measure Test | Energy Efficiency | 159.102 | 164.7155 | 170.1211 | 173.3789 | 178.5433 | 184.8702 | 190.2847 | 194.8758 | 200.1584 | 204.5652 | 211.2844 | 217.5887 | 223.6641
Scenario 2: High TRC | SDG&E | Com | Lighting | Com - Refrig. Warehouse | Total Resource Cost Test | Energy Efficiency | 162.6463 | 168.2418 | 173.6355 | 176.8491 | 181.9955 | 188.3142 | 193.7368 | 198.3378 | 200.1584 | 204.5652 | 211.2844 | 217.5887 | 223.6641
Scenario 2: High TRC | SDG&E | Com | Lighting | Com - Restaurant | Participant Cost Test | Energy Efficiency | 53433.4229 | 57269.4045 | 55194.2479 | 52646.8226 | 78747.8724 | 82700.3587 | 76056.4194 | 69057.8933 | 60924.5166 | 52966.6888 | 44553.8602 | 35501.5979 | 25728.1454
Scenario 2: High TRC | SDG&E | Com | Lighting | Com - Restaurant | Program Administrator Cost Test | Energy Efficiency | 14131.3572 | 16349.3843 | 17061.9913 | 17728.2132 | 28846.2387 | 33674.2703 | 34514.3114 | 35165.2391 | 35739.4046 | 36216.6745 | 37011.4157 | 37651.2263 | 38242.7455
Scenario 2: High TRC | SDG&E | Com | Lighting | Com - Restaurant | Rate Impact Measure Test | Energy Efficiency | 14131.3572 | 16349.3843 | 17061.9913 | 17728.2132 | 28846.2387 | 33674.2703 | 34514.3114 | 35165.2391 | 35739.4046 | 36216.6745 | 37011.4157 | 37651.2263 | 38242.7455
Scenario 2: High TRC | SDG&E | Com | Lighting | Com - Restaurant | Total Resource Cost Test | Energy Efficiency | 14427.2241 | 16678.6815 | 17394.0631 | 18063.1178 | 29373.5454 | 34268.2306 | 35108.644 | 35760.1226 | 35739.4046 | 36216.6745 | 37011.4157 | 37651.2263 | 38242.7455
Scenario 2: High TRC | SDG&E | Com | Lighting | Com - Retail | Participant Cost Test | Energy Efficiency | 757581.6162 | 707805.6525 | 659004.6068 | 607342.1413 | 553365.7009 | 504889.464 | 455407.1434 | 407177.5936 | 296083.1128 | 251692.919 | 206983.0265 | 161718.1383 | 114937.0723
Scenario 2: High TRC | SDG&E | Com | Lighting | Com - Retail | Program Administrator Cost Test | Energy Efficiency | 184360.9225 | 185232.5076 | 185878.6347 | 185492.9149 | 184714.4809 | 186259.599 | 185403.1347 | 183741.9251 | 182442.8007 | 181340.9433 | 181785.5131 | 182181.3718 | 182778.376
Scenario 2: High TRC | SDG&E | Com | Lighting | Com - Retail | Rate Impact Measure Test | Energy Efficiency | 184360.9225 | 185232.5076 | 185878.6347 | 185492.9149 | 184714.4809 | 186259.599 | 185403.1347 | 183741.9251 | 182442.8007 | 181340.9433 | 181785.5131 | 182181.3718 | 182778.376
Scenario 2: High TRC | SDG&E | Com | Lighting | Com - Retail | Total Resource Cost Test | Energy Efficiency | 266579.362 | 264657.6656 | 262837.9634 | 259964.6609 | 256409.1959 | 255962.6026 | 253048.3572 | 249489.1121 | 182442.8007 | 181340.9433 | 181785.5131 | 182181.3718 | 182778.376
Scenario 2: High TRC | SDG&E | Com | Lighting | Com - Warehouse | Participant Cost Test | Energy Efficiency | 0 | 0 | 0 | 0 | 0 | 0 | 0 | 0 | 0 | 0 | 0 | 0 | 0
Scenario 2: High TRC | SDG&E | Com | Lighting | Com - Warehouse | Program Administrator Cost Test | Energy Efficiency | 0 | 0 | 0 | 0 | 0 | 0 | 0 | 0 | 0 | 0 | 0 | 0 | 0
Scenario 2: High TRC | SDG&E | Com | Lighting | Com - Warehouse | Rate Impact Measure Test | Energy Efficiency | 0 | 0 | 0 | 0 | 0 | 0 | 0 | 0 | 0 | 0 | 0 | 0 | 0
Scenario 2: High TRC | SDG&E | Com | Lighting | Com - Warehouse | Total Resource Cost Test | Energy Efficiency | 0 | 0 | 0 | 0 | 0 | 0 | 0 | 0 | 0 | 0 | 0 | 0 | 0
Scenario 2: High TRC | SDG&E | Com | WaterHeat | Com - College | Participant Cost Test | Energy Efficiency | 208985.479 | 213214.0962 | 213148.3095 | 214829.3907 | 213726.8587 | 163495.4968 | 152157.0187 | 147817.4131 | 67984.4933 | 59147.5076 | 48260.5302 | 35586.4723 | 19779.3452
Scenario 2: High TRC | SDG&E | Com | WaterHeat | Com - College | Participant Cost Test | Fuel Substitution | 385141.4122 | 424273.093 | 510781.043 | 444585.3664 | 372218.0273 | 2756537.6135 | 2866111.6864 | 2858348.9476 | 2492462.9456 | 2310554.3111 | 2020130.9216 | 1521550.7252 | 860044.0467
Scenario 2: High TRC | SDG&E | Com | WaterHeat | Com - College | Program Administrator Cost Test | Energy Efficiency | 111650.6771 | 121628.2912 | 132232.5457 | 144476.4204 | 156343.4452 | 59577.8525 | 63898.2059 | 68083.04 | 39406.9062 | 42077.1671 | 45080.537 | 48615.6161 | 51645.9553
Scenario 2: High TRC | SDG&E | Com | WaterHeat | Com - College | Program Administrator Cost Test | Fuel Substitution | 1427574.2142 | 1652818.3772 | 1897139.0069 | 2163597.3601 | 2453742.7418 | 1361133.1804 | 1608312.533 | 1838268.9393 | 2039770.3086 | 2317370.9886 | 2654368.2065 | 2910824.8811 | 3104745.5844
Scenario 2: High TRC | SDG&E | Com | WaterHeat | Com - College | Rate Impact Measure Test | Energy Efficiency | 111650.6771 | 121628.2912 | 132232.5457 | 144476.4204 | 156343.4452 | 59577.8525 | 63898.2059 | 68083.04 | 39406.9062 | 42077.1671 | 45080.537 | 48615.6161 | 51645.9553
Scenario 2: High TRC | SDG&E | Com | WaterHeat | Com - College | Rate Impact Measure Test | Fuel Substitution | 2187393.8897 | 2446882.8556 | 2709876.3121 | 2974937.7281 | 3250388.7206 | 1361133.1804 | 1608312.533 | 1838268.9393 | 2039770.3086 | 2317370.9886 | 2654368.2065 | 2910824.8811 | 3104745.5844
Scenario 2: High TRC | SDG&E | Com | WaterHeat | Com - College | Total Resource Cost Test | Energy Efficiency | 160137.1997 | 171060.6833 | 179590.7184 | 192755.9062 | 205243.5867 | 97178.6582 | 93068.6434 | 97416.8219 | 39406.9062 | 42077.1671 | 45080.537 | 48615.6161 | 51645.9553
Scenario 2: High TRC | SDG&E | Com | WaterHeat | Com - College | Total Resource Cost Test | Fuel Substitution | 1763456.1507 | 2022929.638 | 2348892.3921 | 2544282.181 | 2757191.0789 | 1517970.5365 | 1786361.3436 | 2037329.1585 | 2039770.3086 | 2317370.9886 | 2654368.2065 | 2910824.8811 | 3104745.5844
Scenario 2: High TRC | SDG&E | Com | WaterHeat | Com - Grocery | Participant Cost Test | Energy Efficiency | 319175.6762 | 329448.2053 | 377496.2156 | 378914.1256 | 375002.899 | 360556.6653 | 346463.1837 | 328283.7653 | 246966.5969 | 214480.6897 | 174799.5521 | 126958.1581 | 70099.8665
Scenario 2: High TRC | SDG&E | Com | WaterHeat | Com - Grocery | Participant Cost Test | Fuel Substitution | 8128.5346 | 8738.3226 | 9335.7925 | 9940.3751 | 10551.1241 | 0 | 0 | 0 | 0 | 0 | 0 | 0 | 0
Scenario 2: High TRC | SDG&E | Com | WaterHeat | Com - Grocery | Program Administrator Cost Test | Energy Efficiency | 80040.0742 | 89264.9152 | 116752.7029 | 127613.0301 | 139128.6092 | 137491.3225 | 148873.5666 | 159770.8269 | 147307.1647 | 157170.0621 | 168403.8843 | 179351.9181 | 190595.8911
Scenario 2: High TRC | SDG&E | Com | WaterHeat | Com - Grocery | Program Administrator Cost Test | Fuel Substitution | 61695.9548 | 69814.6504 | 78532.9435 | 88069.5751 | 98490.2589 | 0 | 0 | 0 | 0 | 0 | 0 | 0 | 0
Scenario 2: High TRC | SDG&E | Com | WaterHeat | Com - Grocery | Rate Impact Measure Test | Energy Efficiency | 80040.0742 | 89264.9152 | 116752.7029 | 127613.0301 | 139128.6092 | 137491.3225 | 148873.5666 | 159770.8269 | 147307.1647 | 157170.0621 | 168403.8843 | 179351.9181 | 190595.8911
Scenario 2: High TRC | SDG&E | Com | WaterHeat | Com - Grocery | Rate Impact Measure Test | Fuel Substitution | 83450.413 | 91901.9561 | 100525.2966 | 109438.8621 | 118960.942 | 0 | 0 | 0 | 0 | 0 | 0 | 0 | 0
Scenario 2: High TRC | SDG&E | Com | WaterHeat | Com - Grocery | Total Resource Cost Test | Energy Efficiency | 90682.4121 | 100523.2616 | 141961.4731 | 153348.4343 | 165337.9067 | 162930.5022 | 173472.93 | 184817.3794 | 147307.1647 | 157170.0621 | 168403.8843 | 179351.9181 | 190595.8911
Scenario 2: High TRC | SDG&E | Com | WaterHeat | Com - Grocery | Total Resource Cost Test | Fuel Substitution | 67546.0974 | 76103.6601 | 85251.955 | 95223.7073 | 106083.9499 | 0 | 0 | 0 | 0 | 0 | 0 | 0 | 0
Scenario 2: High TRC | SDG&E | Com | WaterHeat | Com - Health | Participant Cost Test | Energy Efficiency | 872106.851 | 892460.4471 | 897643.4747 | 904320.965 | 892424.782 | 721013.4207 | 652086.4654 | 615325.5536 | 460056.9851 | 405880.0377 | 338792.458 | 239347.0113 | 129291.4723
Scenario 2: High TRC | SDG&E | Com | WaterHeat | Com - Health | Participant Cost Test | Fuel Substitution | 866006.1447 | 957624.7173 | 1160977.2079 | 1123985.6868 | 1015859.2939 | 7659389.6453 | 8012225.1506 | 8038159.0038 | 6910875.8907 | 6396097.3315 | 5617360.6311 | 4226217.6549 | 2358315.0555
Scenario 2: High TRC | SDG&E | Com | WaterHeat | Com - Health | Program Administrator Cost Test | Energy Efficiency | 389636.2886 | 426293.2107 | 465133.4646 | 511035.7229 | 554024.2982 | 256571.3741 | 270654.1312 | 289775.7848 | 267557.4823 | 290055.7148 | 318559.9391 | 330483.0322 | 345281.4402
Scenario 2: High TRC | SDG&E | Com | WaterHeat | Com - Health | Program Administrator Cost Test | Fuel Substitution | 3922563.5302 | 4552480.2102 | 5238616.8811 | 5990788.1254 | 6812894.5047 | 3748820.1798 | 4455811.636 | 5118177.7086 | 5702574.9025 | 6479078.9443 | 7475444.3134 | 8233404.4859 | 8807306.5599
Scenario 2: High TRC | SDG&E | Com | WaterHeat | Com - Health | Rate Impact Measure Test | Energy Efficiency | 389636.2886 | 426293.2107 | 465133.4646 | 511035.7229 | 554024.2982 | 256571.3741 | 270654.1312 | 289775.7848 | 267557.4823 | 290055.7148 | 318559.9391 | 330483.0322 | 345281.4402
Scenario 2: High TRC | SDG&E | Com | WaterHeat | Com - Health | Rate Impact Measure Test | Fuel Substitution | 5956673.1572 | 6683100.1589 | 7424449.579 | 8178061.5263 | 8965631.2451 | 3748820.1798 | 4455811.636 | 5118177.7086 | 5702574.9025 | 6479078.9443 | 7475444.3134 | 8233404.4859 | 8807306.5599
Scenario 2: High TRC | SDG&E | Com | WaterHeat | Com - Health | Total Resource Cost Test | Energy Efficiency | 491296.9982 | 530769.5191 | 565722.3158 | 614866.4916 | 659902.7188 | 331377.6729 | 321144.4079 | 341411.1944 | 267557.4823 | 290055.7148 | 318559.9391 | 330483.0322 | 345281.4402
Scenario 2: High TRC | SDG&E | Com | WaterHeat | Com - Health | Total Resource Cost Test | Fuel Substitution | 4690325.5845 | 5400564.7759 | 6278471.4984 | 6981638.4559 | 7683214.3499 | 4288855.9676 | 5067670.2707 | 5804808.3491 | 5702574.9025 | 6479078.9443 | 7475444.3134 | 8233404.4859 | 8807306.5599
Scenario 2: High TRC | SDG&E | Com | WaterHeat | Com - Lodging | Participant Cost Test | Energy Efficiency | 2512572.3093 | 2499472.0638 | 2455642.9321 | 2457435.0638 | 2413387.0228 | 1043513.3165 | 389669.9904 | 381133.0048 | 99478.4289 | 85569.8006 | 68935.5302 | 49427.9758 | 26852.4975
Scenario 2: High TRC | SDG&E | Com | WaterHeat | Com - Lodging | Participant Cost Test | Fuel Substitution | 4483426.1493 | 4911641.3126 | 5752266.5018 | 5386687.135 | 4651019.0446 | 11216482.6639 | 10983963.6156 | 11083675.4237 | 8458265.0482 | 7755522.1613 | 6746589.8477 | 5033308.1935 | 2781866.0012
Scenario 2: High TRC | SDG&E | Com | WaterHeat | Com - Lodging | Program Administrator Cost Test | Energy Efficiency | 1464467.6429 | 1552425.8612 | 1647220.0188 | 1769033.143 | 1867572.7391 | 120331.2987 | 127324.478 | 134186.2883 | 58422.8422 | 61767.714 | 65488.4963 | 68987.6264 | 72575.1324
Scenario 2: High TRC | SDG&E | Com | WaterHeat | Com - Lodging | Program Administrator Cost Test | Fuel Substitution | 5264160.6618 | 6069581.1415 | 6938954.0924 | 7883030.5622 | 8905375.0384 | 4671903.6658 | 5519873.5815 | 6306586.1383 | 6991219.8388 | 7872506.1741 | 9002679.9724 | 9844965.7319 | 10469143.6316
Scenario 2: High TRC | SDG&E | Com | WaterHeat | Com - Lodging | Rate Impact Measure Test | Energy Efficiency | 1464467.6429 | 1552425.8612 | 1647220.0188 | 1769033.143 | 1867572.7391 | 120331.2987 | 127324.478 | 134186.2883 | 58422.8422 | 61767.714 | 65488.4963 | 68987.6264 | 72575.1324
Scenario 2: High TRC | SDG&E | Com | WaterHeat | Com - Lodging | Rate Impact Measure Test | Fuel Substitution | 8097475.9226 | 9019953.3669 | 9948347.9255 | 10877444.056 | 11835849.7857 | 4671903.6658 | 5519873.5815 | 6306586.1383 | 6991219.8388 | 7872506.1741 | 9002679.9724 | 9844965.7319 | 10469143.6316
Scenario 2: High TRC | SDG&E | Com | WaterHeat | Com - Lodging | Total Resource Cost Test | Energy Efficiency | 2942918.2107 | 3036778.4428 | 3111523.723 | 3255770.9798 | 3352372.2828 | 941488.2746 | 300565.9632 | 306743.7928 | 58422.8422 | 61767.714 | 65488.4963 | 68987.6264 | 72575.1324
Scenario 2: High TRC | SDG&E | Com | WaterHeat | Com - Lodging | Total Resource Cost Test | Fuel Substitution | 9629622.6853 | 10850943.5058 | 12548494.7296 | 13114258.0488 | 13387967.721 | 7025716.1848 | 7347581.3684 | 8344671.2732 | 6991219.8388 | 7872506.1741 | 9002679.9724 | 9844965.7319 | 10469143.6316
Scenario 2: High TRC | SDG&E | Com | WaterHeat | Com - Office (Large) | Participant Cost Test | Energy Efficiency | 590507.0793 | 591569.4805 | 584692.6065 | 575511.9879 | 560777.9324 | 430143.6651 | 380768.9949 | 358024.1395 | 206726.6263 | 178102.2119 | 144085.6403 | 104068.5905 | 57437.081
Scenario 2: High TRC | SDG&E | Com | WaterHeat | Com - Office (Large) | Participant Cost Test | Fuel Substitution | 307078.4615 | 335772.2878 | 409686.9709 | 381334.5835 | 304188.3948 | 1823094.7533 | 1870652.4321 | 1856667.4666 | 1545494.7171 | 1460596.1697 | 1271610.9395 | 952769.8767 | 536052.7413
Scenario 2: High TRC | SDG&E | Com | WaterHeat | Com - Office (Large) | Program Administrator Cost Test | Energy Efficiency | 262897.1429 | 281139.853 | 299873.5895 | 319553.312 | 339540.9598 | 141907.3569 | 149962.7222 | 157144.9837 | 119136.1336 | 125934.0209 | 133727.0889 | 141151.7414 | 148589.4634
Scenario 2: High TRC | SDG&E | Com | WaterHeat | Com - Office (Large) | Program Administrator Cost Test | Fuel Substitution | 820164.888 | 943557.9486 | 1076591.4736 | 1220578.9718 | 1376417.3714 | 868216.2551 | 1014350.644 | 1148376.7184 | 1263553.2442 | 1463130.4817 | 1668204.7039 | 1818517.8347 | 1926737.9151
Scenario 2: High TRC | SDG&E | Com | WaterHeat | Com - Office (Large) | Rate Impact Measure Test | Energy Efficiency | 262897.1429 | 281139.853 | 299873.5895 | 319553.312 | 339540.9598 | 141907.3569 | 149962.7222 | 157144.9837 | 119136.1336 | 125934.0209 | 133727.0889 | 141151.7414 | 148589.4634
Scenario 2: High TRC | SDG&E | Com | WaterHeat | Com - Office (Large) | Rate Impact Measure Test | Fuel Substitution | 1271506.5329 | 1411889.9094 | 1552814.492 | 1693073.4138 | 1837672.8176 | 868216.2551 | 1014350.644 | 1148376.7184 | 1263553.2442 | 1463130.4817 | 1668204.7039 | 1818517.8347 | 1926737.9151
Scenario 2: High TRC | SDG&E | Com | WaterHeat | Com - Office (Large) | Total Resource Cost Test | Energy Efficiency | 411792.8055 | 428425.8243 | 442088.3756 | 459921.6056 | 477754.892 | 243181.2045 | 217251.4165 | 222141.3455 | 119136.1336 | 125934.0209 | 133727.0889 | 141151.7414 | 148589.4634
Scenario 2: High TRC | SDG&E | Com | WaterHeat | Com - Office (Large) | Total Resource Cost Test | Fuel Substitution | 1099142.8203 | 1248622.2218 | 1453004.5907 | 1566099.3033 | 1642276.0177 | 1032001.6088 | 1188441.3036 | 1342393.6402 | 1263553.2442 | 1463130.4817 | 1668204.7039 | 1818517.8347 | 1926737.9151
Scenario 2: High TRC | SDG&E | Com | WaterHeat | Com - Office (Small) | Participant Cost Test | Energy Efficiency | 99569.511 | 102282.476 | 103653.2368 | 103353.3442 | 193761.5788 | 188050.2002 | 183800.3859 | 178013.2593 | 73311.1594 | 63336.7602 | 51434.6454 | 37280.2788 | 20671.1977
Scenario 2: High TRC | SDG&E | Com | WaterHeat | Com - Office (Small) | Participant Cost Test | Fuel Substitution | 39682.6166 | 43495.3256 | 47249.2959 | 50963.1096 | 54639.504 | 715097.4413 | 736774.175 | 727288.6559 | 657714.7221 | 606464.721 | 527063.6172 | 394865.3133 | 222692.8296
Scenario 2: High TRC | SDG&E | Com | WaterHeat | Com - Office (Small) | Program Administrator Cost Test | Energy Efficiency | 27363.3569 | 30574.6438 | 33921.8205 | 37393.7104 | 85428.5101 | 80485.5427 | 85252.2307 | 89884.9946 | 42200.1634 | 44720.8618 | 47647.9833 | 50426.7704 | 53198.3945
Scenario 2: High TRC | SDG&E | Com | WaterHeat | Com - Office (Small) | Program Administrator Cost Test | Fuel Substitution | 357856.3941 | 412931.2168 | 472343.8522 | 536635.3727 | 606224.2944 | 364926.7727 | 428464.5983 | 486856.4246 | 537215.7454 | 606804.6888 | 690385.2473 | 751977.0482 | 797036.0976
Scenario 2: High TRC | SDG&E | Com | WaterHeat | Com - Office (Small) | Rate Impact Measure Test | Energy Efficiency | 27363.3569 | 30574.6438 | 33921.8205 | 37393.7104 | 85428.5101 | 80485.5427 | 85252.2307 | 89884.9946 | 42200.1634 | 44720.8618 | 47647.9833 | 50426.7704 | 53198.3945
Scenario 2: High TRC | SDG&E | Com | WaterHeat | Com - Office (Small) | Rate Impact Measure Test | Fuel Substitution | 558393.3964 | 621707.231 | 685248.2351 | 748406.2527 | 813415.9863 | 364926.7727 | 428464.5983 | 486856.4246 | 537215.7454 | 606804.6888 | 690385.2473 | 751977.0482 | 797036.0976
Scenario 2: High TRC | SDG&E | Com | WaterHeat | Com - Office (Small) | Total Resource Cost Test | Energy Efficiency | 29506.1974 | 32868.3347 | 36364.9566 | 39984.9824 | 113225.0779 | 107746.3676 | 112371.6408 | 116848.0136 | 42200.1634 | 44720.8618 | 47647.9833 | 50426.7704 | 53198.3945
Scenario 2: High TRC | SDG&E | Com | WaterHeat | Com - Office (Small) | Total Resource Cost Test | Fuel Substitution | 385326.7756 | 443041.588 | 505053.569 | 571916.6227 | 644051.1564 | 382160.6267 | 448108.2337 | 508694.336 | 537215.7454 | 606804.6888 | 690385.2473 | 751977.0482 | 797036.0976
Scenario 2: High TRC | SDG&E | Com | WaterHeat | Com - Other | Participant Cost Test | Energy Efficiency | 3422823.1348 | 3545467.7804 | 3593899.0454 | 3624941.2539 | 3605893.927 | 3331681.4951 | 3195973.3253 | 3031701.8662 | 2329881.1216 | 2029479.9177 | 1659343.2974 | 1209275.3503 | 670437.3877
Scenario 2: High TRC | SDG&E | Com | WaterHeat | Com - Other | Participant Cost Test | Fuel Substitution | 4527699.766 | 4987534.7394 | 6048525.3528 | 5816196.4169 | 5221762.1537 | 26186060.8549 | 27329925.9373 | 27463615.1367 | 22252767.6263 | 20762145.604 | 18166972.116 | 13669519.881 | 7690834.5313
Scenario 2: High TRC | SDG&E | Com | WaterHeat | Com - Other | Program Administrator Cost Test | Energy Efficiency | 1000156.3587 | 1118479.0747 | 1243955.9941 | 1376687.1324 | 1518392.5951 | 1164992.2198 | 1269168.9072 | 1368708.502 | 1357626.7805 | 1452173.8214 | 1560368.849 | 1665924.345 | 1773934.3002
Scenario 2: High TRC | SDG&E | Com | WaterHeat | Com - Other | Program Administrator Cost Test | Fuel Substitution | 13218243.5731 | 15287359.5699 | 17536760.6407 | 19992492.4992 | 22672156.7282 | 12195319.0154 | 14398551.1506 | 16457908.0166 | 18269684.93 | 20901306.5023 | 23980758.63 | 26316593.5844 | 28078655.4204
Scenario 2: High TRC | SDG&E | Com | WaterHeat | Com - Other | Rate Impact Measure Test | Energy Efficiency | 1000156.3587 | 1118479.0747 | 1243955.9941 | 1376687.1324 | 1518392.5951 | 1164992.2198 | 1269168.9072 | 1368708.502 | 1357626.7805 | 1452173.8214 | 1560368.849 | 1665924.345 | 1773934.3002
Scenario 2: High TRC | SDG&E | Com | WaterHeat | Com - Other | Rate Impact Measure Test | Fuel Substitution | 20568052.6694 | 22962402.1858 | 25390796.4481 | 27835255.2834 | 30377638.094 | 12195319.0154 | 14398551.1506 | 16457908.0166 | 18269684.93 | 20901306.5023 | 23980758.63 | 26316593.5844 | 28078655.4204
Scenario 2: High TRC | SDG&E | Com | WaterHeat | Com - Other | Total Resource Cost Test | Energy Efficiency | 1354667.0678 | 1489226.8471 | 1593997.2331 | 1740660.9461 | 1895481.3399 | 1488013.7918 | 1578509.0996 | 1688156.6108 | 1357626.7805 | 1452173.8214 | 1560368.849 | 1665924.345 | 1773934.3002
Scenario 2: High TRC | SDG&E | Com | WaterHeat | Com - Other | Total Resource Cost Test | Fuel Substitution | 17321373.1353 | 19804072.8422 | 23067377.9157 | 25242525.3595 | 27278314.0384 | 15145536.4895 | 17726285.5957 | 20181143.5762 | 18269684.93 | 20901306.5023 | 23980758.63 | 26316593.5844 | 28078655.4204
Scenario 2: High TRC | SDG&E | Com | WaterHeat | Com - Refrig. Warehouse | Participant Cost Test | Energy Efficiency | 3324.7507 | 3423.1748 | 3477.0585 | 3450.5868 | 3392.7044 | 3214.8736 | 3061.9998 | 2854.598 | 2554.5691 | 2217.3826 | 1811.0312 | 1317.4111 | 724.416
Scenario 2: High TRC | SDG&E | Com | WaterHeat | Com - Refrig. Warehouse | Participant Cost Test | Fuel Substitution | 225.1017 | 246.2675 | 267.3564 | 288.4991 | 309.7703 | 6885.3317 | 7112.373 | 7031.9587 | 6494.5852 | 5896.0647 | 5127.7614 | 3828.8457 | 2121.9616
Scenario 2: High TRC | SDG&E | Com | WaterHeat | Com - Refrig. Warehouse | Program Administrator Cost Test | Energy Efficiency | 839.2705 | 938.8174 | 1042.7796 | 1141.9139 | 1255.9523 | 1177.0672 | 1281.055 | 1379.6879 | 1482.291 | 1581.1514 | 1699.4803 | 1816.0045 | 1933.4284
Scenario 2: High TRC | SDG&E | Com | WaterHeat | Com - Refrig. Warehouse | Program Administrator Cost Test | Fuel Substitution | 4172.0555 | 4785.8764 | 5446.9673 | 6161.4231 | 6934.9014 | 3592.2497 | 4238.771 | 4839.3767 | 5362.4558 | 5977.2137 | 6830.8539 | 7470.3846 | 7947.336
Scenario 2: High TRC | SDG&E | Com | WaterHeat | Com - Refrig. Warehouse | Rate Impact Measure Test | Energy Efficiency | 839.2705 | 938.8174 | 1042.7796 | 1141.9139 | 1255.9523 | 1177.0672 | 1281.055 | 1379.6879 | 1482.291 | 1581.1514 | 1699.4803 | 1816.0045 | 1933.4284
Scenario 2: High TRC | SDG&E | Com | WaterHeat | Com - Refrig. Warehouse | Rate Impact Measure Test | Fuel Substitution | 6260.3292 | 6949.0174 | 7642.4743 | 8334.5444 | 9051.4363 | 3592.2497 | 4238.771 | 4839.3767 | 5362.4558 | 5977.2137 | 6830.8539 | 7470.3846 | 7947.336
Scenario 2: High TRC | SDG&E | Com | WaterHeat | Com - Refrig. Warehouse | Total Resource Cost Test | Energy Efficiency | 866.0919 | 967.5721 | 1073.4681 | 1174.2872 | 1290.1384 | 1208.0161 | 1313.7546 | 1414.1433 | 1482.291 | 1581.1514 | 1699.4803 | 1816.0045 | 1933.4284
Scenario 2: High TRC | SDG&E | Com | WaterHeat | Com - Refrig. Warehouse | Total Resource Cost Test | Fuel Substitution | 4294.3799 | 4919.1416 | 5590.9838 | 6316.0622 | 7100.0698 | 3658.3659 | 4314.5086 | 4923.9755 | 5362.4558 | 5977.2137 | 6830.8539 | 7470.3846 | 7947.336
Scenario 2: High TRC | SDG&E | Com | WaterHeat | Com - Restaurant | Participant Cost Test | Energy Efficiency | 733617.6663 | 826762.2053 | 840926.1748 | 842416.8593 | 833637.0541 | 725758.2365 | 693200.7724 | 648644.6728 | 579831.9359 | 502910.5312 | 410163.0905 | 298634.5444 | 166386.8456
Scenario 2: High TRC | SDG&E | Com | WaterHeat | Com - Restaurant | Participant Cost Test | Fuel Substitution | 559748.2674 | 613359.7437 | 666274.5734 | 718783.4316 | 770958.7179 | 18142932.2586 | 18667674.3637 | 18395375.342 | 16957710.8301 | 15640685.8347 | 13623046.9061 | 10223680.1436 | 5763168.3329
Scenario 2: High TRC | SDG&E | Com | WaterHeat | Com - Restaurant | Program Administrator Cost Test | Energy Efficiency | 306697.9742 | 382806.0969 | 426193.3995 | 472336.8173 | 523125.7515 | 278441.9523 | 302547.6733 | 325518.9732 | 348291.0668 | 370741.3795 | 396750.7468 | 421973.1438 | 447405.6957
Scenario 2: High TRC | SDG&E | Com | WaterHeat | Com - Restaurant | Program Administrator Cost Test | Fuel Substitution | 8731099.8254 | 10071908.5356 | 11520519.4558 | 13090992.7823 | 14794646.2057 | 9406615.3465 | 11048530.4578 | 12560914.0303 | 13872301.4571 | 15679211.0457 | 17888752.7197 | 19540431.128 | 20768425.5667
Scenario 2: High TRC | SDG&E | Com | WaterHeat | Com - Restaurant | Rate Impact Measure Test | Energy Efficiency | 306697.9742 | 382806.0969 | 426193.3995 | 472336.8173 | 523125.7515 | 278441.9523 | 302547.6733 | 325518.9732 | 348291.0668 | 370741.3795 | 396750.7468 | 421973.1438 | 447405.6957
Scenario 2: High TRC | SDG&E | Com | WaterHeat | Com - Restaurant | Rate Impact Measure Test | Fuel Substitution | 13189398.0254 | 14707862.0929 | 16242469.0699 | 17780766.2959 | 19376773.6416 | 9406615.3465 | 11048530.4578 | 12560914.0303 | 13872301.4571 | 15679211.0457 | 17888752.7197 | 19540431.128 | 20768425.5667
Scenario 2: High TRC | SDG&E | Com | WaterHeat | Com - Restaurant | Total Resource Cost Test | Energy Efficiency | 317063.8193 | 394939.4042 | 439019.848 | 485857.8607 | 537348.046 | 287225.5879 | 311734.2368 | 335107.6711 | 348291.0668 | 370741.3795 | 396750.7468 | 421973.1438 | 447405.6957
Scenario 2: High TRC | SDG&E | Com | WaterHeat | Com - Restaurant | Total Resource Cost Test | Fuel Substitution | 8987028.1084 | 10352356.6476 | 11825169.095 | 13419658.1324 | 15147174.4888 | 9578803.1404 | 11244868.173 | 12779299.4966 | 13872301.4571 | 15679211.0457 | 17888752.7197 | 19540431.128 | 20768425.5667
Scenario 2: High TRC | SDG&E | Com | WaterHeat | Com - Retail | Participant Cost Test | Energy Efficiency | 438145.2426 | 442417.7744 | 445916.2916 | 441036.2186 | 436092.9392 | 425904.6116 | 416810.2205 | 405731.7942 | 112695.4811 | 95600.1164 | 76224.9913 | 54328.3998 | 29575.8558
Scenario 2: High TRC | SDG&E | Com | WaterHeat | Com - Retail | Participant Cost Test | Fuel Substitution | 47818.0894 | 52288.4187 | 139722.0815 | 180476.5037 | 224754.468 | 1135503.4755 | 1193290.3424 | 1214573.329 | 754634.2725 | 673223.4856 | 579859.3658 | 430649.8032 | 240537.269
Scenario 2: High TRC | SDG&E | Com | WaterHeat | Com - Retail | Program Administrator Cost Test | Energy Efficiency | 113285.7913 | 120876.988 | 128586.7997 | 136268.9698 | 144132.4701 | 142948.1366 | 150279.7174 | 157326.2655 | 64990.3049 | 67654.3153 | 70822.5063 | 73805.547 | 76747.4926
Scenario 2: High TRC | SDG&E | Com | WaterHeat | Com - Retail | Program Administrator Cost Test | Fuel Substitution | 406292.3172 | 467749.0293 | 533527.5432 | 604068.1247 | 679658.6389 | 422359.1782 | 495169.4535 | 561302.382 | 617330.0006 | 674883.7272 | 761429.7428 | 823099.0867 | 866809.8428
Scenario 2: High TRC | SDG&E | Com | WaterHeat | Com - Retail | Rate Impact Measure Test | Energy Efficiency | 113285.7913 | 120876.988 | 128586.7997 | 136268.9698 | 144132.4701 | 142948.1366 | 150279.7174 | 157326.2655 | 64990.3049 | 67654.3153 | 70822.5063 | 73805.547 | 76747.4926
Scenario 2: High TRC | SDG&E | Com | WaterHeat | Com - Retail | Rate Impact Measure Test | Fuel Substitution | 641741.8328 | 712255.3601 | 782141.6931 | 850554.3108 | 919909.7568 | 422359.1782 | 495169.4535 | 561302.382 | 617330.0006 | 674883.7272 | 761429.7428 | 823099.0867 | 866809.8428
Scenario 2: High TRC | SDG&E | Com | WaterHeat | Com - Retail | Total Resource Cost Test | Energy Efficiency | 258683.6903 | 267258.7999 | 277367.6906 | 282817.3577 | 290960.5023 | 288807.0041 | 296220.1563 | 303239.9294 | 64990.3049 | 67654.3153 | 70822.5063 | 73805.547 | 76747.4926
Scenario 2: High TRC | SDG&E | Com | WaterHeat | Com - Retail | Total Resource Cost Test | Fuel Substitution | 440350.0721 | 504988.6316 | 656947.658 | 767020.9501 | 885700.2689 | 750973.4969 | 860618.0642 | 963610.8772 | 617330.0006 | 674883.7272 | 761429.7428 | 823099.0867 | 866809.8428
Scenario 2: High TRC | SDG&E | Com | WaterHeat | Com - School | Participant Cost Test | Energy Efficiency | 336535.1483 | 346280.0278 | 419540.76 | 410133.7268 | 406352.9929 | 323414.9116 | 311723.6033 | 296040.8351 | 198812.5557 | 172846.7728 | 141396.028 | 103421.0582 | 58256.4853
Scenario 2: High TRC | SDG&E | Com | WaterHeat | Com - School | Participant Cost Test | Fuel Substitution | 179127.2471 | 196364.956 | 213421.404 | 230401.5082 | 566918.2372 | 5487361.9851 | 5702201.9984 | 5715941.1997 | 4425355.2378 | 4194580.7044 | 3663401.3025 | 2759310.9925 | 1569217.989
Scenario 2: High TRC | SDG&E | Com | WaterHeat | Com - School | Program Administrator Cost Test | Energy Efficiency | 177944.7515 | 196752.5919 | 241623.0345 | 263122.4804 | 286845.462 | 119202.8465 | 127566.4893 | 135549.628 | 116746.566 | 124391.9829 | 133261.3534 | 141834.4832 | 150448.8068
Scenario 2: High TRC | SDG&E | Com | WaterHeat | Com - School | Program Administrator Cost Test | Fuel Substitution | 2357142.252 | 2720823.6422 | 3114404.8891 | 3541943.1858 | 4006812.5274 | 2462369.2632 | 2883048.131 | 3269069.3666 | 3602656.7419 | 4179880.3715 | 4773167.2532 | 5215554.6034 | 5541753.8538
Scenario 2: High TRC | SDG&E | Com | WaterHeat | Com - School | Rate Impact Measure Test | Energy Efficiency | 177944.7515 | 196752.5919 | 241623.0345 | 263122.4804 | 286845.462 | 119202.8465 | 127566.4893 | 135549.628 | 116746.566 | 124391.9829 | 133261.3534 | 141834.4832 | 150448.8068
Scenario 2: High TRC | SDG&E | Com | WaterHeat | Com - School | Rate Impact Measure Test | Fuel Substitution | 3591874.7871 | 4005768.6241 | 4424445.4094 | 4844665.9914 | 5281417.3003 | 2462369.2632 | 2883048.131 | 3269069.3666 | 3602656.7419 | 4179880.3715 | 4773167.2532 | 5215554.6034 | 5541753.8538
Scenario 2: High TRC | SDG&E | Com | WaterHeat | Com - School | Total Resource Cost Test | Energy Efficiency | 206286.4036 | 226773.9759 | 298618.3585 | 313869.1322 | 338670.0952 | 158161.516 | 167118.4396 | 175710.5434 | 116746.566 | 124391.9829 | 133261.3534 | 141834.4832 | 150448.8068
Scenario 2: High TRC | SDG&E | Com | WaterHeat | Com - School | Total Resource Cost Test | Fuel Substitution | 2454666.8594 | 2827715.5063 | 3230564.9863 | 3667330.602 | 4460984.0298 | 3230776.5646 | 3748143.9204 | 4234919.1649 | 3602656.7419 | 4179880.3715 | 4773167.2532 | 5215554.6034 | 5541753.8538
Scenario 2: High TRC | SDG&E | Com | WaterHeat | Com - Warehouse | Participant Cost Test | Energy Efficiency | 209400.9383 | 213229.2089 | 216673.3753 | 219387.7659 | 221688.4308 | 220227.612 | 220757.3998 | 221825.4645 | 23289.2733 | 20260.1677 | 16541.2415 | 12043.7413 | 6691.6274
Scenario 2: High TRC | SDG&E | Com | WaterHeat | Com - Warehouse | Participant Cost Test | Fuel Substitution | 3567.4223 | 3900.5951 | 8373.8406 | 10604.565 | 13046.3668 | 66201.9364 | 69986.6219 | 71668.8021 | 47181.471 | 43574.0972 | 38060.7859 | 28622.9157 | 16150.1208
Scenario 2: High TRC | SDG&E | Com | WaterHeat | Com - Warehouse | Program Administrator Cost Test | Energy Efficiency | 64928.3049 | 69157.5657 | 73564.5292 | 78225.0016 | 83109.3359 | 81672.9558 | 86483.1502 | 91453.9516 | 13441.2404 | 14351.609 | 15388.3525 | 16391.892 | 17426.2092
Scenario 2: High TRC | SDG&E | Com | WaterHeat | Com - Warehouse | Program Administrator Cost Test | Fuel Substitution | 31978.6881 | 36854.7395 | 42138.237 | 47897.3532 | 54171.0987 | 25770.7208 | 30438.6 | 34797.21 | 38622.5052 | 43717.0845 | 50031.8345 | 54791.8732 | 58370.9952
Scenario 2: High TRC | SDG&E | Com | WaterHeat | Com - Warehouse | Rate Impact Measure Test | Energy Efficiency | 64928.3049 | 69157.5657 | 73564.5292 | 78225.0016 | 83109.3359 | 81672.9558 | 86483.1502 | 91453.9516 | 13441.2404 | 14351.609 | 15388.3525 | 16391.892 | 17426.2092
Scenario 2: High TRC | SDG&E | Com | WaterHeat | Com - Warehouse | Rate Impact Measure Test | Fuel Substitution | 49008.0934 | 54578.9607 | 60216.5768 | 65891.6139 | 71796.509 | 25770.7208 | 30438.6 | 34797.21 | 38622.5052 | 43717.0845 | 50031.8345 | 54791.8732 | 58370.9952
Scenario 2: High TRC | SDG&E | Com | WaterHeat | Com - Warehouse | Total Resource Cost Test | Energy Efficiency | 150214.504 | 155132.4782 | 160248.477 | 165332.4701 | 170729.6085 | 168773.762 | 173047.3749 | 178389.1097 | 13441.2404 | 14351.609 | 15388.3525 | 16391.892 | 17426.2092
Scenario 2: High TRC | SDG&E | Com | WaterHeat | Com - Warehouse | Total Resource Cost Test | Fuel Substitution | 34442.7827 | 39547.8826 | 49201.3774 | 57087.822 | 65699.8916 | 42760.3273 | 49561.4709 | 56138.837 | 38622.5052 | 43717.0845 | 50031.8345 | 54791.8732 | 58370.9952
Scenario 2: High TRC | SDG&E | Com | WholeBlg | Com - College | Participant Cost Test | Energy Efficiency | 171575.6458 | 175873.4927 | 179932.6076 | 183533.6733 | 189003.6432 | 200701.4881 | 213539.7576 | 224629.3449 | 235945.7682 | 247715.7225 | 258241.8622 | 262874.0757 | 264791.9026
Scenario 2: High TRC | SDG&E | Com | WholeBlg | Com - College | Program Administrator Cost Test | Energy Efficiency | 171575.6458 | 175873.4927 | 179932.6076 | 183533.6733 | 189003.6432 | 200701.4881 | 213539.7576 | 224629.3449 | 235945.7682 | 247715.7225 | 258241.8622 | 262874.0757 | 264791.9026
Scenario 2: High TRC | SDG&E | Com | WholeBlg | Com - College | Rate Impact Measure Test | Energy Efficiency | 171575.6458 | 175873.4927 | 179932.6076 | 183533.6733 | 189003.6432 | 200701.4881 | 213539.7576 | 224629.3449 | 235945.7682 | 247715.7225 | 258241.8622 | 262874.0757 | 264791.9026
Scenario 2: High TRC | SDG&E | Com | WholeBlg | Com - College | Total Resource Cost Test | Energy Efficiency | 171575.6458 | 175873.4927 | 179932.6076 | 183533.6733 | 189003.6432 | 200701.4881 | 213539.7576 | 224629.3449 | 235945.7682 | 247715.7225 | 258241.8622 | 262874.0757 | 264791.9026
Scenario 2: High TRC | SDG&E | Com | WholeBlg | Com - Grocery | Participant Cost Test | Energy Efficiency | 368828.3898 | 376374.0907 | 383513.2311 | 389211.3706 | 399265.5514 | 424262.1111 | 450228.5675 | 472551.5157 | 495408.1683 | 518073.2707 | 538404.5704 | 544952.6448 | 536722.0878
Scenario 2: High TRC | SDG&E | Com | WholeBlg | Com - Grocery | Program Administrator Cost Test | Energy Efficiency | 368828.3898 | 376374.0907 | 383513.2311 | 389211.3706 | 399265.5514 | 424262.1111 | 450228.5675 | 472551.5157 | 495408.1683 | 518073.2707 | 538404.5704 | 544952.6448 | 536722.0878
Scenario 2: High TRC | SDG&E | Com | WholeBlg | Com - Grocery | Rate Impact Measure Test | Energy Efficiency | 368828.3898 | 376374.0907 | 383513.2311 | 389211.3706 | 399265.5514 | 424262.1111 | 450228.5675 | 472551.5157 | 495408.1683 | 518073.2707 | 538404.5704 | 544952.6448 | 536722.0878
Scenario 2: High TRC | SDG&E | Com | WholeBlg | Com - Grocery | Total Resource Cost Test | Energy Efficiency | 368828.3898 | 376374.0907 | 383513.2311 | 389211.3706 | 399265.5514 | 424262.1111 | 450228.5675 | 472551.5157 | 495408.1683 | 518073.2707 | 538404.5704 | 544952.6448 | 536722.0878
Scenario 2: High TRC | SDG&E | Com | WholeBlg | Com - Health | Participant Cost Test | Energy Efficiency | 453924.4792 | 464550.0474 | 474326.9241 | 482381.224 | 495211.0878 | 524528.7826 | 555693.6203 | 581636.6931 | 608089.3014 | 635611.1308 | 660523.5722 | 669363.7806 | 676835.7008
Scenario 2: High TRC | SDG&E | Com | WholeBlg | Com - Health | Program Administrator Cost Test | Energy Efficiency | 453924.4792 | 464550.0474 | 474326.9241 | 482381.224 | 495211.0878 | 524528.7826 | 555693.6203 | 581636.6931 | 608089.3014 | 635611.1308 | 660523.5722 | 669363.7806 | 676835.7008
Scenario 2: High TRC | SDG&E | Com | WholeBlg | Com - Health | Rate Impact Measure Test | Energy Efficiency | 453924.4792 | 464550.0474 | 474326.9241 | 482381.224 | 495211.0878 | 524528.7826 | 555693.6203 | 581636.6931 | 608089.3014 | 635611.1308 | 660523.5722 | 669363.7806 | 676835.7008
Scenario 2: High TRC | SDG&E | Com | WholeBlg | Com - Health | Total Resource Cost Test | Energy Efficiency | 453924.4792 | 464550.0474 | 474326.9241 | 482381.224 | 495211.0878 | 524528.7826 | 555693.6203 | 581636.6931 | 608089.3014 | 635611.1308 | 660523.5722 | 669363.7806 | 676835.7008
Scenario 2: High TRC | SDG&E | Com | WholeBlg | Com - Lodging | Participant Cost Test | Energy Efficiency | 236351.8281 | 240713.807 | 244689.8217 | 248116.3714 | 253823.7568 | 267717.2757 | 282689.4935 | 295074.9037 | 307544.4245 | 320291.0641 | 331140.77 | 334258.6118 | 337457.3833
Scenario 2: High TRC | SDG&E | Com | WholeBlg | Com - Lodging | Program Administrator Cost Test | Energy Efficiency | 236351.8281 | 240713.807 | 244689.8217 | 248116.3714 | 253823.7568 | 267717.2757 | 282689.4935 | 295074.9037 | 307544.4245 | 320291.0641 | 331140.77 | 334258.6118 | 337457.3833
Scenario 2: High TRC | SDG&E | Com | WholeBlg | Com - Lodging | Rate Impact Measure Test | Energy Efficiency | 236351.8281 | 240713.807 | 244689.8217 | 248116.3714 | 253823.7568 | 267717.2757 | 282689.4935 | 295074.9037 | 307544.4245 | 320291.0641 | 331140.77 | 334258.6118 | 337457.3833
Scenario 2: High TRC | SDG&E | Com | WholeBlg | Com - Lodging | Total Resource Cost Test | Energy Efficiency | 236351.8281 | 240713.807 | 244689.8217 | 248116.3714 | 253823.7568 | 267717.2757 | 282689.4935 | 295074.9037 | 307544.4245 | 320291.0641 | 331140.77 | 334258.6118 | 337457.3833
Scenario 2: High TRC | SDG&E | Com | WholeBlg | Com - Office (Large) | Participant Cost Test | Energy Efficiency | 764787.3414 | 776617.6045 | 786674.7008 | 793425.9799 | 807999.2111 | 850522.007 | 897343.5847 | 934934.5016 | 972340.2349 | 1010409.3902 | 1041656.7585 | 1047282.6557 | 1061921.1435
Scenario 2: High TRC | SDG&E | Com | WholeBlg | Com - Office (Large) | Program Administrator Cost Test | Energy Efficiency | 764787.3414 | 776617.6045 | 786674.7008 | 793425.9799 | 807999.2111 | 850522.007 | 897343.5847 | 934934.5016 | 972340.2349 | 1010409.3902 | 1041656.7585 | 1047282.6557 | 1061921.1435
Scenario 2: High TRC | SDG&E | Com | WholeBlg | Com - Office (Large) | Rate Impact Measure Test | Energy Efficiency | 764787.3414 | 776617.6045 | 786674.7008 | 793425.9799 | 807999.2111 | 850522.007 | 897343.5847 | 934934.5016 | 972340.2349 | 1010409.3902 | 1041656.7585 | 1047282.6557 | 1061921.1435
Scenario 2: High TRC | SDG&E | Com | WholeBlg | Com - Office (Large) | Total Resource Cost Test | Energy Efficiency | 764787.3414 | 776617.6045 | 786674.7008 | 793425.9799 | 807999.2111 | 850522.007 | 897343.5847 | 934934.5016 | 972340.2349 | 1010409.3902 | 1041656.7585 | 1047282.6557 | 1061921.1435
Scenario 2: High TRC | SDG&E | Com | WholeBlg | Com - Office (Small) | Participant Cost Test | Energy Efficiency | 219507.7641 | 221685.9961 | 223522.9059 | 224545.6429 | 228066.6523 | 239904.9661 | 252671.2878 | 262935.7795 | 273238.8292 | 284390.7021 | 292971.3657 | 293998.6489 | 294220.2545
Scenario 2: High TRC | SDG&E | Com | WholeBlg | Com - Office (Small) | Program Administrator Cost Test | Energy Efficiency | 219507.7641 | 221685.9961 | 223522.9059 | 224545.6429 | 228066.6523 | 239904.9661 | 252671.2878 | 262935.7795 | 273238.8292 | 284390.7021 | 292971.3657 | 293998.6489 | 294220.2545
Scenario 2: High TRC | SDG&E | Com | WholeBlg | Com - Office (Small) | Rate Impact Measure Test | Energy Efficiency | 219507.7641 | 221685.9961 | 223522.9059 | 224545.6429 | 228066.6523 | 239904.9661 | 252671.2878 | 262935.7795 | 273238.8292 | 284390.7021 | 292971.3657 | 293998.6489 | 294220.2545
Scenario 2: High TRC | SDG&E | Com | WholeBlg | Com - Office (Small) | Total Resource Cost Test | Energy Efficiency | 219507.7641 | 221685.9961 | 223522.9059 | 224545.6429 | 228066.6523 | 239904.9661 | 252671.2878 | 262935.7795 | 273238.8292 | 284390.7021 | 292971.3657 | 293998.6489 | 294220.2545
Scenario 2: High TRC | SDG&E | Com | WholeBlg | Com - Other | Participant Cost Test | Energy Efficiency | 439735.7101 | 449533.8003 | 458666.1232 | 466792.3411 | 479385.4766 | 507042.2317 | 537683.7896 | 563645.0394 | 589990.3567 | 617059.9746 | 640960.2776 | 650893.8622 | 663825.7699
Scenario 2: High TRC | SDG&E | Com | WholeBlg | Com - Other | Program Administrator Cost Test | Energy Efficiency | 439735.7101 | 449533.8003 | 458666.1232 | 466792.3411 | 479385.4766 | 507042.2317 | 537683.7896 | 563645.0394 | 589990.3567 | 617059.9746 | 640960.2776 | 650893.8622 | 663825.7699
Scenario 2: High TRC | SDG&E | Com | WholeBlg | Com - Other | Rate Impact Measure Test | Energy Efficiency | 439735.7101 | 449533.8003 | 458666.1232 | 466792.3411 | 479385.4766 | 507042.2317 | 537683.7896 | 563645.0394 | 589990.3567 | 617059.9746 | 640960.2776 | 650893.8622 | 663825.7699
Scenario 2: High TRC | SDG&E | Com | WholeBlg | Com - Other | Total Resource Cost Test | Energy Efficiency | 439735.7101 | 449533.8003 | 458666.1232 | 466792.3411 | 479385.4766 | 507042.2317 | 537683.7896 | 563645.0394 | 589990.3567 | 617059.9746 | 640960.2776 | 650893.8622 | 663825.7699
Scenario 2: High TRC | SDG&E | Com | WholeBlg | Com - Refrig. Warehouse | Participant Cost Test | Energy Efficiency | 8147.489 | 8474.3534 | 8803.9949 | 9119.7136 | 9513.1501 | 10196.3352 | 10900.5042 | 11538.3027 | 12206.2829 | 12882.4587 | 13526.3364 | 13838.4182 | 13700.5364
Scenario 2: High TRC | SDG&E | Com | WholeBlg | Com - Refrig. Warehouse | Program Administrator Cost Test | Energy Efficiency | 8147.489 | 8474.3534 | 8803.9949 | 9119.7136 | 9513.1501 | 10196.3352 | 10900.5042 | 11538.3027 | 12206.2829 | 12882.4587 | 13526.3364 | 13838.4182 | 13700.5364
Scenario 2: High TRC | SDG&E | Com | WholeBlg | Com - Refrig. Warehouse | Rate Impact Measure Test | Energy Efficiency | 8147.489 | 8474.3534 | 8803.9949 | 9119.7136 | 9513.1501 | 10196.3352 | 10900.5042 | 11538.3027 | 12206.2829 | 12882.4587 | 13526.3364 | 13838.4182 | 13700.5364
Scenario 2: High TRC | SDG&E | Com | WholeBlg | Com - Refrig. Warehouse | Total Resource Cost Test | Energy Efficiency | 8147.489 | 8474.3534 | 8803.9949 | 9119.7136 | 9513.1501 | 10196.3352 | 10900.5042 | 11538.3027 | 12206.2829 | 12882.4587 | 13526.3364 | 13838.4182 | 13700.5364
Scenario 2: High TRC | SDG&E | Com | WholeBlg | Com - Restaurant | Participant Cost Test | Energy Efficiency | 240057.2944 | 245207.5909 | 250101.0993 | 254478.8998 | 261539.3781 | 277318.8897 | 293896.686 | 308347.3416 | 323207.1583 | 338070.935 | 351608.1779 | 357068.6737 | 355247.4311
Scenario 2: High TRC | SDG&E | Com | WholeBlg | Com - Restaurant | Program Administrator Cost Test | Energy Efficiency | 240057.2944 | 245207.5909 | 250101.0993 | 254478.8998 | 261539.3781 | 277318.8897 | 293896.686 | 308347.3416 | 323207.1583 | 338070.935 | 351608.1779 | 357068.6737 | 355247.4311
Scenario 2: High TRC | SDG&E | Com | WholeBlg | Com - Restaurant | Rate Impact Measure Test | Energy Efficiency | 240057.2944 | 245207.5909 | 250101.0993 | 254478.8998 | 261539.3781 | 277318.8897 | 293896.686 | 308347.3416 | 323207.1583 | 338070.935 | 351608.1779 | 357068.6737 | 355247.4311
Scenario 2: High TRC | SDG&E | Com | WholeBlg | Com - Restaurant | Total Resource Cost Test | Energy Efficiency | 240057.2944 | 245207.5909 | 250101.0993 | 254478.8998 | 261539.3781 | 277318.8897 | 293896.686 | 308347.3416 | 323207.1583 | 338070.935 | 351608.1779 | 357068.6737 | 355247.4311
Scenario 2: High TRC | SDG&E | Com | WholeBlg | Com - Retail | Participant Cost Test | Energy Efficiency | 6515552.9956 | 7451281.2154 | 8308589.5703 | 8973820.8057 | 9266203.382 | 9439816.4314 | 9313867.9678 | 8874614.9919 | 8155653.7829 | 7215865.3006 | 6048667.5477 | 4682430.8626 | 3133489.8339
Scenario 2: High TRC | SDG&E | Com | WholeBlg | Com - Retail | Program Administrator Cost Test | Energy Efficiency | 2088492.1988 | 2458669.4127 | 2843629.6641 | 3222030.4128 | 3555139.6882 | 3993284.025 | 4413840.6673 | 4777888.6343 | 5105106.7841 | 5418054.5435 | 5690882.3198 | 5910898.9885 | 6154413.7761
Scenario 2: High TRC | SDG&E | Com | WholeBlg | Com - Retail | Rate Impact Measure Test | Energy Efficiency | 2088492.1988 | 2458669.4127 | 2843629.6641 | 3222030.4128 | 3555139.6882 | 3993284.025 | 4413840.6673 | 4777888.6343 | 5105106.7841 | 5418054.5435 | 5690882.3198 | 5910898.9885 | 6154413.7761
Scenario 2: High TRC | SDG&E | Com | WholeBlg | Com - Retail | Total Resource Cost Test | Energy Efficiency | 2088492.1988 | 2458669.4127 | 2843629.6641 | 3222030.4128 | 3555139.6882 | 3993284.025 | 4413840.6673 | 4777888.6343 | 5105106.7841 | 5418054.5435 | 5690882.3198 | 5910898.9885 | 6154413.7761
Scenario 2: High TRC | SDG&E | Com | WholeBlg | Com - School | Participant Cost Test | Energy Efficiency | 141358.5789 | 143684.0099 | 145775.9202 | 147488.4834 | 150753.6843 | 159148.7312 | 168585.838 | 176407.8511 | 184264.7816 | 192338.6727 | 199216.0635 | 201303.505 | 203779.4388
Scenario 2: High TRC | SDG&E | Com | WholeBlg | Com - School | Program Administrator Cost Test | Energy Efficiency | 141358.5789 | 143684.0099 | 145775.9202 | 147488.4834 | 150753.6843 | 159148.7312 | 168585.838 | 176407.8511 | 184264.7816 | 192338.6727 | 199216.0635 | 201303.505 | 203779.4388
Scenario 2: High TRC | SDG&E | Com | WholeBlg | Com - School | Rate Impact Measure Test | Energy Efficiency | 141358.5789 | 143684.0099 | 145775.9202 | 147488.4834 | 150753.6843 | 159148.7312 | 168585.838 | 176407.8511 | 184264.7816 | 192338.6727 | 199216.0635 | 201303.505 | 203779.4388
Scenario 2: High TRC | SDG&E | Com | WholeBlg | Com - School | Total Resource Cost Test | Energy Efficiency | 141358.5789 | 143684.0099 | 145775.9202 | 147488.4834 | 150753.6843 | 159148.7312 | 168585.838 | 176407.8511 | 184264.7816 | 192338.6727 | 199216.0635 | 201303.505 | 203779.4388
Scenario 2: High TRC | SDG&E | Com | WholeBlg | Com - Warehouse | Participant Cost Test | Energy Efficiency | 137166.3886 | 140383.7676 | 143450.71 | 146195.0991 | 150377.8071 | 159407.9873 | 169175.5881 | 177507.6674 | 186015.5 | 194693.8617 | 202431.6716 | 205578.1182 | 209491.4025
Scenario 2: High TRC | SDG&E | Com | WholeBlg | Com - Warehouse | Program Administrator Cost Test | Energy Efficiency | 137166.3886 | 140383.7676 | 143450.71 | 146195.0991 | 150377.8071 | 159407.9873 | 169175.5881 | 177507.6674 | 186015.5 | 194693.8617 | 202431.6716 | 205578.1182 | 209491.4025
Scenario 2: High TRC | SDG&E | Com | WholeBlg | Com - Warehouse | Rate Impact Measure Test | Energy Efficiency | 137166.3886 | 140383.7676 | 143450.71 | 146195.0991 | 150377.8071 | 159407.9873 | 169175.5881 | 177507.6674 | 186015.5 | 194693.8617 | 202431.6716 | 205578.1182 | 209491.4025
Scenario 2: High TRC | SDG&E | Com | WholeBlg | Com - Warehouse | Total Resource Cost Test | Energy Efficiency | 137166.3886 | 140383.7676 | 143450.71 | 146195.0991 | 150377.8071 | 159407.9873 | 169175.5881 | 177507.6674 | 186015.5 | 194693.8617 | 202431.6716 | 205578.1182 | 209491.4025
Scenario 2: High TRC | SDG&E | Ind | WholeBlg | Ind - All Other Industrial | Participant Cost Test | Energy Efficiency | 285729.3646 | 295053.056 | 303930.8327 | 312723.1571 | 322908.0409 | 337448.0824 | 353810.7439 | 370162.0915 | 387250.28 | 405311.3546 | 424043.9109 | 441554.057 | 460431.6122
Scenario 2: High TRC | SDG&E | Ind | WholeBlg | Ind - All Other Industrial | Program Administrator Cost Test | Energy Efficiency | 285729.3646 | 295053.056 | 303930.8327 | 312723.1571 | 322908.0409 | 337448.0824 | 353810.7439 | 370162.0915 | 387250.28 | 405311.3546 | 424043.9109 | 441554.057 | 460431.6122
Scenario 2: High TRC | SDG&E | Ind | WholeBlg | Ind - All Other Industrial | Rate Impact Measure Test | Energy Efficiency | 285729.3646 | 295053.056 | 303930.8327 | 312723.1571 | 322908.0409 | 337448.0824 | 353810.7439 | 370162.0915 | 387250.28 | 405311.3546 | 424043.9109 | 441554.057 | 460431.6122
Scenario 2: High TRC | SDG&E | Ind | WholeBlg | Ind - All Other Industrial | Total Resource Cost Test | Energy Efficiency | 285729.3646 | 295053.056 | 303930.8327 | 312723.1571 | 322908.0409 | 337448.0824 | 353810.7439 | 370162.0915 | 387250.28 | 405311.3546 | 424043.9109 | 441554.057 | 460431.6122
Scenario 2: High TRC | SDG&E | Ind | WholeBlg | Ind - Chemicals | Participant Cost Test | Energy Efficiency | 341052.3448 | 353967.6485 | 366553.0499 | 378939.1022 | 392939.4879 | 412062.5897 | 433166.1345 | 453987.1967 | 475713.6638 | 498479.5771 | 521824.7233 | 543471.6866 | 566499.2877
Scenario 2: High TRC | SDG&E | Ind | WholeBlg | Ind - Chemicals | Program Administrator Cost Test | Energy Efficiency | 341052.3448 | 353967.6485 | 366553.0499 | 378939.1022 | 392939.4879 | 412062.5897 | 433166.1345 | 453987.1967 | 475713.6638 | 498479.5771 | 521824.7233 | 543471.6866 | 566499.2877
Scenario 2: High TRC | SDG&E | Ind | WholeBlg | Ind - Chemicals | Rate Impact Measure Test | Energy Efficiency | 341052.3448 | 353967.6485 | 366553.0499 | 378939.1022 | 392939.4879 | 412062.5897 | 433166.1345 | 453987.1967 | 475713.6638 | 498479.5771 | 521824.7233 | 543471.6866 | 566499.2877
Scenario 2: High TRC | SDG&E | Ind | WholeBlg | Ind - Chemicals | Total Resource Cost Test | Energy Efficiency | 341052.3448 | 353967.6485 | 366553.0499 | 378939.1022 | 392939.4879 | 412062.5897 | 433166.1345 | 453987.1967 | 475713.6638 | 498479.5771 | 521824.7233 | 543471.6866 | 566499.2877
Scenario 2: High TRC | SDG&E | Ind | WholeBlg | Ind - Electronics | Participant Cost Test | Energy Efficiency | 563405.7588 | 579292.3906 | 593466.3555 | 605960.0043 | 622338.5789 | 654632.999 | 693174.4972 | 730229.1747 | 768391.2355 | 808196.4678 | 848217.4743 | 880826.3217 | 916035.2963
Scenario 2: High TRC | SDG&E | Ind | WholeBlg | Ind - Electronics | Program Administrator Cost Test | Energy Efficiency | 563405.7588 | 579292.3906 | 593466.3555 | 605960.0043 | 622338.5789 | 654632.999 | 693174.4972 | 730229.1747 | 768391.2355 | 808196.4678 | 848217.4743 | 880826.3217 | 916035.2963
Scenario 2: High TRC | SDG&E | Ind | WholeBlg | Ind - Electronics | Rate Impact Measure Test | Energy Efficiency | 563405.7588 | 579292.3906 | 593466.3555 | 605960.0043 | 622338.5789 | 654632.999 | 693174.4972 | 730229.1747 | 768391.2355 | 808196.4678 | 848217.4743 | 880826.3217 | 916035.2963
Scenario 2: High TRC | SDG&E | Ind | WholeBlg | Ind - Electronics | Total Resource Cost Test | Energy Efficiency | 563405.7588 | 579292.3906 | 593466.3555 | 605960.0043 | 622338.5789 | 654632.999 | 693174.4972 | 730229.1747 | 768391.2355 | 808196.4678 | 848217.4743 | 880826.3217 | 916035.2963
Scenario 2: High TRC | SDG&E | Ind | WholeBlg | Ind - Fabricated Metals | Participant Cost Test | Energy Efficiency | 122196.6758 | 126068.7789 | 129746.4486 | 132824.39 | 136401.7503 | 142325.5136 | 149045.2903 | 155447.5848 | 161998.6015 | 168809.1167 | 175610.8045 | 181234.9009 | 187205.0331
Scenario 2: High TRC | SDG&E | Ind | WholeBlg | Ind - Fabricated Metals | Program Administrator Cost Test | Energy Efficiency | 122196.6758 | 126068.7789 | 129746.4486 | 132824.39 | 136401.7503 | 142325.5136 | 149045.2903 | 155447.5848 | 161998.6015 | 168809.1167 | 175610.8045 | 181234.9009 | 187205.0331
Scenario 2: High TRC | SDG&E | Ind | WholeBlg | Ind - Fabricated Metals | Rate Impact Measure Test | Energy Efficiency | 122196.6758 | 126068.7789 | 129746.4486 | 132824.39 | 136401.7503 | 142325.5136 | 149045.2903 | 155447.5848 | 161998.6015 | 168809.1167 | 175610.8045 | 181234.9009 | 187205.0331
Scenario 2: High TRC | SDG&E | Ind | WholeBlg | Ind - Fabricated Metals | Total Resource Cost Test | Energy Efficiency | 122196.6758 | 126068.7789 | 129746.4486 | 132824.39 | 136401.7503 | 142325.5136 | 149045.2903 | 155447.5848 | 161998.6015 | 168809.1167 | 175610.8045 | 181234.9009 | 187205.0331
Scenario 2: High TRC | SDG&E | Ind | WholeBlg | Ind - Food | Participant Cost Test | Energy Efficiency | 533109.3331 | 548161.6052 | 562622.869 | 576982.2127 | 593461.7447 | 616922.64 | 643191.4583 | 669187.757 | 696202.9019 | 724573.5744 | 753594.7729 | 780345.3587 | 808833.2547
Scenario 2: High TRC | SDG&E | Ind | WholeBlg | Ind - Food | Program Administrator Cost Test | Energy Efficiency | 533109.3331 | 548161.6052 | 562622.869 | 576982.2127 | 593461.7447 | 616922.64 | 643191.4583 | 669187.757 | 696202.9019 | 724573.5744 | 753594.7729 | 780345.3587 | 808833.2547
Scenario 2: High TRC | SDG&E | Ind | WholeBlg | Ind - Food | Rate Impact Measure Test | Energy Efficiency | 533109.3331 | 548161.6052 | 562622.869 | 576982.2127 | 593461.7447 | 616922.64 | 643191.4583 | 669187.757 | 696202.9019 | 724573.5744 | 753594.7729 | 780345.3587 | 808833.2547
Scenario 2: High TRC | SDG&E | Ind | WholeBlg | Ind - Food | Total Resource Cost Test | Energy Efficiency | 533109.3331 | 548161.6052 | 562622.869 | 576982.2127 | 593461.7447 | 616922.64 | 643191.4583 | 669187.757 | 696202.9019 | 724573.5744 | 753594.7729 | 780345.3587 | 808833.2547
Scenario 2: High TRC | SDG&E | Ind | WholeBlg | Ind - Industrial Machinery | Participant Cost Test | Energy Efficiency | 602722.1167 | 635232.9647 | 669211.9635 | 700617.463 | 732288.7018 | 768326.2991 | 807263.7287 | 847229.1376 | 889291.3985 | 933918.3379 | 980028.7581 | 1025336.3901 | 1072806.8377
Scenario 2: High TRC | SDG&E | Ind | WholeBlg | Ind - Industrial Machinery | Program Administrator Cost Test | Energy Efficiency | 602722.1167 | 635232.9647 | 669211.9635 | 700617.463 | 732288.7018 | 768326.2991 | 807263.7287 | 847229.1376 | 889291.3985 | 933918.3379 | 980028.7581 | 1025336.3901 | 1072806.8377
Scenario 2: High TRC | SDG&E | Ind | WholeBlg | Ind - Industrial Machinery | Rate Impact Measure Test | Energy Efficiency | 602722.1167 | 635232.9647 | 669211.9635 | 700617.463 | 732288.7018 | 768326.2991 | 807263.7287 | 847229.1376 | 889291.3985 | 933918.3379 | 980028.7581 | 1025336.3901 | 1072806.8377
Scenario 2: High TRC | SDG&E | Ind | WholeBlg | Ind - Industrial Machinery | Total Resource Cost Test | Energy Efficiency | 602722.1167 | 635232.9647 | 669211.9635 | 700617.463 | 732288.7018 | 768326.2991 | 807263.7287 | 847229.1376 | 889291.3985 | 933918.3379 | 980028.7581 | 1025336.3901 | 1072806.8377
Scenario 2: High TRC | SDG&E | Ind | WholeBlg | Ind - Lumber & Furniture | Participant Cost Test | Energy Efficiency | 8913.6565 | 8928.6986 | 8892.3688 | 8809.7578 | 8798.3008 | 9087.8478 | 9463.6022 | 9775.106 | 10077.7253 | 10380.7535 | 10657.2386 | 10756.4702 | 10873.206
Scenario 2: High TRC | SDG&E | Ind | WholeBlg | Ind - Lumber & Furniture | Program Administrator Cost Test | Energy Efficiency | 8913.6565 | 8928.6986 | 8892.3688 | 8809.7578 | 8798.3008 | 9087.8478 | 9463.6022 | 9775.106 | 10077.7253 | 10380.7535 | 10657.2386 | 10756.4702 | 10873.206
Scenario 2: High TRC | SDG&E | Ind | WholeBlg | Ind - Lumber & Furniture | Rate Impact Measure Test | Energy Efficiency | 8913.6565 | 8928.6986 | 8892.3688 | 8809.7578 | 8798.3008 | 9087.8478 | 9463.6022 | 9775.106 | 10077.7253 | 10380.7535 | 10657.2386 | 10756.4702 | 10873.206
Scenario 2: High TRC | SDG&E | Ind | WholeBlg | Ind - Lumber & Furniture | Total Resource Cost Test | Energy Efficiency | 8913.6565 | 8928.6986 | 8892.3688 | 8809.7578 | 8798.3008 | 9087.8478 | 9463.6022 | 9775.106 | 10077.7253 | 10380.7535 | 10657.2386 | 10756.4702 | 10873.206
Scenario 2: High TRC | SDG&E | Ind | WholeBlg | Ind - Paper | Participant Cost Test | Energy Efficiency | 8318.3866 | 8103.3224 | 7816.4894 | 7482.5303 | 7230.4292 | 7357.9778 | 7601.5703 | 7756.4226 | 7894.1533 | 8024.0351 | 8107.9446 | 7957.6627 | 7816.9013
Scenario 2: High TRC | SDG&E | Ind | WholeBlg | Ind - Paper | Program Administrator Cost Test | Energy Efficiency | 8318.3866 | 8103.3224 | 7816.4894 | 7482.5303 | 7230.4292 | 7357.9778 | 7601.5703 | 7756.4226 | 7894.1533 | 8024.0351 | 8107.9446 | 7957.6627 | 7816.9013
Scenario 2: High TRC | SDG&E | Ind | WholeBlg | Ind - Paper | Rate Impact Measure Test | Energy Efficiency | 8318.3866 | 8103.3224 | 7816.4894 | 7482.5303 | 7230.4292 | 7357.9778 | 7601.5703 | 7756.4226 | 7894.1533 | 8024.0351 | 8107.9446 | 7957.6627 | 7816.9013
Scenario 2: High TRC | SDG&E | Ind | WholeBlg | Ind - Paper | Total Resource Cost Test | Energy Efficiency | 8318.3866 | 8103.3224 | 7816.4894 | 7482.5303 | 7230.4292 | 7357.9778 | 7601.5703 | 7756.4226 | 7894.1533 | 8024.0351 | 8107.9446 | 7957.6627 | 7816.9013
Scenario 2: High TRC | SDG&E | Ind | WholeBlg | Ind - Petroleum | Participant Cost Test | Energy Efficiency | 4973.5342 | 4875.3475 | 4736.5973 | 4559.8189 | 4430.4487 | 4533.4641 | 4706.9852 | 4824.4692 | 4927.6844 | 5022.2458 | 5087.1647 | 5011.4022 | 4942.0044
Scenario 2: High TRC | SDG&E | Ind | WholeBlg | Ind - Petroleum | Program Administrator Cost Test | Energy Efficiency | 4973.5342 | 4875.3475 | 4736.5973 | 4559.8189 | 4430.4487 | 4533.4641 | 4706.9852 | 4824.4692 | 4927.6844 | 5022.2458 | 5087.1647 | 5011.4022 | 4942.0044
Scenario 2: High TRC | SDG&E | Ind | WholeBlg | Ind - Petroleum | Rate Impact Measure Test | Energy Efficiency | 4973.5342 | 4875.3475 | 4736.5973 | 4559.8189 | 4430.4487 | 4533.4641 | 4706.9852 | 4824.4692 | 4927.6844 | 5022.2458 | 5087.1647 | 5011.4022 | 4942.0044
Scenario 2: High TRC | SDG&E | Ind | WholeBlg | Ind - Petroleum | Total Resource Cost Test | Energy Efficiency | 4973.5342 | 4875.3475 | 4736.5973 | 4559.8189 | 4430.4487 | 4533.4641 | 4706.9852 | 4824.4692 | 4927.6844 | 5022.2458 | 5087.1647 | 5011.4022 | 4942.0044
Scenario 2: High TRC | SDG&E | Ind | WholeBlg | Ind - Plastics | Participant Cost Test | Energy Efficiency | 85478.1082 | 89808.332 | 93978.3783 | 98013.3353 | 102662.6891 | 108900.103 | 115417.7355 | 121395.6693 | 127744.1045 | 134464.4226 | 141358.0125 | 147551.6195 | 154095.4758
Scenario 2: High TRC | SDG&E | Ind | WholeBlg | Ind - Plastics | Program Administrator Cost Test | Energy Efficiency | 85478.1082 | 89808.332 | 93978.3783 | 98013.3353 | 102662.6891 | 108900.103 | 115417.7355 | 121395.6693 | 127744.1045 | 134464.4226 | 141358.0125 | 147551.6195 | 154095.4758
Scenario 2: High TRC | SDG&E | Ind | WholeBlg | Ind - Plastics | Rate Impact Measure Test | Energy Efficiency | 85478.1082 | 89808.332 | 93978.3783 | 98013.3353 | 102662.6891 | 108900.103 | 115417.7355 | 121395.6693 | 127744.1045 | 134464.4226 | 141358.0125 | 147551.6195 | 154095.4758
Scenario 2: High TRC | SDG&E | Ind | WholeBlg | Ind - Plastics | Total Resource Cost Test | Energy Efficiency | 85478.1082 | 89808.332 | 93978.3783 | 98013.3353 | 102662.6891 | 108900.103 | 115417.7355 | 121395.6693 | 127744.1045 | 134464.4226 | 141358.0125 | 147551.6195 | 154095.4758
Scenario 2: High TRC | SDG&E | Ind | WholeBlg | Ind - Primary Metals | Participant Cost Test | Energy Efficiency | 278527.3778 | 292564.0676 | 307343.0061 | 322681.3981 | 338818.5312 | 356245.0086 | 374794.8252 | 394336.7887 | 414996.9112 | 436877.7494 | 459878.9882 | 483801.3492 | 509106.9449
Scenario 2: High TRC | SDG&E | Ind | WholeBlg | Ind - Primary Metals | Program Administrator Cost Test | Energy Efficiency | 278527.3778 | 292564.0676 | 307343.0061 | 322681.3981 | 338818.5312 | 356245.0086 | 374794.8252 | 394336.7887 | 414996.9112 | 436877.7494 | 459878.9882 | 483801.3492 | 509106.9449
Scenario 2: High TRC | SDG&E | Ind | WholeBlg | Ind - Primary Metals | Rate Impact Measure Test | Energy Efficiency | 278527.3778 | 292564.0676 | 307343.0061 | 322681.3981 | 338818.5312 | 356245.0086 | 374794.8252 | 394336.7887 | 414996.9112 | 436877.7494 | 459878.9882 | 483801.3492 | 509106.9449
Scenario 2: High TRC | SDG&E | Ind | WholeBlg | Ind - Primary Metals | Total Resource Cost Test | Energy Efficiency | 278527.3778 | 292564.0676 | 307343.0061 | 322681.3981 | 338818.5312 | 356245.0086 | 374794.8252 | 394336.7887 | 414996.9112 | 436877.7494 | 459878.9882 | 483801.3492 | 509106.9449
Scenario 2: High TRC | SDG&E | Ind | WholeBlg | Ind - Printing & Publishing | Participant Cost Test | Energy Efficiency | 59499.885 | 59706.1237 | 59597.0992 | 59216.0068 | 59280.7845 | 61393.2513 | 64179.873 | 66567.9356 | 68934.6182 | 71326.0524 | 73543.4906 | 74609.4028 | 75826.718
Scenario 2: High TRC | SDG&E | Ind | WholeBlg | Ind - Printing & Publishing | Program Administrator Cost Test | Energy Efficiency | 59499.885 | 59706.1237 | 59597.0992 | 59216.0068 | 59280.7845 | 61393.2513 | 64179.873 | 66567.9356 | 68934.6182 | 71326.0524 | 73543.4906 | 74609.4028 | 75826.718
Scenario 2: High TRC | SDG&E | Ind | WholeBlg | Ind - Printing & Publishing | Rate Impact Measure Test | Energy Efficiency | 59499.885 | 59706.1237 | 59597.0992 | 59216.0068 | 59280.7845 | 61393.2513 | 64179.873 | 66567.9356 | 68934.6182 | 71326.0524 | 73543.4906 | 74609.4028 | 75826.718
Scenario 2: High TRC | SDG&E | Ind | WholeBlg | Ind - Printing & Publishing | Total Resource Cost Test | Energy Efficiency | 59499.885 | 59706.1237 | 59597.0992 | 59216.0068 | 59280.7845 | 61393.2513 | 64179.873 | 66567.9356 | 68934.6182 | 71326.0524 | 73543.4906 | 74609.4028 | 75826.718
Scenario 2: High TRC | SDG&E | Ind | WholeBlg | Ind - Stone-Glass-Clay | Participant Cost Test | Energy Efficiency | 229742.6298 | 244562.2357 | 259200.1634 | 274138.3545 | 289842.4806 | 306383.1277 | 323393.6882 | 341190.7807 | 359967.9146 | 379939.7779 | 401105.2967 | 423195.7713 | 446498.9737
Scenario 2: High TRC | SDG&E | Ind | WholeBlg | Ind - Stone-Glass-Clay | Program Administrator Cost Test | Energy Efficiency | 229742.6298 | 244562.2357 | 259200.1634 | 274138.3545 | 289842.4806 | 306383.1277 | 323393.6882 | 341190.7807 | 359967.9146 | 379939.7779 | 401105.2967 | 423195.7713 | 446498.9737
Scenario 2: High TRC | SDG&E | Ind | WholeBlg | Ind - Stone-Glass-Clay | Rate Impact Measure Test | Energy Efficiency | 229742.6298 | 244562.2357 | 259200.1634 | 274138.3545 | 289842.4806 | 306383.1277 | 323393.6882 | 341190.7807 | 359967.9146 | 379939.7779 | 401105.2967 | 423195.7713 | 446498.9737
Scenario 2: High TRC | SDG&E | Ind | WholeBlg | Ind - Stone-Glass-Clay | Total Resource Cost Test | Energy Efficiency | 229742.6298 | 244562.2357 | 259200.1634 | 274138.3545 | 289842.4806 | 306383.1277 | 323393.6882 | 341190.7807 | 359967.9146 | 379939.7779 | 401105.2967 | 423195.7713 | 446498.9737
Scenario 2: High TRC | SDG&E | Ind | WholeBlg | Ind - Textiles | Participant Cost Test | Energy Efficiency | 7734.2304 | 7769.2819 | 7767.6745 | 7723.3401 | 7727.84 | 7968.9841 | 8284.8607 | 8551.9071 | 8814.925 | 9082.2055 | 9331.4676 | 9455.3925 | 9599.7085
Scenario 2: High TRC | SDG&E | Ind | WholeBlg | Ind - Textiles | Program Administrator Cost Test | Energy Efficiency | 7734.2304 | 7769.2819 | 7767.6745 | 7723.3401 | 7727.84 | 7968.9841 | 8284.8607 | 8551.9071 | 8814.925 | 9082.2055 | 9331.4676 | 9455.3925 | 9599.7085
Scenario 2: High TRC | SDG&E | Ind | WholeBlg | Ind - Textiles | Rate Impact Measure Test | Energy Efficiency | 7734.2304 | 7769.2819 | 7767.6745 | 7723.3401 | 7727.84 | 7968.9841 | 8284.8607 | 8551.9071 | 8814.925 | 9082.2055 | 9331.4676 | 9455.3925 | 9599.7085
Scenario 2: High TRC | SDG&E | Ind | WholeBlg | Ind - Textiles | Total Resource Cost Test | Energy Efficiency | 7734.2304 | 7769.2819 | 7767.6745 | 7723.3401 | 7727.84 | 7968.9841 | 8284.8607 | 8551.9071 | 8814.925 | 9082.2055 | 9331.4676 | 9455.3925 | 9599.7085
Scenario 2: High TRC | SDG&E | Ind | WholeBlg | Ind - Transportation Equipment | Participant Cost Test | Energy Efficiency | 345231.4735 | 350389.3078 | 355283.598 | 358043.3432 | 362452.4481 | 376029.2297 | 393113.535 | 408742.5956 | 424630.8787 | 440978.6314 | 456719.8263 | 467397.8464 | 478883.433
Scenario 2: High TRC | SDG&E | Ind | WholeBlg | Ind - Transportation Equipment | Program Administrator Cost Test | Energy Efficiency | 345231.4735 | 350389.3078 | 355283.598 | 358043.3432 | 362452.4481 | 376029.2297 | 393113.535 | 408742.5956 | 424630.8787 | 440978.6314 | 456719.8263 | 467397.8464 | 478883.433
Scenario 2: High TRC | SDG&E | Ind | WholeBlg | Ind - Transportation Equipment | Rate Impact Measure Test | Energy Efficiency | 345231.4735 | 350389.3078 | 355283.598 | 358043.3432 | 362452.4481 | 376029.2297 | 393113.535 | 408742.5956 | 424630.8787 | 440978.6314 | 456719.8263 | 467397.8464 | 478883.433
Scenario 2: High TRC | SDG&E | Ind | WholeBlg | Ind - Transportation Equipment | Total Resource Cost Test | Energy Efficiency | 345231.4735 | 350389.3078 | 355283.598 | 358043.3432 | 362452.4481 | 376029.2297 | 393113.535 | 408742.5956 | 424630.8787 | 440978.6314 | 456719.8263 | 467397.8464 | 478883.433
Scenario 2: High TRC | SDG&E | Res | AppPlug | Res - Multi Family | Participant Cost Test | Energy Efficiency | 621.6815 | 642.9711 | 661.1018 | 647.0675 | 603.4126 | 569.9673 | 531.4714 | 485.803 | 433.9306 | 4835.0107 | 7688.7197 | 6287.1096 | 4639.9819
Scenario 2: High TRC | SDG&E | Res | AppPlug | Res - Multi Family | Participant Cost Test | Fuel Substitution | 5.4859 | 6.0026 | 6.5164 | 7.0459 | 7.5133 | 0 | 0 | 0 | 0 | 0 | 0 | 0 | 0
Scenario 2: High TRC | SDG&E | Res | AppPlug | Res - Multi Family | Program Administrator Cost Test | Energy Efficiency | 90.9941 | 97.3426 | 103.5143 | 111.7762 | 116.262 | 124.2861 | 132.4596 | 140.3986 | 148.7645 | 1780.7916 | 3505.9652 | 3785.5347 | 4105.0981
Scenario 2: High TRC | SDG&E | Res | AppPlug | Res - Multi Family | Program Administrator Cost Test | Fuel Substitution | 20.0988 | 22.8984 | 25.9434 | 29.2639 | 32.8577 | 0 | 0 | 0 | 0 | 0 | 0 | 0 | 0
Scenario 2: High TRC | SDG&E | Res | AppPlug | Res - Multi Family | Rate Impact Measure Test | Energy Efficiency | 90.9941 | 97.3426 | 103.5143 | 111.7762 | 116.262 | 124.2861 | 132.4596 | 140.3986 | 148.7645 | 1780.7916 | 3505.9652 | 3785.5347 | 4105.0981
Scenario 2: High TRC | SDG&E | Res | AppPlug | Res - Multi Family | Rate Impact Measure Test | Fuel Substitution | 20.0988 | 22.8984 | 25.9434 | 29.2639 | 32.8577 | 0 | 0 | 0 | 0 | 0 | 0 | 0 | 0
Scenario 2: High TRC | SDG&E | Res | AppPlug | Res - Multi Family | Total Resource Cost Test | Energy Efficiency | 90.9941 | 97.3426 | 103.5143 | 111.7762 | 116.262 | 124.2861 | 132.4596 | 140.3986 | 148.7645 | 1780.7916 | 3505.9652 | 3785.5347 | 4105.0981
Scenario 2: High TRC | SDG&E | Res | AppPlug | Res - Multi Family | Total Resource Cost Test | Fuel Substitution | 20.0988 | 22.8984 | 25.9434 | 29.2639 | 32.8577 | 0 | 0 | 0 | 0 | 0 | 0 | 0 | 0
Scenario 2: High TRC | SDG&E | Res | AppPlug | Res - Single Family | Participant Cost Test | Energy Efficiency | 0.069408 | 0.082485 | 0.094781 | 0.10596 | 0.10724 | 0 | 0 | 0 | 0 | 0 | 82.3012 | 98.6278 | 62.1269
Scenario 2: High TRC | SDG&E | Res | AppPlug | Res - Single Family | Participant Cost Test | Fuel Substitution | 6.1253 | 6.6688 | 7.2101 | 7.7654 | 8.268 | 0 | 0 | 0 | 0 | 0 | 0 | 0 | 0
Scenario 2: High TRC | SDG&E | Res | AppPlug | Res - Single Family | Program Administrator Cost Test | Energy Efficiency | 0.04275 | 0.051896 | 0.060911 | 0.069558 | 0.076745 | 0 | 0 | 0 | 0 | 0 | 56.0164 | 95.8948 | 105.2353
Scenario 2: High TRC | SDG&E | Res | AppPlug | Res - Single Family | Program Administrator Cost Test | Fuel Substitution | 19.0181 | 21.5327 | 24.2593 | 27.2185 | 30.4283 | 0 | 0 | 0 | 0 | 0 | 0 | 0 | 0
Scenario 2: High TRC | SDG&E | Res | AppPlug | Res - Single Family | Rate Impact Measure Test | Energy Efficiency | 0.04275 | 0.051896 | 0.060911 | 0.069558 | 0.076745 | 0 | 0 | 0 | 0 | 0 | 56.0164 | 95.8948 | 105.2353
Scenario 2: High TRC | SDG&E | Res | AppPlug | Res - Single Family | Rate Impact Measure Test | Fuel Substitution | 19.0181 | 21.5327 | 24.2593 | 27.2185 | 30.4283 | 0 | 0 | 0 | 0 | 0 | 0 | 0 | 0
Scenario 2: High TRC | SDG&E | Res | AppPlug | Res - Single Family | Total Resource Cost Test | Energy Efficiency | 0.04275 | 0.051896 | 0.060911 | 0.069558 | 0.076745 | 0 | 0 | 0 | 0 | 0 | 56.0164 | 95.8948 | 105.2353
Scenario 2: High TRC | SDG&E | Res | AppPlug | Res - Single Family | Total Resource Cost Test | Fuel Substitution | 19.0181 | 21.5327 | 24.2593 | 27.2185 | 30.4283 | 0 | 0 | 0 | 0 | 0 | 0 | 0 | 0
Scenario 2: High TRC | SDG&E | Res | BROs | Income Qualified - Multi Family IQ | Participant Cost Test | Energy Efficiency | 443465.6029 | 499791.816 | 557016.4521 | 574200.0435 | 609039.0917 | 758592.9072 | 870343.3225 | 938559.063 | 1039215.73 | 1032580.4937 | 1125602.5861 | 1176024.3621 | 1283947.794
Scenario 2: High TRC | SDG&E | Res | BROs | Income Qualified - Multi Family IQ | Program Administrator Cost Test | Energy Efficiency | 443465.6029 | 499791.816 | 557016.4521 | 574200.0435 | 609039.0917 | 758592.9072 | 870343.3225 | 938559.063 | 1039215.73 | 1032580.4937 | 1125602.5861 | 1176024.3621 | 1283947.794
Scenario 2: High TRC | SDG&E | Res | BROs | Income Qualified - Multi Family IQ | Rate Impact Measure Test | Energy Efficiency | 443465.6029 | 499791.816 | 557016.4521 | 574200.0435 | 609039.0917 | 758592.9072 | 870343.3225 | 938559.063 | 1039215.73 | 1032580.4937 | 1125602.5861 | 1176024.3621 | 1283947.794
Scenario 2: High TRC | SDG&E | Res | BROs | Income Qualified - Multi Family IQ | Total Resource Cost Test | Energy Efficiency | 443465.6029 | 499791.816 | 557016.4521 | 574200.0435 | 609039.0917 | 758592.9072 | 870343.3225 | 938559.063 | 1039215.73 | 1032580.4937 | 1125602.5861 | 1176024.3621 | 1283947.794
Scenario 2: High TRC | SDG&E | Res | BROs | Income Qualified - Single Family IQ | Participant Cost Test | Energy Efficiency | 995634.4377 | 1106305.3176 | 1218607.5848 | 1260702.6019 | 1336372.5628 | 1622255.3532 | 1839084.4206 | 1977574.3193 | 2176172.0772 | 2182634.7398 | 2371436.9343 | 2495087.5699 | 2717754.1335
Scenario 2: High TRC | SDG&E | Res | BROs | Income Qualified - Single Family IQ | Program Administrator Cost Test | Energy Efficiency | 995634.4377 | 1106305.3176 | 1218607.5848 | 1260702.6019 | 1336372.5628 | 1622255.3532 | 1839084.4206 | 1977574.3193 | 2176172.0772 | 2182634.7398 | 2371436.9343 | 2495087.5699 | 2717754.1335
Scenario 2: High TRC | SDG&E | Res | BROs | Income Qualified - Single Family IQ | Rate Impact Measure Test | Energy Efficiency | 995634.4377 | 1106305.3176 | 1218607.5848 | 1260702.6019 | 1336372.5628 | 1622255.3532 | 1839084.4206 | 1977574.3193 | 2176172.0772 | 2182634.7398 | 2371436.9343 | 2495087.5699 | 2717754.1335
Scenario 2: High TRC | SDG&E | Res | BROs | Income Qualified - Single Family IQ | Total Resource Cost Test | Energy Efficiency | 995634.4377 | 1106305.3176 | 1218607.5848 | 1260702.6019 | 1336372.5628 | 1622255.3532 | 1839084.4206 | 1977574.3193 | 2176172.0772 | 2182634.7398 | 2371436.9343 | 2495087.5699 | 2717754.1335
Scenario 2: High TRC | SDG&E | Res | BROs | Res - Multi Family | Participant Cost Test | Energy Efficiency | 3462892.1659 | 3853473.9471 | 4250193.0075 | 4397399.1855 | 4663370.2481 | 5675249.9397 | 6442974.2728 | 6932804.0936 | 7636413.1991 | 7656216.219 | 8324500.8592 | 9077588.3852 | 9910697.4861
Scenario 2: High TRC | SDG&E | Res | BROs | Res - Multi Family | Program Administrator Cost Test | Energy Efficiency | 3462892.1659 | 3853473.9471 | 4250193.0075 | 4397399.1855 | 4663370.2481 | 5675249.9397 | 6442974.2728 | 6932804.0936 | 7636413.1991 | 7656216.219 | 8324500.8592 | 9077588.3852 | 9910697.4861
Scenario 2: High TRC | SDG&E | Res | BROs | Res - Multi Family | Rate Impact Measure Test | Energy Efficiency | 3462892.1659 | 3853473.9471 | 4250193.0075 | 4397399.1855 | 4663370.2481 | 5675249.9397 | 6442974.2728 | 6932804.0936 | 7636413.1991 | 7656216.219 | 8324500.8592 | 9077588.3852 | 9910697.4861
Scenario 2: High TRC | SDG&E | Res | BROs | Res - Multi Family | Total Resource Cost Test | Energy Efficiency | 3462892.1659 | 3853473.9471 | 4250193.0075 | 4397399.1855 | 4663370.2481 | 5675249.9397 | 6442974.2728 | 6932804.0936 | 7636413.1991 | 7656216.219 | 8324500.8592 | 9077588.3852 | 9910697.4861
Scenario 2: High TRC | SDG&E | Res | BROs | Res - Single Family | Participant Cost Test | Energy Efficiency | 1269479.4071 | 1428644.0664 | 1590647.3432 | 1641603.5637 | 1741822.6669 | 2160102.2668 | 2473883.7305 | 2667373.0504 | 2951080.6464 | 2938383.5245 | 3202108.968 | 3499393.2821 | 3827611.8436
Scenario 2: High TRC | SDG&E | Res | BROs | Res - Single Family | Program Administrator Cost Test | Energy Efficiency | 1269479.4071 | 1428644.0664 | 1590647.3432 | 1641603.5637 | 1741822.6669 | 2160102.2668 | 2473883.7305 | 2667373.0504 | 2951080.6464 | 2938383.5245 | 3202108.968 | 3499393.2821 | 3827611.8436
Scenario 2: High TRC | SDG&E | Res | BROs | Res - Single Family | Rate Impact Measure Test | Energy Efficiency | 1269479.4071 | 1428644.0664 | 1590647.3432 | 1641603.5637 | 1741822.6669 | 2160102.2668 | 2473883.7305 | 2667373.0504 | 2951080.6464 | 2938383.5245 | 3202108.968 | 3499393.2821 | 3827611.8436
Scenario 2: High TRC | SDG&E | Res | BROs | Res - Single Family | Total Resource Cost Test | Energy Efficiency | 1269479.4071 | 1428644.0664 | 1590647.3432 | 1641603.5637 | 1741822.6669 | 2160102.2668 | 2473883.7305 | 2667373.0504 | 2951080.6464 | 2938383.5245 | 3202108.968 | 3499393.2821 | 3827611.8436
Scenario 2: High TRC | SDG&E | Res | BldgEnv | Res - Multi Family | Participant Cost Test | Energy Efficiency | 0 | 0 | 0 | 0 | 0 | 0 | 0 | 1435.9662 | 1275.6624 | 1087.553 | 4000.771 | 2842.9662 | 1514.9184
Scenario 2: High TRC | SDG&E | Res | BldgEnv | Res - Multi Family | Program Administrator Cost Test | Energy Efficiency | 0 | 0 | 0 | 0 | 0 | 0 | 0 | 545.5052 | 583.0064 | 622.2097 | 3204.8345 | 3423.7157 | 3655.5557
Scenario 2: High TRC | SDG&E | Res | BldgEnv | Res - Multi Family | Rate Impact Measure Test | Energy Efficiency | 0 | 0 | 0 | 0 | 0 | 0 | 0 | 545.5052 | 583.0064 | 622.2097 | 3204.8345 | 3423.7157 | 3655.5557
Scenario 2: High TRC | SDG&E | Res | BldgEnv | Res - Multi Family | Total Resource Cost Test | Energy Efficiency | 0 | 0 | 0 | 0 | 0 | 0 | 0 | 545.5052 | 583.0064 | 622.2097 | 3204.8345 | 3423.7157 | 3655.5557
Scenario 2: High TRC | SDG&E | Res | BldgEnv | Res - Single Family | Participant Cost Test | Energy Efficiency | 120832.7911 | 136283.9969 | 146926.1314 | 151634.6993 | 143398.3603 | 137386.7157 | 129852.2352 | 121164.2583 | 8284.2981 | 0 | 0 | 0 | 0
Scenario 2: High TRC | SDG&E | Res | BldgEnv | Res - Single Family | Program Administrator Cost Test | Energy Efficiency | 14337.1273 | 16985.1782 | 19500.1907 | 21502.5858 | 22414.31 | 23677.7063 | 24797.0192 | 25820.8043 | 10481.5957 | 0 | 0 | 0 | 0
Scenario 2: High TRC | SDG&E | Res | BldgEnv | Res - Single Family | Rate Impact Measure Test | Energy Efficiency | 17833.1955 | 20572.3883 | 22990.8538 | 24733.6042 | 25254.5086 | 26208.0536 | 27026.9814 | 27685.0887 | 11964.5795 | 0 | 0 | 0 | 0
Scenario 2: High TRC | SDG&E | Res | BldgEnv | Res - Single Family | Total Resource Cost Test | Energy Efficiency | 74852.8436 | 87718.0875 | 96651.7861 | 100802.6258 | 97558.3991 | 97087.2883 | 95874.136 | 94199.1894 | 10481.5957 | 0 | 0 | 0 | 0
Scenario 2: High TRC | SDG&E | Res | HVAC | Res - Multi Family | Participant Cost Test | Energy Efficiency | 0 | 0 | 0 | 0 | 0 | 0 | 0 | 0 | 0 | 28702.323 | 23174.9816 | 18008.7446 | 12954.3879
Scenario 2: High TRC | SDG&E | Res | HVAC | Res - Multi Family | Participant Cost Test | Fuel Substitution | 69899.88 | 9844.7162 | 12325.2243 | 12117.8811 | 11848.2328 | 0 | 0 | 0 | 0 | 0 | 0 | 0 | 0
Scenario 2: High TRC | SDG&E | Res | HVAC | Res - Multi Family | Program Administrator Cost Test | Energy Efficiency | 0 | 0 | 0 | 0 | 0 | 0 | 0 | 0 | 0 | 15407.2777 | 15245.0424 | 15217.1092 | 15204.5099
Scenario 2: High TRC | SDG&E | Res | HVAC | Res - Multi Family | Program Administrator Cost Test | Fuel Substitution | 14172.5501 | 15278.094 | 19915.2949 | 21138.6159 | 22459.6166 | 0 | 0 | 0 | 0 | 0 | 0 | 0 | 0
Scenario 2: High TRC | SDG&E | Res | HVAC | Res - Multi Family | Rate Impact Measure Test | Energy Efficiency | 0 | 0 | 0 | 0 | 0 | 0 | 0 | 0 | 0 | 15407.2777 | 15245.0424 | 15217.1092 | 15204.5099
Scenario 2: High TRC | SDG&E | Res | HVAC | Res - Multi Family | Rate Impact Measure Test | Fuel Substitution | 14172.5501 | 15278.094 | 19915.2949 | 21138.6159 | 22459.6166 | 0 | 0 | 0 | 0 | 0 | 0 | 0 | 0
Scenario 2: High TRC | SDG&E | Res | HVAC | Res - Multi Family | Total Resource Cost Test | Energy Efficiency | 0 | 0 | 0 | 0 | 0 | 0 | 0 | 0 | 0 | 15407.2777 | 15245.0424 | 15217.1092 | 15204.5099
Scenario 2: High TRC | SDG&E | Res | HVAC | Res - Multi Family | Total Resource Cost Test | Fuel Substitution | 14172.5501 | 15278.094 | 19915.2949 | 21138.6159 | 22459.6166 | 0 | 0 | 0 | 0 | 0 | 0 | 0 | 0
Scenario 2: High TRC | SDG&E | Res | HVAC | Res - Single Family | Participant Cost Test | Energy Efficiency | 4924971.2442 | 4101321.4529 | 3548886.8823 | 3348816.0062 | 2764451.6472 | 2023938.3631 | 317746.6424 | 42009.1163 | 721.136 | 53722.5626 | 42922.2858 | 32977.7277 | 23452.6194
Scenario 2: High TRC | SDG&E | Res | HVAC | Res - Single Family | Participant Cost Test | Fuel Substitution | 1485375.7693 | 467212.5711 | 512183.5628 | 518385.9454 | 477261.2463 | 6740.1223 | 7301.9793 | 7501.5733 | 0 | 0 | 0 | 0 | 0
Scenario 2: High TRC | SDG&E | Res | HVAC | Res - Single Family | Program Administrator Cost Test | Energy Efficiency | 652820.3863 | 502426.1883 | 400930.662 | 375403.0686 | 375488.4878 | 241758.3723 | 38101.1238 | 3609.4073 | 513.8241 | 28833.9628 | 28233.8809 | 27868.0504 | 27534.9894
Scenario 2: High TRC | SDG&E | Res | HVAC | Res - Single Family | Program Administrator Cost Test | Fuel Substitution | 473276.8824 | 560211.5993 | 640091.1862 | 682526.5654 | 723052.6822 | 118.8002 | 135.836 | 144.7124 | 0 | 0 | 0 | 0 | 0
Scenario 2: High TRC | SDG&E | Res | HVAC | Res - Single Family | Rate Impact Measure Test | Energy Efficiency | 652820.3863 | 502426.1883 | 400930.662 | 375403.0686 | 375488.4878 | 241758.3723 | 38101.1238 | 3609.4073 | 513.8241 | 28833.9628 | 28233.8809 | 27868.0504 | 27534.9894
Scenario 2: High TRC | SDG&E | Res | HVAC | Res - Single Family | Rate Impact Measure Test | Fuel Substitution | 473276.8824 | 560211.5993 | 640091.1862 | 682526.5654 | 723052.6822 | 118.8002 | 135.836 | 144.7124 | 0 | 0 | 0 | 0 | 0
Scenario 2: High TRC | SDG&E | Res | HVAC | Res - Single Family | Total Resource Cost Test | Energy Efficiency | 4096925.8743 | 3452786.6683 | 2990978.4004 | 2844863.7651 | 2329749.3618 | 1631827.3235 | 267719.51 | 39688.5846 | 513.8241 | 28833.9628 | 28233.8809 | 27868.0504 | 27534.9894
Scenario 2: High TRC | SDG&E | Res | HVAC | Res - Single Family | Total Resource Cost Test | Fuel Substitution | 727359.2049 | 810717.9451 | 910219.9791 | 955426.4559 | 955144.8464 | 6688.9199 | 7264.2903 | 7482.5928 | 0 | 0 | 0 | 0 | 0
Scenario 2: High TRC | SDG&E | Res | WaterHeat | Res - Multi Family | Participant Cost Test | Energy Efficiency | 13029766.6414 | 12127848.2177 | 11003437.8406 | 9908138.1028 | 8603826.8545 | 6740990.6648 | 5713182.2292 | 4732142.5903 | 3816958.0328 | 2974721.9332 | 2201082.9933 | 1482465.32 | 801085.5465
Scenario 2: High TRC | SDG&E | Res | WaterHeat | Res - Multi Family | Participant Cost Test | Fuel Substitution | 20005.0892 | 12526.896 | 12915.2196 | 13128.1624 | 13201.1433 | 6784.2192 | 7150.5469 | 7206.4779 | 6772.9834 | 5930.2545 | 4793.1546 | 3440.7829 | 1935.6216
Scenario 2: High TRC | SDG&E | Res | WaterHeat | Res - Multi Family | Program Administrator Cost Test | Energy Efficiency | 5620869.9284 | 5663039.5182 | 5580555.0483 | 5504287.291 | 5337600.2621 | 3783810.9615 | 3612298.3556 | 3423975.0001 | 3241443.5644 | 3066431.8505 | 2923489.0593 | 2795206.1124 | 2681462.5789
Scenario 2: High TRC | SDG&E | Res | WaterHeat | Res - Multi Family | Program Administrator Cost Test | Fuel Substitution | 299876.8816 | 334445.022 | 361830.0578 | 384943.9124 | 405110.3578 | 3842.1307 | 4603.5784 | 5341.5173 | 5923.7827 | 6331.4474 | 6644.5632 | 6835.2591 | 6954.9602
Scenario 2: High TRC | SDG&E | Res | WaterHeat | Res - Multi Family | Rate Impact Measure Test | Energy Efficiency | 5620869.9284 | 5663039.5182 | 5580555.0483 | 5504287.291 | 5337600.2621 | 3783810.9615 | 3612298.3556 | 3423975.0001 | 3241443.5644 | 3066431.8505 | 2923489.0593 | 2795206.1124 | 2681462.5789
Scenario 2: High TRC | SDG&E | Res | WaterHeat | Res - Multi Family | Rate Impact Measure Test | Fuel Substitution | 555099.2438 | 590321.1264 | 607658.1288 | 612981.2833 | 612017.4611 | 3842.1307 | 4603.5784 | 5341.5173 | 5923.7827 | 6331.4474 | 6644.5632 | 6835.2591 | 6954.9602
Scenario 2: High TRC | SDG&E | Res | WaterHeat | Res - Multi Family | Total Resource Cost Test | Energy Efficiency | 5620869.9284 | 5663039.5182 | 5580555.0483 | 5504287.291 | 5337600.2621 | 3783810.9615 | 3612298.3556 | 3423975.0001 | 3241443.5644 | 3066431.8505 | 2923489.0593 | 2795206.1124 | 2681462.5789
Scenario 2: High TRC | SDG&E | Res | WaterHeat | Res - Multi Family | Total Resource Cost Test | Fuel Substitution | 299876.8816 | 334445.022 | 361830.0578 | 384943.9124 | 405110.3578 | 3842.1307 | 4603.5784 | 5341.5173 | 5923.7827 | 6331.4474 | 6644.5632 | 6835.2591 | 6954.9602
Scenario 2: High TRC | SDG&E | Res | WaterHeat | Res - Single Family | Participant Cost Test | Energy Efficiency | 23983553.5511 | 23150937.2996 | 21374377.885 | 17882880.0496 | 15893304.7735 | 7029653.4275 | 5829577.4276 | 4735201.9153 | 3394411.136 | 2568949.2769 | 1851158.0705 | 1222417.0268 | 662274.6449
Scenario 2: High TRC | SDG&E | Res | WaterHeat | Res - Single Family | Participant Cost Test | Fuel Substitution | 48325.0433 | 7964.2874 | 8134.5416 | 8400.2536 | 8646.1631 | 41481.9614 | 42723.3014 | 43162.0555 | 33219.4327 | 28992.6991 | 23380.3794 | 16761.538 | 9422.7229
Scenario 2: High TRC | SDG&E | Res | WaterHeat | Res - Single Family | Program Administrator Cost Test | Energy Efficiency | 11477701.8962 | 12070245.8996 | 12397040.9726 | 12456478.599 | 12169197.3796 | 4459075.3529 | 4084032.1832 | 3718639.6072 | 3381930.6637 | 3077045.3797 | 2816641.7989 | 2590012.7802 | 2393853.9567
Scenario 2: High TRC | SDG&E | Res | WaterHeat | Res - Single Family | Program Administrator Cost Test | Fuel Substitution | 46620.3531 | 49860.4385 | 52985.5275 | 56279.5717 | 59816.3699 | 20029.8781 | 23084.608 | 26308.7406 | 29054.3602 | 30954.11 | 32411.3079 | 33297.4958 | 33857.1664
Scenario 2: High TRC | SDG&E | Res | WaterHeat | Res - Single Family | Rate Impact Measure Test | Energy Efficiency | 11477701.8962 | 12070245.8996 | 12397040.9726 | 12456478.599 | 12169197.3796 | 4459075.3529 | 4084032.1832 | 3718639.6072 | 3381930.6637 | 3077045.3797 | 2816641.7989 | 2590012.7802 | 2393853.9567
Scenario 2: High TRC | SDG&E | Res | WaterHeat | Res - Single Family | Rate Impact Measure Test | Fuel Substitution | 49581.1204 | 52268.7931 | 54860.3212 | 57596.3569 | 60611.2547 | 20029.8781 | 23084.608 | 26308.7406 | 29054.3602 | 30954.11 | 32411.3079 | 33297.4958 | 33857.1664
Scenario 2: High TRC | SDG&E | Res | WaterHeat | Res - Single Family | Total Resource Cost Test | Energy Efficiency | 19168595.6342 | 19421292.3307 | 18856785.081 | 16648510.222 | 16208111.128 | 4911553.1583 | 4505326.4885 | 4111263.7656 | 3381930.6637 | 3077045.3797 | 2816641.7989 | 2590012.7802 | 2393853.9567
Scenario 2: High TRC | SDG&E | Res | WaterHeat | Res - Single Family | Total Resource Cost Test | Fuel Substitution | 51857.6275 | 55178.0985 | 58347.6929 | 61681.4359 | 65259.993 | 26144.202 | 29951.548 | 33976.5075 | 29054.3602 | 30954.11 | 32411.3079 | 33297.4958 | 33857.1664
Scenario 3: Aggressive Fuel Sub | PG&E | Ag | WholeBlg | Ag - Dairies, fishing, hunting | Participant Cost Test | Energy Efficiency | 376837.4869 | 383219.6939 | 388653.1768 | 393657.2254 | 403376.1125 | 423649.8231 | 442184.9943 | 459668.1875 | 477241.7053 | 495489.8772 | 514022.7288 | 525769.6919 | 538458.1139
Scenario 3: Aggressive Fuel Sub | PG&E | Ag | WholeBlg | Ag - Dairies, fishing, hunting | Program Administrator Cost Test | Energy Efficiency | 376837.4869 | 383219.6939 | 388653.1768 | 393657.2254 | 403376.1125 | 423649.8231 | 442184.9943 | 459668.1875 | 477241.7053 | 495489.8772 | 514022.7288 | 525769.6919 | 538458.1139
Scenario 3: Aggressive Fuel Sub | PG&E | Ag | WholeBlg | Ag - Dairies, fishing, hunting | Rate Impact Measure Test | Energy Efficiency | 376837.4869 | 383219.6939 | 388653.1768 | 393657.2254 | 403376.1125 | 423649.8231 | 442184.9943 | 459668.1875 | 477241.7053 | 495489.8772 | 514022.7288 | 525769.6919 | 538458.1139
Scenario 3: Aggressive Fuel Sub | PG&E | Ag | WholeBlg | Ag - Dairies, fishing, hunting | Total Resource Cost Test | Energy Efficiency | 376837.4869 | 383219.6939 | 388653.1768 | 393657.2254 | 403376.1125 | 423649.8231 | 442184.9943 | 459668.1875 | 477241.7053 | 495489.8772 | 514022.7288 | 525769.6919 | 538458.1139
Scenario 3: Aggressive Fuel Sub | PG&E | Ag | WholeBlg | Ag - Irrigated Agriculture, vineyards, forestry and greenhouses | Participant Cost Test | Energy Efficiency | 3079291.9851 | 3179173.9715 | 3265476.2382 | 3346933.9848 | 3462730.4803 | 3672002.5534 | 3868612.1683 | 4059705.0492 | 4251455.0152 | 4451063.7195 | 4652892.189 | 4793764.8502 | 4942118.5601
Scenario 3: Aggressive Fuel Sub | PG&E | Ag | WholeBlg | Ag - Irrigated Agriculture, vineyards, forestry and greenhouses | Program Administrator Cost Test | Energy Efficiency | 3079291.9851 | 3179173.9715 | 3265476.2382 | 3346933.9848 | 3462730.4803 | 3672002.5534 | 3868612.1683 | 4059705.0492 | 4251455.0152 | 4451063.7195 | 4652892.189 | 4793764.8502 | 4942118.5601
Scenario 3: Aggressive Fuel Sub | PG&E | Ag | WholeBlg | Ag - Irrigated Agriculture, vineyards, forestry and greenhouses | Rate Impact Measure Test | Energy Efficiency | 3079291.9851 | 3179173.9715 | 3265476.2382 | 3346933.9848 | 3462730.4803 | 3672002.5534 | 3868612.1683 | 4059705.0492 | 4251455.0152 | 4451063.7195 | 4652892.189 | 4793764.8502 | 4942118.5601
Scenario 3: Aggressive Fuel Sub | PG&E | Ag | WholeBlg | Ag - Irrigated Agriculture, vineyards, forestry and greenhouses | Total Resource Cost Test | Energy Efficiency | 3079291.9851 | 3179173.9715 | 3265476.2382 | 3346933.9848 | 3462730.4803 | 3672002.5534 | 3868612.1683 | 4059705.0492 | 4251455.0152 | 4451063.7195 | 4652892.189 | 4793764.8502 | 4942118.5601
Scenario 3: Aggressive Fuel Sub | PG&E | Ag | WholeBlg | Ag - Water pumping | Participant Cost Test | Energy Efficiency | 1764278.8184 | 1745311.4377 | 1715712.4284 | 1683911.161 | 1671578.8796 | 1715400.7701 | 1749107.2794 | 1776395.1778 | 1796220.286 | 1816284.3448 | 1832411.6004 | 1818266.0114 | 1805226.0826
Scenario 3: Aggressive Fuel Sub | PG&E | Ag | WholeBlg | Ag - Water pumping | Program Administrator Cost Test | Energy Efficiency | 1764278.8184 | 1745311.4377 | 1715712.4284 | 1683911.161 | 1671578.8796 | 1715400.7701 | 1749107.2794 | 1776395.1778 | 1796220.286 | 1816284.3448 | 1832411.6004 | 1818266.0114 | 1805226.0826
Scenario 3: Aggressive Fuel Sub | PG&E | Ag | WholeBlg | Ag - Water pumping | Rate Impact Measure Test | Energy Efficiency | 1764278.8184 | 1745311.4377 | 1715712.4284 | 1683911.161 | 1671578.8796 | 1715400.7701 | 1749107.2794 | 1776395.1778 | 1796220.286 | 1816284.3448 | 1832411.6004 | 1818266.0114 | 1805226.0826
Scenario 3: Aggressive Fuel Sub | PG&E | Ag | WholeBlg | Ag - Water pumping | Total Resource Cost Test | Energy Efficiency | 1764278.8184 | 1745311.4377 | 1715712.4284 | 1683911.161 | 1671578.8796 | 1715400.7701 | 1749107.2794 | 1776395.1778 | 1796220.286 | 1816284.3448 | 1832411.6004 | 1818266.0114 | 1805226.0826
Scenario 3: Aggressive Fuel Sub | PG&E | Com | AppPlug | Com - Health | Participant Cost Test | Energy Efficiency | 6777245.1872 | 7459260.3008 | 8035816.8294 | 8357466.4196 | 7046739.0556 | 5142318.3137 | 16140217.04 | 8362664.6034 | 8202129.9021 | 7945775.2495 | 7109731.9969 | 5207999.5147 | 3122347.5474
Scenario 3: Aggressive Fuel Sub | PG&E | Com | AppPlug | Com - Health | Program Administrator Cost Test | Energy Efficiency | 5944874.0777 | 6723938.661 | 7434499.1137 | 7919589.8109 | 7203319.1063 | 4867824.3518 | 20769580.5414 | 10239319.2787 | 10794500.6805 | 11257536.0267 | 11608308.9263 | 12214794.7123 | 12801864.9041
Scenario 3: Aggressive Fuel Sub | PG&E | Com | AppPlug | Com - Health | Rate Impact Measure Test | Energy Efficiency | 5944874.0777 | 6723938.661 | 7434499.1137 | 7919589.8109 | 7203319.1063 | 4867824.3518 | 20769580.5414 | 10239319.2787 | 10794500.6805 | 11257536.0267 | 11608308.9263 | 12214794.7123 | 12801864.9041
Scenario 3: Aggressive Fuel Sub | PG&E | Com | AppPlug | Com - Health | Total Resource Cost Test | Energy Efficiency | 5944874.0777 | 6723938.661 | 7434499.1137 | 7919589.8109 | 7203319.1063 | 4867824.3518 | 20769580.5414 | 10239319.2787 | 10794500.6805 | 11257536.0267 | 11608308.9263 | 12214794.7123 | 12801864.9041
Scenario 3: Aggressive Fuel Sub | PG&E | Com | AppPlug | Com - Lodging | Participant Cost Test | Energy Efficiency | 5960937.9438 | 6631915.9011 | 6982308.1101 | 7263110.0027 | 7264258.3165 | 7167313.3553 | 7018003.3866 | 6804757.9771 | 6525130.986 | 6184217.6612 | 2004835.6622 | 2293597.8357 | 6682258.7135
Scenario 3: Aggressive Fuel Sub | PG&E | Com | AppPlug | Com - Lodging | Program Administrator Cost Test | Energy Efficiency | 5263102.5892 | 6025197.5266 | 6506152.7383 | 6937925.6716 | 7448882.7542 | 7918758.0641 | 8401311.714 | 8881568.5013 | 9360409.2908 | 9859273.0151 | 6376545.6861 | 3739202.4682 | 45406643.5755
Scenario 3: Aggressive Fuel Sub | PG&E | Com | AppPlug | Com - Lodging | Rate Impact Measure Test | Energy Efficiency | 5263102.5892 | 6025197.5266 | 6506152.7383 | 6937925.6716 | 7448882.7542 | 7918758.0641 | 8401311.714 | 8881568.5013 | 9360409.2908 | 9859273.0151 | 6376545.6861 | 3739202.4682 | 45406643.5755
Scenario 3: Aggressive Fuel Sub | PG&E | Com | AppPlug | Com - Lodging | Total Resource Cost Test | Energy Efficiency | 5263102.5892 | 6025197.5266 | 6506152.7383 | 6937925.6716 | 7448882.7542 | 7918758.0641 | 8401311.714 | 8881568.5013 | 9360409.2908 | 9859273.0151 | 6376545.6861 | 3739202.4682 | 45406643.5755
Scenario 3: Aggressive Fuel Sub | PG&E | Com | AppPlug | Com - Other | Participant Cost Test | Energy Efficiency | 17048.1942 | 19569.5809 | 22393.5341 | 25269.0755 | 28001.7671 | 31341.706 | 34900.2931 | 38321.5826 | 41334.3863 | 36980.4439 | 89328.8062 | 75445.4575 | 44707.0021
Scenario 3: Aggressive Fuel Sub | PG&E | Com | AppPlug | Com - Other | Program Administrator Cost Test | Energy Efficiency | 13941.0857 | 16413.8042 | 19262.7141 | 22292.4107 | 25348.6756 | 29108.1769 | 33268.7154 | 37482.3598 | 41475.4542 | 45963.0211 | 104083.0398 | 104412.0954 | 104629.1061
Scenario 3: Aggressive Fuel Sub | PG&E | Com | AppPlug | Com - Other | Rate Impact Measure Test | Energy Efficiency | 13941.0857 | 16413.8042 | 19262.7141 | 22292.4107 | 25348.6756 | 29108.1769 | 33268.7154 | 37482.3598 | 41475.4542 | 45963.0211 | 104083.0398 | 104412.0954 | 104629.1061
Scenario 3: Aggressive Fuel Sub | PG&E | Com | AppPlug | Com - Other | Total Resource Cost Test | Energy Efficiency | 13941.0857 | 16413.8042 | 19262.7141 | 22292.4107 | 25348.6756 | 29108.1769 | 33268.7154 | 37482.3598 | 41475.4542 | 45963.0211 | 104083.0398 | 104412.0954 | 104629.1061
Scenario 3: Aggressive Fuel Sub | PG&E | Com | BROs | Com - Lodging | Participant Cost Test | Energy Efficiency | 1222.1319 | 2661.863 | 4053.0946 | 4876.0152 | 5808.8039 | 7605.881 | 9538.2402 | 11471.6334 | 13558.9414 | 17051.976 | 20624.3918 | 23166.3387 | 25604.8242
Scenario 3: Aggressive Fuel Sub | PG&E | Com | BROs | Com - Lodging | Program Administrator Cost Test | Energy Efficiency | 1222.1319 | 2661.863 | 4053.0946 | 4876.0152 | 5808.8039 | 7605.881 | 9538.2402 | 11471.6334 | 13558.9414 | 17051.976 | 20624.3918 | 23166.3387 | 25604.8242
Scenario 3: Aggressive Fuel Sub | PG&E | Com | BROs | Com - Lodging | Rate Impact Measure Test | Energy Efficiency | 1222.1319 | 2661.863 | 4053.0946 | 4876.0152 | 5808.8039 | 7605.881 | 9538.2402 | 11471.6334 | 13558.9414 | 17051.976 | 20624.3918 | 23166.3387 | 25604.8242
Scenario 3: Aggressive Fuel Sub | PG&E | Com | BROs | Com - Lodging | Total Resource Cost Test | Energy Efficiency | 1222.1319 | 2661.863 | 4053.0946 | 4876.0152 | 5808.8039 | 7605.881 | 9538.2402 | 11471.6334 | 13558.9414 | 17051.976 | 20624.3918 | 23166.3387 | 25604.8242
Scenario 3: Aggressive Fuel Sub | PG&E | Com | BROs | Com - Other | Participant Cost Test | Energy Efficiency | 4713.9811 | 10797.9743 | 17157.9171 | 21284.9463 | 26273.6902 | 36016.1206 | 46623.7721 | 55894.4951 | 66983.8796 | 85255.9248 | 104434.2981 | 118721.0271 | 131959.7593
Scenario 3: Aggressive Fuel Sub | PG&E | Com | BROs | Com - Other | Program Administrator Cost Test | Energy Efficiency | 4713.9811 | 10797.9743 | 17157.9171 | 21284.9463 | 26273.6902 | 36016.1206 | 46623.7721 | 55894.4951 | 66983.8796 | 85255.9248 | 104434.2981 | 118721.0271 | 131959.7593
Scenario 3: Aggressive Fuel Sub | PG&E | Com | BROs | Com - Other | Rate Impact Measure Test | Energy Efficiency | 4713.9811 | 10797.9743 | 17157.9171 | 21284.9463 | 26273.6902 | 36016.1206 | 46623.7721 | 55894.4951 | 66983.8796 | 85255.9248 | 104434.2981 | 118721.0271 | 131959.7593
Scenario 3: Aggressive Fuel Sub | PG&E | Com | BROs | Com - Other | Total Resource Cost Test | Energy Efficiency | 4713.9811 | 10797.9743 | 17157.9171 | 21284.9463 | 26273.6902 | 36016.1206 | 46623.7721 | 55894.4951 | 66983.8796 | 85255.9248 | 104434.2981 | 118721.0271 | 131959.7593
Scenario 3: Aggressive Fuel Sub | PG&E | Com | BROs | Com - Retail | Participant Cost Test | Energy Efficiency | 6102.0337 | 13152.5562 | 19820.3074 | 23597.9812 | 27810.7124 | 36044.6685 | 44813.3967 | 54479.4955 | 63716.1887 | 79277.2833 | 94862.489 | 105422.7392 | 117566.1779
Scenario 3: Aggressive Fuel Sub | PG&E | Com | BROs | Com - Retail | Program Administrator Cost Test | Energy Efficiency | 6102.0337 | 13152.5562 | 19820.3074 | 23597.9812 | 27810.7124 | 36044.6685 | 44813.3967 | 54479.4955 | 63716.1887 | 79277.2833 | 94862.489 | 105422.7392 | 117566.1779
Scenario 3: Aggressive Fuel Sub | PG&E | Com | BROs | Com - Retail | Rate Impact Measure Test | Energy Efficiency | 6102.0337 | 13152.5562 | 19820.3074 | 23597.9812 | 27810.7124 | 36044.6685 | 44813.3967 | 54479.4955 | 63716.1887 | 79277.2833 | 94862.489 | 105422.7392 | 117566.1779
Scenario 3: Aggressive Fuel Sub | PG&E | Com | BROs | Com - Retail | Total Resource Cost Test | Energy Efficiency | 6102.0337 | 13152.5562 | 19820.3074 | 23597.9812 | 27810.7124 | 36044.6685 | 44813.3967 | 54479.4955 | 63716.1887 | 79277.2833 | 94862.489 | 105422.7392 | 117566.1779
Scenario 3: Aggressive Fuel Sub | PG&E | Com | BldgEnv | Com - College | Participant Cost Test | Energy Efficiency | 1740.2757 | 1737.625 | 1799.4922 | 1856.6001 | 1838.1668 | 1787.1709 | 1744.3516 | 1633.8194 | 1200.3428 | 1029.9399 | 819.4273 | 567.7644 | 298.4357
Scenario 3: Aggressive Fuel Sub | PG&E | Com | BldgEnv | Com - College | Program Administrator Cost Test | Energy Efficiency | 1306.9259 | 1426.7555 | 1592.5004 | 1788.7235 | 1945.8119 | 2098.7224 | 2296.4013 | 2467.1263 | 2708.4185 | 2939.6422 | 3157.23 | 3319.1389 | 3536.6246
Scenario 3: Aggressive Fuel Sub | PG&E | Com | BldgEnv | Com - College | Rate Impact Measure Test | Energy Efficiency | 1306.9259 | 1426.7555 | 1592.5004 | 1788.7235 | 1945.8119 | 2098.7224 | 2296.4013 | 2467.1263 | 2708.4185 | 2939.6422 | 3157.23 | 3319.1389 | 3536.6246
Scenario 3: Aggressive Fuel Sub | PG&E | Com | BldgEnv | Com - College | Total Resource Cost Test | Energy Efficiency | 1542.1876 | 1663.7789 | 1851.8194 | 2061.3357 | 2228.242 | 2388.3625 | 2597.4167 | 2774.3878 | 2708.4185 | 2939.6422 | 3157.23 | 3319.1389 | 3536.6246
Scenario 3: Aggressive Fuel Sub | PG&E | Com | BldgEnv | Com - Grocery | Participant Cost Test | Energy Efficiency | 2832.4627 | 2888.0331 | 2943.9803 | 2984.7074 | 2961.1021 | 2932.8437 | 2853.1934 | 2694.3491 | 2045.7634 | 1747.2397 | 1399.3393 | 993.9445 | 530.3705
Scenario 3: Aggressive Fuel Sub | PG&E | Com | BldgEnv | Com - Grocery | Program Administrator Cost Test | Energy Efficiency | 2079.5317 | 2306.7536 | 2569.84 | 2861.4369 | 3142.299 | 3490.2029 | 3849.2661 | 4231.3732 | 4595.1426 | 4989.3379 | 5414.236 | 5853.1683 | 6333.3842
Scenario 3: Aggressive Fuel Sub | PG&E | Com | BldgEnv | Com - Grocery | Rate Impact Measure Test | Energy Efficiency | 2079.5317 | 2306.7536 | 2569.84 | 2861.4369 | 3142.299 | 3490.2029 | 3849.2661 | 4231.3732 | 4595.1426 | 4989.3379 | 5414.236 | 5853.1683 | 6333.3842
Scenario 3: Aggressive Fuel Sub | PG&E | Com | BldgEnv | Com - Grocery | Total Resource Cost Test | Energy Efficiency | 2386.009 | 2622.4376 | 2897.3567 | 3203.7333 | 3495.7813 | 3858.5356 | 4231.0411 | 4626.1598 | 4595.1426 | 4989.3379 | 5414.236 | 5853.1683 | 6333.3842
Scenario 3: Aggressive Fuel Sub | PG&E | Com | BldgEnv | Com - Health | Participant Cost Test | Energy Efficiency | 247795.8706 | 260715.3349 | 265216.3956 | 258972.7484 | 242515.5067 | 218453.4207 | 187702.935 | 142317.2964 | 82907.5792 | 49171.5018 | 24518.7344 | 8854.6835 | 1466.135
Scenario 3: Aggressive Fuel Sub | PG&E | Com | BldgEnv | Com - Health | Program Administrator Cost Test | Energy Efficiency | 150271.6157 | 163232.8068 | 171415.6658 | 172767.4725 | 167627.2391 | 157374.6132 | 141339.3777 | 121508.885 | 99486.0567 | 76734.9529 | 54436.8768 | 34357.2408 | 18411.6735
Scenario 3: Aggressive Fuel Sub | PG&E | Com | BldgEnv | Com - Health | Rate Impact Measure Test | Energy Efficiency | 150271.6157 | 163232.8068 | 171415.6658 | 172767.4725 | 167627.2391 | 157374.6132 | 141339.3777 | 121508.885 | 99486.0567 | 76734.9529 | 54436.8768 | 34357.2408 | 18411.6735
Scenario 3: Aggressive Fuel Sub | PG&E | Com | BldgEnv | Com - Health | Total Resource Cost Test | Energy Efficiency | 180958.7368 | 195031.9557 | 203256.05 | 203386.6455 | 195896.5173 | 182532.899 | 162740.2239 | 138901.3026 | 99486.0567 | 76734.9529 | 54436.8768 | 34357.2408 | 18411.6735
Scenario 3: Aggressive Fuel Sub | PG&E | Com | BldgEnv | Com - Lodging | Participant Cost Test | Energy Efficiency | 411648.0715 | 395285.4668 | 362576.5289 | 316089.8098 | 260821.2392 | 201357.5087 | 142646.8131 | 83766.6013 | 20854.5843 | 6592.5364 | 5275.5952 | 3754.9495 | 2000.4686
Scenario 3: Aggressive Fuel Sub | PG&E | Com | BldgEnv | Com - Lodging | Program Administrator Cost Test | Energy Efficiency | 198690.4779 | 198119.6144 | 188806.3171 | 171460.6273 | 148366.068 | 121324.5665 | 92570.0399 | 64128.5047 | 37424.4939 | 23952.1382 | 25841.6494 | 27873.9866 | 29992.9804
Scenario 3: Aggressive Fuel Sub | PG&E | Com | BldgEnv | Com - Lodging | Rate Impact Measure Test | Energy Efficiency | 198690.4779 | 198119.6144 | 188806.3171 | 171460.6273 | 148366.068 | 121324.5665 | 92570.0399 | 64128.5047 | 37424.4939 | 23952.1382 | 25841.6494 | 27873.9866 | 29992.9804
Scenario 3: Aggressive Fuel Sub | PG&E | Com | BldgEnv | Com - Lodging | Total Resource Cost Test | Energy Efficiency | 337904.7292 | 330276.6655 | 308638.5702 | 274864.705 | 233032.2057 | 186468.4122 | 138989.3301 | 93653.7095 | 37424.4939 | 23952.1382 | 25841.6494 | 27873.9866 | 29992.9804
Scenario 3: Aggressive Fuel Sub | PG&E | Com | BldgEnv | Com - Office (Large) | Participant Cost Test | Energy Efficiency | 26618.9656 | 26754.9706 | 26900.1049 | 26538.3338 | 26046.3671 | 25132.9894 | 24044.8895 | 22292.9561 | 14572.76 | 12205.6763 | 9548.2273 | 6637.6046 | 3463.1043
Scenario 3: Aggressive Fuel Sub | PG&E | Com | BldgEnv | Com - Office (Large) | Program Administrator Cost Test | Energy Efficiency | 18810.633 | 20491.0928 | 22415.016 | 24196.6572 | 26205.1788 | 28204.7627 | 30416.6383 | 32381.4557 | 34096.5195 | 36159.6621 | 38180.4541 | 40263.6933 | 42467.8953
Scenario 3: Aggressive Fuel Sub | PG&E | Com | BldgEnv | Com - Office (Large) | Rate Impact Measure Test | Energy Efficiency | 18810.633 | 20491.0928 | 22415.016 | 24196.6572 | 26205.1788 | 28204.7627 | 30416.6383 | 32381.4557 | 34096.5195 | 36159.6621 | 38180.4541 | 40263.6933 | 42467.8953
Scenario 3: Aggressive Fuel Sub | PG&E | Com | BldgEnv | Com - Office (Large) | Total Resource Cost Test | Energy Efficiency | 23492.6329 | 25316.5816 | 27411.1966 | 29308.1024 | 31446.2266 | 33538.6048 | 35856.1218 | 37861.4681 | 34096.5195 | 36159.6621 | 38180.4541 | 40263.6933 | 42467.8953
Scenario 3: Aggressive Fuel Sub | PG&E | Com | BldgEnv | Com - Office (Small) | Participant Cost Test | Energy Efficiency | 4578.1617 | 4661.585 | 4724.7924 | 807.9535 | 42823.6877 | 4193.4195 | 4035.264 | 3759.2898 | 2903.0384 | 2461.5606 | 1955.5656 | 1379.8397 | 730.281
Scenario 3: Aggressive Fuel Sub | PG&E | Com | BldgEnv | Com - Office (Small) | Program Administrator Cost Test | Energy Efficiency | 3441.1545 | 3806.1788 | 4207.3799 | 438.7573 | 50345.0999 | 5043.1135 | 5498.7169 | 5969.643 | 6441.0448 | 6944.6025 | 7476.4336 | 8031.1986 | 8620.6326
Scenario 3: Aggressive Fuel Sub | PG&E | Com | BldgEnv | Com - Office (Small) | Rate Impact Measure Test | Energy Efficiency | 3441.1545 | 3806.1788 | 4207.3799 | 438.7573 | 50345.0999 | 5043.1135 | 5498.7169 | 5969.643 | 6441.0448 | 6944.6025 | 7476.4336 | 8031.1986 | 8620.6326
Scenario 3: Aggressive Fuel Sub | PG&E | Com | BldgEnv | Com - Office (Small) | Total Resource Cost Test | Energy Efficiency | 3858.7147 | 4239.0263 | 4656.5544 | 539.3285 | 54569.5267 | 5495.9148 | 5962.8531 | 6443.8085 | 6441.0448 | 6944.6025 | 7476.4336 | 8031.1986 | 8620.6326
Scenario 3: Aggressive Fuel Sub | PG&E | Com | BldgEnv | Com - Other | Participant Cost Test | Energy Efficiency | 4936.1197 | 5019.8682 | 5098.6436 | 5110.8604 | 5042.5659 | 4984.7384 | 4882.4376 | 4610.3109 | 3029.3495 | 2559.9154 | 2029.3066 | 1427.2648 | 754.4537
Scenario 3: Aggressive Fuel Sub | PG&E | Com | BldgEnv | Com - Other | Program Administrator Cost Test | Energy Efficiency | 3144.2369 | 3464.3635 | 3825.0641 | 4187.1279 | 4540.1253 | 4992.9302 | 5490.5459 | 5977.1217 | 6396.8214 | 6893.3246 | 7426.0015 | 7970.3508 | 8565.8156
Scenario 3: Aggressive Fuel Sub | PG&E | Com | BldgEnv | Com - Other | Rate Impact Measure Test | Energy Efficiency | 3144.2369 | 3464.3635 | 3825.0641 | 4187.1279 | 4540.1253 | 4992.9302 | 5490.5459 | 5977.1217 | 6396.8214 | 6893.3246 | 7426.0015 | 7970.3508 | 8565.8156
Scenario 3: Aggressive Fuel Sub | PG&E | Com | BldgEnv | Com - Other | Total Resource Cost Test | Energy Efficiency | 4114.762 | 4459.6207 | 4849.3685 | 5235.7398 | 5605.4872 | 6086.8659 | 6615.1811 | 7124.5784 | 6396.8214 | 6893.3246 | 7426.0015 | 7970.3508 | 8565.8156
Scenario 3: Aggressive Fuel Sub | PG&E | Com | BldgEnv | Com - Refrig. Warehouse | Participant Cost Test | Energy Efficiency | 1133.0937 | 1164.8128 | 1183.4807 | 1185.8364 | 1169.8853 | 1134.8817 | 1072.7019 | 973.2779 | 796.2234 | 658.5477 | 509.8447 | 351.8634 | 182.808
Scenario 3: Aggressive Fuel Sub | PG&E | Com | BldgEnv | Com - Refrig. Warehouse | Program Administrator Cost Test | Energy Efficiency | 937.1622 | 1039.0993 | 1143 | 1248.946 | 1357.5707 | 1472.0574 | 1577.9475 | 1686.081 | 1784.0924 | 1889.7823 | 1996.7253 | 2112.0685 | 2238.754
Scenario 3: Aggressive Fuel Sub | PG&E | Com | BldgEnv | Com - Refrig. Warehouse | Rate Impact Measure Test | Energy Efficiency | 937.1622 | 1039.0993 | 1143 | 1248.946 | 1357.5707 | 1472.0574 | 1577.9475 | 1686.081 | 1784.0924 | 1889.7823 | 1996.7253 | 2112.0685 | 2238.754
Scenario 3: Aggressive Fuel Sub | PG&E | Com | BldgEnv | Com - Refrig. Warehouse | Total Resource Cost Test | Energy Efficiency | 977.0368 | 1081.0549 | 1186.7878 | 1294.3071 | 1404.2286 | 1519.8006 | 1626.2387 | 1734.7399 | 1784.0924 | 1889.7823 | 1996.7253 | 2112.0685 | 2238.754
Scenario 3: Aggressive Fuel Sub | PG&E | Com | BldgEnv | Com - Restaurant | Participant Cost Test | Energy Efficiency | 1276.7686 | 1275.5249 | 1286.4748 | 1281.4243 | 1259.9366 | 1219.6464 | 1169.7862 | 1079.5779 | 902.7908 | 765.3206 | 607.1165 | 65.3615 | 2156.0358
Scenario 3: Aggressive Fuel Sub | PG&E | Com | BldgEnv | Com - Restaurant | Program Administrator Cost Test | Energy Efficiency | 999.0724 | 1083.9147 | 1192.4914 | 1304.5735 | 1421.8989 | 1544.8595 | 1684.3371 | 1825.0622 | 1967.8552 | 2123.7423 | 2285.2104 | 155.3693 | 27328.6423
Scenario 3: Aggressive Fuel Sub | PG&E | Com | BldgEnv | Com - Restaurant | Rate Impact Measure Test | Energy Efficiency | 999.0724 | 1083.9147 | 1192.4914 | 1304.5735 | 1421.8989 | 1544.8595 | 1684.3371 | 1825.0622 | 1967.8552 | 2123.7423 | 2285.2104 | 155.3693 | 27328.6423
Scenario 3: Aggressive Fuel Sub | PG&E | Com | BldgEnv | Com - Restaurant | Total Resource Cost Test | Energy Efficiency | 1047.3069 | 1132.7207 | 1242.7787 | 1356.2056 | 1474.74 | 1598.7338 | 1739.4747 | 1881.2214 | 1967.8552 | 2123.7423 | 2285.2104 | 155.3693 | 27328.6423
Scenario 3: Aggressive Fuel Sub | PG&E | Com | BldgEnv | Com - Retail | Participant Cost Test | Energy Efficiency | 147312.0116 | 150255.791 | 8213.2214 | 125893.8326 | 187727.3581 | 110321.8647 | 94707.3737 | 72375.4067 | 5066.0339 | 4301.3633 | 3430.0225 | 2428.703 | 1298.7195
Scenario 3: Aggressive Fuel Sub | PG&E | Com | BldgEnv | Com - Retail | Program Administrator Cost Test | Energy Efficiency | 57744.443 | 61121.3956 | 6421.4187 | 51973.8848 | 120258.3151 | 53337.8425 | 49427.3087 | 43436.3575 | 11548.3775 | 12512.1279 | 13563.8171 | 14657.6174 | 15895.4045
Scenario 3: Aggressive Fuel Sub | PG&E | Com | BldgEnv | Com - Retail | Rate Impact Measure Test | Energy Efficiency | 57744.443 | 61121.3956 | 6421.4187 | 51973.8848 | 120258.3151 | 53337.8425 | 49427.3087 | 43436.3575 | 11548.3775 | 12512.1279 | 13563.8171 | 14657.6174 | 15895.4045
Scenario 3: Aggressive Fuel Sub | PG&E | Com | BldgEnv | Com - Retail | Total Resource Cost Test | Energy Efficiency | 99580.9379 | 103461.5256 | 8319.3468 | 87024.7963 | 169742.3848 | 83350.8644 | 75067.3022 | 64167.6209 | 11548.3775 | 12512.1279 | 13563.8171 | 14657.6174 | 15895.4045
Scenario 3: Aggressive Fuel Sub | PG&E | Com | BldgEnv | Com - School | Participant Cost Test | Energy Efficiency | 6947.2337 | 7034.2607 | 7055.1543 | 6972.964 | 6756.7752 | 6498.0329 | 6139.9394 | 5675.995 | 4158.2269 | 3503.1329 | 2765.06 | 1946.5271 | 1023.5807
Scenario 3: Aggressive Fuel Sub | PG&E | Com | BldgEnv | Com - School | Program Administrator Cost Test | Energy Efficiency | 5234.5675 | 5756.191 | 6293.7543 | 6825.0447 | 7317.2919 | 7881.7703 | 8435.0342 | 9033.626 | 9644.616 | 10296.3567 | 10979.3188 | 11736.7651 | 12485.2359
Scenario 3: Aggressive Fuel Sub | PG&E | Com | BldgEnv | Com - School | Rate Impact Measure Test | Energy Efficiency | 5234.5675 | 5756.191 | 6293.7543 | 6825.0447 | 7317.2919 | 7881.7703 | 8435.0342 | 9033.626 | 9644.616 | 10296.3567 | 10979.3188 | 11736.7651 | 12485.2359
Scenario 3: Aggressive Fuel Sub | PG&E | Com | BldgEnv | Com - School | Total Resource Cost Test | Energy Efficiency | 6039.6005 | 6591.9719 | 7157.7694 | 7711.9148 | 8217.4441 | 8797.8135 | 9361.886 | 9972.0574 | 9644.616 | 10296.3567 | 10979.3188 | 11736.7651 | 12485.2359
Scenario 3: Aggressive Fuel Sub | PG&E | Com | BldgEnv | Com - Warehouse | Participant Cost Test | Energy Efficiency | 894276.4468 | 891809.5412 | 853302.271 | 780436.0416 | 679879.2732 | 561725.4908 | 434892.0329 | 289860.436 | 124986.1401 | 48229.8599 | 17283.9634 | 12207.3512 | 6472.3736
Scenario 3: Aggressive Fuel Sub | PG&E | Com | BldgEnv | Com - Warehouse | Program Administrator Cost Test | Energy Efficiency | 529222.0121 | 546428.2112 | 541525.4464 | 514385.9958 | 467906.0677 | 407658.4246 | 336326.55 | 261146.6056 | 185873.0982 | 115224.7874 | 81994.2368 | 87910.0203 | 94302.8405
Scenario 3: Aggressive Fuel Sub | PG&E | Com | BldgEnv | Com - Warehouse | Rate Impact Measure Test | Energy Efficiency | 529222.0121 | 546428.2112 | 541525.4464 | 514385.9958 | 467906.0677 | 407658.4246 | 336326.55 | 261146.6056 | 185873.0982 | 115224.7874 | 81994.2368 | 87910.0203 | 94302.8405
Scenario 3: Aggressive Fuel Sub | PG&E | Com | BldgEnv | Com - Warehouse | Total Resource Cost Test | Energy Efficiency | 700114.9524 | 714449.8276 | 700010.7453 | 657495.1355 | 591281.6415 | 508998.3141 | 414871.2361 | 317960.4425 | 185873.0982 | 115224.7874 | 81994.2368 | 87910.0203 | 94302.8405
Scenario 3: Aggressive Fuel Sub | PG&E | Com | ComRefrig | Com - College | Participant Cost Test | Energy Efficiency | 4054.1585 | 2383.5657 | 1227.1622 | 506.6362 | 187.9918 | 2279.2065 | 2509.837 | 2140.3494 | 1793.9296 | 1445.4274 | 1099.6126 | 751.4665 | 410.5527
Scenario 3: Aggressive Fuel Sub | PG&E | Com | ComRefrig | Com - College | Program Administrator Cost Test | Energy Efficiency | 1244.0659 | 785.0434 | 428.9572 | 183.692 | 70.7923 | 882.1922 | 1105.2052 | 1089.207 | 1075.5195 | 1057.5473 | 1049.8687 | 1032.2042 | 1019.3591
Scenario 3: Aggressive Fuel Sub | PG&E | Com | ComRefrig | Com - College | Rate Impact Measure Test | Energy Efficiency | 1244.0659 | 785.0434 | 428.9572 | 183.692 | 70.7923 | 882.1922 | 1105.2052 | 1089.207 | 1075.5195 | 1057.5473 | 1049.8687 | 1032.2042 | 1019.3591
Scenario 3: Aggressive Fuel Sub | PG&E | Com | ComRefrig | Com - College | Total Resource Cost Test | Energy Efficiency | 1244.0659 | 785.0434 | 428.9572 | 183.692 | 70.7923 | 882.1922 | 1105.2052 | 1089.207 | 1075.5195 | 1057.5473 | 1049.8687 | 1032.2042 | 1019.3591
Scenario 3: Aggressive Fuel Sub | PG&E | Com | ComRefrig | Com - Grocery | Participant Cost Test | Energy Efficiency | 2913766.0961 | 1239414.7126 | 440682.4719 | 133198.3276 | 0 | 2675608.374 | 3126889.4515 | 2683969.9007 | 2243043.8008 | 1807140.1265 | 1378527.43 | 949767.5354 | 521240.0106
Scenario 3: Aggressive Fuel Sub | PG&E | Com | ComRefrig | Com - Grocery | Program Administrator Cost Test | Energy Efficiency | 881598.4353 | 393942.9559 | 143530.172 | 46279.5949 | 0 | 1033172.3816 | 1376924.1536 | 1365851.5181 | 1344778.625 | 1322194.8969 | 1316166.576 | 1304588.4509 | 1294184.4665
Scenario 3: Aggressive Fuel Sub | PG&E | Com | ComRefrig | Com - Grocery | Rate Impact Measure Test | Energy Efficiency | 881598.4353 | 393942.9559 | 143530.172 | 46279.5949 | 0 | 1033172.3816 | 1376924.1536 | 1365851.5181 | 1344778.625 | 1322194.8969 | 1316166.576 | 1304588.4509 | 1294184.4665
Scenario 3: Aggressive Fuel Sub | PG&E | Com | ComRefrig | Com - Grocery | Total Resource Cost Test | Energy Efficiency | 881598.4353 | 393942.9559 | 143530.172 | 46279.5949 | 0 | 1033172.3816 | 1376924.1536 | 1365851.5181 | 1344778.625 | 1322194.8969 | 1316166.576 | 1304588.4509 | 1294184.4665
Scenario 3: Aggressive Fuel Sub | PG&E | Com | ComRefrig | Com - Health | Participant Cost Test | Energy Efficiency | 0 | 0 | 0 | 0 | 0 | 0 | 0 | 0 | 0 | 0 | 0 | 0 | 0
Scenario 3: Aggressive Fuel Sub | PG&E | Com | ComRefrig | Com - Health | Program Administrator Cost Test | Energy Efficiency | 0 | 0 | 0 | 0 | 0 | 0 | 0 | 0 | 0 | 0 | 0 | 0 | 0
Scenario 3: Aggressive Fuel Sub | PG&E | Com | ComRefrig | Com - Health | Rate Impact Measure Test | Energy Efficiency | 0 | 0 | 0 | 0 | 0 | 0 | 0 | 0 | 0 | 0 | 0 | 0 | 0
Scenario 3: Aggressive Fuel Sub | PG&E | Com | ComRefrig | Com - Health | Total Resource Cost Test | Energy Efficiency | 0 | 0 | 0 | 0 | 0 | 0 | 0 | 0 | 0 | 0 | 0 | 0 | 0
Scenario 3: Aggressive Fuel Sub | PG&E | Com | ComRefrig | Com - Refrig. Warehouse | Participant Cost Test | Energy Efficiency | 8674.807 | 4844.2554 | 2308.348 | 793.2048 | 303.6651 | 5680.3958 | 7176.9471 | 6192.8576 | 5202.433 | 4213.1799 | 3225.1897 | 2231.2634 | 1228.6887
Scenario 3: Aggressive Fuel Sub | PG&E | Com | ComRefrig | Com - Refrig. Warehouse | Program Administrator Cost Test | Energy Efficiency | 2657.2324 | 1590.8153 | 801.341 | 278.2362 | 114.3515 | 2195.1616 | 3160.365 | 3151.4973 | 3119.0299 | 3082.575 | 3079.2908 | 3064.8347 | 3050.7057
Scenario 3: Aggressive Fuel Sub | PG&E | Com | ComRefrig | Com - Refrig. Warehouse | Rate Impact Measure Test | Energy Efficiency | 2657.2324 | 1590.8153 | 801.341 | 278.2362 | 114.3515 | 2195.1616 | 3160.365 | 3151.4973 | 3119.0299 | 3082.575 | 3079.2908 | 3064.8347 | 3050.7057
Scenario 3: Aggressive Fuel Sub | PG&E | Com | ComRefrig | Com - Refrig. Warehouse | Total Resource Cost Test | Energy Efficiency | 2657.2324 | 1590.8153 | 801.341 | 278.2362 | 114.3515 | 2195.1616 | 3160.365 | 3151.4973 | 3119.0299 | 3082.575 | 3079.2908 | 3064.8347 | 3050.7057
Scenario 3: Aggressive Fuel Sub | PG&E | Com | ComRefrig | Com - Restaurant | Participant Cost Test | Energy Efficiency | 103150.8216 | 45480.0036 | 16411.7808 | 5561.6374 | 0 | 91845.386 | 101668.1547 | 86648.4639 | 72039.2817 | 57738.0819 | 43772.3876 | 18982.9067 | 64145.3225
Scenario 3: Aggressive Fuel Sub | PG&E | Com | ComRefrig | Com - Restaurant | Program Administrator Cost Test | Energy Efficiency | 31225.115 | 14491.7892 | 5345.3129 | 1932.3841 | 0 | 35465.6212 | 44769.5082 | 44094.7202 | 43189.9072 | 42244.0776 | 41792.2246 | 26074.6731 | 159266.138
Scenario 3: Aggressive Fuel Sub | PG&E | Com | ComRefrig | Com - Restaurant | Rate Impact Measure Test | Energy Efficiency | 31225.115 | 14491.7892 | 5345.3129 | 1932.3841 | 0 | 35465.6212 | 44769.5082 | 44094.7202 | 43189.9072 | 42244.0776 | 41792.2246 | 26074.6731 | 159266.138
Scenario 3: Aggressive Fuel Sub | PG&E | Com | ComRefrig | Com - Restaurant | Total Resource Cost Test | Energy Efficiency | 31225.115 | 14491.7892 | 5345.3129 | 1932.3841 | 0 | 35465.6212 | 44769.5082 | 44094.7202 | 43189.9072 | 42244.0776 | 41792.2246 | 26074.6731 | 159266.138
Scenario 3: Aggressive Fuel Sub | PG&E | Com | ComRefrig | Com - Retail | Participant Cost Test | Energy Efficiency | 1349556.5152 | 596976.8783 | 0 | 133388.6918 | 33399.7188 | 1086928.3089 | 1249996.5991 | 1075359.8462 | 900660.0623 | 727094.0354 | 555790.4687 | 383691.8035 | 210972.738
Scenario 3: Aggressive Fuel Sub | PG&E | Com | ComRefrig | Com - Retail | Program Administrator Cost Test | Energy Efficiency | 408951.5155 | 190853.0664 | 0 | 46345.7367 | 12577.3721 | 419711.7412 | 550435.1983 | 547242.1236 | 539975.1565 | 531978.4419 | 530647.7368 | 527033.8052 | 523822.8954
Scenario 3: Aggressive Fuel Sub | PG&E | Com | ComRefrig | Com - Retail | Rate Impact Measure Test | Energy Efficiency | 408951.5155 | 190853.0664 | 0 | 46345.7367 | 12577.3721 | 419711.7412 | 550435.1983 | 547242.1236 | 539975.1565 | 531978.4419 | 530647.7368 | 527033.8052 | 523822.8954
Scenario 3: Aggressive Fuel Sub | PG&E | Com | ComRefrig | Com - Retail | Total Resource Cost Test | Energy Efficiency | 408951.5155 | 190853.0664 | 0 | 46345.7367 | 12577.3721 | 419711.7412 | 550435.1983 | 547242.1236 | 539975.1565 | 531978.4419 | 530647.7368 | 527033.8052 | 523822.8954
Scenario 3: Aggressive Fuel Sub | PG&E | Com | ComRefrig | Com - School | Participant Cost Test | Energy Efficiency | 13.5822 | 0 | 0 | 0 | 0 | 3810.8271 | 5581.3186 | 4775.1759 | 3989.0736 | 3214.0618 | 2451.5466 | 1693.5272 | 929.2686
Scenario 3: Aggressive Fuel Sub | PG&E | Com | ComRefrig | Com - School | Program Administrator Cost Test | Energy Efficiency | 3.8878 | 0 | 0 | 0 | 0 | 1471.5312 | 2457.7307 | 2430.0501 | 2391.581 | 2351.5698 | 2340.6452 | 2326.2072 | 2307.2769
Scenario 3: Aggressive Fuel Sub | PG&E | Com | ComRefrig | Com - School | Rate Impact Measure Test | Energy Efficiency | 3.8878 | 0 | 0 | 0 | 0 | 1471.5312 | 2457.7307 | 2430.0501 | 2391.581 | 2351.5698 | 2340.6452 | 2326.2072 | 2307.2769
Scenario 3: Aggressive Fuel Sub | PG&E | Com | ComRefrig | Com - School | Total Resource Cost Test | Energy Efficiency | 3.8878 | 0 | 0 | 0 | 0 | 1471.5312 | 2457.7307 | 2430.0501 | 2391.581 | 2351.5698 | 2340.6452 | 2326.2072 | 2307.2769
Scenario 3: Aggressive Fuel Sub | PG&E | Com | FoodServ | Com - College | Participant Cost Test | Energy Efficiency | 470311.3363 | 481708.7181 | 461698.0036 | 485978.2613 | 442587.9614 | 417923.5017 | 386750.133 | 349712.9767 | 312211.4245 | 269280.3641 | 222981.017 | 169154.6897 | 110332.8264
Scenario 3: Aggressive Fuel Sub | PG&E | Com | FoodServ | Com - College | Participant Cost Test | Fuel Substitution | 428.4262 | 483.2418 | 531.0986 | 578.1599 | 623.6125 | 675.4427 | 738.8001 | 807.9504 | 887.7371 | 972.4311 | 1062.2298 | 1159.107 | 1267.2862
Scenario 3: Aggressive Fuel Sub | PG&E | Com | FoodServ | Com - College | Program Administrator Cost Test | Energy Efficiency | 310984.0117 | 329159.9872 | 339218.8934 | 399669.5605 | 387462.6768 | 407599.0796 | 428763.8843 | 448437.7299 | 473489.7449 | 498828.1048 | 527439.0607 | 552886.1774 | 582056.3584
Scenario 3: Aggressive Fuel Sub | PG&E | Com | FoodServ | Com - College | Program Administrator Cost Test | Fuel Substitution | 4158.4141 | 4841.8397 | 5586.2921 | 6393.3043 | 7263.4602 | 8306.3417 | 9636.0706 | 11205.0606 | 13141.9845 | 15412.3604 | 18078.4752 | 21223.156 | 24996.3001
Scenario 3: Aggressive Fuel Sub | PG&E | Com | FoodServ | Com - College | Rate Impact Measure Test | Energy Efficiency | 310984.0117 | 329159.9872 | 339218.8934 | 399669.5605 | 387462.6768 | 407599.0796 | 428763.8843 | 448437.7299 | 473489.7449 | 498828.1048 | 527439.0607 | 552886.1774 | 582056.3584
Scenario 3: Aggressive Fuel Sub | PG&E | Com | FoodServ | Com - College | Rate Impact Measure Test | Fuel Substitution | 5429.7849 | 6171.7724 | 6932.0444 | 7729.0696 | 8564.9055 | 9554.3505 | 10828.3841 | 12315.389 | 14158.3727 | 16295.1883 | 18797.4165 | 21736.9949 | 25272.7421
Scenario 3: Aggressive Fuel Sub | PG&E | Com | FoodServ | Com - College | Total Resource Cost Test | Energy Efficiency | 310984.0117 | 329159.9872 | 339218.8934 | 399669.5605 | 387462.6768 | 407599.0796 | 428763.8843 | 448437.7299 | 473489.7449 | 498828.1048 | 527439.0607 | 552886.1774 | 582056.3584
Scenario 3: Aggressive Fuel Sub | PG&E | Com | FoodServ | Com - College | Total Resource Cost Test | Fuel Substitution | 4158.4141 | 4841.8397 | 5586.2921 | 6393.3043 | 7263.4602 | 8306.3417 | 9636.0706 | 11205.0606 | 13141.9845 | 15412.3604 | 18078.4752 | 21223.156 | 24996.3001
Scenario 3: Aggressive Fuel Sub | PG&E | Com | FoodServ | Com - Grocery | Participant Cost Test | Energy Efficiency | 2998273.9278 | 3082984.0068 | 3074664.7636 | 2962617.2557 | 2874688.4699 | 2729262.4993 | 2531736.3585 | 2308682.2776 | 2051815.7131 | 1770092.918 | 1497222.2706 | 1169148.9918 | 782575.5515
Scenario 3: Aggressive Fuel Sub | PG&E | Com | FoodServ | Com - Grocery | Participant Cost Test | Fuel Substitution | 4094.3885 | 4563.0913 | 5004.6137 | 5437.8028 | 5855.9434 | 6287.8301 | 6746.0595 | 7214.0328 | 7712.0271 | 8220.3921 | 8739.2565 | 9280.8845 | 9856.3865
Scenario 3: Aggressive Fuel Sub | PG&E | Com | FoodServ | Com - Grocery | Program Administrator Cost Test | Energy Efficiency | 1712867.3919 | 1815727.875 | 1924325.8162 | 2034892.2638 | 2163398.456 | 2295601.8668 | 2420213.3087 | 2550809.3675 | 2678077.6375 | 2815495.4606 | 3012754.0366 | 3209186.395 | 3395055.9003
Scenario 3: Aggressive Fuel Sub | PG&E | Com | FoodServ | Com - Grocery | Program Administrator Cost Test | Fuel Substitution | 42009.5406 | 48924.5523 | 56432.8926 | 64535.397 | 73211.3066 | 82877.3808 | 93876.5798 | 106107.6511 | 120092.1793 | 135741.1505 | 153288.3356 | 173151.5466 | 195857.4912
Scenario 3: Aggressive Fuel Sub | PG&E | Com | FoodServ | Com - Grocery | Rate Impact Measure Test | Energy Efficiency | 1712867.3919 | 1815727.875 | 1924325.8162 | 2034892.2638 | 2163398.456 | 2295601.8668 | 2420213.3087 | 2550809.3675 | 2678077.6375 | 2815495.4606 | 3012754.0366 | 3209186.395 | 3395055.9003
Scenario 3: Aggressive Fuel Sub | PG&E | Com | FoodServ | Com - Grocery | Rate Impact Measure Test | Fuel Substitution | 54316.3619 | 61684.7162 | 69269.528 | 77190.6724 | 85446.5293 | 94405.1669 | 104547.7517 | 115687.0633 | 128491.7902 | 142713.2382 | 158710.3284 | 176843.8477 | 197750.7636
Scenario 3: Aggressive Fuel Sub | PG&E | Com | FoodServ | Com - Grocery | Total Resource Cost Test | Energy Efficiency | 1712867.3919 | 1815727.875 | 1924325.8162 | 2034892.2638 | 2163398.456 | 2295601.8668 | 2420213.3087 | 2550809.3675 | 2678077.6375 | 2815495.4606 | 3012754.0366 | 3209186.395 | 3395055.9003
Scenario 3: Aggressive Fuel Sub | PG&E | Com | FoodServ | Com - Grocery | Total Resource Cost Test | Fuel Substitution | 42009.5406 | 48924.5523 | 56432.8926 | 64535.397 | 73211.3066 | 82877.3808 | 93876.5798 | 106107.6511 | 120092.1793 | 135741.1505 | 153288.3356 | 173151.5466 | 195857.4912
Scenario 3: Aggressive Fuel Sub | PG&E | Com | FoodServ | Com - Health | Participant Cost Test | Energy Efficiency | 1196925.0476 | 1229926.9356 | 1242215.6828 | 1188227.6558 | 1198627.396 | 1137636.3425 | 1100818.5351 | 975532.9448 | 865816.2503 | 739599.8104 | 609775.0665 | 471674.2995 | 312014.2537
Scenario 3: Aggressive Fuel Sub | PG&E | Com | FoodServ | Com - Health | Participant Cost Test | Fuel Substitution | 1250.1031 | 1427.6886 | 1589.8104 | 1761.9702 | 1934.4483 | 2118.666 | 2305.8751 | 2498.4686 | 2694.0578 | 2893.4776 | 3095.8263 | 3308.5012 | 3601.5735
Scenario 3: Aggressive Fuel Sub | PG&E | Com | FoodServ | Com - Health | Program Administrator Cost Test | Energy Efficiency | 761838.473 | 807693.8977 | 872299.8401 | 914435.719 | 989826.3078 | 1038871.8472 | 1158231.6319 | 1175782.3037 | 1234048.54 | 1286840.6238 | 1348380.2555 | 1433038.6194 | 1515657.1618
Scenario 3: Aggressive Fuel Sub | PG&E | Com | FoodServ | Com - Health | Program Administrator Cost Test | Fuel Substitution | 11938.8027 | 14071.9859 | 16468.0912 | 19226.3122 | 22280.3623 | 25797.7547 | 29754.2553 | 34239.3864 | 39333.9929 | 45167.6131 | 51866.5743 | 59646.113 | 69864.4295
Scenario 3: Aggressive Fuel Sub | PG&E | Com | FoodServ | Com - Health | Rate Impact Measure Test | Energy Efficiency | 761838.473 | 807693.8977 | 872299.8401 | 914435.719 | 989826.3078 | 1038871.8472 | 1158231.6319 | 1175782.3037 | 1234048.54 | 1286840.6238 | 1348380.2555 | 1433038.6194 | 1515657.1618
Scenario 3: Aggressive Fuel Sub | PG&E | Com | FoodServ | Com - Health | Rate Impact Measure Test | Fuel Substitution | 15303.3172 | 17618.7612 | 20102.217 | 22901.9216 | 25928.5449 | 29333.0779 | 33103.3672 | 37316.2463 | 42084.9439 | 47499.1964 | 53719.4755 | 60937.6219 | 70546.9281
Scenario 3: Aggressive Fuel Sub | PG&E | Com | FoodServ | Com - Health | Total Resource Cost Test | Energy Efficiency | 761838.473 | 807693.8977 | 872299.8401 | 914435.719 | 989826.3078 | 1038871.8472 | 1158231.6319 | 1175782.3037 | 1234048.54 | 1286840.6238 | 1348380.2555 | 1433038.6194 | 1515657.1618
Scenario 3: Aggressive Fuel Sub | PG&E | Com | FoodServ | Com - Health | Total Resource Cost Test | Fuel Substitution | 11938.8027 | 14071.9859 | 16468.0912 | 19226.3122 | 22280.3623 | 25797.7547 | 29754.2553 | 34239.3864 | 39333.9929 | 45167.6131 | 51866.5743 | 59646.113 | 69864.4295
Scenario 3: Aggressive Fuel Sub | PG&E | Com | FoodServ | Com - Lodging | Participant Cost Test | Energy Efficiency | 1229307.9416 | 1270319.0124 | 1274132.1584 | 1239394.0708 | 1225917.6485 | 1174353.6428 | 1095155.4275 | 1002550.7727 | 895459.7281 | 776134.6361 | 651891.3505 | 503675.9988 | 341073.0601
Scenario 3: Aggressive Fuel Sub | PG&E | Com | FoodServ | Com - Lodging | Participant Cost Test | Fuel Substitution | 1218.1244 | 1368.0087 | 1506.6538 | 1654.3125 | 1801.3829 | 1953.9309 | 2106.5639 | 2261.6894 | 2417.9054 | 2576.2602 | 2736.8631 | 2917.9496 | 3253.3147
Scenario 3: Aggressive Fuel Sub | PG&E | Com | FoodServ | Com - Lodging | Program Administrator Cost Test | Energy Efficiency | 687002.5612 | 733541.0405 | 781814.7158 | 828319.3613 | 894202.8849 | 953657.3397 | 1009313.1026 | 1066635.0446 | 1124516.9327 | 1188070.2189 | 1269480.896 | 1344736.1204 | 1474395.7409
Scenario 3: Aggressive Fuel Sub | PG&E | Com | FoodServ | Com - Lodging | Program Administrator Cost Test | Fuel Substitution | 12335.2616 | 14429.5314 | 16711.8979 | 19324.972 | 22189.5876 | 25402.3018 | 28945.4727 | 32889.9424 | 37282.5314 | 42208.4219 | 47751.4298 | 54198.2886 | 64373.8419
Scenario 3: Aggressive Fuel Sub | PG&E | Com | FoodServ | Com - Lodging | Rate Impact Measure Test | Energy Efficiency | 687002.5612 | 733541.0405 | 781814.7158 | 828319.3613 | 894202.8849 | 953657.3397 | 1009313.1026 | 1066635.0446 | 1124516.9327 | 1188070.2189 | 1269480.896 | 1344736.1204 | 1474395.7409
Scenario 3: Aggressive Fuel Sub | PG&E | Com | FoodServ | Com - Lodging | Rate Impact Measure Test | Fuel Substitution | 16069.7804 | 18337.6775 | 20672.5319 | 23289.2977 | 26085.7577 | 29132.1313 | 32433.8924 | 36053.0304 | 40071.9481 | 44539.1808 | 49576.5138 | 55451.5495 | 65040.175
Scenario 3: Aggressive Fuel Sub | PG&E | Com | FoodServ | Com - Lodging | Total Resource Cost Test | Energy Efficiency | 687002.5612 | 733541.0405 | 781814.7158 | 828319.3613 | 894202.8849 | 953657.3397 | 1009313.1026 | 1066635.0446 | 1124516.9327 | 1188070.2189 | 1269480.896 | 1344736.1204 | 1474395.7409
Scenario 3: Aggressive Fuel Sub | PG&E | Com | FoodServ | Com - Lodging | Total Resource Cost Test | Fuel Substitution | 12335.2616 | 14429.5314 | 16711.8979 | 19324.972 | 22189.5876 | 25402.3018 | 28945.4727 | 32889.9424 | 37282.5314 | 42208.4219 | 47751.4298 | 54198.2886 | 64373.8419
Scenario 3: Aggressive Fuel Sub | PG&E | Com | FoodServ | Com - Office (Large) | Participant Cost Test | Energy Efficiency | 27820.2891 | 27731.1997 | 27872.7602 | 27885.7578 | 26079.6927 | 24029.6745 | 21890.9338 | 19483.5296 | 16882.9956 | 14171.5163 | 11279.7631 | 8186.8923 | 4877.0712
Scenario 3: Aggressive Fuel Sub | PG&E | Com | FoodServ | Com - Office (Large) | Program Administrator Cost Test | Energy Efficiency | 6683.5594 | 6926.2261 | 7179.4668 | 7393.7276 | 7698.0443 | 8071.3763 | 8392.3724 | 8647.7059 | 8844.1153 | 9053.1986 | 9321.4517 | 9535.5659 | 9747.1764
Scenario 3: Aggressive Fuel Sub | PG&E | Com | FoodServ | Com - Office (Large) | Rate Impact Measure Test | Energy Efficiency | 6683.5594 | 6926.2261 | 7179.4668 | 7393.7276 | 7698.0443 | 8071.3763 | 8392.3724 | 8647.7059 | 8844.1153 | 9053.1986 | 9321.4517 | 9535.5659 | 9747.1764
Scenario 3: Aggressive Fuel Sub | PG&E | Com | FoodServ | Com - Office (Large) | Total Resource Cost Test | Energy Efficiency | 6683.5594 | 6926.2261 | 7179.4668 | 7393.7276 | 7698.0443 | 8071.3763 | 8392.3724 | 8647.7059 | 8844.1153 | 9053.1986 | 9321.4517 | 9535.5659 | 9747.1764
Scenario 3: Aggressive Fuel Sub | PG&E | Com | FoodServ | Com - Office (Small) | Participant Cost Test | Energy Efficiency | 6343.1149 | 6391.1957 | 6470.5143 | 3646.61 | 26265.3874 | 5522.284 | 5060.4957 | 4547.5612 | 3987.6938 | 3374.6204 | 2710.7262 | 1984.4206 | 1191.6534
Scenario 3: Aggressive Fuel Sub | PG&E | Com | FoodServ | Com - Office (Small) | Program Administrator Cost Test | Energy Efficiency | 1523.8729 | 1596.2839 | 1666.6753 | 966.875 | 7752.8565 | 1854.8912 | 1940.0527 | 2018.4214 | 2088.9435 | 2155.8108 | 2240.1094 | 2311.3255 | 2381.6048
Scenario 3: Aggressive Fuel Sub | PG&E | Com | FoodServ | Com - Office (Small) | Rate Impact Measure Test | Energy Efficiency | 1523.8729 | 1596.2839 | 1666.6753 | 966.875 | 7752.8565 | 1854.8912 | 1940.0527 | 2018.4214 | 2088.9435 | 2155.8108 | 2240.1094 | 2311.3255 | 2381.6048
Scenario 3: Aggressive Fuel Sub | PG&E | Com | FoodServ | Com - Office (Small) | Total Resource Cost Test | Energy Efficiency | 1523.8729 | 1596.2839 | 1666.6753 | 966.875 | 7752.8565 | 1854.8912 | 1940.0527 | 2018.4214 | 2088.9435 | 2155.8108 | 2240.1094 | 2311.3255 | 2381.6048
Scenario 3: Aggressive Fuel Sub | PG&E | Com | FoodServ | Com - Other | Participant Cost Test | Energy Efficiency | 3605594.5972 | 3710968.6113 | 3645943.5895 | 3523625.7362 | 3421292.6112 | 3256432.9038 | 3042085.1103 | 2785575.4409 | 2481752.6426 | 2147528.8786 | 1784743.3552 | 1369913.189 | 903028.2342
Scenario 3: Aggressive Fuel Sub | PG&E | Com | FoodServ | Com - Other | Participant Cost Test | Fuel Substitution | 4267.2313 | 4801.4342 | 5317.2848 | 5834.4039 | 6346.4662 | 6863.4909 | 7420.826 | 7996.1218 | 8603.3244 | 9227.6303 | 9865.7444 | 10526.754 | 11220.4258
Scenario 3: Aggressive Fuel Sub | PG&E | Com | FoodServ | Com - Other | Program Administrator Cost Test | Energy Efficiency | 2396751.3555 | 2548048.0112 | 2705808.1051 | 2862981.2957 | 3039793.9499 | 3227238.4023 | 3415577.3346 | 3603860.6087 | 3782663.993 | 3981372.9132 | 4211410.3153 | 4446558.4097 | 4693487.6652
Scenario 3: Aggressive Fuel Sub | PG&E | Com | FoodServ | Com - Other | Program Administrator Cost Test | Fuel Substitution | 45778.2017 | 53861.9145 | 62760.1173 | 72506.8428 | 83115.0264 | 94773.9427 | 108158.3668 | 123130.0448 | 140150.8354 | 159252.0406 | 180659.3788 | 204781.5881 | 232169.2522
Scenario 3: Aggressive Fuel Sub | PG&E | Com | FoodServ | Com - Other | Rate Impact Measure Test | Energy Efficiency | 2396751.3555 | 2548048.0112 | 2705808.1051 | 2862981.2957 | 3039793.9499 | 3227238.4023 | 3415577.3346 | 3603860.6087 | 3782663.993 | 3981372.9132 | 4211410.3153 | 4446558.4097 | 4693487.6652
Scenario 3: Aggressive Fuel Sub | PG&E | Com | FoodServ | Com - Other | Rate Impact Measure Test | Fuel Substitution | 63259.4909 | 72475.2768 | 81844.4621 | 91700.9324 | 102060.8831 | 112978.4007 | 125333.7909 | 138865.1831 | 154187.9885 | 171139.8968 | 190086.691 | 211351.8498 | 235612.2433
Scenario 3: Aggressive Fuel Sub | PG&E | Com | FoodServ | Com - Other | Total Resource Cost Test | Energy Efficiency | 2396751.3555 | 2548048.0112 | 2705808.1051 | 2862981.2957 | 3039793.9499 | 3227238.4023 | 3415577.3346 | 3603860.6087 | 3782663.993 | 3981372.9132 | 4211410.3153 | 4446558.4097 | 4693487.6652
Scenario 3: Aggressive Fuel Sub | PG&E | Com | FoodServ | Com - Other | Total Resource Cost Test | Fuel Substitution | 45778.2017 | 53861.9145 | 62760.1173 | 72506.8428 | 83115.0264 | 94773.9427 | 108158.3668 | 123130.0448 | 140150.8354 | 159252.0406 | 180659.3788 | 204781.5881 | 232169.2522
Scenario 3: Aggressive Fuel Sub | PG&E | Com | FoodServ | Com - Restaurant | Participant Cost Test | Energy Efficiency | 7767298.2893 | 7933581.1149 | 7858622.2384 | 7549628.6877 | 7294066.1925 | 6868259.4879 | 6354501.0561 | 5771660.5123 | 5122181.2712 | 4411471.2279 | 3708845.4705 | 1784563.7498 | 7623067.616
Scenario 3: Aggressive Fuel Sub | PG&E | Com | FoodServ | Com - Restaurant | Participant Cost Test | Fuel Substitution | 11760.8714 | 13147.3771 | 14483.3136 | 15808.0572 | 17103.6048 | 18404.5212 | 19735.2112 | 21079.8336 | 22457.3265 | 23839.1634 | 25221.6149 | 23660.1464 | 25772.4345
Scenario 3: Aggressive Fuel Sub | PG&E | Com | FoodServ | Com - Restaurant | Program Administrator Cost Test | Energy Efficiency | 4630244.9532 | 4883544.8488 | 5154370.575 | 5424343.9921 | 5744296.3517 | 6043857.7168 | 6346009.6661 | 6651909.6081 | 6964262.0489 | 7300218.7635 | 7761735.8023 | 5090188.7059 | 34633547.6965
Scenario 3: Aggressive Fuel Sub | PG&E | Com | FoodServ | Com - Restaurant | Program Administrator Cost Test | Fuel Substitution | 123714.8909 | 144798.7298 | 167835.0673 | 192865.8272 | 219866.2741 | 249415.3834 | 282224.7791 | 318390.0286 | 358685.9408 | 403155.4754 | 452262.2893 | 450491.8874 | 520536.219
Scenario 3: Aggressive Fuel Sub | PG&E | Com | FoodServ | Com - Restaurant | Rate Impact Measure Test | Energy Efficiency | 4630244.9532 | 4883544.8488 | 5154370.575 | 5424343.9921 | 5744296.3517 | 6043857.7168 | 6346009.6661 | 6651909.6081 | 6964262.0489 | 7300218.7635 | 7761735.8023 | 5090188.7059 | 34633547.6965
Scenario 3: Aggressive Fuel Sub | PG&E | Com | FoodServ | Com - Restaurant | Rate Impact Measure Test | Fuel Substitution | 164230.4343 | 187322.5549 | 210999.6886 | 235822.1537 | 261803.3097 | 289231.5236 | 319240.6477 | 351759.0581 | 387967.5266 | 427493.3369 | 471198.5776 | 461980.2268 | 526573.2734
Scenario 3: Aggressive Fuel Sub | PG&E | Com | FoodServ | Com - Restaurant | Total Resource Cost Test | Energy Efficiency | 4630244.9532 | 4883544.8488 | 5154370.575 | 5424343.9921 | 5744296.3517 | 6043857.7168 | 6346009.6661 | 6651909.6081 | 6964262.0489 | 7300218.7635 | 7761735.8023 | 5090188.7059 | 34633547.6965
Scenario 3: Aggressive Fuel Sub | PG&E | Com | FoodServ | Com - Restaurant | Total Resource Cost Test | Fuel Substitution | 123714.8909 | 144798.7298 | 167835.0673 | 192865.8272 | 219866.2741 | 249415.3834 | 282224.7791 | 318390.0286 | 358685.9408 | 403155.4754 | 452262.2893 | 450491.8874 | 520536.219
Scenario 3: Aggressive Fuel Sub | PG&E | Com | FoodServ | Com - Retail | Participant Cost Test | Energy Efficiency | 41991.6122 | 43507.7259 | 45122.3987 | 11225.4287 | 322828.207 | 40720.3162 | 40692.0104 | 38234.0641 | 34702.293 | 30384.8042 | 25292.1765 | 19281.3595 | 12398.2899
Scenario 3: Aggressive Fuel Sub | PG&E | Com | FoodServ | Com - Retail | Program Administrator Cost Test | Energy Efficiency | 16132.1819 | 18107.4989 | 20330.1209 | 2976.3495 | 201114.9867 | 25179.5771 | 29145.1653 | 32005.7513 | 34613.5572 | 37309.6473 | 40252.0939 | 43110.0563 | 46136.3533
Scenario 3: Aggressive Fuel Sub | PG&E | Com | FoodServ | Com - Retail | Rate Impact Measure Test | Energy Efficiency | 16132.1819 | 18107.4989 | 20330.1209 | 2976.3495 | 201114.9867 | 25179.5771 | 29145.1653 | 32005.7513 | 34613.5572 | 37309.6473 | 40252.0939 | 43110.0563 | 46136.3533
Scenario 3: Aggressive Fuel Sub | PG&E | Com | FoodServ | Com - Retail | Total Resource Cost Test | Energy Efficiency | 16132.1819 | 18107.4989 | 20330.1209 | 2976.3495 | 201114.9867 | 25179.5771 | 29145.1653 | 32005.7513 | 34613.5572 | 37309.6473 | 40252.0939 | 43110.0563 | 46136.3533
Scenario 3: Aggressive Fuel Sub | PG&E | Com | FoodServ | Com - School | Participant Cost Test | Energy Efficiency | 1563660.3398 | 1592638.1058 | 1556969.3926 | 1498074.6254 | 1448526.7133 | 1379074.9315 | 1274241.2096 | 1158778.8113 | 1029768.6989 | 886672.5875 | 731612.4342 | 559261.1476 | 363336.3426
Scenario 3: Aggressive Fuel Sub | PG&E | Com | FoodServ | Com - School | Participant Cost Test | Fuel Substitution | 569.0795 | 628.305 | 695.6518 | 771.4753 | 855.5718 | 946.3844 | 1042.2884 | 1145.2975 | 1255.6533 | 1375.2436 | 1517.2434 | 1739.6532 | 2019.8433
Scenario 3: Aggressive Fuel Sub | PG&E | Com | FoodServ | Com - School | Program Administrator Cost Test | Energy Efficiency | 936076.0006 | 989495.6155 | 1043219.2824 | 1096356.4636 | 1158091.3424 | 1226174.6577 | 1285994.3462 | 1350493.3256 | 1417222.8448 | 1488715.6082 | 1571055.8128 | 1660250.9038 | 1746626.5664
Scenario 3: Aggressive Fuel Sub | PG&E | Com | FoodServ | Com - School | Program Administrator Cost Test | Fuel Substitution | 5426.485 | 6165.7906 | 7195.5009 | 8439.747 | 9931.4735 | 11670.2127 | 13682.1263 | 16030.4258 | 18781.3714 | 22029.9805 | 25985.7703 | 31742.1363 | 39537.7204
Scenario 3: Aggressive Fuel Sub | PG&E | Com | FoodServ | Com - School | Rate Impact Measure Test | Energy Efficiency | 936076.0006 | 989495.6155 | 1043219.2824 | 1096356.4636 | 1158091.3424 | 1226174.6577 | 1285994.3462 | 1350493.3256 | 1417222.8448 | 1488715.6082 | 1571055.8128 | 1660250.9038 | 1746626.5664
Scenario 3: Aggressive Fuel Sub | PG&E | Com | FoodServ | Com - School | Rate Impact Measure Test | Fuel Substitution | 7027.5016 | 7798.9586 | 8872.5578 | 10152.6149 | 11667.4085 | 13386.3082 | 15342.7372 | 17591.2303 | 20210.5606 | 23272.7816 | 27000.2754 | 32482.3374 | 39949.4274
Scenario 3: Aggressive Fuel Sub | PG&E | Com | FoodServ | Com - School | Total Resource Cost Test | Energy Efficiency | 936076.0006 | 989495.6155 | 1043219.2824 | 1096356.4636 | 1158091.3424 | 1226174.6577 | 1285994.3462 | 1350493.3256 | 1417222.8448 | 1488715.6082 | 1571055.8128 | 1660250.9038 | 1746626.5664
Scenario 3: Aggressive Fuel Sub | PG&E | Com | FoodServ | Com - School | Total Resource Cost Test | Fuel Substitution | 5426.485 | 6165.7906 | 7195.5009 | 8439.747 | 9931.4735 | 11670.2127 | 13682.1263 | 16030.4258 | 18781.3714 | 22029.9805 | 25985.7703 | 31742.1363 | 39537.7204
Scenario 3: Aggressive Fuel Sub | PG&E | Com | HVAC | Com - College | Participant Cost Test | Energy Efficiency | 1446923.0694 | 1373466.1132 | 1164620.608 | 1925846.1633 | 1038862.5645 | 581281.6467 | 453696.6985 | 384614.358 | 286225.6503 | 242640.3141 | 193325.4612 | 137422.8758 | 80054.3014
Scenario 3: Aggressive Fuel Sub | PG&E | Com | HVAC | Com - College | Participant Cost Test | Fuel Substitution | 125413.843 | 144530.3805 | 149218.1984 | 152782.6538 | 154080.1379 | 0 | 0 | 0 | 0 | 0 | 0 | 0 | 0
Scenario 3: Aggressive Fuel Sub | PG&E | Com | HVAC | Com - College | Program Administrator Cost Test | Energy Efficiency | 466336.4059 | 481418.8593 | 465802.4416 | 700881.4011 | 497510.8152 | 374429.246 | 385815.7694 | 393871.2541 | 415631.306 | 438318.8887 | 459819.4721 | 473372.9764 | 495346.7146
Scenario 3: Aggressive Fuel Sub | PG&E | Com | HVAC | Com - College | Program Administrator Cost Test | Fuel Substitution | 292106.0317 | 339865.8415 | 374751.0678 | 408229.5462 | 439772.7458 | 0 | 0 | 0 | 0 | 0 | 0 | 0 | 0
Scenario 3: Aggressive Fuel Sub | PG&E | Com | HVAC | Com - College | Rate Impact Measure Test | Energy Efficiency | 466336.4059 | 481418.8593 | 465802.4416 | 700881.4011 | 497510.8152 | 374429.246 | 385815.7694 | 393871.2541 | 415631.306 | 438318.8887 | 459819.4721 | 473372.9764 | 495346.7146
Scenario 3: Aggressive Fuel Sub | PG&E | Com | HVAC | Com - College | Rate Impact Measure Test | Fuel Substitution | 299337.4213 | 344937.9925 | 378053.5652 | 410680.358 | 441396.4937 | 0 | 0 | 0 | 0 | 0 | 0 | 0 | 0
Scenario 3: Aggressive Fuel Sub | PG&E | Com | HVAC | Com - College | Total Resource Cost Test | Energy Efficiency | 651991.5896 | 667486.1819 | 618559.9647 | 1078866.8134 | 669062.7931 | 484419.8726 | 437217.1644 | 443501.6245 | 415631.306 | 438318.8887 | 459819.4721 | 473372.9764 | 495346.7146
Scenario 3: Aggressive Fuel Sub | PG&E | Com | HVAC | Com - College | Total Resource Cost Test | Fuel Substitution | 327626.2997 | 379335.948 | 416115.6271 | 451048.6126 | 483582.2085 | 0 | 0 | 0 | 0 | 0 | 0 | 0 | 0
Scenario 3: Aggressive Fuel Sub | PG&E | Com | HVAC | Com - Grocery | Participant Cost Test | Energy Efficiency | 3333589.0697 | 3434638.0767 | 3491325.4395 | 3722397.6183 | 3654019.4105 | 3528016.7922 | 3346203.2991 | 3118491.6639 | 2396607.7777 | 2052317.1663 | 1662462.8509 | 1345976.1604 | 831726.2192
Scenario 3: Aggressive Fuel Sub | PG&E | Com | HVAC | Com - Grocery | Participant Cost Test | Fuel Substitution | 599852.5147 | 631027.6539 | 653778.2614 | 663273.2208 | 567345.6533 | 57259.794 | 53790.4209 | 48628.9253 | 40573.691 | 33836.2932 | 26707.1503 | 19255.2159 | 11592.3468
Scenario 3: Aggressive Fuel Sub | PG&E | Com | HVAC | Com - Grocery | Program Administrator Cost Test | Energy Efficiency | 839187.9963 | 932787.3495 | 1022297.9335 | 1203813.8883 | 1290962.8051 | 1391303.1387 | 1484348.094 | 1577917.8558 | 1532717.0261 | 1609468.3109 | 1688032.1702 | 1894447.4317 | 1963996.1062
Scenario 3: Aggressive Fuel Sub | PG&E | Com | HVAC | Com - Grocery | Program Administrator Cost Test | Fuel Substitution | 1949613.1282 | 2173130.3049 | 2392726.3067 | 2603711.7161 | 2801157.3394 | 34852.704 | 36826.2703 | 37995.8461 | 38617.1899 | 38986.8471 | 39382.9638 | 39421.8706 | 39352.8387
Scenario 3: Aggressive Fuel Sub | PG&E | Com | HVAC | Com - Grocery | Rate Impact Measure Test | Energy Efficiency | 839187.9963 | 932787.3495 | 1022297.9335 | 1203813.8883 | 1290962.8051 | 1391303.1387 | 1484348.094 | 1577917.8558 | 1532717.0261 | 1609468.3109 | 1688032.1702 | 1894447.4317 | 1963996.1062
Scenario 3: Aggressive Fuel Sub | PG&E | Com | HVAC | Com - Grocery | Rate Impact Measure Test | Fuel Substitution | 2136439.002 | 2345949.3939 | 2552081.1346 | 2746305.0224 | 2925093.9673 | 34852.704 | 36826.2703 | 37995.8461 | 38617.1899 | 38986.8471 | 39382.9638 | 39421.8706 | 39352.8387
Scenario 3: Aggressive Fuel Sub | PG&E | Com | HVAC | Com - Grocery | Total Resource Cost Test | Energy Efficiency | 962542.6622 | 1065620.5492 | 1163869.0129 | 1383834.2054 | 1477916.5105 | 1584410.5449 | 1682571.5032 | 1780838.9491 | 1532717.0261 | 1609468.3109 | 1688032.1702 | 1894447.4317 | 1963996.1062
Scenario 3: Aggressive Fuel Sub | PG&E | Com | HVAC | Com - Grocery | Total Resource Cost Test | Fuel Substitution | 2203236.1014 | 2441668.1533 | 2673522.4921 | 2889330.2376 | 2992333.8981 | 36693.1122 | 38719.1846 | 39902.9084 | 38617.1899 | 38986.8471 | 39382.9638 | 39421.8706 | 39352.8387
Scenario 3: Aggressive Fuel Sub | PG&E | Com | HVAC | Com - Health | Participant Cost Test | Energy Efficiency | 6110361.7033 | 6240583.2009 | 6348138.6677 | 6246303.0711 | 6091881.3761 | 5446599.4554 | 5126212.1886 | 4792478.8043 | 3946966.3901 | 3346966.9006 | 2690326.3488 | 2014887.1526 | 1285738.565
Scenario 3: Aggressive Fuel Sub | PG&E | Com | HVAC | Com - Health | Participant Cost Test | Fuel Substitution | 359535.8002 | 375905.3228 | 386964.7871 | 392192.5598 | 391493.6641 | 26291.3449 | 24973.149 | 22807.9509 | 19093.0863 | 16032.9161 | 12733.3186 | 9232.7978 | 5588.48
Scenario 3: Aggressive Fuel Sub | PG&E | Com | HVAC | Com - Health | Program Administrator Cost Test | Energy Efficiency | 1757915.9246 | 1918785.2871 | 2095710.6228 | 2217707.3693 | 2358897.0295 | 2365646.4099 | 2504420.5003 | 2640456.3859 | 2766474.7417 | 2873419.5928 | 2967133.8917 | 3090064.4473 | 3212651.8727
Scenario 3: Aggressive Fuel Sub | PG&E | Com | HVAC | Com - Health | Program Administrator Cost Test | Fuel Substitution | 712245.8966 | 797579.4552 | 881141.1741 | 961440.4962 | 1037557.2904 | 15918.7515 | 16998.8691 | 17706.6856 | 18172.0528 | 18473.0809 | 18776.4653 | 18902.2524 | 18971.0064
Scenario 3: Aggressive Fuel Sub | PG&E | Com | HVAC | Com - Health | Rate Impact Measure Test | Energy Efficiency | 1757915.9246 | 1918785.2871 | 2095710.6228 | 2217707.3693 | 2358897.0295 | 2365646.4099 | 2504420.5003 | 2640456.3859 | 2766474.7417 | 2873419.5928 | 2967133.8917 | 3090064.4473 | 3212651.8727
Scenario 3: Aggressive Fuel Sub | PG&E | Com | HVAC | Com - Health | Rate Impact Measure Test | Fuel Substitution | 750916.4706 | 831669.443 | 911122.5739 | 986639.6164 | 1057768.1331 | 15918.7515 | 16998.8691 | 17706.6856 | 18172.0528 | 18473.0809 | 18776.4653 | 18902.2524 | 18971.0064
Scenario 3: Aggressive Fuel Sub | PG&E | Com | HVAC | Com - Health | Total Resource Cost Test | Energy Efficiency | 2230488.8903 | 2414581.0956 | 2616132.887 | 2750098.7656 | 2902716.6819 | 2844738.5976 | 2951861.1229 | 3093216.6319 | 2766474.7417 | 2873419.5928 | 2967133.8917 | 3090064.4473 | 3212651.8727
Scenario 3: Aggressive Fuel Sub | PG&E | Com | HVAC | Com - Health | Total Resource Cost Test | Fuel Substitution | 785782.9621 | 875898.9411 | 963436.0294 | 1046837.0115 | 1125139.5528 | 16896.6725 | 18015.3773 | 18740.5995 | 18172.0528 | 18473.0809 | 18776.4653 | 18902.2524 | 18971.0064
Scenario 3: Aggressive Fuel Sub | PG&E | Com | HVAC | Com - Lodging | Participant Cost Test | Energy Efficiency | 3988315.7574 | 4039390.6644 | 4132528.8131 | 4162053.8248 | 4157552.7829 | 3877405.9317 | 3688223.7058 | 3525940.3213 | 2135366.4715 | 2061556.7013 | 1672787.808 | 1245416.1747 | 782675.19
Scenario 3: Aggressive Fuel Sub | PG&E | Com | HVAC | Com - Lodging | Participant Cost Test | Fuel Substitution | 618533.2623 | 653467.6186 | 680756.4382 | 688328.5588 | 439158.5015 | 18109.9207 | 17120.0854 | 15595.382 | 8539.2447 | 7131.1077 | 5635.7714 | 4066.8698 | 3489.7524
Scenario 3: Aggressive Fuel Sub | PG&E | Com | HVAC | Com - Lodging | Program Administrator Cost Test | Energy Efficiency | 996630.2776 | 1081171.6945 | 1179227.9704 | 1269639.4842 | 1369378.9179 | 1414221.004 | 1508162.6609 | 1597852.151 | 1519599.9885 | 1740720.4141 | 1822228.5153 | 1896310.9113 | 1965724.6851
Scenario 3: Aggressive Fuel Sub | PG&E | Com | HVAC | Com - Lodging | Program Administrator Cost Test | Fuel Substitution | 632646.7708 | 705416.6062 | 776397.3116 | 844190.3925 | 907548.7309 | 10418.7998 | 11021.0101 | 11380.0673 | 8127.3191 | 8216.4423 | 8310.4703 | 8326.0787 | 11846.5336
Scenario 3: Aggressive Fuel Sub | PG&E | Com | HVAC | Com - Lodging | Rate Impact Measure Test | Energy Efficiency | 996630.2776 | 1081171.6945 | 1179227.9704 | 1269639.4842 | 1369378.9179 | 1414221.004 | 1508162.6609 | 1597852.151 | 1519599.9885 | 1740720.4141 | 1822228.5153 | 1896310.9113 | 1965724.6851
Scenario 3: Aggressive Fuel Sub | PG&E | Com | HVAC | Com - Lodging | Rate Impact Measure Test | Fuel Substitution | 658833.4405 | 727030.7036 | 794122.8448 | 857657.7827 | 916808.4865 | 10418.7998 | 11021.0101 | 11380.0673 | 8127.3191 | 8216.4423 | 8310.4703 | 8326.0787 | 11846.5336
Scenario 3: Aggressive Fuel Sub | PG&E | Com | HVAC | Com - Lodging | Total Resource Cost Test | Energy Efficiency | 1801836.5675 | 1922965.95 | 2061931.3535 | 2185200.0844 | 2315500.3928 | 2307172.3843 | 2343751.274 | 2445046.5416 | 1519599.9885 | 1740720.4141 | 1822228.5153 | 1896310.9113 | 1965724.6851
Scenario 3: Aggressive Fuel Sub | PG&E | Com | HVAC | Com - Lodging | Total Resource Cost Test | Fuel Substitution | 1105956.3784 | 1206837.0784 | 1300613.2472 | 1373894.1404 | 1188508.9149 | 11961.1213 | 12609.0987 | 12981.2997 | 8127.3191 | 8216.4423 | 8310.4703 | 8326.0787 | 11846.5336
Scenario 3: Aggressive Fuel Sub | PG&E | Com | HVAC | Com - Office (Large) | Participant Cost Test | Energy Efficiency | 5665887.7484 | 5636852.8341 | 5566281.664 | 5403592.6611 | 5199815.0264 | 2240251.6382 | 1565338.3414 | 1426393.6178 | 1044182.7638 | 856960.3478 | 691634.7311 | 515158.6093 | 327650.9429
Scenario 3: Aggressive Fuel Sub | PG&E | Com | HVAC | Com - Office (Large) | Participant Cost Test | Fuel Substitution | 191.786 | 8657.6252 | 8604.3921 | 8410.7023 | 8086.8349 | 0 | 0 | 0 | 0 | 0 | 0 | 0 | 0
Scenario 3: Aggressive Fuel Sub | PG&E | Com | HVAC | Com - Office (Large) | Program Administrator Cost Test | Energy Efficiency | 1331187.1021 | 1422521.7886 | 1513225.765 | 1588418.8303 | 1666929.9544 | 779801.7107 | 819133.4226 | 849467.3123 | 840605.2331 | 852179.3995 | 879274.7505 | 904636.9596 | 931027.1822
Scenario 3: Aggressive Fuel Sub | PG&E | Com | HVAC | Com - Office (Large) | Program Administrator Cost Test | Fuel Substitution | 519.8244 | 6978.7643 | 7514.8011 | 7999.5002 | 8445.1701 | 0 | 0 | 0 | 0 | 0 | 0 | 0 | 0
Scenario 3: Aggressive Fuel Sub | PG&E | Com | HVAC | Com - Office (Large) | Rate Impact Measure Test | Energy Efficiency | 1331187.1021 | 1422521.7886 | 1513225.765 | 1588418.8303 | 1666929.9544 | 779801.7107 | 819133.4226 | 849467.3123 | 840605.2331 | 852179.3995 | 879274.7505 | 904636.9596 | 931027.1822
Scenario 3: Aggressive Fuel Sub | PG&E | Com | HVAC | Com - Office (Large) | Rate Impact Measure Test | Fuel Substitution | 613.7602 | 7066.4483 | 7595.9207 | 8072.6423 | 8509.5339 | 0 | 0 | 0 | 0 | 0 | 0 | 0 | 0
Scenario 3: Aggressive Fuel Sub | PG&E | Com | HVAC | Com - Office (Large) | Total Resource Cost Test | Energy Efficiency | 2595939.8081 | 2709183.5826 | 2814615.231 | 2889397.5458 | 2962880.6778 | 1494824.9233 | 968824.4788 | 999388.695 | 840605.2331 | 852179.3995 | 879274.7505 | 904636.9596 | 931027.1822
Scenario 3: Aggressive Fuel Sub | PG&E | Com | HVAC | Com - Office (Large) | Total Resource Cost Test | Fuel Substitution | 601.3505 | 8088.5214 | 8657.6887 | 9163.6438 | 9619.1277 | 0 | 0 | 0 | 0 | 0 | 0 | 0 | 0
Scenario 3: Aggressive Fuel Sub | PG&E | Com | HVAC | Com - Office (Small) | Participant Cost Test | Energy Efficiency | 1839221.7783 | 1833174.8495 | 1805963.1889 | 855289.4357 | 8186952.2623 | 418575.0817 | 418119.6853 | 389392.2442 | 297078.1856 | 244901.5073 | 195396.4506 | 140528.3671 | 80351.8406
Scenario 3: Aggressive Fuel Sub | PG&E | Com | HVAC | Com - Office (Small) | Participant Cost Test | Fuel Substitution | 46060.8267 | 47961.6894 | 60614.9781 | 49546.8468 | 49478.3985 | 0 | 0 | 0 | 0 | 0 | 0 | 0 | 0
Scenario 3: Aggressive Fuel Sub | PG&E | Com | HVAC | Com - Office (Small) | Program Administrator Cost Test | Energy Efficiency | 555503.8578 | 599275.1699 | 641685.7841 | 278971.8435 | 4198553.4177 | 273493.3662 | 298556.816 | 317677.4715 | 323165.86 | 335879.9999 | 353278.0744 | 370556.8074 | 388628.7122
Scenario 3: Aggressive Fuel Sub | PG&E | Com | HVAC | Com - Office (Small) | Program Administrator Cost Test | Fuel Substitution | 116099.7364 | 129080.5664 | 213302.7871 | 185908.8184 | 199053.2233 | 0 | 0 | 0 | 0 | 0 | 0 | 0 | 0
Scenario 3: Aggressive Fuel Sub | PG&E | Com | HVAC | Com - Office (Small) | Rate Impact Measure Test | Energy Efficiency | 555503.8578 | 599275.1699 | 641685.7841 | 278971.8435 | 4198553.4177 | 273493.3662 | 298556.816 | 317677.4715 | 323165.86 | 335879.9999 | 353278.0744 | 370556.8074 | 388628.7122
Scenario 3: Aggressive Fuel Sub | PG&E | Com | HVAC | Com - Office (Small) | Rate Impact Measure Test | Fuel Substitution | 122869.1957 | 134975.99 | 223675.5242 | 193008.2557 | 204861.8465 | 0 | 0 | 0 | 0 | 0 | 0 | 0 | 0
Scenario 3: Aggressive Fuel Sub | PG&E | Com | HVAC | Com - Office (Small) | Total Resource Cost Test | Energy Efficiency | 692886.7788 | 740277.135 | 785220.4803 | 350892.5385 | 4891083.2436 | 297107.1064 | 323382.4895 | 343098.9711 | 323165.86 | 335879.9999 | 353278.0744 | 370556.8074 | 388628.7122
Scenario 3: Aggressive Fuel Sub | PG&E | Com | HVAC | Com - Office (Small) | Total Resource Cost Test | Fuel Substitution | 124440.6457 | 137897.4395 | 226907.1651 | 197177.3434 | 210513.2041 | 0 | 0 | 0 | 0 | 0 | 0 | 0 | 0
Scenario 3: Aggressive Fuel Sub | PG&E | Com | HVAC | Com - Other | Participant Cost Test | Energy Efficiency | 13118227.8188 | 10560441.1718 | 9118390.4359 | 9070465.3285 | 8854867.4947 | 8602473.8889 | 8245865.1333 | 7725990.5102 | 4752603.2366 | 4052600.2441 | 3249404.9255 | 2333309.6871 | 1320535.0116
Scenario 3: Aggressive Fuel Sub | PG&E | Com | HVAC | Com - Other | Participant Cost Test | Fuel Substitution | 1723532.163 | 1818365.8814 | 1889366.742 | 1935522.3935 | 1890434.3039 | 0 | 0 | 0 | 0 | 0 | 0 | 0 | 0
Scenario 3: Aggressive Fuel Sub | PG&E | Com | HVAC | Com - Other | Program Administrator Cost Test | Energy Efficiency | 5263490.3816 | 4723283.4271 | 4562903.981 | 4910668.518 | 5231943.386 | 5647814.3174 | 6075528.3618 | 6468255.8515 | 6320421.1672 | 6698782.6498 | 7106851.3662 | 7505845.92 | 7939822.5955
Scenario 3: Aggressive Fuel Sub | PG&E | Com | HVAC | Com - Other | Program Administrator Cost Test | Fuel Substitution | 3897735.1726 | 4350677.318 | 4792617.078 | 5215167.5685 | 5611315.6194 | 0 | 0 | 0 | 0 | 0 | 0 | 0 | 0
Scenario 3: Aggressive Fuel Sub | PG&E | Com | HVAC | Com - Other | Rate Impact Measure Test | Energy Efficiency | 5263490.3816 | 4723283.4271 | 4562903.981 | 4910668.518 | 5231943.386 | 5647814.3174 | 6075528.3618 | 6468255.8515 | 6320421.1672 | 6698782.6498 | 7106851.3662 | 7505845.92 | 7939822.5955
Scenario 3: Aggressive Fuel Sub | PG&E | Com | HVAC | Com - Other | Rate Impact Measure Test | Fuel Substitution | 4030205.4293 | 4455120.6153 | 4873629.0998 | 5271024.7079 | 5642841.5078 | 0 | 0 | 0 | 0 | 0 | 0 | 0 | 0
Scenario 3: Aggressive Fuel Sub | PG&E | Com | HVAC | Com - Other | Total Resource Cost Test | Energy Efficiency | 7323834.9261 | 6234802.8741 | 5791508.7493 | 6182582.284 | 6532799.9767 | 6985503.6393 | 7447174.0968 | 7860965.149 | 6320421.1672 | 6698782.6498 | 7106851.3662 | 7505845.92 | 7939822.5955
Scenario 3: Aggressive Fuel Sub | PG&E | Com | HVAC | Com - Other | Total Resource Cost Test | Fuel Substitution | 4596692.7956 | 5092525.3662 | 5569634.2819 | 6019032.9788 | 6368037.2502 | 0 | 0 | 0 | 0 | 0 | 0 | 0 | 0
Scenario 3: Aggressive Fuel Sub | PG&E | Com | HVAC | Com - Restaurant | Participant Cost Test | Energy Efficiency | 2454797.7253 | 2537954.3697 | 2583899.6243 | 2579677.3207 | 2525065.6903 | 2423424.2815 | 2285206.8133 | 2108843.3121 | 1792154.2899 | 1562006.5104 | 1309302.0516 | 777168.4062 | 2748275.6927
Scenario 3: Aggressive Fuel Sub | PG&E | Com | HVAC | Com - Restaurant | Participant Cost Test | Fuel Substitution | 87770.8006 | 91084.2218 | 93025.2464 | 93491.4353 | 92478.7371 | 27.2049 | 25.4794 | 22.9542 | 19.707 | 16.4346 | 12.9742 | 8.4193 | 5.0703
Scenario 3: Aggressive Fuel Sub | PG&E | Com | HVAC | Com - Restaurant | Program Administrator Cost Test | Energy Efficiency | 2013206.6152 | 2254306.4979 | 2496633.2952 | 2727800.9066 | 2943743.4263 | 3142988.2882 | 3331949.3307 | 3503500.2421 | 3661830.2187 | 3813380.1471 | 3958242.6249 | 2752015.8621 | 15601360.1103
Scenario 3: Aggressive Fuel Sub | PG&E | Com | HVAC | Com - Restaurant | Program Administrator Cost Test | Fuel Substitution | 198139.4289 | 220749.4474 | 242690.7417 | 263586.3606 | 283209.3721 | 16.9306 | 17.8734 | 18.4287 | 18.7564 | 18.9359 | 19.1317 | 17.2368 | 17.212
Scenario 3: Aggressive Fuel Sub | PG&E | Com | HVAC | Com - Restaurant | Rate Impact Measure Test | Energy Efficiency | 2013206.6152 | 2254306.4979 | 2496633.2952 | 2727800.9066 | 2943743.4263 | 3142988.2882 | 3331949.3307 | 3503500.2421 | 3661830.2187 | 3813380.1471 | 3958242.6249 | 2752015.8621 | 15601360.1103
Scenario 3: Aggressive Fuel Sub | PG&E | Com | HVAC | Com - Restaurant | Rate Impact Measure Test | Fuel Substitution | 210384.6407 | 231807.7202 | 252646.3635 | 272232.4042 | 290461.9316 | 16.9306 | 17.8734 | 18.4287 | 18.7564 | 18.9359 | 19.1317 | 17.2368 | 17.212
Scenario 3: Aggressive Fuel Sub | PG&E | Com | HVAC | Com - Restaurant | Total Resource Cost Test | Energy Efficiency | 2104270.8766 | 2351237.5783 | 2598655.614 | 2833703.452 | 3052265.7246 | 3252940.3054 | 3442526.9458 | 3613762.6812 | 3661830.2187 | 3813380.1471 | 3958242.6249 | 2752015.8621 | 15601360.1103
Scenario 3: Aggressive Fuel Sub | PG&E | Com | HVAC | Com - Restaurant | Total Resource Cost Test | Fuel Substitution | 203631.242 | 226567.6662 | 248773.3338 | 269867.7628 | 289623.9777 | 17.2131 | 18.1637 | 18.721 | 18.7564 | 18.9359 | 19.1317 | 17.2368 | 17.212
Scenario 3: Aggressive Fuel Sub | PG&E | Com | HVAC | Com - Retail | Participant Cost Test | Energy Efficiency | 5297499.7639 | 5448757.9023 | 5416419.3988 | 3739375.444 | 17180329.9361 | 4565886.9425 | 4399486.5964 | 4143905.8013 | 2531924.4226 | 2105652.3986 | 1712254.7286 | 1265347.761 | 768992.3379
Scenario 3: Aggressive Fuel Sub | PG&E | Com | HVAC | Com - Retail | Participant Cost Test | Fuel Substitution | 334769.7463 | 348756.9553 | 357962.9816 | 327417.7886 | 327500.9068 | 42284.3414 | 40614.2321 | 37646.0299 | 0 | 0 | 0 | 0 | 0
Scenario 3: Aggressive Fuel Sub | PG&E | Com | HVAC | Com - Retail | Program Administrator Cost Test | Energy Efficiency | 1264579.2084 | 1397406.3348 | 1516301.9241 | 1011121.5195 | 6536631.46 | 1625693.5041 | 1803358.2646 | 1918806.6593 | 1909807.0128 | 1987486.8673 | 2104059.8596 | 2214177.5392 | 2327690.1744
Scenario 3: Aggressive Fuel Sub | PG&E | Com | HVAC | Com - Retail | Program Administrator Cost Test | Fuel Substitution | 595144.3431 | 662954.9548 | 728693.4736 | 715246.5905 | 768771.9945 | 22023.3131 | 23471.6136 | 24394.8096 | 0 | 0 | 0 | 0 | 0
Scenario 3: Aggressive Fuel Sub | PG&E | Com | HVAC | Com - Retail | Rate Impact Measure Test | Energy Efficiency | 1264579.2084 | 1397406.3348 | 1516301.9241 | 1011121.5195 | 6536631.46 | 1625693.5041 | 1803358.2646 | 1918806.6593 | 1909807.0128 | 1987486.8673 | 2104059.8596 | 2214177.5392 | 2327690.1744
Scenario 3: Aggressive Fuel Sub | PG&E | Com | HVAC | Com - Retail | Rate Impact Measure Test | Fuel Substitution | 619462.3683 | 683393.1938 | 745792.9702 | 727361.704 | 778733.0627 | 22023.3131 | 23471.6136 | 24394.8096 | 0 | 0 | 0 | 0 | 0
Scenario 3: Aggressive Fuel Sub | PG&E | Com | HVAC | Com - Retail | Total Resource Cost Test | Energy Efficiency | 2220180.7348 | 2408848.4328 | 2524101.8045 | 1752970.7377 | 10105087.0346 | 2618594.7078 | 2744291.6373 | 2883601.8632 | 1909807.0128 | 1987486.8673 | 2104059.8596 | 2214177.5392 | 2327690.1744
Scenario 3: Aggressive Fuel Sub | PG&E | Com | HVAC | Com - Retail | Total Resource Cost Test | Fuel Substitution | 679876.785 | 752869.3875 | 822888.391 | 803445.1414 | 859127.7474 | 29286.9772 | 31007.1148 | 32042.3688 | 0 | 0 | 0 | 0 | 0
Scenario 3: Aggressive Fuel Sub | PG&E | Com | HVAC | Com - School | Participant Cost Test | Energy Efficiency | 3781044.9876 | 3861546.4676 | 3797475.211 | 3871090.2254 | 3793810.2342 | 2544170.5361 | 2340721.5573 | 2147964.4039 | 1392808.5601 | 1085547.5442 | 874142.8827 | 704309.6596 | 443034.9288
Scenario 3: Aggressive Fuel Sub | PG&E | Com | HVAC | Com - School | Participant Cost Test | Fuel Substitution | 131484.4732 | 136009.9922 | 139587.0854 | 155283.8977 | 154473.5039 | 0 | 0 | 0 | 0 | 0 | 0 | 0 | 0
Scenario 3: Aggressive Fuel Sub | PG&E | Com | HVAC | Com - School | Program Administrator Cost Test | Energy Efficiency | 1471706.3537 | 1619540.4127 | 1729857.7292 | 1898402.794 | 2030249.7892 | 1743395.5129 | 1833313.4431 | 1927047.6519 | 1821474.764 | 1810831.4858 | 1899699.36 | 2120431.6009 | 2279956.6081
Scenario 3: Aggressive Fuel Sub | PG&E | Com | HVAC | Com - School | Program Administrator Cost Test | Fuel Substitution | 463378.1366 | 507828.1727 | 548991.4504 | 605420.9604 | 639057.8647 | 0 | 0 | 0 | 0 | 0 | 0 | 0 | 0
Scenario 3: Aggressive Fuel Sub | PG&E | Com | HVAC | Com - School | Rate Impact Measure Test | Energy Efficiency | 1471706.3537 | 1619540.4127 | 1729857.7292 | 1898402.794 | 2030249.7892 | 1743395.5129 | 1833313.4431 | 1927047.6519 | 1821474.764 | 1810831.4858 | 1899699.36 | 2120431.6009 | 2279956.6081
Scenario 3: Aggressive Fuel Sub | PG&E | Com | HVAC | Com - School | Rate Impact Measure Test | Fuel Substitution | 476558.1451 | 517220.6993 | 556497.4079 | 611350.0409 | 643450.4763 | 0 | 0 | 0 | 0 | 0 | 0 | 0 | 0
Scenario 3: Aggressive Fuel Sub | PG&E | Com | HVAC | Com - School | Total Resource Cost Test | Energy Efficiency | 1921183.1002 | 2068304.0623 | 2187080.1147 | 2377598.7441 | 2519552.7578 | 2066582.4677 | 2123536.9082 | 2219440.0161 | 1821474.764 | 1810831.4858 | 1899699.36 | 2120431.6009 | 2279956.6081
Scenario 3: Aggressive Fuel Sub | PG&E | Com | HVAC | Com - School | Total Resource Cost Test | Fuel Substitution | 488574.1028 | 534093.6998 | 576002.6345 | 634476.8273 | 668238.7825 | 0 | 0 | 0 | 0 | 0 | 0 | 0 | 0
Scenario 3: Aggressive Fuel Sub | PG&E | Com | HVAC | Com - Warehouse | Participant Cost Test | Energy Efficiency | 547108.7276 | 569686.1355 | 585422.3979 | 591936.1322 | 588387.0072 | 576705.2175 | 552030.2693 | 518736.871 | 248641.9885 | 161958.869 | 131309.9212 | 104078.8623 | 63440.2801
Scenario 3: Aggressive Fuel Sub | PG&E | Com | HVAC | Com - Warehouse | Participant Cost Test | Fuel Substitution | 95851.7905 | 101776.3244 | 104920.4428 | 108026.8302 | 109676.7331 | 0 | 0 | 0 | 0 | 0 | 0 | 0 | 0
Scenario 3: Aggressive Fuel Sub | PG&E | Com | HVAC | Com - Warehouse | Program Administrator Cost Test | Energy Efficiency | 138812.5675 | 155400.2301 | 171605.2221 | 187239.2637 | 203077.1626 | 221462.7457 | 237414.7026 | 253096.7312 | 188898.8941 | 149194.6967 | 157510.2704 | 181333.6588 | 190141.4957
Scenario 3: Aggressive Fuel Sub | PG&E | Com | HVAC | Com - Warehouse | Program Administrator Cost Test | Fuel Substitution | 308756.4904 | 345926.4776 | 382446.2011 | 417641.1695 | 450912.3804 | 0 | 0 | 0 | 0 | 0 | 0 | 0 | 0
Scenario 3: Aggressive Fuel Sub | PG&E | Com | HVAC | Com - Warehouse | Rate Impact Measure Test | Energy Efficiency | 138812.5675 | 155400.2301 | 171605.2221 | 187239.2637 | 203077.1626 | 221462.7457 | 237414.7026 | 253096.7312 | 188898.8941 | 149194.6967 | 157510.2704 | 181333.6588 | 190141.4957
Scenario 3: Aggressive Fuel Sub | PG&E | Com | HVAC | Com - Warehouse | Rate Impact Measure Test | Fuel Substitution | 326474.852 | 361497.5909 | 396100.2807 | 429071.2381 | 460027.8959 | 0 | 0 | 0 | 0 | 0 | 0 | 0 | 0
Scenario 3: Aggressive Fuel Sub | PG&E | Com | HVAC | Com - Warehouse | Total Resource Cost Test | Energy Efficiency | 211345.7252 | 233933.1312 | 255733.3006 | 276476.518 | 296800.0477 | 319510.1222 | 338657.9619 | 357155.7724 | 188898.8941 | 149194.6967 | 157510.2704 | 181333.6588 | 190141.4957
Scenario 3: Aggressive Fuel Sub | PG&E | Com | HVAC | Com - Warehouse | Total Resource Cost Test | Fuel Substitution | 340435.0932 | 379688.8361 | 416518.2724 | 453028.6595 | 487245.9748 | 0 | 0 | 0 | 0 | 0 | 0 | 0 | 0
Scenario 3: Aggressive Fuel Sub | PG&E | Com | Lighting | Com - College | Participant Cost Test | Energy Efficiency | 0 | 0 | 0 | 0 | 0 | 0 | 0 | 0 | 0 | 0 | 0 | 0 | 0
Scenario 3: Aggressive Fuel Sub | PG&E | Com | Lighting | Com - College | Program Administrator Cost Test | Energy Efficiency | 0 | 0 | 0 | 0 | 0 | 0 | 0 | 0 | 0 | 0 | 0 | 0 | 0
Scenario 3: Aggressive Fuel Sub | PG&E | Com | Lighting | Com - College | Rate Impact Measure Test | Energy Efficiency | 0 | 0 | 0 | 0 | 0 | 0 | 0 | 0 | 0 | 0 | 0 | 0 | 0
Scenario 3: Aggressive Fuel Sub | PG&E | Com | Lighting | Com - College | Total Resource Cost Test | Energy Efficiency | 0 | 0 | 0 | 0 | 0 | 0 | 0 | 0 | 0 | 0 | 0 | 0 | 0
Scenario 3: Aggressive Fuel Sub | PG&E | Com | Lighting | Com - Grocery | Participant Cost Test | Energy Efficiency | 197974.6086 | 193710.045 | 188341.9648 | 180849.4582 | 171084.3201 | 159927.8254 | 147150.061 | 132968.6965 | 114990.3637 | 98118.2091 | 80098.2486 | 60629.9079 | 39834.5832
Scenario 3: Aggressive Fuel Sub | PG&E | Com | Lighting | Com - Grocery | Program Administrator Cost Test | Energy Efficiency | 53389.4424 | 56931.4958 | 60100.9625 | 62800.4321 | 65508.1491 | 68538.1681 | 70322.4134 | 71574.6281 | 72271.0523 | 72691.4036 | 73936.6667 | 74550.891 | 74905.1303
Scenario 3: Aggressive Fuel Sub | PG&E | Com | Lighting | Com - Grocery | Rate Impact Measure Test | Energy Efficiency | 53389.4424 | 56931.4958 | 60100.9625 | 62800.4321 | 65508.1491 | 68538.1681 | 70322.4134 | 71574.6281 | 72271.0523 | 72691.4036 | 73936.6667 | 74550.891 | 74905.1303
Scenario 3: Aggressive Fuel Sub | PG&E | Com | Lighting | Com - Grocery | Total Resource Cost Test | Energy Efficiency | 55579.4376 | 59177.9291 | 62395.6441 | 65132.4304 | 67862.4266 | 70915.9611 | 72716.6435 | 73983.1534 | 72271.0523 | 72691.4036 | 73936.6667 | 74550.891 | 74905.1303
Scenario 3: Aggressive Fuel Sub | PG&E | Com | Lighting | Com - Health | Participant Cost Test | Energy Efficiency | 498309.2125 | 488092.3821 | 480673.2114 | 459217.411 | 436412.3563 | 408355.5042 | 375962.3798 | 339638.3629 | 291733.4595 | 247226.978 | 199426.0521 | 150880.1991 | 98921.7685
Scenario 3: Aggressive Fuel Sub | PG&E | Com | Lighting | Com - Health | Program Administrator Cost Test | Energy Efficiency | 140401.949 | 149933.3103 | 160444.0441 | 166987.9881 | 175132.5302 | 183531.8469 | 188742.0513 | 192462.5497 | 194670.7514 | 195207.7413 | 196866.5878 | 199333.8247 | 201173.208
Scenario 3: Aggressive Fuel Sub | PG&E | Com | Lighting | Com - Health | Rate Impact Measure Test | Energy Efficiency | 140401.949 | 149933.3103 | 160444.0441 | 166987.9881 | 175132.5302 | 183531.8469 | 188742.0513 | 192462.5497 | 194670.7514 | 195207.7413 | 196866.5878 | 199333.8247 | 201173.208
Scenario 3: Aggressive Fuel Sub | PG&E | Com | Lighting | Com - Health | Total Resource Cost Test | Energy Efficiency | 147504.1778 | 157223.5015 | 167984.055 | 174609.0917 | 182858.7074 | 191339.2853 | 196604.1171 | 200364.2903 | 194670.7514 | 195207.7413 | 196866.5878 | 199333.8247 | 201173.208
Scenario 3: Aggressive Fuel Sub | PG&E | Com | Lighting | Com - Lodging | Participant Cost Test | Energy Efficiency | 0 | 0 | 0 | 0 | 0 | 0 | 0 | 0 | 0 | 0 | 0 | 0 | 0
Scenario 3: Aggressive Fuel Sub | PG&E | Com | Lighting | Com - Lodging | Program Administrator Cost Test | Energy Efficiency | 0 | 0 | 0 | 0 | 0 | 0 | 0 | 0 | 0 | 0 | 0 | 0 | 0
Scenario 3: Aggressive Fuel Sub | PG&E | Com | Lighting | Com - Lodging | Rate Impact Measure Test | Energy Efficiency | 0 | 0 | 0 | 0 | 0 | 0 | 0 | 0 | 0 | 0 | 0 | 0 | 0
Scenario 3: Aggressive Fuel Sub | PG&E | Com | Lighting | Com - Lodging | Total Resource Cost Test | Energy Efficiency | 0 | 0 | 0 | 0 | 0 | 0 | 0 | 0 | 0 | 0 | 0 | 0 | 0
Scenario 3: Aggressive Fuel Sub | PG&E | Com | Lighting | Com - Office (Large) | Participant Cost Test | Energy Efficiency | 544540.0723 | 545631.4808 | 543189.4523 | 530867.4256 | 513077.8595 | 486585.5132 | 455061.913 | 417609.9263 | 352483.0503 | 304618.9414 | 250496.716 | 190267.9977 | 124317.6485
Scenario 3: Aggressive Fuel Sub | PG&E | Com | Lighting | Com - Office (Large) | Program Administrator Cost Test | Energy Efficiency | 179379.8421 | 196123.0725 | 212620.3882 | 227084.6753 | 242712.5757 | 258113.6517 | 270823.3766 | 282103.0309 | 292493.4137 | 302800.9363 | 314802.5931 | 324972.4589 | 334286.0167
Scenario 3: Aggressive Fuel Sub | PG&E | Com | Lighting | Com - Office (Large) | Rate Impact Measure Test | Energy Efficiency | 179379.8421 | 196123.0725 | 212620.3882 | 227084.6753 | 242712.5757 | 258113.6517 | 270823.3766 | 282103.0309 | 292493.4137 | 302800.9363 | 314802.5931 | 324972.4589 | 334286.0167
Scenario 3: Aggressive Fuel Sub | PG&E | Com | Lighting | Com - Office (Large) | Total Resource Cost Test | Energy Efficiency | 197586.3316 | 215211.0582 | 232548.8335 | 247656.7031 | 263883.8576 | 279747.7039 | 292894.3885 | 304563.8092 | 292493.4137 | 302800.9363 | 314802.5931 | 324972.4589 | 334286.0167
Scenario 3: Aggressive Fuel Sub | PG&E | Com | Lighting | Com - Office (Small) | Participant Cost Test | Energy Efficiency | 0 | 0 | 0 | 0 | 0 | 0 | 0 | 0 | 0 | 0 | 0 | 0 | 0
Scenario 3: Aggressive Fuel Sub | PG&E | Com | Lighting | Com - Office (Small) | Program Administrator Cost Test | Energy Efficiency | 0 | 0 | 0 | 0 | 0 | 0 | 0 | 0 | 0 | 0 | 0 | 0 | 0
Scenario 3: Aggressive Fuel Sub | PG&E | Com | Lighting | Com - Office (Small) | Rate Impact Measure Test | Energy Efficiency | 0 | 0 | 0 | 0 | 0 | 0 | 0 | 0 | 0 | 0 | 0 | 0 | 0
Scenario 3: Aggressive Fuel Sub | PG&E | Com | Lighting | Com - Office (Small) | Total Resource Cost Test | Energy Efficiency | 0 | 0 | 0 | 0 | 0 | 0 | 0 | 0 | 0 | 0 | 0 | 0 | 0
Scenario 3: Aggressive Fuel Sub | PG&E | Com | Lighting | Com - Other | Participant Cost Test | Energy Efficiency | 0 | 0 | 0 | 0 | 0 | 0 | 0 | 0 | 0 | 0 | 0 | 0 | 0
Scenario 3: Aggressive Fuel Sub | PG&E | Com | Lighting | Com - Other | Program Administrator Cost Test | Energy Efficiency | 0 | 0 | 0 | 0 | 0 | 0 | 0 | 0 | 0 | 0 | 0 | 0 | 0
Scenario 3: Aggressive Fuel Sub | PG&E | Com | Lighting | Com - Other | Rate Impact Measure Test | Energy Efficiency | 0 | 0 | 0 | 0 | 0 | 0 | 0 | 0 | 0 | 0 | 0 | 0 | 0
Scenario 3: Aggressive Fuel Sub | PG&E | Com | Lighting | Com - Other | Total Resource Cost Test | Energy Efficiency | 0 | 0 | 0 | 0 | 0 | 0 | 0 | 0 | 0 | 0 | 0 | 0 | 0
Scenario 3: Aggressive Fuel Sub | PG&E | Com | Lighting | Com - Refrig. Warehouse | Participant Cost Test | Energy Efficiency | 4841.9169 | 4745.1126 | 4613.4521 | 4434.2931 | 4212.9347 | 3945.3814 | 3633.9919 | 3287.7474 | 2862.5718 | 2442.9336 | 1988.2175 | 1496.1374 | 966.8213
Scenario 3: Aggressive Fuel Sub | PG&E | Com | Lighting | Com - Refrig. Warehouse | Program Administrator Cost Test | Energy Efficiency | 1789.7258 | 1917.4961 | 2035.6898 | 2145.7251 | 2262.3991 | 2385.0643 | 2479.8567 | 2566.9569 | 2642.0204 | 2714.8896 | 2806.8739 | 2890.1193 | 2971.5603
Scenario 3: Aggressive Fuel Sub | PG&E | Com | Lighting | Com - Refrig. Warehouse | Rate Impact Measure Test | Energy Efficiency | 1789.7258 | 1917.4961 | 2035.6898 | 2145.7251 | 2262.3991 | 2385.0643 | 2479.8567 | 2566.9569 | 2642.0204 | 2714.8896 | 2806.8739 | 2890.1193 | 2971.5603
Scenario 3: Aggressive Fuel Sub | PG&E | Com | Lighting | Com - Refrig. Warehouse | Total Resource Cost Test | Energy Efficiency | 1826.4125 | 1955.1469 | 2074.122 | 2184.798 | 2301.9993 | 2425.1177 | 2520.2269 | 2607.6303 | 2642.0204 | 2714.8896 | 2806.8739 | 2890.1193 | 2971.5603
Scenario 3: Aggressive Fuel Sub | PG&E | Com | Lighting | Com - Restaurant | Participant Cost Test | Energy Efficiency | 50205.9342 | 50154.129 | 49692.5922 | 48468.4302 | 46563.956 | 86311.5309 | 87610.1298 | 78684.1077 | 68565.7357 | 35688.3683 | 24780.2246 | 12890.3546 | 43176.0131
Scenario 3: Aggressive Fuel Sub | PG&E | Com | Lighting | Com - Restaurant | Program Administrator Cost Test | Energy Efficiency | 14783.5247 | 16114.9505 | 17370.7163 | 18486.6639 | 19630.154 | 40816.5593 | 46403.5006 | 47208.7752 | 47768.2785 | 29500.2156 | 25671.1103 | 17929.9721 | 92874.5787
Scenario 3: Aggressive Fuel Sub | PG&E | Com | Lighting | Com - Restaurant | Rate Impact Measure Test | Energy Efficiency | 14783.5247 | 16114.9505 | 17370.7163 | 18486.6639 | 19630.154 | 40816.5593 | 46403.5006 | 47208.7752 | 47768.2785 | 29500.2156 | 25671.1103 | 17929.9721 | 92874.5787
Scenario 3: Aggressive Fuel Sub | PG&E | Com | Lighting | Com - Restaurant | Total Resource Cost Test | Energy Efficiency | 15004.7535 | 16346.6374 | 17611.9153 | 18735.706 | 19885.5712 | 41328.2262 | 46972.2576 | 47778.0231 | 47768.2785 | 29500.2156 | 25671.1103 | 17929.9721 | 92874.5787
Scenario 3: Aggressive Fuel Sub | PG&E | Com | Lighting | Com - Retail | Participant Cost Test | Energy Efficiency | 1194515.9872 | 1175344.4804 | 1149575.3645 | 791023.7345 | 2983490.2526 | 961166.6556 | 908538.6894 | 837120.2822 | 597729.8701 | 510221.4826 | 416224.9555 | 314175.1086 | 204608.0812
Scenario 3: Aggressive Fuel Sub | PG&E | Com | Lighting | Com - Retail | Program Administrator Cost Test | Energy Efficiency | 345241.7113 | 368939.8388 | 390877.6417 | 292027.3184 | 1208848.1117 | 432649.0032 | 453280.6711 | 466690.0642 | 477467.1949 | 487263.2188 | 501628.5474 | 513302.2668 | 524286.9062
Scenario 3: Aggressive Fuel Sub | PG&E | Com | Lighting | Com - Retail | Rate Impact Measure Test | Energy Efficiency | 345241.7113 | 368939.8388 | 390877.6417 | 292027.3184 | 1208848.1117 | 432649.0032 | 453280.6711 | 466690.0642 | 477467.1949 | 487263.2188 | 501628.5474 | 513302.2668 | 524286.9062
Scenario 3: Aggressive Fuel Sub | PG&E | Com | Lighting | Com - Retail | Total Resource Cost Test | Energy Efficiency | 494527.3627 | 521979.144 | 547115.4001 | 404936.3798 | 1659172.9311 | 587605.5642 | 611314.4627 | 625878.7819 | 477467.1949 | 487263.2188 | 501628.5474 | 513302.2668 | 524286.9062
Scenario 3: Aggressive Fuel Sub | PG&E | Com | Lighting | Com - School | Participant Cost Test | Energy Efficiency | 0 | 0 | 0 | 0 | 0 | 0 | 0 | 0 | 0 | 0 | 0 | 0 | 0
Scenario 3: Aggressive Fuel Sub | PG&E | Com | Lighting | Com - School | Program Administrator Cost Test | Energy Efficiency | 0 | 0 | 0 | 0 | 0 | 0 | 0 | 0 | 0 | 0 | 0 | 0 | 0
Scenario 3: Aggressive Fuel Sub | PG&E | Com | Lighting | Com - School | Rate Impact Measure Test | Energy Efficiency | 0 | 0 | 0 | 0 | 0 | 0 | 0 | 0 | 0 | 0 | 0 | 0 | 0
Scenario 3: Aggressive Fuel Sub | PG&E | Com | Lighting | Com - School | Total Resource Cost Test | Energy Efficiency | 0 | 0 | 0 | 0 | 0 | 0 | 0 | 0 | 0 | 0 | 0 | 0 | 0
Scenario 3: Aggressive Fuel Sub | PG&E | Com | Lighting | Com - Warehouse | Participant Cost Test | Energy Efficiency | 9694.3862 | 9824.4685 | 9868.1382 | 9787.4527 | 9574.7142 | 9245.2665 | 8883.3464 | 8401.7394 | 1933.2744 | 0 | 0 | 0 | 0
Scenario 3: Aggressive Fuel Sub | PG&E | Com | Lighting | Com - Warehouse | Program Administrator Cost Test | Energy Efficiency | 2801.5828 | 3085.5138 | 3358.9952 | 3619.4297 | 3889.659 | 4177.8225 | 4455.0841 | 4716.1147 | 1507.9933 | 0 | 0 | 0 | 0
Scenario 3: Aggressive Fuel Sub | PG&E | Com | Lighting | Com - Warehouse | Rate Impact Measure Test | Energy Efficiency | 2801.5828 | 3085.5138 | 3358.9952 | 3619.4297 | 3889.659 | 4177.8225 | 4455.0841 | 4716.1147 | 1507.9933 | 0 | 0 | 0 | 0
Scenario 3: Aggressive Fuel Sub | PG&E | Com | Lighting | Com - Warehouse | Total Resource Cost Test | Energy Efficiency | 3847.3066 | 4190.6188 | 4518.7031 | 4828.7941 | 5142.3724 | 5471.9354 | 5799.4122 | 6109.6925 | 1507.9933 | 0 | 0 | 0 | 0
Scenario 3: Aggressive Fuel Sub | PG&E | Com | WaterHeat | Com - College | Participant Cost Test | Energy Efficiency | 1014990.7303 | 1565507.322 | 1333094.1759 | 2409860.3366 | 2070194.0484 | 2097860.3048 | 2459936.897 | 2850324.0338 | 2168016.0372 | 2316220.8361 | 1987263.1625 | 1362205.5717 | 721271.7074
Scenario 3: Aggressive Fuel Sub | PG&E | Com | WaterHeat | Com - College | Participant Cost Test | Fuel Substitution | 441254.9878 | 542862.5422 | 674467.1945 | 728426.6385 | 695114.6814 | 3628210.4658 | 4202110.9662 | 4683280.2037 | 4446472.5149 | 4695107.249 | 4674839.4871 | 3972439.9737 | 2525488.7495
Scenario 3: Aggressive Fuel Sub | PG&E | Com | WaterHeat | Com - College | Program Administrator Cost Test | Energy Efficiency | 629361.387 | 856403.2997 | 745715.6033 | 1827647.8715 | 1225239.6067 | 765900.4454 | 951531.0035 | 1141007.0101 | 1308861.8337 | 1435882.7481 | 1490580.1534 | 1456335.663 | 1335044.3623
Scenario 3: Aggressive Fuel Sub | PG&E | Com | WaterHeat | Com - College | Program Administrator Cost Test | Fuel Substitution | 1736033.3018 | 2247881.0951 | 2885767.1175 | 3679707.8955 | 4663239.2555 | 2247081.247 | 2954376.1909 | 3778314.5578 | 4696378.2285 | 6114397.9669 | 8037644.0833 | 10033384.8774 | 12118472.1071
Scenario 3: Aggressive Fuel Sub | PG&E | Com | WaterHeat | Com - College | Rate Impact Measure Test | Energy Efficiency | 629361.387 | 856403.2997 | 745715.6033 | 1827647.8715 | 1225239.6067 | 765900.4454 | 951531.0035 | 1141007.0101 | 1308861.8337 | 1435882.7481 | 1490580.1534 | 1456335.663 | 1335044.3623
Scenario 3: Aggressive Fuel Sub | PG&E | Com | WaterHeat | Com - College | Rate Impact Measure Test | Fuel Substitution | 2076532.5527 | 2622278.5403 | 3296105.1221 | 4119277.8975 | 5124009.5391 | 2247081.247 | 2954376.1909 | 3778314.5578 | 4696378.2285 | 6114397.9669 | 8037644.0833 | 10033384.8774 | 12118472.1071
Scenario 3: Aggressive Fuel Sub | PG&E | Com | WaterHeat | Com - College | Total Resource Cost Test | Energy Efficiency | 962910.0436 | 1384230.1524 | 1184683.462 | 2609548.7714 | 1904037.4455 | 1492387.2415 | 1752419.953 | 2053375.3229 | 1308861.8337 | 1435882.7481 | 1490580.1534 | 1456335.663 | 1335044.3623
Scenario 3: Aggressive Fuel Sub | PG&E | Com | WaterHeat | Com - College | Total Resource Cost Test | Fuel Substitution | 2124716.7844 | 2726063.0389 | 3481341.6224 | 4312574.4162 | 5243344.9866 | 2528063.6528 | 3305735.8733 | 4216976.0639 | 4696378.2285 | 6114397.9669 | 8037644.0833 | 10033384.8774 | 12118472.1071
Scenario 3: Aggressive Fuel Sub | PG&E | Com | WaterHeat | Com - Grocery | Participant Cost Test | Energy Efficiency | 490330.6024 | 589907.7849 | 708045.9629 | 846021.5298 | 1003622.2801 | 1138367.1726 | 1323709.0341 | 1519992.1578 | 1288901.78 | 1415546.9345 | 1284285.4069 | 957626.3752 | 566399.9571
Scenario 3: Aggressive Fuel Sub | PG&E | Com | WaterHeat | Com - Grocery | Participant Cost Test | Fuel Substitution | 10086.2188 | 12308.3138 | 15032.1491 | 18356.9946 | 22371.8794 | 0 | 0 | 0 | 0 | 0 | 0 | 0 | 0
Scenario 3: Aggressive Fuel Sub | PG&E | Com | WaterHeat | Com - Grocery | Program Administrator Cost Test | Energy Efficiency | 218991.158 | 264178.2758 | 319018.5119 | 384835.0409 | 462346.5333 | 477417.8448 | 575124.5435 | 680890.0465 | 789225.475 | 892374.8059 | 980397.6769 | 1042325.268 | 1068937.023
Scenario 3: Aggressive Fuel Sub | PG&E | Com | WaterHeat | Com - Grocery | Program Administrator Cost Test | Fuel Substitution | 80544.6288 | 103441.0285 | 132987.8691 | 171014.0027 | 219544.6128 | 0 | 0 | 0 | 0 | 0 | 0 | 0 | 0
Scenario 3: Aggressive Fuel Sub | PG&E | Com | WaterHeat | Com - Grocery | Rate Impact Measure Test | Energy Efficiency | 218991.158 | 264178.2758 | 319018.5119 | 384835.0409 | 462346.5333 | 477417.8448 | 575124.5435 | 680890.0465 | 789225.475 | 892374.8059 | 980397.6769 | 1042325.268 | 1068937.023
Scenario 3: Aggressive Fuel Sub | PG&E | Com | WaterHeat | Com - Grocery | Rate Impact Measure Test | Fuel Substitution | 84381.8818 | 106786.4219 | 135859.0536 | 173105.9677 | 220549.4137 | 0 | 0 | 0 | 0 | 0 | 0 | 0 | 0
Scenario 3: Aggressive Fuel Sub | PG&E | Com | WaterHeat | Com - Grocery | Total Resource Cost Test | Energy Efficiency | 354378.4707 | 425681.5152 | 510779.4214 | 611088.9221 | 727027.795 | 777406.9995 | 912209.3631 | 1060846.4572 | 789225.475 | 892374.8059 | 980397.6769 | 1042325.268 | 1068937.023
Scenario 3: Aggressive Fuel Sub | PG&E | Com | WaterHeat | Com - Grocery | Total Resource Cost Test | Fuel Substitution | 88022.6269 | 112566.5043 | 144132.8166 | 184624.0151 | 236131.2903 | 0 | 0 | 0 | 0 | 0 | 0 | 0 | 0
Scenario 3: Aggressive Fuel Sub | PG&E | Com | WaterHeat | Com - Health | Participant Cost Test | Energy Efficiency | 2241590.9144 | 2525310.5211 | 2848666.5102 | 3222512.7909 | 3468130.8021 | 2964969.1199 | 3322045.1621 | 3676032.6112 | 2796309.8696 | 2835769.2954 | 2311875.2591 | 1512329.6475 | 769914.7406
Scenario 3: Aggressive Fuel Sub | PG&E | Com | WaterHeat | Com - Health | Participant Cost Test | Fuel Substitution | 972186.2236 | 1205989.0233 | 1522041.126 | 1676722.1988 | 1769929.927 | 9690533.4811 | 11283464.14 | 12647345.5418 | 11983393.7863 | 12617984.5267 | 12632089.3786 | 10745059.4288 | 6757122.7627
Scenario 3: Aggressive Fuel Sub | PG&E | Com | WaterHeat | Com - Health | Program Administrator Cost Test | Energy Efficiency | 1604538.033 | 1824039.0012 | 2104519.28 | 2392927.0378 | 2666573.838 | 1131467.0478 | 1348841.827 | 1542780.2013 | 1690129.1138 | 1761094.6853 | 1738127.6906 | 1621800.1181 | 1431568.0558
Scenario 3: Aggressive Fuel Sub | PG&E | Com | WaterHeat | Com - Health | Program Administrator Cost Test | Fuel Substitution | 4666104.8816 | 6077863.4182 | 7850044.5578 | 10066524.4257 | 12825714.0936 | 6004615.5133 | 7942459.2365 | 10216240.8586 | 12766169.8301 | 16603284.9654 | 22008507.9944 | 27659157.3182 | 33591811.104
Scenario 3: Aggressive Fuel Sub | PG&E | Com | WaterHeat | Com - Health | Rate Impact Measure Test | Energy Efficiency | 1604538.033 | 1824039.0012 | 2104519.28 | 2392927.0378 | 2666573.838 | 1131467.0478 | 1348841.827 | 1542780.2013 | 1690129.1138 | 1761094.6853 | 1738127.6906 | 1621800.1181 | 1431568.0558
Scenario 3: Aggressive Fuel Sub | PG&E | Com | WaterHeat | Com - Health | Rate Impact Measure Test | Fuel Substitution | 5463412.1843 | 6954335.1726 | 8809803.9843 | 11096080.5198 | 13915294.193 | 6004615.5133 | 7942459.2365 | 10216240.8586 | 12766169.8301 | 16603284.9654 | 22008507.9944 | 27659157.3182 | 33591811.104
Scenario 3: Aggressive Fuel Sub | PG&E | Com | WaterHeat | Com - Health | Total Resource Cost Test | Energy Efficiency | 2255188.9656 | 2566954.1752 | 2926608.6727 | 3329883.7053 | 3677080.6361 | 2069831.7535 | 2319193.0564 | 2597709.4251 | 1690129.1138 | 1761094.6853 | 1738127.6906 | 1621800.1181 | 1431568.0558
Scenario 3: Aggressive Fuel Sub | PG&E | Com | WaterHeat | Com - Health | Total Resource Cost Test | Fuel Substitution | 5527771.3398 | 7145615.9266 | 9200362.8432 | 11525536.741 | 14311754.6347 | 6804084.7746 | 8941794.0725 | 11471538.9593 | 12766169.8301 | 16603284.9654 | 22008507.9944 | 27659157.3182 | 33591811.104
Scenario 3: Aggressive Fuel Sub | PG&E | Com | WaterHeat | Com - Lodging | Participant Cost Test | Energy Efficiency | 14700886.9705 | 15196658.2109 | 15581061.9401 | 15976647.6341 | 16368147.1058 | 8993025.6777 | 6176683.6044 | 6246516.399 | 2138236.9424 | 1914125.4739 | 4433.2004 | 878781.2252 | 407890.2478
Scenario 3: Aggressive Fuel Sub | PG&E | Com | WaterHeat | Com - Lodging | Participant Cost Test | Fuel Substitution | 3895110.6749 | 4801416.5081 | 5922012.1563 | 6408789.8132 | 6598316.8779 | 11887649.916 | 11948716.3347 | 13533964.2767 | 11214553.4512 | 11971414.029 | 11965773.6331 | 10155948.4964 | 6355935.8695
Scenario 3: Aggressive Fuel Sub | PG&E | Com | WaterHeat | Com - Lodging | Program Administrator Cost Test | Energy Efficiency | 7700554.8497 | 8283503.8001 | 8901327.8541 | 9506543.9451 | 10191539.793 | 1392104.4301 | 1539045.0232 | 1629991.4096 | 1322340.2722 | 1217454.0007 | 6067.0404 | 960903.6629 | 777719.9987
Scenario 3: Aggressive Fuel Sub | PG&E | Com | WaterHeat | Com - Lodging | Program Administrator Cost Test | Fuel Substitution | 4663979.7491 | 6049195.2388 | 7789875.3148 | 9971482.5529 | 12693342.9434 | 5690227.9878 | 7489746.8621 | 9601120.7474 | 11969150.0868 | 15788286.4022 | 20909705.2195 | 26257192.597 | 31864416.642
Scenario 3: Aggressive Fuel Sub | PG&E | Com | WaterHeat | Com - Lodging | Rate Impact Measure Test | Energy Efficiency | 7700554.8497 | 8283503.8001 | 8901327.8541 | 9506543.9451 | 10191539.793 | 1392104.4301 | 1539045.0232 | 1629991.4096 | 1322340.2722 | 1217454.0007 | 6067.0404 | 960903.6629 | 777719.9987
Scenario 3: Aggressive Fuel Sub | PG&E | Com | WaterHeat | Com - Lodging | Rate Impact Measure Test | Fuel Substitution | 5539438.201 | 7011238.124 | 8844457.3634 | 11100610.8307 | 13875624.5168 | 5690227.9878 | 7489746.8621 | 9601120.7474 | 11969150.0868 | 15788286.4022 | 20909705.2195 | 26257192.597 | 31864416.642
Scenario 3: Aggressive Fuel Sub | PG&E | Com | WaterHeat | Com - Lodging | Total Resource Cost Test | Energy Efficiency | 16032049.7744 | 17006987.1516 | 17913443.3199 | 18866984.5821 | 19905575.0672 | 8015509.3235 | 5167261.5561 | 5256441.2663 | 1322340.2722 | 1217454.0007 | 6067.0404 | 960903.6629 | 777719.9987
Scenario 3: Aggressive Fuel Sub | PG&E | Com | WaterHeat | Com - Lodging | Total Resource Cost Test | Fuel Substitution | 8459414.0905 | 10726510.0586 | 13558213.585 | 16190923.746 | 19059538.8595 | 9162447.8638 | 9753650.4226 | 12445641.1141 | 11969150.0868 | 15788286.4022 | 20909705.2195 | 26257192.597 | 31864416.642
Scenario 3: Aggressive Fuel Sub | PG&E | Com | WaterHeat | Com - Office (Large) | Participant Cost Test | Energy Efficiency | 7219026.7391 | 7638902.3677 | 7651414.9731 | 7169601.6974 | 6207248.6987 | 3982157.0015 | 2401554.9148 | 1142687.1017 | 81006.0364 | 2541.1813 | 2492.6959 | 2182.7281 | 1464.5777
Scenario 3: Aggressive Fuel Sub | PG&E | Com | WaterHeat | Com - Office (Large) | Participant Cost Test | Fuel Substitution | 351223.6506 | 430737.5526 | 541546.4175 | 569340.9103 | 560585.9904 | 2546678.0969 | 2930979.4984 | 3262105.3471 | 2946845.1051 | 3207664.0428 | 3194884.0644 | 2713937.7104 | 1724977.6611
Scenario 3: Aggressive Fuel Sub | PG&E | Com | WaterHeat | Com - Office (Large) | Program Administrator Cost Test | Energy Efficiency | 2792941.2517 | 3049732.2699 | 3208324.7672 | 3214414.3749 | 3067141.0841 | 1255190.3058 | 829600.939 | 409557.0589 | 48921.2561 | 2333.8041 | 3028.4134 | 3910.8924 | 5041.5786
Scenario 3: Aggressive Fuel Sub | PG&E | Com | WaterHeat | Com - Office (Large) | Program Administrator Cost Test | Fuel Substitution | 978438.6146 | 1262971.8731 | 1615365.5486 | 2050531.4395 | 2585793.688 | 1521495.184 | 1981077.5208 | 2515386.9236 | 3109494.977 | 4172392.2519 | 5484661.4913 | 6839380.7472 | 8242284.2121
Scenario 3: Aggressive Fuel Sub | PG&E | Com | WaterHeat | Com - Office (Large) | Rate Impact Measure Test | Energy Efficiency | 2792941.2517 | 3049732.2699 | 3208324.7672 | 3214414.3749 | 3067141.0841 | 1255190.3058 | 829600.939 | 409557.0589 | 48921.2561 | 2333.8041 | 3028.4134 | 3910.8924 | 5041.5786
Scenario 3: Aggressive Fuel Sub | PG&E | Com | WaterHeat | Com - Office (Large) | Rate Impact Measure Test | Fuel Substitution | 1186813.8599 | 1492521.8352 | 1867418.8107 | 2321730.162 | 2872156.5835 | 1521495.184 | 1981077.5208 | 2515386.9236 | 3109494.977 | 4172392.2519 | 5484661.4913 | 6839380.7472 | 8242284.2121
Scenario 3: Aggressive Fuel Sub | PG&E | Com | WaterHeat | Com - Office (Large) | Total Resource Cost Test | Energy Efficiency | 5815519.6731 | 6227803.2788 | 6356134.7715 | 6137557.0958 | 5576216.8244 | 2985490.2984 | 1781097.7896 | 854905.1421 | 48921.2561 | 2333.8041 | 3028.4134 | 3910.8924 | 5041.5786
Scenario 3: Aggressive Fuel Sub | PG&E | Com | WaterHeat | Com - Office (Large) | Total Resource Cost Test | Fuel Substitution | 1300265.5146 | 1657654.0309 | 2113100.8169 | 2566621.1237 | 3081747.8444 | 1800349.7888 | 2328090.0138 | 2949378.735 | 3109494.977 | 4172392.2519 | 5484661.4913 | 6839380.7472 | 8242284.2121
Scenario 3: Aggressive Fuel Sub | PG&E | Com | WaterHeat | Com - Office (Small) | Participant Cost Test | Energy Efficiency | 1130258.7136 | 1443052.8964 | 16593.7393 | 1560003.392 | 1950756.1276 | 2228786.023 | 2528101.5302 | 2731901.5548 | 2185503.5784 | 2100108.3256 | 1593665.5553 | 950850.5567 | 430890.0576
Scenario 3: Aggressive Fuel Sub | PG&E | Com | WaterHeat | Com - Office (Small) | Participant Cost Test | Fuel Substitution | 27240.151 | 33473.9981 | 40708.7927 | 41068.543 | 51859.4647 | 565988.8695 | 653283.0951 | 724059.211 | 733523.6659 | 807048.2991 | 804485.4284 | 684557.3795 | 436859.0923
Scenario 3: Aggressive Fuel Sub | PG&E | Com | WaterHeat | Com - Office (Small) | Program Administrator Cost Test | Energy Efficiency | 433103.9415 | 569036.4796 | 32543.5256 | 650646.0124 | 937078.3899 | 958349.5864 | 1122107.8139 | 1251904.9655 | 1318731.6172 | 1301096.3917 | 1194538.4987 | 1015796.1841 | 796862.6169
Scenario 3: Aggressive Fuel Sub | PG&E | Com | WaterHeat | Com - Office (Small) | Program Administrator Cost Test | Fuel Substitution | 258898.0362 | 334825.6842 | 428867.7088 | 455590.4359 | 605065.1941 | 368848.9601 | 485049.3486 | 621143.4516 | 773144.0715 | 1048331.173 | 1378586.0771 | 1720641.5925 | 2077119.1955
Scenario 3: Aggressive Fuel Sub | PG&E | Com | WaterHeat | Com - Office (Small) | Rate Impact Measure Test | Energy Efficiency | 433103.9415 | 569036.4796 | 32543.5256 | 650646.0124 | 937078.3899 | 958349.5864 | 1122107.8139 | 1251904.9655 | 1318731.6172 | 1301096.3917 | 1194538.4987 | 1015796.1841 | 796862.6169
Scenario 3: Aggressive Fuel Sub | PG&E | Com | WaterHeat | Com - Office (Small) | Rate Impact Measure Test | Fuel Substitution | 315753.7888 | 397698.7825 | 498124.5507 | 518049.4499 | 673121.1787 | 368848.9601 | 485049.3486 | 621143.4516 | 773144.0715 | 1048331.173 | 1378586.0771 | 1720641.5925 | 2077119.1955
Scenario 3: Aggressive Fuel Sub | PG&E | Com | WaterHeat | Com - Office (Small) | Total Resource Cost Test | Energy Efficiency | 716291.7802 | 924047.7831 | 34476.7711 | 1020761.0313 | 1385989.8101 | 1468807.4026 | 1690020.0622 | 1853727.6692 | 1318731.6172 | 1301096.3917 | 1194538.4987 | 1015796.1841 | 796862.6169
Scenario 3: Aggressive Fuel Sub | PG&E | Com | WaterHeat | Com - Office (Small) | Total Resource Cost Test | Fuel Substitution | 278384.0184 | 358771.0524 | 457981.6335 | 484961.5458 | 642146.198 | 384656.59 | 505148.7632 | 646172.5444 | 773144.0715 | 1048331.173 | 1378586.0771 | 1720641.5925 | 2077119.1955
Scenario 3: Aggressive Fuel Sub | PG&E | Com | WaterHeat | Com - Other | Participant Cost Test | Energy Efficiency | 4946114.7497 | 5949280.24 | 6914552.7789 | 8233778.6071 | 9731371.4966 | 9781420.5755 | 11312569.019 | 12878998.4437 | 8628689.1999 | 9159205.2453 | 7859760.8939 | 5421964.2549 | 2904329.3096
Scenario 3: Aggressive Fuel Sub | PG&E | Com | WaterHeat | Com - Other | Participant Cost Test | Fuel Substitution | 6040592.4278 | 7409456.0329 | 8545379.9349 | 9267329.7414 | 9554462.7543 | 36244480.5244 | 42057263.4657 | 47147927.0796 | 41635737.0187 | 43766856.4259 | 43496972.0713 | 36862288.5965 | 23292251.8674
Scenario 3: Aggressive Fuel Sub | PG&E | Com | WaterHeat | Com - Other | Program Administrator Cost Test | Energy Efficiency | 2605707.3887 | 3160488.5497 | 3818913.1667 | 4596627.7679 | 5498172.5837 | 3247110.3317 | 3938642.349 | 4643216.3009 | 5241787.194 | 5722394.4519 | 5948117.8332 | 5855672.1703 | 5444691.5734
Scenario 3: Aggressive Fuel Sub | PG&E | Com | WaterHeat | Com - Other | Program Administrator Cost Test | Fuel Substitution | 17266088.9681 | 22274664.2555 | 28512104.8778 | 36262313.1175 | 45853138.7769 | 21200813.2675 | 27821233.5281 | 35531870.1228 | 44110466.5003 | 57199032.5666 | 75110601.0712 | 93657167.9847 | 112978018.0691
Scenario 3: Aggressive Fuel Sub | PG&E | Com | WaterHeat | Com - Other | Rate Impact Measure Test | Energy Efficiency | 2605707.3887 | 3160488.5497 | 3818913.1667 | 4596627.7679 | 5498172.5837 | 3247110.3317 | 3938642.349 | 4643216.3009 | 5241787.194 | 5722394.4519 | 5948117.8332 | 5855672.1703 | 5444691.5734
Scenario 3: Aggressive Fuel Sub | PG&E | Com | WaterHeat | Com - Other | Rate Impact Measure Test | Fuel Substitution | 20881167.3075 | 26252348.5862 | 32875831.1577 | 40945422.9235 | 50775960.4922 | 21200813.2675 | 27821233.5281 | 35531870.1228 | 44110466.5003 | 57199032.5666 | 75110601.0712 | 93657167.9847 | 112978018.0691
Scenario 3: Aggressive Fuel Sub | PG&E | Com | WaterHeat | Com - Other | Total Resource Cost Test | Energy Efficiency | 4654235.5101 | 5626795.6767 | 6559319.6035 | 7854242.193 | 9335202.7363 | 7289346.9616 | 8450545.4047 | 9699438.78 | 5241787.194 | 5722394.4519 | 5948117.8332 | 5855672.1703 | 5444691.5734
Scenario 3: Aggressive Fuel Sub | PG&E | Com | WaterHeat | Com - Other | Total Resource Cost Test | Fuel Substitution | 22802817.8802 | 29061887.1337 | 36295137.8615 | 44601709.9322 | 54289954.7913 | 25939547.9244 | 33707698.899 | 42872257.205 | 44110466.5003 | 57199032.5666 | 75110601.0712 | 93657167.9847 | 112978018.0691
Scenario 3: Aggressive Fuel Sub | PG&E | Com | WaterHeat | Com - Refrig. Warehouse | Participant Cost Test | Energy Efficiency | 96710.5827 | 125862.6606 | 159911.6799 | 201757.8371 | 252226.3908 | 304632.7267 | 372160.0058 | 444962.4185 | 468993.8627 | 529848.3742 | 488864.5529 | 366362.1302 | 215248.157
Scenario 3: Aggressive Fuel Sub | PG&E | Com | WaterHeat | Com - Refrig. Warehouse | Participant Cost Test | Fuel Substitution | 2367.0119 | 2934.6239 | 3658.5943 | 4631.8436 | 5886.0547 | 82714.344 | 95439.5328 | 105703.4704 | 109564.4648 | 116848.3627 | 116949.9536 | 99416.8353 | 62397.3777
Scenario 3: Aggressive Fuel Sub | PG&E | Com | WaterHeat | Com - Refrig. Warehouse | Program Administrator Cost Test | Energy Efficiency | 49442.3028 | 64965.1286 | 83303.0046 | 106363.5835 | 134942.9057 | 153311.5547 | 192468.739 | 236610.7416 | 283320.0806 | 328505.2742 | 366591.3111 | 391559.0638 | 398306.4638
Scenario 3: Aggressive Fuel Sub | PG&E | Com | WaterHeat | Com - Refrig. Warehouse | Program Administrator Cost Test | Fuel Substitution | 45330.2602 | 58857.214 | 75896.176 | 97305.7065 | 124066.18 | 55261.4276 | 72834.4642 | 93527.6234 | 116797.1116 | 153876.7099 | 203971.4143 | 256304.7861 | 311114.7925
Scenario 3: Aggressive Fuel Sub | PG&E | Com | WaterHeat | Com - Refrig. Warehouse | Rate Impact Measure Test | Energy Efficiency | 49442.3028 | 64965.1286 | 83303.0046 | 106363.5835 | 134942.9057 | 153311.5547 | 192468.739 | 236610.7416 | 283320.0806 | 328505.2742 | 366591.3111 | 391559.0638 | 398306.4638
Scenario 3: Aggressive Fuel Sub | PG&E | Com | WaterHeat | Com - Refrig. Warehouse | Rate Impact Measure Test | Fuel Substitution | 52391.3004 | 66513.3713 | 84230.4248 | 106252.3989 | 133546.4887 | 55261.4276 | 72834.4642 | 93527.6234 | 116797.1116 | 153876.7099 | 203971.4143 | 256304.7861 | 311114.7925
Scenario 3: Aggressive Fuel Sub | PG&E | Com | WaterHeat | Com - Refrig. Warehouse | Total Resource Cost Test | Energy Efficiency | 59963.4701 | 78588.1923 | 100341.517 | 127480.0072 | 160838.6982 | 184267.9077 | 229396.6086 | 279731.3814 | 283320.0806 | 328505.2742 | 366591.3111 | 391559.0638 | 398306.4638
Scenario 3: Aggressive Fuel Sub | PG&E | Com | WaterHeat | Com - Refrig. Warehouse | Total Resource Cost Test | Fuel Substitution | 46637.4292 | 60469.9129 | 77871.9421 | 99711.8527 | 126979.4889 | 56184.4345 | 74010.7126 | 94996.4068 | 116797.1116 | 153876.7099 | 203971.4143 | 256304.7861 | 311114.7925
Scenario 3: Aggressive Fuel Sub | PG&E | Com | WaterHeat | Com - Restaurant | Participant Cost Test | Energy Efficiency | 803052.7056 | 933415.4581 | 1078604.8478 | 1234725.606 | 1392780.5606 | 969481.3412 | 1078536.0816 | 1145792.1369 | 1045654.3708 | 977355.0534 | 63104.4885 | 468568.9558 | 266686.8419
Scenario 3: Aggressive Fuel Sub | PG&E | Com | WaterHeat | Com - Restaurant | Participant Cost Test | Fuel Substitution | 476678.6705 | 590605.726 | 721826.4985 | 874528.4387 | 1050873.3135 | 18613517.7616 | 21314162.4583 | 23408893.0844 | 24073654.0995 | 25286745.2816 | 25065792.2022 | 19077212.3028 | 12916581.8954
Scenario 3: Aggressive Fuel Sub | PG&E | Com | WaterHeat | Com - Restaurant | Program Administrator Cost Test | Energy Efficiency | 902445.6167 | 1087733.367 | 1304866.047 | 1553275.2292 | 1830526.7923 | 516207.7468 | 588240.839 | 642102.1385 | 665821.004 | 652299.3239 | 101070.9071 | 546370.7369 | 629954.3343
Scenario 3: Aggressive Fuel Sub | PG&E | Com | WaterHeat | Com - Restaurant | Program Administrator Cost Test | Fuel Substitution | 8004149.8809 | 10314939.9619 | 13161792.0702 | 16659669.7359 | 20940473.2595 | 12353959.3375 | 16147773.6842 | 20542986.9485 | 25414020.9863 | 32910577.2881 | 43062240.3367 | 48128468.8367 | 61840850.3599
Scenario 3: Aggressive Fuel Sub | PG&E | Com | WaterHeat | Com - Restaurant | Rate Impact Measure Test | Energy Efficiency | 902445.6167 | 1087733.367 | 1304866.047 | 1553275.2292 | 1830526.7923 | 516207.7468 | 588240.839 | 642102.1385 | 665821.004 | 652299.3239 | 101070.9071 | 546370.7369 | 629954.3343
Scenario 3: Aggressive Fuel Sub | PG&E | Com | WaterHeat | Com - Restaurant | Rate Impact Measure Test | Fuel Substitution | 9498000.4092 | 11951767.7767 | 14949411.8748 | 18568239.9312 | 22935994.908 | 12353959.3375 | 16147773.6842 | 20542986.9485 | 25414020.9863 | 32910577.2881 | 43062240.3367 | 48128468.8367 | 61840850.3599
Scenario 3: Aggressive Fuel Sub | PG&E | Com | WaterHeat | Com - Restaurant | Total Resource Cost Test | Energy Efficiency | 962838.5355 | 1159817.138 | 1390079.7853 | 1652875.9441 | 1944964.9406 | 612524.4132 | 693138.4504 | 751089.9632 | 665821.004 | 652299.3239 | 101070.9071 | 546370.7369 | 629954.3343
Scenario 3: Aggressive Fuel Sub | PG&E | Com | WaterHeat | Com - Restaurant | Total Resource Cost Test | Fuel Substitution | 8233461.6345 | 10595732.2204 | 13502159.8587 | 17068823.8833 | 21428736.9991 | 12559177.9084 | 16407133.3466 | 20863842.1497 | 25414020.9863 | 32910577.2881 | 43062240.3367 | 48128468.8367 | 61840850.3599
Scenario 3: Aggressive Fuel Sub | PG&E | Com | WaterHeat | Com - Retail | Participant Cost Test | Energy Efficiency | 2875690.7948 | 3675087.7554 | 3570648.0751 | 5145216.5462 | 6344629.2737 | 7482397.2507 | 8699200.2208 | 9781817.2471 | 6233017.7761 | 6503152.9816 | 5466052.7917 | 3684934.2577 | 1926417.661
Scenario 3: Aggressive Fuel Sub | PG&E | Com | WaterHeat | Com - Retail | Participant Cost Test | Fuel Substitution | 66075.0308 | 72565.039 | 158931.0998 | 207370.7071 | 289340.2519 | 1453019.4887 | 1716550.7386 | 1983815.9771 | 1312897.8029 | 1401409.4104 | 1394155.6278 | 1183686.5848 | 752270.8808
Scenario 3: Aggressive Fuel Sub | PG&E | Com | WaterHeat | Com - Retail | Program Administrator Cost Test | Energy Efficiency | 793667.7394 | 1050149.8318 | 1062248.4331 | 1571411.7874 | 2103290.6022 | 2396887.7729 | 2891120.0428 | 3372984.6526 | 3761271.0106 | 4029220.3977 | 4097365.0256 | 3936863.3365 | 3562740.5686
Scenario 3: Aggressive Fuel Sub | PG&E | Com | WaterHeat | Com - Retail | Program Administrator Cost Test | Fuel Substitution | 430056.9316 | 554277.8001 | 707056.3463 | 818259.6615 | 1044391.7934 | 666197.2855 | 873900.0942 | 1116214.1418 | 1386033.4404 | 1823984.8144 | 2395218.118 | 2986402.2317 | 3602239.0183
Scenario 3: Aggressive Fuel Sub | PG&E | Com | WaterHeat | Com - Retail | Rate Impact Measure Test | Energy Efficiency | 793667.7394 | 1050149.8318 | 1062248.4331 | 1571411.7874 | 2103290.6022 | 2396887.7729 | 2891120.0428 | 3372984.6526 | 3761271.0106 | 4029220.3977 | 4097365.0256 | 3936863.3365 | 3562740.5686
Scenario 3: Aggressive Fuel Sub | PG&E | Com | WaterHeat | Com - Retail | Rate Impact Measure Test | Fuel Substitution | 537334.8991 | 673322.4577 | 838527.2114 | 948370.6967 | 1184441.6533 | 666197.2855 | 873900.0942 | 1116214.1418 | 1386033.4404 | 1823984.8144 | 2395218.118 | 2986402.2317 | 3602239.0183
Scenario 3: Aggressive Fuel Sub | PG&E | Com | WaterHeat | Com - Retail | Total Resource Cost Test | Energy Efficiency | 2105368.7227 | 2704948.3201 | 2650395.386 | 3823085.6807 | 4832600.1822 | 5586169.9946 | 6545919.2022 | 7422698.8475 | 3761271.0106 | 4029220.3977 | 4097365.0256 | 3936863.3365 | 3562740.5686
Scenario 3: Aggressive Fuel Sub | PG&E | Com | WaterHeat | Com - Retail | Total Resource Cost Test | Fuel Substitution | 483432.955 | 611291.414 | 847142.5949 | 1004920.3667 | 1308634.5189 | 1126547.464 | 1451007.1385 | 1845555.9252 | 1386033.4404 | 1823984.8144 | 2395218.118 | 2986402.2317 | 3602239.0183
Scenario 3: Aggressive Fuel Sub | PG&E | Com | WaterHeat | Com - School | Participant Cost Test | Energy Efficiency | 2998525.7714 | 3373784.0467 | 3717955.8148 | 3789791.3816 | 3699779.6921 | 2762683.7386 | 2260034.7392 | 1652747.3473 | 792767.0119 | 386239.0378 | 56130.8596 | 13969.0942 | 8454.2925
Scenario 3: Aggressive Fuel Sub | PG&E | Com | WaterHeat | Com - School | Participant Cost Test | Fuel Substitution | 209634.7642 | 256977.1726 | 312069.1762 | 376338.2058 | 1086828.0971 | 8060230.2315 | 9329594.5204 | 10477875.1977 | 8562188.9758 | 9278037.1894 | 9212957.7124 | 7823991.088 | 5001646.4153
Scenario 3: Aggressive Fuel Sub | PG&E | Com | WaterHeat | Com - School | Program Administrator Cost Test | Energy Efficiency | 1644381.3308 | 1895594.8261 | 2134132.149 | 2329946.1983 | 2452120.1814 | 1155925.1272 | 978664.3227 | 742213.8296 | 487878.5657 | 252360.7272 | 57283.0286 | 31694.4437 | 34377.5025
Scenario 3: Aggressive Fuel Sub | PG&E | Com | WaterHeat | Com - School | Program Administrator Cost Test | Fuel Substitution | 2985106.9571 | 3851093.9732 | 4922221.005 | 6243441.0866 | 7866355.7263 | 4419627.034 | 5751139.5954 | 7290406.8467 | 8994056.8881 | 12003301.9261 | 15708988.8446 | 19531070.3327 | 23493508.0257
Scenario 3: Aggressive Fuel Sub | PG&E | Com | WaterHeat | Com - School | Rate Impact Measure Test | Energy Efficiency | 1644381.3308 | 1895594.8261 | 2134132.149 | 2329946.1983 | 2452120.1814 | 1155925.1272 | 978664.3227 | 742213.8296 | 487878.5657 | 252360.7272 | 57283.0286 | 31694.4437 | 34377.5025
Scenario 3: Aggressive Fuel Sub | PG&E | Com | WaterHeat | Com - School | Rate Impact Measure Test | Fuel Substitution | 3560702.6176 | 4480930.4628 | 5609657.9398 | 6976821.8329 | 8632238.4582 | 4419627.034 | 5751139.5954 | 7290406.8467 | 8994056.8881 | 12003301.9261 | 15708988.8446 | 19531070.3327 | 23493508.0257
Scenario 3: Aggressive Fuel Sub | PG&E | Com | WaterHeat | Com - School | Total Resource Cost Test | Energy Efficiency | 2384198.1156 | 2728059.8897 | 3078497.8988 | 3251668.2002 | 3340474.8952 | 1859763.6594 | 1543498.6243 | 1147092.634 | 487878.5657 | 252360.7272 | 57283.0286 | 31694.4437 | 34377.5025
Scenario 3: Aggressive Fuel Sub | PG&E | Com | WaterHeat | Com - School | Total Resource Cost Test | Fuel Substitution | 3104205.2074 | 3997087.3978 | 5099528.2195 | 6457432.7401 | 8758972.8328 | 5872292.4677 | 7553682.5114 | 9539545.4761 | 8994056.8881 | 12003301.9261 | 15708988.8446 | 19531070.3327 | 23493508.0257
Scenario 3: Aggressive Fuel Sub | PG&E | Com | WaterHeat | Com - Warehouse | Participant Cost Test | Energy Efficiency | 1884361.2478 | 2395676.6198 | 3016513.2299 | 3749414.9181 | 4591732.5519 | 5485426.0894 | 6456686.8841 | 7379885.1181 | 5100618.2696 | 5471544.5019 | 4763670.4191 | 3351068.36 | 1842091.805
Scenario 3: Aggressive Fuel Sub | PG&E | Com | WaterHeat | Com - Warehouse | Participant Cost Test | Fuel Substitution | 4898.7019 | 6078.8643 | 13082.7132 | 18238.6276 | 24787.6953 | 107987.3905 | 127819.4333 | 147554.8822 | 103289.1868 | 111338.9183 | 111316.7385 | 94903.1094 | 60470.431
Scenario 3: Aggressive Fuel Sub | PG&E | Com | WaterHeat | Com - Warehouse | Program Administrator Cost Test | Energy Efficiency | 569446.618 | 743739.4628 | 963028.1949 | 1233383.0743 | 1557707.9547 | 1876218.6507 | 2291615.4295 | 2713468.7363 | 3083751.6818 | 3394292.0072 | 3572356.9004 | 3579675.7556 | 3406092.1567
Scenario 3: Aggressive Fuel Sub | PG&E | Com | WaterHeat | Com - Warehouse | Program Administrator Cost Test | Fuel Substitution | 46062.8003 | 60235.6313 | 78045.6759 | 100386.3184 | 128306.7001 | 51507.3781 | 67986.7933 | 87369.7158 | 109126.0969 | 145047.4295 | 191481.187 | 239866.4201 | 290545.1067
Scenario 3: Aggressive Fuel Sub | PG&E | Com | WaterHeat | Com - Warehouse | Rate Impact Measure Test | Energy Efficiency | 569446.618 | 743739.4628 | 963028.1949 | 1233383.0743 | 1557707.9547 | 1876218.6507 | 2291615.4295 | 2713468.7363 | 3083751.6818 | 3394292.0072 | 3572356.9004 | 3579675.7556 | 3406092.1567
Scenario 3: Aggressive Fuel Sub | PG&E | Com | WaterHeat | Com - Warehouse | Rate Impact Measure Test | Fuel Substitution | 54739.1497 | 69893.7679 | 88742.4641 | 111941.2953 | 140503.7554 | 51507.3781 | 67986.7933 | 87369.7158 | 109126.0969 | 145047.4295 | 191481.187 | 239866.4201 | 290545.1067
Scenario 3: Aggressive Fuel Sub | PG&E | Com | WaterHeat | Com - Warehouse | Total Resource Cost Test | Energy Efficiency | 1357366.2766 | 1732410.74 | 2190951.4393 | 2736655.3149 | 3371169.9928 | 4014101.6055 | 4764015.0231 | 5494071.1799 | 3083751.6818 | 3394292.0072 | 3572356.9004 | 3579675.7556 | 3406092.1567
Scenario 3: Aggressive Fuel Sub | PG&E | Com | WaterHeat | Com - Warehouse | Total Resource Cost Test | Fuel Substitution | 49561.5378 | 64575.7063 | 88988.4483 | 116010.6772 | 149921.3686 | 82784.0806 | 107210.5123 | 136796.084 | 109126.0969 | 145047.4295 | 191481.187 | 239866.4201 | 290545.1067
Scenario 3: Aggressive Fuel Sub | PG&E | Com | WholeBlg | Com - College | Participant Cost Test | Energy Efficiency | 285863.8758 | 293435.408 | 299556.01 | 305680.5373 | 313910.1684 | 328623.0217 | 344212.731 | 359073.8855 | 372961.1822 | 392732.6409 | 405213.5348 | 410462.2537 | 423580.9718
Scenario 3: Aggressive Fuel Sub | PG&E | Com | WholeBlg | Com - College | Program Administrator Cost Test | Energy Efficiency | 265110.1511 | 272786.0871 | 279337.0295 | 285772.0892 | 295042.1632 | 311548.9372 | 329170.667 | 346844.577 | 363871.2286 | 387638.818 | 405145.4858 | 416057.3732 | 435676.2266
Scenario 3: Aggressive Fuel Sub | PG&E | Com | WholeBlg | Com - College | Rate Impact Measure Test | Energy Efficiency | 265110.1511 | 272786.0871 | 279337.0295 | 285772.0892 | 295042.1632 | 311548.9372 | 329170.667 | 346844.577 | 363871.2286 | 387638.818 | 405145.4858 | 416057.3732 | 435676.2266
Scenario 3: Aggressive Fuel Sub | PG&E | Com | WholeBlg | Com - College | Total Resource Cost Test | Energy Efficiency | 265110.1511 | 272786.0871 | 279337.0295 | 285772.0892 | 295042.1632 | 311548.9372 | 329170.667 | 346844.577 | 363871.2286 | 387638.818 | 405145.4858 | 416057.3732 | 435676.2266
Scenario 3: Aggressive Fuel Sub | PG&E | Com | WholeBlg | Com - Grocery | Participant Cost Test | Energy Efficiency | 1740241.2701 | 1791330.1031 | 1836397.1252 | 1878334.1835 | 1947661.1495 | 2081779.6062 | 2215392.3964 | 2416270.5433 | 2553342.5351 | 2743196.119 | 2887537.0114 | 2975470.1205 | 3048941.1454
Scenario 3: Aggressive Fuel Sub | PG&E | Com | WholeBlg | Com - Grocery | Program Administrator Cost Test | Energy Efficiency | 1740241.2701 | 1791330.1031 | 1836397.1252 | 1878334.1835 | 1947661.1495 | 2081779.6062 | 2215392.3964 | 2416270.5433 | 2553342.5351 | 2743196.119 | 2887537.0114 | 2975470.1205 | 3048941.1454
Scenario 3: Aggressive Fuel Sub | PG&E | Com | WholeBlg | Com - Grocery | Rate Impact Measure Test | Energy Efficiency | 1740241.2701 | 1791330.1031 | 1836397.1252 | 1878334.1835 | 1947661.1495 | 2081779.6062 | 2215392.3964 | 2416270.5433 | 2553342.5351 | 2743196.119 | 2887537.0114 | 2975470.1205 | 3048941.1454
Scenario 3: Aggressive Fuel Sub | PG&E | Com | WholeBlg | Com - Grocery | Total Resource Cost Test | Energy Efficiency | 1740241.2701 | 1791330.1031 | 1836397.1252 | 1878334.1835 | 1947661.1495 | 2081779.6062 | 2215392.3964 | 2416270.5433 | 2553342.5351 | 2743196.119 | 2887537.0114 | 2975470.1205 | 3048941.1454
Scenario 3: Aggressive Fuel Sub | PG&E | Com | WholeBlg | Com - Health | Participant Cost Test | Energy Efficiency | 2064768.9948 | 2138998.6432 | 2206022.8843 | 2270263.5461 | 2365893.5941 | 2533922.9544 | 2705218.1148 | 2901415.2457 | 3075390.0854 | 3317105.8489 | 3501908.8017 | 3624585.1106 | 3741864.4681
Scenario 3: Aggressive Fuel Sub | PG&E | Com | WholeBlg | Com - Health | Program Administrator Cost Test | Energy Efficiency | 2064768.9948 | 2138998.6432 | 2206022.8843 | 2270263.5461 | 2365893.5941 | 2533922.9544 | 2705218.1148 | 2901415.2457 | 3075390.0854 | 3317105.8489 | 3501908.8017 | 3624585.1106 | 3741864.4681
Scenario 3: Aggressive Fuel Sub | PG&E | Com | WholeBlg | Com - Health | Rate Impact Measure Test | Energy Efficiency | 2064768.9948 | 2138998.6432 | 2206022.8843 | 2270263.5461 | 2365893.5941 | 2533922.9544 | 2705218.1148 | 2901415.2457 | 3075390.0854 | 3317105.8489 | 3501908.8017 | 3624585.1106 | 3741864.4681
Scenario 3: Aggressive Fuel Sub | PG&E | Com | WholeBlg | Com - Health | Total Resource Cost Test | Energy Efficiency | 2064768.9948 | 2138998.6432 | 2206022.8843 | 2270263.5461 | 2365893.5941 | 2533922.9544 | 2705218.1148 | 2901415.2457 | 3075390.0854 | 3317105.8489 | 3501908.8017 | 3624585.1106 | 3741864.4681
Scenario 3: Aggressive Fuel Sub | PG&E | Com | WholeBlg | Com - Lodging | Participant Cost Test | Energy Efficiency | 314398.9575 | 325379.511 | 335373.6019 | 345091.4601 | 359066.05 | 382542.1403 | 406685.7339 | 429394.6226 | 454369.9353 | 487731.9812 | 514886.4959 | 534486.5534 | 553072.5369
Scenario 3: Aggressive Fuel Sub | PG&E | Com | WholeBlg | Com - Lodging | Program Administrator Cost Test | Energy Efficiency | 314398.9575 | 325379.511 | 335373.6019 | 345091.4601 | 359066.05 | 382542.1403 | 406685.7339 | 429394.6226 | 454369.9353 | 487731.9812 | 514886.4959 | 534486.5534 | 553072.5369
Scenario 3: Aggressive Fuel Sub | PG&E | Com | WholeBlg | Com - Lodging | Rate Impact Measure Test | Energy Efficiency | 314398.9575 | 325379.511 | 335373.6019 | 345091.4601 | 359066.05 | 382542.1403 | 406685.7339 | 429394.6226 | 454369.9353 | 487731.9812 | 514886.4959 | 534486.5534 | 553072.5369
Scenario 3: Aggressive Fuel Sub | PG&E | Com | WholeBlg | Com - Lodging | Total Resource Cost Test | Energy Efficiency | 314398.9575 | 325379.511 | 335373.6019 | 345091.4601 | 359066.05 | 382542.1403 | 406685.7339 | 429394.6226 | 454369.9353 | 487731.9812 | 514886.4959 | 534486.5534 | 553072.5369
Scenario 3: Aggressive Fuel Sub | PG&E | Com | WholeBlg | Com - Office (Large) | Participant Cost Test | Energy Efficiency | 2856131.1396 | 2941697.6572 | 3015088.9875 | 3081871.9281 | 3191552.401 | 3403647.4852 | 3623281.6343 | 3752508.4026 | 3965149.384 | 4261998.5071 | 4487965.8475 | 4631111.6147 | 4794003.3473
Scenario 3: Aggressive Fuel Sub | PG&E | Com | WholeBlg | Com - Office (Large) | Program Administrator Cost Test | Energy Efficiency | 2856131.1396 | 2941697.6572 | 3015088.9875 | 3081871.9281 | 3191552.401 | 3403647.4852 | 3623281.6343 | 3752508.4026 | 3965149.384 | 4261998.5071 | 4487965.8475 | 4631111.6147 | 4794003.3473
Scenario 3: Aggressive Fuel Sub | PG&E | Com | WholeBlg | Com - Office (Large) | Rate Impact Measure Test | Energy Efficiency | 2856131.1396 | 2941697.6572 | 3015088.9875 | 3081871.9281 | 3191552.401 | 3403647.4852 | 3623281.6343 | 3752508.4026 | 3965149.384 | 4261998.5071 | 4487965.8475 | 4631111.6147 | 4794003.3473
Scenario 3: Aggressive Fuel Sub | PG&E | Com | WholeBlg | Com - Office (Large) | Total Resource Cost Test | Energy Efficiency | 2856131.1396 | 2941697.6572 | 3015088.9875 | 3081871.9281 | 3191552.401 | 3403647.4852 | 3623281.6343 | 3752508.4026 | 3965149.384 | 4261998.5071 | 4487965.8475 | 4631111.6147 | 4794003.3473
Scenario 3: Aggressive Fuel Sub | PG&E | Com | WholeBlg | Com - Office (Small) | Participant Cost Test | Energy Efficiency | 508596.3865 | 524258.2158 | 538192.9568 | 551128.0197 | 571918.5668 | 611109.6654 | 651152.4459 | 708950.2705 | 749284.1074 | 804964.8741 | 847608.5664 | 874635.7404 | 902812.5024
Scenario 3: Aggressive Fuel Sub | PG&E | Com | WholeBlg | Com - Office (Small) | Program Administrator Cost Test | Energy Efficiency | 508596.3865 | 524258.2158 | 538192.9568 | 551128.0197 | 571918.5668 | 611109.6654 | 651152.4459 | 708950.2705 | 749284.1074 | 804964.8741 | 847608.5664 | 874635.7404 | 902812.5024
Scenario 3: Aggressive Fuel Sub | PG&E | Com | WholeBlg | Com - Office (Small) | Rate Impact Measure Test | Energy Efficiency | 508596.3865 | 524258.2158 | 538192.9568 | 551128.0197 | 571918.5668 | 611109.6654 | 651152.4459 | 708950.2705 | 749284.1074 | 804964.8741 | 847608.5664 | 874635.7404 | 902812.5024
Scenario 3: Aggressive Fuel Sub | PG&E | Com | WholeBlg | Com - Office (Small) | Total Resource Cost Test | Energy Efficiency | 508596.3865 | 524258.2158 | 538192.9568 | 551128.0197 | 571918.5668 | 611109.6654 | 651152.4459 | 708950.2705 | 749284.1074 | 804964.8741 | 847608.5664 | 874635.7404 | 902812.5024
Scenario 3: Aggressive Fuel Sub | PG&E | Com | WholeBlg | Com - Other | Participant Cost Test | Energy Efficiency | 2249918.3695 | 2428933.2089 | 2594011.8813 | 2736541.1566 | 2933912.6303 | 3257639.9935 | 3566465.0468 | 3760617.1442 | 4031406.5085 | 4382057.2897 | 4677674.2622 | 4896980.5593 | 5076685.2222
Scenario 3: Aggressive Fuel Sub | PG&E | Com | WholeBlg | Com - Other | Program Administrator Cost Test | Energy Efficiency | 2249918.3695 | 2428933.2089 | 2594011.8813 | 2736541.1566 | 2933912.6303 | 3257639.9935 | 3566465.0468 | 3760617.1442 | 4031406.5085 | 4382057.2897 | 4677674.2622 | 4896980.5593 | 5076685.2222
Scenario 3: Aggressive Fuel Sub | PG&E | Com | WholeBlg | Com - Other | Rate Impact Measure Test | Energy Efficiency | 2249918.3695 | 2428933.2089 | 2594011.8813 | 2736541.1566 | 2933912.6303 | 3257639.9935 | 3566465.0468 | 3760617.1442 | 4031406.5085 | 4382057.2897 | 4677674.2622 | 4896980.5593 | 5076685.2222
Scenario 3: Aggressive Fuel Sub | PG&E | Com | WholeBlg | Com - Other | Total Resource Cost Test | Energy Efficiency | 2249918.3695 | 2428933.2089 | 2594011.8813 | 2736541.1566 | 2933912.6303 | 3257639.9935 | 3566465.0468 | 3760617.1442 | 4031406.5085 | 4382057.2897 | 4677674.2622 | 4896980.5593 | 5076685.2222
Scenario 3: Aggressive Fuel Sub | PG&E | Com | WholeBlg | Com - Refrig. Warehouse | Participant Cost Test | Energy Efficiency | 254075.5545 | 264732.817 | 274797.5859 | 284346.156 | 298231.2089 | 322056.1731 | 345837.2839 | 389893.725 | 415873.2753 | 449789.1041 | 477830.6502 | 496741.1115 | 506001.1113
Scenario 3: Aggressive Fuel Sub | PG&E | Com | WholeBlg | Com - Refrig. Warehouse | Program Administrator Cost Test | Energy Efficiency | 254075.5545 | 264732.817 | 274797.5859 | 284346.156 | 298231.2089 | 322056.1731 | 345837.2839 | 389893.725 | 415873.2753 | 449789.1041 | 477830.6502 | 496741.1115 | 506001.1113
Scenario 3: Aggressive Fuel Sub | PG&E | Com | WholeBlg | Com - Refrig. Warehouse | Rate Impact Measure Test | Energy Efficiency | 254075.5545 | 264732.817 | 274797.5859 | 284346.156 | 298231.2089 | 322056.1731 | 345837.2839 | 389893.725 | 415873.2753 | 449789.1041 | 477830.6502 | 496741.1115 | 506001.1113
Scenario 3: Aggressive Fuel Sub | PG&E | Com | WholeBlg | Com - Refrig. Warehouse | Total Resource Cost Test | Energy Efficiency | 254075.5545 | 264732.817 | 274797.5859 | 284346.156 | 298231.2089 | 322056.1731 | 345837.2839 | 389893.725 | 415873.2753 | 449789.1041 | 477830.6502 | 496741.1115 | 506001.1113
Scenario 3: Aggressive Fuel Sub | PG&E | Com | WholeBlg | Com - Restaurant | Participant Cost Test | Energy Efficiency | 784511.5819 | 809761.244 | 833056.0043 | 855084.7169 | 887441.0262 | 942775.4804 | 997988.8032 | 1058619.5623 | 1114330.9852 | 1192878.4569 | 1250962.6328 | 1271980.132 | 1431177.9055
Scenario 3: Aggressive Fuel Sub | PG&E | Com | WholeBlg | Com - Restaurant | Program Administrator Cost Test | Energy Efficiency | 763663.8353 | 788539.4453 | 811212.382 | 832921.9662 | 865460.2825 | 921770.0874 | 978315.7835 | 1040948.8714 | 1099316.9979 | 1181226.1976 | 1243457.8148 | 1271980.132 | 1464093.4904
Scenario 3: Aggressive Fuel Sub | PG&E | Com | WholeBlg | Com - Restaurant | Rate Impact Measure Test | Energy Efficiency | 763663.8353 | 788539.4453 | 811212.382 | 832921.9662 | 865460.2825 | 921770.0874 | 978315.7835 | 1040948.8714 | 1099316.9979 | 1181226.1976 | 1243457.8148 | 1271980.132 | 1464093.4904
Scenario 3: Aggressive Fuel Sub | PG&E | Com | WholeBlg | Com - Restaurant | Total Resource Cost Test | Energy Efficiency | 763663.8353 | 788539.4453 | 811212.382 | 832921.9662 | 865460.2825 | 921770.0874 | 978315.7835 | 1040948.8714 | 1099316.9979 | 1181226.1976 | 1243457.8148 | 1271980.132 | 1464093.4904
Scenario 3: Aggressive Fuel Sub | PG&E | Com | WholeBlg | Com - Retail | Participant Cost Test | Energy Efficiency | 1157576.1613 | 1187506.1996 | 1213854.5619 | 1065269.5646 | 2682479.3187 | 1325126.8544 | 1391464.6173 | 1470279.7183 | 1523929.1973 | 1601230.2903 | 1647096.9702 | 1657218.0793 | 1684912.2984
Scenario 3: Aggressive Fuel Sub | PG&E | Com | WholeBlg | Com - Retail | Program Administrator Cost Test | Energy Efficiency | 1066108.5406 | 1094115.617 | 1118691.5238 | 1065269.5646 | 1860921.9723 | 1248481.057 | 1326575.0164 | 1421659.7613 | 1496670.024 | 1600771.7772 | 1679302.9349 | 1727768.2704 | 1801311.8675
Scenario 3: Aggressive Fuel Sub | PG&E | Com | WholeBlg | Com - Retail | Rate Impact Measure Test | Energy Efficiency | 1066108.5406 | 1094115.617 | 1118691.5238 | 1065269.5646 | 1860921.9723 | 1248481.057 | 1326575.0164 | 1421659.7613 | 1496670.024 | 1600771.7772 | 1679302.9349 | 1727768.2704 | 1801311.8675
Scenario 3: Aggressive Fuel Sub | PG&E | Com | WholeBlg | Com - Retail | Total Resource Cost Test | Energy Efficiency | 1066108.5406 | 1094115.617 | 1118691.5238 | 1065269.5646 | 1860921.9723 | 1248481.057 | 1326575.0164 | 1421659.7613 | 1496670.024 | 1600771.7772 | 1679302.9349 | 1727768.2704 | 1801311.8675
Scenario 3: Aggressive Fuel Sub | PG&E | Com | WholeBlg | Com - School | Participant Cost Test | Energy Efficiency | 451341.0941 | 466135.2051 | 479556.8072 | 492583.8907 | 510575.208 | 540419.8595 | 571629.3853 | 611203.6853 | 642909.1878 | 685208.7323 | 719450.7173 | 744200.534 | 776463.3375
Scenario 3: Aggressive Fuel Sub | PG&E | Com | WholeBlg | Com - School | Program Administrator Cost Test | Energy Efficiency | 451341.0941 | 466135.2051 | 479556.8072 | 492583.8907 | 510575.208 | 540419.8595 | 571629.3853 | 611203.6853 | 642909.1878 | 685208.7323 | 719450.7173 | 744200.534 | 776463.3375
Scenario 3: Aggressive Fuel Sub | PG&E | Com | WholeBlg | Com - School | Rate Impact Measure Test | Energy Efficiency | 451341.0941 | 466135.2051 | 479556.8072 | 492583.8907 | 510575.208 | 540419.8595 | 571629.3853 | 611203.6853 | 642909.1878 | 685208.7323 | 719450.7173 | 744200.534 | 776463.3375
Scenario 3: Aggressive Fuel Sub | PG&E | Com | WholeBlg | Com - School | Total Resource Cost Test | Energy Efficiency | 451341.0941 | 466135.2051 | 479556.8072 | 492583.8907 | 510575.208 | 540419.8595 | 571629.3853 | 611203.6853 | 642909.1878 | 685208.7323 | 719450.7173 | 744200.534 | 776463.3375
Scenario 3: Aggressive Fuel Sub | PG&E | Com | WholeBlg | Com - Warehouse | Participant Cost Test | Energy Efficiency | 1197893.3875 | 1243076.0599 | 1285402.3091 | 1325122.2082 | 1306605.2366 | 1407723.6085 | 1509509.1998 | 1718065.075 | 1829185.6228 | 1976445.5089 | 2095778.3482 | 2175226.0889 | 2228622.0546
Scenario 3: Aggressive Fuel Sub | PG&E | Com | WholeBlg | Com - Warehouse | Program Administrator Cost Test | Energy Efficiency | 1143100.4639 | 1187028.384 | 1227631.4415 | 1265753.8272 | 1306605.2366 | 1407723.6085 | 1509509.1998 | 1718065.075 | 1829185.6228 | 1976445.5089 | 2095778.3482 | 2175226.0889 | 2228622.0546
Scenario 3: Aggressive Fuel Sub | PG&E | Com | WholeBlg | Com - Warehouse | Rate Impact Measure Test | Energy Efficiency | 1143100.4639 | 1187028.384 | 1227631.4415 | 1265753.8272 | 1306605.2366 | 1407723.6085 | 1509509.1998 | 1718065.075 | 1829185.6228 | 1976445.5089 | 2095778.3482 | 2175226.0889 | 2228622.0546
Scenario 3: Aggressive Fuel Sub | PG&E | Com | WholeBlg | Com - Warehouse | Total Resource Cost Test | Energy Efficiency | 1143100.4639 | 1187028.384 | 1227631.4415 | 1265753.8272 | 1306605.2366 | 1407723.6085 | 1509509.1998 | 1718065.075 | 1829185.6228 | 1976445.5089 | 2095778.3482 | 2175226.0889 | 2228622.0546
Scenario 3: Aggressive Fuel Sub | PG&E | Ind | WholeBlg | Ind - All Other Industrial | Participant Cost Test | Energy Efficiency | 634778.4543 | 659736.4141 | 682807.5052 | 706147.5329 | 732918.6851 | 768747.331 | 806968.0831 | 847009.1856 | 888282.6955 | 932697.2007 | 979702.3056 | 1025481.2352 | 1074464.9242
Scenario 3: Aggressive Fuel Sub | PG&E | Ind | WholeBlg | Ind - All Other Industrial | Program Administrator Cost Test | Energy Efficiency | 634778.4543 | 659736.4141 | 682807.5052 | 706147.5329 | 732918.6851 | 768747.331 | 806968.0831 | 847009.1856 | 888282.6955 | 932697.2007 | 979702.3056 | 1025481.2352 | 1074464.9242
Scenario 3: Aggressive Fuel Sub | PG&E | Ind | WholeBlg | Ind - All Other Industrial | Rate Impact Measure Test | Energy Efficiency | 634778.4543 | 659736.4141 | 682807.5052 | 706147.5329 | 732918.6851 | 768747.331 | 806968.0831 | 847009.1856 | 888282.6955 | 932697.2007 | 979702.3056 | 1025481.2352 | 1074464.9242
Scenario 3: Aggressive Fuel Sub | PG&E | Ind | WholeBlg | Ind - All Other Industrial | Total Resource Cost Test | Energy Efficiency | 634778.4543 | 659736.4141 | 682807.5052 | 706147.5329 | 732918.6851 | 768747.331 | 806968.0831 | 847009.1856 | 888282.6955 | 932697.2007 | 979702.3056 | 1025481.2352 | 1074464.9242
Scenario 3: Aggressive Fuel Sub | PG&E | Ind | WholeBlg | Ind - Chemicals | Participant Cost Test | Energy Efficiency | 16164985.75 | 17043947.4837 | 17948130.8286 | 18888760.2015 | 19885444.547 | 20957161.5303 | 22080318 | 23256083.731 | 24502009.7286 | 25827853.8963 | 27230163.8729 | 28690890.9312 | 30235025.1979
Scenario 3: Aggressive Fuel Sub | PG&E | Ind | WholeBlg | Ind - Chemicals | Program Administrator Cost Test | Energy Efficiency | 16164985.75 | 17043947.4837 | 17948130.8286 | 18888760.2015 | 19885444.547 | 20957161.5303 | 22080318 | 23256083.731 | 24502009.7286 | 25827853.8963 | 27230163.8729 | 28690890.9312 | 30235025.1979
Scenario 3: Aggressive Fuel Sub | PG&E | Ind | WholeBlg | Ind - Chemicals | Rate Impact Measure Test | Energy Efficiency | 16164985.75 | 17043947.4837 | 17948130.8286 | 18888760.2015 | 19885444.547 | 20957161.5303 | 22080318 | 23256083.731 | 24502009.7286 | 25827853.8963 | 27230163.8729 | 28690890.9312 | 30235025.1979
Scenario 3: Aggressive Fuel Sub | PG&E | Ind | WholeBlg | Ind - Chemicals | Total Resource Cost Test | Energy Efficiency | 16164985.75 | 17043947.4837 | 17948130.8286 | 18888760.2015 | 19885444.547 | 20957161.5303 | 22080318 | 23256083.731 | 24502009.7286 | 25827853.8963 | 27230163.8729 | 28690890.9312 | 30235025.1979
Scenario 3: Aggressive Fuel Sub | PG&E | Ind | WholeBlg | Ind - Electronics | Participant Cost Test | Energy Efficiency | 3384493.8741 | 3497286.4059 | 3592588.2215 | 3684781.4072 | 3799765.5688 | 3986283.8671 | 4186215.612 | 4392160.1048 | 4598752.0936 | 4820208.1267 | 5049929.3351 | 5254896.5785 | 5473074.435
Scenario 3: Aggressive Fuel Sub | PG&E | Ind | WholeBlg | Ind - Electronics | Program Administrator Cost Test | Energy Efficiency | 3384493.8741 | 3497286.4059 | 3592588.2215 | 3684781.4072 | 3799765.5688 | 3986283.8671 | 4186215.612 | 4392160.1048 | 4598752.0936 | 4820208.1267 | 5049929.3351 | 5254896.5785 | 5473074.435
Scenario 3: Aggressive Fuel Sub | PG&E | Ind | WholeBlg | Ind - Electronics | Rate Impact Measure Test | Energy Efficiency | 3384493.8741 | 3497286.4059 | 3592588.2215 | 3684781.4072 | 3799765.5688 | 3986283.8671 | 4186215.612 | 4392160.1048 | 4598752.0936 | 4820208.1267 | 5049929.3351 | 5254896.5785 | 5473074.435
Scenario 3: Aggressive Fuel Sub | PG&E | Ind | WholeBlg | Ind - Electronics | Total Resource Cost Test | Energy Efficiency | 3384493.8741 | 3497286.4059 | 3592588.2215 | 3684781.4072 | 3799765.5688 | 3986283.8671 | 4186215.612 | 4392160.1048 | 4598752.0936 | 4820208.1267 | 5049929.3351 | 5254896.5785 | 5473074.435
Scenario 3: Aggressive Fuel Sub | PG&E | Ind | WholeBlg | Ind - Fabricated Metals | Participant Cost Test | Energy Efficiency | 1360127.9583 | 1431509.637 | 1501470.0939 | 1567815.4068 | 1638561.2592 | 1722899.8586 | 1810619.79 | 1901778.8218 | 1996155.7989 | 2096953.1317 | 2202522.2036 | 2306105.0239 | 2414952.0701
Scenario 3: Aggressive Fuel Sub | PG&E | Ind | WholeBlg | Ind - Fabricated Metals | Program Administrator Cost Test | Energy Efficiency | 1360127.9583 | 1431509.637 | 1501470.0939 | 1567815.4068 | 1638561.2592 | 1722899.8586 | 1810619.79 | 1901778.8218 | 1996155.7989 | 2096953.1317 | 2202522.2036 | 2306105.0239 | 2414952.0701
Scenario 3: Aggressive Fuel Sub | PG&E | Ind | WholeBlg | Ind - Fabricated Metals | Rate Impact Measure Test | Energy Efficiency | 1360127.9583 | 1431509.637 | 1501470.0939 | 1567815.4068 | 1638561.2592 | 1722899.8586 | 1810619.79 | 1901778.8218 | 1996155.7989 | 2096953.1317 | 2202522.2036 | 2306105.0239 | 2414952.0701
Scenario 3: Aggressive Fuel Sub | PG&E | Ind | WholeBlg | Ind - Fabricated Metals | Total Resource Cost Test | Energy Efficiency | 1360127.9583 | 1431509.637 | 1501470.0939 | 1567815.4068 | 1638561.2592 | 1722899.8586 | 1810619.79 | 1901778.8218 | 1996155.7989 | 2096953.1317 | 2202522.2036 | 2306105.0239 | 2414952.0701
Scenario 3: Aggressive Fuel Sub | PG&E | Ind | WholeBlg | Ind - Food | Participant Cost Test | Energy Efficiency | 30994447.0264 | 32541204.0079 | 34117525.5499 | 35750385.1631 | 37475913.333 | 39361560.6087 | 41358601.3239 | 43457641.3415 | 45668606.8568 | 48019793.9878 | 50501643.7209 | 53076107.4466 | 55795896.8907
Scenario 3: Aggressive Fuel Sub | PG&E | Ind | WholeBlg | Ind - Food | Program Administrator Cost Test | Energy Efficiency | 30994447.0264 | 32541204.0079 | 34117525.5499 | 35750385.1631 | 37475913.333 | 39361560.6087 | 41358601.3239 | 43457641.3415 | 45668606.8568 | 48019793.9878 | 50501643.7209 | 53076107.4466 | 55795896.8907
Scenario 3: Aggressive Fuel Sub | PG&E | Ind | WholeBlg | Ind - Food | Rate Impact Measure Test | Energy Efficiency | 30994447.0264 | 32541204.0079 | 34117525.5499 | 35750385.1631 | 37475913.333 | 39361560.6087 | 41358601.3239 | 43457641.3415 | 45668606.8568 | 48019793.9878 | 50501643.7209 | 53076107.4466 | 55795896.8907
Scenario 3: Aggressive Fuel Sub | PG&E | Ind | WholeBlg | Ind - Food | Total Resource Cost Test | Energy Efficiency | 30994447.0264 | 32541204.0079 | 34117525.5499 | 35750385.1631 | 37475913.333 | 39361560.6087 | 41358601.3239 | 43457641.3415 | 45668606.8568 | 48019793.9878 | 50501643.7209 | 53076107.4466 | 55795896.8907
Scenario 3: Aggressive Fuel Sub | PG&E | Ind | WholeBlg | Ind - Industrial Machinery | Participant Cost Test | Energy Efficiency | 799498.2603 | 840067.3435 | 878993.7862 | 913645.2303 | 950518.4746 | 999297.1623 | 1051264.5258 | 1105199.4276 | 1160590.6084 | 1220215.6335 | 1282289.519 | 1340733.7265 | 1402096.2369
Scenario 3: Aggressive Fuel Sub | PG&E | Ind | WholeBlg | Ind - Industrial Machinery | Program Administrator Cost Test | Energy Efficiency | 799498.2603 | 840067.3435 | 878993.7862 | 913645.2303 | 950518.4746 | 999297.1623 | 1051264.5258 | 1105199.4276 | 1160590.6084 | 1220215.6335 | 1282289.519 | 1340733.7265 | 1402096.2369
Scenario 3: Aggressive Fuel Sub | PG&E | Ind | WholeBlg | Ind - Industrial Machinery | Rate Impact Measure Test | Energy Efficiency | 799498.2603 | 840067.3435 | 878993.7862 | 913645.2303 | 950518.4746 | 999297.1623 | 1051264.5258 | 1105199.4276 | 1160590.6084 | 1220215.6335 | 1282289.519 | 1340733.7265 | 1402096.2369
Scenario 3: Aggressive Fuel Sub | PG&E | Ind | WholeBlg | Ind - Industrial Machinery | Total Resource Cost Test | Energy Efficiency | 799498.2603 | 840067.3435 | 878993.7862 | 913645.2303 | 950518.4746 | 999297.1623 | 1051264.5258 | 1105199.4276 | 1160590.6084 | 1220215.6335 | 1282289.519 | 1340733.7265 | 1402096.2369
Scenario 3: Aggressive Fuel Sub | PG&E | Ind | WholeBlg | Ind - Lumber & Furniture | Participant Cost Test | Energy Efficiency | 516832.2523 | 533143.3719 | 546682.3497 | 559917.7123 | 576583.9849 | 603147.0598 | 630994.3728 | 659723.9769 | 688568.6906 | 719662.3955 | 752056.2156 | 780927.0115 | 811686.8883
Scenario 3: Aggressive Fuel Sub | PG&E | Ind | WholeBlg | Ind - Lumber & Furniture | Program Administrator Cost Test | Energy Efficiency | 516832.2523 | 533143.3719 | 546682.3497 | 559917.7123 | 576583.9849 | 603147.0598 | 630994.3728 | 659723.9769 | 688568.6906 | 719662.3955 | 752056.2156 | 780927.0115 | 811686.8883
Scenario 3: Aggressive Fuel Sub | PG&E | Ind | WholeBlg | Ind - Lumber & Furniture | Rate Impact Measure Test | Energy Efficiency | 516832.2523 | 533143.3719 | 546682.3497 | 559917.7123 | 576583.9849 | 603147.0598 | 630994.3728 | 659723.9769 | 688568.6906 | 719662.3955 | 752056.2156 | 780927.0115 | 811686.8883
Scenario 3: Aggressive Fuel Sub | PG&E | Ind | WholeBlg | Ind - Lumber & Furniture | Total Resource Cost Test | Energy Efficiency | 516832.2523 | 533143.3719 | 546682.3497 | 559917.7123 | 576583.9849 | 603147.0598 | 630994.3728 | 659723.9769 | 688568.6906 | 719662.3955 | 752056.2156 | 780927.0115 | 811686.8883
Scenario 3: Aggressive Fuel Sub | PG&E | Ind | WholeBlg | Ind - Paper | Participant Cost Test | Energy Efficiency | 1118790.4439 | 1176107.8308 | 1236138.6134 | 1300031.6569 | 1368125.3007 | 1442729.6961 | 1522163.0043 | 1607421.0517 | 1698970.0046 | 1798688.9099 | 1906191.2492 | 2019280.2903 | 2140312.6748
Scenario 3: Aggressive Fuel Sub | PG&E | Ind | WholeBlg | Ind - Paper | Program Administrator Cost Test | Energy Efficiency | 1118790.4439 | 1176107.8308 | 1236138.6134 | 1300031.6569 | 1368125.3007 | 1442729.6961 | 1522163.0043 | 1607421.0517 | 1698970.0046 | 1798688.9099 | 1906191.2492 | 2019280.2903 | 2140312.6748
Scenario 3: Aggressive Fuel Sub | PG&E | Ind | WholeBlg | Ind - Paper | Rate Impact Measure Test | Energy Efficiency | 1118790.4439 | 1176107.8308 | 1236138.6134 | 1300031.6569 | 1368125.3007 | 1442729.6961 | 1522163.0043 | 1607421.0517 | 1698970.0046 | 1798688.9099 | 1906191.2492 | 2019280.2903 | 2140312.6748
Scenario 3: Aggressive Fuel Sub | PG&E | Ind | WholeBlg | Ind - Paper | Total Resource Cost Test | Energy Efficiency | 1118790.4439 | 1176107.8308 | 1236138.6134 | 1300031.6569 | 1368125.3007 | 1442729.6961 | 1522163.0043 | 1607421.0517 | 1698970.0046 | 1798688.9099 | 1906191.2492 | 2019280.2903 | 2140312.6748
Scenario 3: Aggressive Fuel Sub | PG&E | Ind | WholeBlg | Ind - Petroleum | Participant Cost Test | Energy Efficiency | 45308992.8654 | 47608558.1774 | 50005683.2623 | 52524371.2227 | 55170722.2885 | 57968857.3986 | 60905058.9556 | 63982488.4926 | 67248205.2641 | 70714731.7808 | 74358486.783 | 78152789.3896 | 82161456.0893
Scenario 3: Aggressive Fuel Sub | PG&E | Ind | WholeBlg | Ind - Petroleum | Program Administrator Cost Test | Energy Efficiency | 45308992.8654 | 47608558.1774 | 50005683.2623 | 52524371.2227 | 55170722.2885 | 57968857.3986 | 60905058.9556 | 63982488.4926 | 67248205.2641 | 70714731.7808 | 74358486.783 | 78152789.3896 | 82161456.0893
Scenario 3: Aggressive Fuel Sub | PG&E | Ind | WholeBlg | Ind - Petroleum | Rate Impact Measure Test | Energy Efficiency | 45308992.8654 | 47608558.1774 | 50005683.2623 | 52524371.2227 | 55170722.2885 | 57968857.3986 | 60905058.9556 | 63982488.4926 | 67248205.2641 | 70714731.7808 | 74358486.783 | 78152789.3896 | 82161456.0893
Scenario 3: Aggressive Fuel Sub | PG&E | Ind | WholeBlg | Ind - Petroleum | Total Resource Cost Test | Energy Efficiency | 45308992.8654 | 47608558.1774 | 50005683.2623 | 52524371.2227 | 55170722.2885 | 57968857.3986 | 60905058.9556 | 63982488.4926 | 67248205.2641 | 70714731.7808 | 74358486.783 | 78152789.3896 | 82161456.0893
Scenario 3: Aggressive Fuel Sub | PG&E | Ind | WholeBlg | Ind - Plastics | Participant Cost Test | Energy Efficiency | 661680.6535 | 706835.7341 | 750095.3734 | 793652.7669 | 843555.5476 | 906620.1456 | 970573.3643 | 1034040.7453 | 1101020.2195 | 1173856.328 | 1251152.8849 | 1326253.2553 | 1406071.5881
Scenario 3: Aggressive Fuel Sub | PG&E | Ind | WholeBlg | Ind - Plastics | Program Administrator Cost Test | Energy Efficiency | 661680.6535 | 706835.7341 | 750095.3734 | 793652.7669 | 843555.5476 | 906620.1456 | 970573.3643 | 1034040.7453 | 1101020.2195 | 1173856.328 | 1251152.8849 | 1326253.2553 | 1406071.5881
Scenario 3: Aggressive Fuel Sub | PG&E | Ind | WholeBlg | Ind - Plastics | Rate Impact Measure Test | Energy Efficiency | 661680.6535 | 706835.7341 | 750095.3734 | 793652.7669 | 843555.5476 | 906620.1456 | 970573.3643 | 1034040.7453 | 1101020.2195 | 1173856.328 | 1251152.8849 | 1326253.2553 | 1406071.5881
Scenario 3: Aggressive Fuel Sub | PG&E | Ind | WholeBlg | Ind - Plastics | Total Resource Cost Test | Energy Efficiency | 661680.6535 | 706835.7341 | 750095.3734 | 793652.7669 | 843555.5476 | 906620.1456 | 970573.3643 | 1034040.7453 | 1101020.2195 | 1173856.328 | 1251152.8849 | 1326253.2553 | 1406071.5881
Scenario 3: Aggressive Fuel Sub | PG&E | Ind | WholeBlg | Ind - Primary Metals | Participant Cost Test | Energy Efficiency | 1687358.752 | 1773416.4309 | 1861690.4838 | 1952529.0712 | 2048976.093 | 2156917.2252 | 2271735.1851 | 2392675.5429 | 2519497.0445 | 2654246.4559 | 2796230.5031 | 2941995.581 | 3096125.5372
Scenario 3: Aggressive Fuel Sub | PG&E | Ind | WholeBlg | Ind - Primary Metals | Program Administrator Cost Test | Energy Efficiency | 1687358.752 | 1773416.4309 | 1861690.4838 | 1952529.0712 | 2048976.093 | 2156917.2252 | 2271735.1851 | 2392675.5429 | 2519497.0445 | 2654246.4559 | 2796230.5031 | 2941995.581 | 3096125.5372
Scenario 3: Aggressive Fuel Sub | PG&E | Ind | WholeBlg | Ind - Primary Metals | Rate Impact Measure Test | Energy Efficiency | 1687358.752 | 1773416.4309 | 1861690.4838 | 1952529.0712 | 2048976.093 | 2156917.2252 | 2271735.1851 | 2392675.5429 | 2519497.0445 | 2654246.4559 | 2796230.5031 | 2941995.581 | 3096125.5372
Scenario 3: Aggressive Fuel Sub | PG&E | Ind | WholeBlg | Ind - Primary Metals | Total Resource Cost Test | Energy Efficiency | 1687358.752 | 1773416.4309 | 1861690.4838 | 1952529.0712 | 2048976.093 | 2156917.2252 | 2271735.1851 | 2392675.5429 | 2519497.0445 | 2654246.4559 | 2796230.5031 | 2941995.581 | 3096125.5372
Scenario 3: Aggressive Fuel Sub | PG&E | Ind | WholeBlg | Ind - Printing & Publishing | Participant Cost Test | Energy Efficiency | 471062.3385 | 488943.8331 | 505287.0126 | 521820.2789 | 540758.239 | 566888.1657 | 594667.7329 | 623648.4361 | 653501.3062 | 685641.7369 | 719247.7738 | 750929.2738 | 784647.0856
Scenario 3: Aggressive Fuel Sub | PG&E | Ind | WholeBlg | Ind - Printing & Publishing | Program Administrator Cost Test | Energy Efficiency | 471062.3385 | 488943.8331 | 505287.0126 | 521820.2789 | 540758.239 | 566888.1657 | 594667.7329 | 623648.4361 | 653501.3062 | 685641.7369 | 719247.7738 | 750929.2738 | 784647.0856
Scenario 3: Aggressive Fuel Sub | PG&E | Ind | WholeBlg | Ind - Printing & Publishing | Rate Impact Measure Test | Energy Efficiency | 471062.3385 | 488943.8331 | 505287.0126 | 521820.2789 | 540758.239 | 566888.1657 | 594667.7329 | 623648.4361 | 653501.3062 | 685641.7369 | 719247.7738 | 750929.2738 | 784647.0856
Scenario 3: Aggressive Fuel Sub | PG&E | Ind | WholeBlg | Ind - Printing & Publishing | Total Resource Cost Test | Energy Efficiency | 471062.3385 | 488943.8331 | 505287.0126 | 521820.2789 | 540758.239 | 566888.1657 | 594667.7329 | 623648.4361 | 653501.3062 | 685641.7369 | 719247.7738 | 750929.2738 | 784647.0856
Scenario 3: Aggressive Fuel Sub | PG&E | Ind | WholeBlg | Ind - Stone-Glass-Clay | Participant Cost Test | Energy Efficiency | 12790554.3007 | 13580283.1704 | 14375266.9842 | 15193383.2693 | 16055670.2109 | 16970873.5316 | 17924357.7894 | 18930189.0969 | 19992612.8061 | 21123936.986 | 22326815.5233 | 23591640.9912 | 24929441.2999
Scenario 3: Aggressive Fuel Sub | PG&E | Ind | WholeBlg | Ind - Stone-Glass-Clay | Program Administrator Cost Test | Energy Efficiency | 12790554.3007 | 13580283.1704 | 14375266.9842 | 15193383.2693 | 16055670.2109 | 16970873.5316 | 17924357.7894 | 18930189.0969 | 19992612.8061 | 21123936.986 | 22326815.5233 | 23591640.9912 | 24929441.2999
Scenario 3: Aggressive Fuel Sub | PG&E | Ind | WholeBlg | Ind - Stone-Glass-Clay | Rate Impact Measure Test | Energy Efficiency | 12790554.3007 | 13580283.1704 | 14375266.9842 | 15193383.2693 | 16055670.2109 | 16970873.5316 | 17924357.7894 | 18930189.0969 | 19992612.8061 | 21123936.986 | 22326815.5233 | 23591640.9912 | 24929441.2999
Scenario 3: Aggressive Fuel Sub | PG&E | Ind | WholeBlg | Ind - Stone-Glass-Clay | Total Resource Cost Test | Energy Efficiency | 12790554.3007 | 13580283.1704 | 14375266.9842 | 15193383.2693 | 16055670.2109 | 16970873.5316 | 17924357.7894 | 18930189.0969 | 19992612.8061 | 21123936.986 | 22326815.5233 | 23591640.9912 | 24929441.2999
Scenario 3: Aggressive Fuel Sub | PG&E | Ind | WholeBlg | Ind - Textiles | Participant Cost Test | Energy Efficiency | 49489.8618 | 51467.4144 | 53388.0019 | 55301.4794 | 57406.2628 | 60046.7494 | 62842.6756 | 65749.5713 | 68748.2613 | 71950.724 | 75312.0702 | 78625.167 | 82145.8007
Scenario 3: Aggressive Fuel Sub | PG&E | Ind | WholeBlg | Ind - Textiles | Program Administrator Cost Test | Energy Efficiency | 49489.8618 | 51467.4144 | 53388.0019 | 55301.4794 | 57406.2628 | 60046.7494 | 62842.6756 | 65749.5713 | 68748.2613 | 71950.724 | 75312.0702 | 78625.167 | 82145.8007
Scenario 3: Aggressive Fuel Sub | PG&E | Ind | WholeBlg | Ind - Textiles | Rate Impact Measure Test | Energy Efficiency | 49489.8618 | 51467.4144 | 53388.0019 | 55301.4794 | 57406.2628 | 60046.7494 | 62842.6756 | 65749.5713 | 68748.2613 | 71950.724 | 75312.0702 | 78625.167 | 82145.8007
Scenario 3: Aggressive Fuel Sub | PG&E | Ind | WholeBlg | Ind - Textiles | Total Resource Cost Test | Energy Efficiency | 49489.8618 | 51467.4144 | 53388.0019 | 55301.4794 | 57406.2628 | 60046.7494 | 62842.6756 | 65749.5713 | 68748.2613 | 71950.724 | 75312.0702 | 78625.167 | 82145.8007
Scenario 3: Aggressive Fuel Sub | PG&E | Ind | WholeBlg | Ind - Transportation Equipment | Participant Cost Test | Energy Efficiency | 1373323.5743 | 1429527.9569 | 1486035.4585 | 1542589.0576 | 1604477.8126 | 1680879.3593 | 1762529.5333 | 1847856.3568 | 1936223.2783 | 2030279.2592 | 2128649.5144 | 2225501.9247 | 2327781.3055
Scenario 3: Aggressive Fuel Sub | PG&E | Ind | WholeBlg | Ind - Transportation Equipment | Program Administrator Cost Test | Energy Efficiency | 1373323.5743 | 1429527.9569 | 1486035.4585 | 1542589.0576 | 1604477.8126 | 1680879.3593 | 1762529.5333 | 1847856.3568 | 1936223.2783 | 2030279.2592 | 2128649.5144 | 2225501.9247 | 2327781.3055
Scenario 3: Aggressive Fuel Sub | PG&E | Ind | WholeBlg | Ind - Transportation Equipment | Rate Impact Measure Test | Energy Efficiency | 1373323.5743 | 1429527.9569 | 1486035.4585 | 1542589.0576 | 1604477.8126 | 1680879.3593 | 1762529.5333 | 1847856.3568 | 1936223.2783 | 2030279.2592 | 2128649.5144 | 2225501.9247 | 2327781.3055
Scenario 3: Aggressive Fuel Sub | PG&E | Ind | WholeBlg | Ind - Transportation Equipment | Total Resource Cost Test | Energy Efficiency | 1373323.5743 | 1429527.9569 | 1486035.4585 | 1542589.0576 | 1604477.8126 | 1680879.3593 | 1762529.5333 | 1847856.3568 | 1936223.2783 | 2030279.2592 | 2128649.5144 | 2225501.9247 | 2327781.3055
Scenario 3: Aggressive Fuel Sub | PG&E | Res | AppPlug | Res - Multi Family | Participant Cost Test | Energy Efficiency | 0 | 0 | 222491.3876 | 275208.2963 | 259973.1515 | 242093.4042 | 222226.5429 | 195124.5181 | 171827.4841 | 146592.0643 | 119559.5199 | 90447.5877 | 57922.0031
Scenario 3: Aggressive Fuel Sub | PG&E | Res | AppPlug | Res - Multi Family | Participant Cost Test | Fuel Substitution | 10.0963 | 11.036 | 11.8229 | 12.5407 | 13.1425 | 0 | 0 | 0 | 0 | 0 | 0 | 0 | 0
Scenario 3: Aggressive Fuel Sub | PG&E | Res | AppPlug | Res - Multi Family | Program Administrator Cost Test | Energy Efficiency | 0 | 0 | 46239.8711 | 62822.6438 | 65918.2966 | 69234.6805 | 72422.1625 | 73650.6343 | 76739.4888 | 79947.9698 | 83610.9814 | 87550.6362 | 90317.6925
Scenario 3: Aggressive Fuel Sub | PG&E | Res | AppPlug | Res - Multi Family | Program Administrator Cost Test | Fuel Substitution | 59.8279 | 67.9978 | 76.9599 | 86.7359 | 97.3619 | 0 | 0 | 0 | 0 | 0 | 0 | 0 | 0
Scenario 3: Aggressive Fuel Sub | PG&E | Res | AppPlug | Res - Multi Family | Rate Impact Measure Test | Energy Efficiency | 0 | 0 | 46239.8711 | 62822.6438 | 65918.2966 | 69234.6805 | 72422.1625 | 73650.6343 | 76739.4888 | 79947.9698 | 83610.9814 | 87550.6362 | 90317.6925
Scenario 3: Aggressive Fuel Sub | PG&E | Res | AppPlug | Res - Multi Family | Rate Impact Measure Test | Fuel Substitution | 59.8279 | 67.9978 | 76.9599 | 86.7359 | 97.3619 | 0 | 0 | 0 | 0 | 0 | 0 | 0 | 0
Scenario 3: Aggressive Fuel Sub | PG&E | Res | AppPlug | Res - Multi Family | Total Resource Cost Test | Energy Efficiency | 0 | 0 | 46239.8711 | 62822.6438 | 65918.2966 | 69234.6805 | 72422.1625 | 73650.6343 | 76739.4888 | 79947.9698 | 83610.9814 | 87550.6362 | 90317.6925
Scenario 3: Aggressive Fuel Sub | PG&E | Res | AppPlug | Res - Multi Family | Total Resource Cost Test | Fuel Substitution | 59.8279 | 67.9978 | 76.9599 | 86.7359 | 97.3619 | 0 | 0 | 0 | 0 | 0 | 0 | 0 | 0
Scenario 3: Aggressive Fuel Sub | PG&E | Res | AppPlug | Res - Single Family | Participant Cost Test | Energy Efficiency | 286.4416 | 344.9008 | 398.4199 | 446.3162 | 457.3564 | 0 | 0 | 0 | 0 | 0 | 0 | 182829.1936 | 134035.8453
Scenario 3: Aggressive Fuel Sub | PG&E | Res | AppPlug | Res - Single Family | Participant Cost Test | Fuel Substitution | 70.5828 | 77.0637 | 82.5688 | 87.6597 | 92.0714 | 0 | 0 | 0 | 0 | 0 | 0 | 0 | 0
Scenario 3: Aggressive Fuel Sub | PG&E | Res | AppPlug | Res - Single Family | Program Administrator Cost Test | Energy Efficiency | 248.9025 | 307.0046 | 363.2123 | 416.6429 | 469.9404 | 0 | 0 | 0 | 0 | 0 | 0 | 197143.7957 | 237478.217
Scenario 3: Aggressive Fuel Sub | PG&E | Res | AppPlug | Res - Single Family | Program Administrator Cost Test | Fuel Substitution | 374.3359 | 424.7408 | 479.7241 | 539.6263 | 604.8258 | 0 | 0 | 0 | 0 | 0 | 0 | 0 | 0
Scenario 3: Aggressive Fuel Sub | PG&E | Res | AppPlug | Res - Single Family | Rate Impact Measure Test | Energy Efficiency | 248.9025 | 307.0046 | 363.2123 | 416.6429 | 469.9404 | 0 | 0 | 0 | 0 | 0 | 0 | 197143.7957 | 237478.217
Scenario 3: Aggressive Fuel Sub | PG&E | Res | AppPlug | Res - Single Family | Rate Impact Measure Test | Fuel Substitution | 374.3359 | 424.7408 | 479.7241 | 539.6263 | 604.8258 | 0 | 0 | 0 | 0 | 0 | 0 | 0 | 0
Scenario 3: Aggressive Fuel Sub | PG&E | Res | AppPlug | Res - Single Family | Total Resource Cost Test | Energy Efficiency | 248.9025 | 307.0046 | 363.2123 | 416.6429 | 469.9404 | 0 | 0 | 0 | 0 | 0 | 0 | 197143.7957 | 237478.217
Scenario 3: Aggressive Fuel Sub | PG&E | Res | AppPlug | Res - Single Family | Total Resource Cost Test | Fuel Substitution | 374.3359 | 424.7408 | 479.7241 | 539.6263 | 604.8258 | 0 | 0 | 0 | 0 | 0 | 0 | 0 | 0
Scenario 3: Aggressive Fuel Sub | PG&E | Res | BROs | Income Qualified - Multi Family IQ | Participant Cost Test | Energy Efficiency | 1925010.1581 | 2131990.5869 | 2332505.3919 | 2395934.5671 | 2413049.2415 | 2815219.7904 | 3068163.7585 | 3308919.6346 | 3574804.1631 | 3570692.8855 | 3864978.0549 | 3719606.2831 | 4001190.0617
Scenario 3: Aggressive Fuel Sub | PG&E | Res | BROs | Income Qualified - Multi Family IQ | Program Administrator Cost Test | Energy Efficiency | 1925010.1581 | 2131990.5869 | 2332505.3919 | 2395934.5671 | 2413049.2415 | 2815219.7904 | 3068163.7585 | 3308919.6346 | 3574804.1631 | 3570692.8855 | 3864978.0549 | 3719606.2831 | 4001190.0617
Scenario 3: Aggressive Fuel Sub | PG&E | Res | BROs | Income Qualified - Multi Family IQ | Rate Impact Measure Test | Energy Efficiency | 1925010.1581 | 2131990.5869 | 2332505.3919 | 2395934.5671 | 2413049.2415 | 2815219.7904 | 3068163.7585 | 3308919.6346 | 3574804.1631 | 3570692.8855 | 3864978.0549 | 3719606.2831 | 4001190.0617
Scenario 3: Aggressive Fuel Sub | PG&E | Res | BROs | Income Qualified - Multi Family IQ | Total Resource Cost Test | Energy Efficiency | 1925010.1581 | 2131990.5869 | 2332505.3919 | 2395934.5671 | 2413049.2415 | 2815219.7904 | 3068163.7585 | 3308919.6346 | 3574804.1631 | 3570692.8855 | 3864978.0549 | 3719606.2831 | 4001190.0617
Scenario 3: Aggressive Fuel Sub | PG&E | Res | BROs | Income Qualified - Single Family IQ | Participant Cost Test | Energy Efficiency | 7075722.268 | 7814736.2513 | 8519532.6361 | 8710741.4231 | 8727781.7418 | 10161305.6794 | 11049006.865 | 11877437.5868 | 12789563.2131 | 12706316.4419 | 13700167.8466 | 13276655.6147 | 14237199.448
Scenario 3: Aggressive Fuel Sub | PG&E | Res | BROs | Income Qualified - Single Family IQ | Program Administrator Cost Test | Energy Efficiency | 7075722.268 | 7814736.2513 | 8519532.6361 | 8710741.4231 | 8727781.7418 | 10161305.6794 | 11049006.865 | 11877437.5868 | 12789563.2131 | 12706316.4419 | 13700167.8466 | 13276655.6147 | 14237199.448
Scenario 3: Aggressive Fuel Sub | PG&E | Res | BROs | Income Qualified - Single Family IQ | Rate Impact Measure Test | Energy Efficiency | 7075722.268 | 7814736.2513 | 8519532.6361 | 8710741.4231 | 8727781.7418 | 10161305.6794 | 11049006.865 | 11877437.5868 | 12789563.2131 | 12706316.4419 | 13700167.8466 | 13276655.6147 | 14237199.448
Scenario 3: Aggressive Fuel Sub | PG&E | Res | BROs | Income Qualified - Single Family IQ | Total Resource Cost Test | Energy Efficiency | 7075722.268 | 7814736.2513 | 8519532.6361 | 8710741.4231 | 8727781.7418 | 10161305.6794 | 11049006.865 | 11877437.5868 | 12789563.2131 | 12706316.4419 | 13700167.8466 | 13276655.6147 | 14237199.448
Scenario 3: Aggressive Fuel Sub | PG&E | Res | BROs | Res - Multi Family | Participant Cost Test | Energy Efficiency | 19035785.855 | 20934720.2434 | 22768347.5405 | 23404596.5875 | 23646201.2882 | 27258507.3025 | 29589423.7973 | 31807402.4891 | 34249169.501 | 34351727.7303 | 37042575.8612 | 39979858.3778 | 43162855.6131
Scenario 3: Aggressive Fuel Sub | PG&E | Res | BROs | Res - Multi Family | Program Administrator Cost Test | Energy Efficiency | 19035785.855 | 20934720.2434 | 22768347.5405 | 23404596.5875 | 23646201.2882 | 27258507.3025 | 29589423.7973 | 31807402.4891 | 34249169.501 | 34351727.7303 | 37042575.8612 | 39979858.3778 | 43162855.6131
Scenario 3: Aggressive Fuel Sub | PG&E | Res | BROs | Res - Multi Family | Rate Impact Measure Test | Energy Efficiency | 19035785.855 | 20934720.2434 | 22768347.5405 | 23404596.5875 | 23646201.2882 | 27258507.3025 | 29589423.7973 | 31807402.4891 | 34249169.501 | 34351727.7303 | 37042575.8612 | 39979858.3778 | 43162855.6131
Scenario 3: Aggressive Fuel Sub | PG&E | Res | BROs | Res - Multi Family | Total Resource Cost Test | Energy Efficiency | 19035785.855 | 20934720.2434 | 22768347.5405 | 23404596.5875 | 23646201.2882 | 27258507.3025 | 29589423.7973 | 31807402.4891 | 34249169.501 | 34351727.7303 | 37042575.8612 | 39979858.3778 | 43162855.6131
Scenario 3: Aggressive Fuel Sub | PG&E | Res | BROs | Res - Single Family | Participant Cost Test | Energy Efficiency | 4866331.1106 | 5370740.3555 | 5862147.7539 | 6037415.3672 | 6107872.8002 | 7074682.042 | 7695070.786 | 8291132.1781 | 8948659.7243 | 8984374.6053 | 9715854.0326 | 10514585.2768 | 11379947.1767
Scenario 3: Aggressive Fuel Sub | PG&E | Res | BROs | Res - Single Family | Program Administrator Cost Test | Energy Efficiency | 4866331.1106 | 5370740.3555 | 5862147.7539 | 6037415.3672 | 6107872.8002 | 7074682.042 | 7695070.786 | 8291132.1781 | 8948659.7243 | 8984374.6053 | 9715854.0326 | 10514585.2768 | 11379947.1767
Scenario 3: Aggressive Fuel Sub | PG&E | Res | BROs | Res - Single Family | Rate Impact Measure Test | Energy Efficiency | 4866331.1106 | 5370740.3555 | 5862147.7539 | 6037415.3672 | 6107872.8002 | 7074682.042 | 7695070.786 | 8291132.1781 | 8948659.7243 | 8984374.6053 | 9715854.0326 | 10514585.2768 | 11379947.1767
Scenario 3: Aggressive Fuel Sub | PG&E | Res | BROs | Res - Single Family | Total Resource Cost Test | Energy Efficiency | 4866331.1106 | 5370740.3555 | 5862147.7539 | 6037415.3672 | 6107872.8002 | 7074682.042 | 7695070.786 | 8291132.1781 | 8948659.7243 | 8984374.6053 | 9715854.0326 | 10514585.2768 | 11379947.1767
Scenario 3: Aggressive Fuel Sub | PG&E | Res | BldgEnv | Res - Single Family | Participant Cost Test | Energy Efficiency | 378283.5378 | 469055.4856 | 501502.2883 | 498461.8334 | 478573.9117 | 451551.5628 | 420775.4168 | 386784.413 | 77288.3079 | 0 | 0 | 0 | 0
Scenario 3: Aggressive Fuel Sub | PG&E | Res | BldgEnv | Res - Single Family | Program Administrator Cost Test | Energy Efficiency | 77391.4945 | 101931.9154 | 116112.8504 | 123233.1529 | 126601.6538 | 128058.2931 | 128375.7476 | 127679.6699 | 126771.6416 | 0 | 0 | 0 | 0
Scenario 3: Aggressive Fuel Sub | PG&E | Res | BldgEnv | Res - Single Family | Rate Impact Measure Test | Energy Efficiency | 77626.0015 | 102043.6114 | 116133.7182 | 123233.1529 | 126601.6538 | 128058.2931 | 128375.7476 | 127679.6699 | 126771.6416 | 0 | 0 | 0 | 0
Scenario 3: Aggressive Fuel Sub | PG&E | Res | BldgEnv | Res - Single Family | Total Resource Cost Test | Energy Efficiency | 337098.9169 | 424753.6223 | 464448.3258 | 473674.7471 | 467968.2078 | 455606.0523 | 439576.2884 | 420864.514 | 126771.6416 | 0 | 0 | 0 | 0
Scenario 3: Aggressive Fuel Sub | PG&E | Res | HVAC | Res - Multi Family | Participant Cost Test | Energy Efficiency | 508541.513 | 533498.2398 | 886850.1838 | 549007.9026 | 538260.204 | 517501.6047 | 488340.5604 | 418359.8798 | 376107.6908 | 326241.2667 | 269488.2774 | 272199.673 | 164882.9698
Scenario 3: Aggressive Fuel Sub | PG&E | Res | HVAC | Res - Multi Family | Participant Cost Test | Fuel Substitution | 2945.903 | 413.1221 | 425.9796 | 435.3889 | 471.5757 | 461.5338 | 445.6712 | 418.3535 | 381.0442 | 339.8363 | 284.7324 | 217.2848 | 140.1563
Scenario 3: Aggressive Fuel Sub | PG&E | Res | HVAC | Res - Multi Family | Program Administrator Cost Test | Energy Efficiency | 195220.866 | 224354.8573 | 459162.976 | 279140.7719 | 305308.0008 | 330202.6842 | 352299.8171 | 346539.9328 | 365273.5176 | 383281.0623 | 404418.9635 | 514099.1639 | 504255.7208
Scenario 3: Aggressive Fuel Sub | PG&E | Res | HVAC | Res - Multi Family | Program Administrator Cost Test | Fuel Substitution | 863.2833 | 1253.4269 | 1380.4647 | 1514.1374 | 1778.4421 | 515.8412 | 556.207 | 592.5136 | 625.5956 | 668.4063 | 706.8429 | 736.1927 | 759.7281
Scenario 3: Aggressive Fuel Sub | PG&E | Res | HVAC | Res - Multi Family | Rate Impact Measure Test | Energy Efficiency | 195220.866 | 224354.8573 | 459162.976 | 279140.7719 | 305308.0008 | 330202.6842 | 352299.8171 | 346539.9328 | 365273.5176 | 383281.0623 | 404418.9635 | 514099.1639 | 504255.7208
Scenario 3: Aggressive Fuel Sub | PG&E | Res | HVAC | Res - Multi Family | Rate Impact Measure Test | Fuel Substitution | 863.2833 | 1253.4269 | 1380.4647 | 1514.1374 | 1778.4421 | 515.8412 | 556.207 | 592.5136 | 625.5956 | 668.4063 | 706.8429 | 736.1927 | 759.7281
Scenario 3: Aggressive Fuel Sub | PG&E | Res | HVAC | Res - Multi Family | Total Resource Cost Test | Energy Efficiency | 195220.866 | 224354.8573 | 459162.976 | 279140.7719 | 305308.0008 | 330202.6842 | 352299.8171 | 346539.9328 | 365273.5176 | 383281.0623 | 404418.9635 | 514099.1639 | 504255.7208
Scenario 3: Aggressive Fuel Sub | PG&E | Res | HVAC | Res - Multi Family | Total Resource Cost Test | Fuel Substitution | 863.2833 | 1253.4269 | 1380.4647 | 1514.1374 | 1778.4421 | 515.8412 | 556.207 | 592.5136 | 625.5956 | 668.4063 | 706.8429 | 736.1927 | 759.7281
Scenario 3: Aggressive Fuel Sub | PG&E | Res | HVAC | Res - Single Family | Participant Cost Test | Energy Efficiency | 20928010.2503 | 22831465.8786 | 25739079.6445 | 17207535.1385 | 15841155.5418 | 6250767.5961 | 6212857.0564 | 6119842.6491 | 938721.8969 | 634883.8992 | 518018.7678 | 829595.2834 | 547561.3212
Scenario 3: Aggressive Fuel Sub | PG&E | Res | HVAC | Res - Single Family | Participant Cost Test | Fuel Substitution | 80256.0902 | 21978.8737 | 24604.2363 | 25778.0237 | 22911.5622 | 10485.6343 | 10556.5354 | 10578.3184 | 300.3825 | 271.8191 | 230.5262 | 177.565 | 115.6702
Scenario 3: Aggressive Fuel Sub | PG&E | Res | HVAC | Res - Single Family | Program Administrator Cost Test | Energy Efficiency | 7376389.4547 | 8130745.2806 | 9667323.3804 | 5607122.9771 | 5986098.3977 | 1602569.3065 | 1681557.7905 | 1751663.4013 | 821796.5843 | 676877.2339 | 708620.5399 | 1317575.6089 | 1356411.0399
Scenario 3: Aggressive Fuel Sub | PG&E | Res | HVAC | Res - Single Family | Program Administrator Cost Test | Fuel Substitution | 47531.0167 | 52979.2817 | 62926.8662 | 69360.7993 | 76157.6924 | 6364.5113 | 6872.3921 | 7393.7965 | 493.1659 | 534.6268 | 572.2769 | 601.6163 | 626.9995
Scenario 3: Aggressive Fuel Sub | PG&E | Res | HVAC | Res - Single Family | Rate Impact Measure Test | Energy Efficiency | 7376389.4547 | 8130745.2806 | 9667323.3804 | 5607122.9771 | 5986098.3977 | 1602569.3065 | 1681557.7905 | 1751663.4013 | 821796.5843 | 676877.2339 | 708620.5399 | 1317575.6089 | 1356411.0399
Scenario 3: Aggressive Fuel Sub | PG&E | Res | HVAC | Res - Single Family | Rate Impact Measure Test | Fuel Substitution | 50464.9248 | 55697.4264 | 65455.6004 | 71650.7202 | 78175.0175 | 6364.5113 | 6872.3921 | 7393.7965 | 493.1659 | 534.6268 | 572.2769 | 601.6163 | 626.9995
Scenario 3: Aggressive Fuel Sub | PG&E | Res | HVAC | Res - Single Family | Total Resource Cost Test | Energy Efficiency | 15515982.6137 | 17717653.4621 | 20237139.3423 | 16828286.1936 | 15956306.81 | 5189372.5807 | 5382914.1873 | 5554286.6523 | 821796.5843 | 676877.2339 | 708620.5399 | 1317575.6089 | 1356411.0399
Scenario 3: Aggressive Fuel Sub | PG&E | Res | HVAC | Res - Single Family | Total Resource Cost Test | Fuel Substitution | 62000.3314 | 68289.5803 | 79710.6859 | 86900.9639 | 90445.2792 | 11155.6849 | 11922.2959 | 12751.6101 | 493.1659 | 534.6268 | 572.2769 | 601.6163 | 626.9995
Scenario 3: Aggressive Fuel Sub | PG&E | Res | WaterHeat | Res - Multi Family | Participant Cost Test | Energy Efficiency | 1911951.4155 | 2006125.7588 | 2079344.9681 | 2093470.571 | 2015737.9852 | 1549319.8469 | 1433423.7944 | 1226931.0051 | 1080265.37 | 915867.006 | 735413.4801 | 536616.6368 | 303208.7698
Scenario 3: Aggressive Fuel Sub | PG&E | Res | WaterHeat | Res - Multi Family | Participant Cost Test | Fuel Substitution | 211660.9163 | 169752.262 | 182971.7435 | 196737.5805 | 210641.9195 | 193276.9637 | 204538.2641 | 206833.1164 | 198175.9584 | 182481.4901 | 161649.63 | 126434.9923 | 75226.2153
Scenario 3: Aggressive Fuel Sub | PG&E | Res | WaterHeat | Res - Multi Family | Program Administrator Cost Test | Energy Efficiency | 1438728.6492 | 1619869.1779 | 1802402.5646 | 1959494.2045 | 2100222.6218 | 1289003.8315 | 1346301.9445 | 1319149.0702 | 1366568.3402 | 1414821.4627 | 1473951.1402 | 1540200.6867 | 1549080.3784
Scenario 3: Aggressive Fuel Sub | PG&E | Res | WaterHeat | Res - Multi Family | Program Administrator Cost Test | Fuel Substitution | 5668799.0707 | 6449209.8099 | 7312338.4039 | 8266600.5816 | 9307856.1223 | 147821.5111 | 177559.6449 | 207363.2326 | 234969.8614 | 265835.7243 | 308545.8856 | 350130.9157 | 383810.3681
Scenario 3: Aggressive Fuel Sub | PG&E | Res | WaterHeat | Res - Multi Family | Rate Impact Measure Test | Energy Efficiency | 1438728.6492 | 1619869.1779 | 1802402.5646 | 1959494.2045 | 2100222.6218 | 1289003.8315 | 1346301.9445 | 1319149.0702 | 1366568.3402 | 1414821.4627 | 1473951.1402 | 1540200.6867 | 1549080.3784
Scenario 3: Aggressive Fuel Sub | PG&E | Res | WaterHeat | Res - Multi Family | Rate Impact Measure Test | Fuel Substitution | 9091011.6173 | 9924729.095 | 10829223.0436 | 11776044.8357 | 12756019.1276 | 147821.5111 | 177559.6449 | 207363.2326 | 234969.8614 | 265835.7243 | 308545.8856 | 350130.9157 | 383810.3681
Scenario 3: Aggressive Fuel Sub | PG&E | Res | WaterHeat | Res - Multi Family | Total Resource Cost Test | Energy Efficiency | 1438728.6492 | 1619869.1779 | 1802402.5646 | 1959494.2045 | 2100222.6218 | 1289003.8315 | 1346301.9445 | 1319149.0702 | 1366568.3402 | 1414821.4627 | 1473951.1402 | 1540200.6867 | 1549080.3784
Scenario 3: Aggressive Fuel Sub | PG&E | Res | WaterHeat | Res - Multi Family | Total Resource Cost Test | Fuel Substitution | 5668799.0707 | 6449209.8099 | 7312338.4039 | 8266600.5816 | 9307856.1223 | 147821.5111 | 177559.6449 | 207363.2326 | 234969.8614 | 265835.7243 | 308545.8856 | 350130.9157 | 383810.3681
Scenario 3: Aggressive Fuel Sub | PG&E | Res | WaterHeat | Res - Single Family | Participant Cost Test | Energy Efficiency | 11947261.1929 | 13317098.854 | 14041813.0702 | 12058492.8771 | 11893905.3227 | 6193205.7424 | 5759208.6526 | 5256599.8049 | 4033218.0766 | 3408649.3926 | 2728939.6218 | 1982214.6061 | 1159185.4575
Scenario 3: Aggressive Fuel Sub | PG&E | Res | WaterHeat | Res - Single Family | Participant Cost Test | Fuel Substitution | 249744.8431 | 52535.9479 | 66137.4802 | 79650.0723 | 93670.3922 | 1662362.7608 | 1788723.6578 | 1848952.0701 | 1401032.1614 | 1272553.6754 | 1122173.1371 | 878158.03 | 523205.5658
Scenario 3: Aggressive Fuel Sub | PG&E | Res | WaterHeat | Res - Single Family | Program Administrator Cost Test | Energy Efficiency | 6832770.9939 | 8154618.6572 | 9253737.6901 | 10163347.4362 | 10973201.1055 | 4772717.9475 | 4945835.7277 | 5100700.528 | 5254785.7719 | 5423008.0956 | 5627819.9599 | 5840208.8079 | 6060598.871
Scenario 3: Aggressive Fuel Sub | PG&E | Res | WaterHeat | Res - Single Family | Program Administrator Cost Test | Fuel Substitution | 270918.5261 | 396156.1621 | 524837.4572 | 665694.4368 | 824940.4155 | 1050032.0454 | 1259462.2296 | 1468214.2348 | 1661151.713 | 1853833.1081 | 2141928.2209 | 2431844.7722 | 2669438.039
Scenario 3: Aggressive Fuel Sub | PG&E | Res | WaterHeat | Res - Single Family | Rate Impact Measure Test | Energy Efficiency | 6832770.9939 | 8154618.6572 | 9253737.6901 | 10163347.4362 | 10973201.1055 | 4772717.9475 | 4945835.7277 | 5100700.528 | 5254785.7719 | 5423008.0956 | 5627819.9599 | 5840208.8079 | 6060598.871
Scenario 3: Aggressive Fuel Sub | PG&E | Res | WaterHeat | Res - Single Family | Rate Impact Measure Test | Fuel Substitution | 294398.3949 | 424284.023 | 555769.3006 | 697405.5594 | 855785.8143 | 1050032.0454 | 1259462.2296 | 1468214.2348 | 1661151.713 | 1853833.1081 | 2141928.2209 | 2431844.7722 | 2669438.039
Scenario 3: Aggressive Fuel Sub | PG&E | Res | WaterHeat | Res - Single Family | Total Resource Cost Test | Energy Efficiency | 11024918.7106 | 12959438.0356 | 14390509.1504 | 13235713.0032 | 14196213.4773 | 5386185.7727 | 5579080.1213 | 5752615.8281 | 5254785.7719 | 5423008.0956 | 5627819.9599 | 5840208.8079 | 6060598.871
Scenario 3: Aggressive Fuel Sub | PG&E | Res | WaterHeat | Res - Single Family | Total Resource Cost Test | Fuel Substitution | 298570.5032 | 434673.62 | 573338.4287 | 724109.6147 | 893640.9859 | 1339475.5063 | 1597359.5001 | 1852705.5035 | 1661151.713 | 1853833.1081 | 2141928.2209 | 2431844.7722 | 2669438.039
Scenario 3: Aggressive Fuel Sub | PG&E | Res | WholeBlg | Res - Multi Family | Participant Cost Test | Energy Efficiency | 0 | 0 | 27435.2125 | 26877.5899 | 24945.2816 | 22891.073 | 4997775.0856 | 4318196.2947 | 3570854.808 | 2879323.4781 | 2198378.2257 | 2639442.2761 | 1689192.2407
Scenario 3: Aggressive Fuel Sub | PG&E | Res | WholeBlg | Res - Multi Family | Program Administrator Cost Test | Energy Efficiency | 0 | 0 | 18463.843 | 19973.4099 | 20688.0163 | 21340.3673 | 5300917.036 | 5238705.762 | 5047767.7692 | 4873001.2451 | 4670319.4982 | 7522604.7622 | 7228644.482
Scenario 3: Aggressive Fuel Sub | PG&E | Res | WholeBlg | Res - Multi Family | Rate Impact Measure Test | Energy Efficiency | 0 | 0 | 18463.843 | 19973.4099 | 20688.0163 | 21340.3673 | 5300917.036 | 5238705.762 | 5047767.7692 | 4873001.2451 | 4670319.4982 | 7522604.7622 | 7228644.482
Scenario 3: Aggressive Fuel Sub | PG&E | Res | WholeBlg | Res - Multi Family | Total Resource Cost Test | Energy Efficiency | 0 | 0 | 18463.843 | 19973.4099 | 20688.0163 | 21340.3673 | 5300917.036 | 5238705.762 | 5047767.7692 | 4873001.2451 | 4670319.4982 | 7522604.7622 | 7228644.482
Scenario 3: Aggressive Fuel Sub | PG&E | Res | WholeBlg | Res - Single Family | Participant Cost Test | Energy Efficiency | 0 | 0 | 102312.8183 | 100647.4118 | 92528.0291 | 84148.8511 | 73233.6785 | 61915.4677 | 50323.7668 | 40136.2533 | 30216.2083 | 21461.2995 | 2296273.5259
Scenario 3: Aggressive Fuel Sub | PG&E | Res | WholeBlg | Res - Single Family | Program Administrator Cost Test | Energy Efficiency | 0 | 0 | 68038.965 | 73917.9725 | 75857.9646 | 77565.9901 | 76164.5912 | 73660.2642 | 69778.8012 | 66667.8309 | 63107.472 | 60155.6749 | 9753943.7299
Scenario 3: Aggressive Fuel Sub | PG&E | Res | WholeBlg | Res - Single Family | Rate Impact Measure Test | Energy Efficiency | 0 | 0 | 68038.965 | 73917.9725 | 75857.9646 | 77565.9901 | 76164.5912 | 73660.2642 | 69778.8012 | 66667.8309 | 63107.472 | 60155.6749 | 9753943.7299
Scenario 3: Aggressive Fuel Sub | PG&E | Res | WholeBlg | Res - Single Family | Total Resource Cost Test | Energy Efficiency | 0 | 0 | 68038.965 | 73917.9725 | 75857.9646 | 77565.9901 | 76164.5912 | 73660.2642 | 69778.8012 | 66667.8309 | 63107.472 | 60155.6749 | 9753943.7299
Scenario 3: Aggressive Fuel Sub | SCE | Ag | WholeBlg | Ag - Dairies, fishing, hunting | Participant Cost Test | Energy Efficiency | 143341.7142 | 151895.853 | 160658.4973 | 169897.1376 | 181376.2676 | 194190.3043 | 203301.397 | 207542.9389 | 211541.6833 | 215554.6781 | 218866.2766 | 219268.0312 | 219778.5406
Scenario 3: Aggressive Fuel Sub | SCE | Ag | WholeBlg | Ag - Dairies, fishing, hunting | Program Administrator Cost Test | Energy Efficiency | 143341.7142 | 151895.853 | 160658.4973 | 169897.1376 | 181376.2676 | 194190.3043 | 203301.397 | 207542.9389 | 211541.6833 | 215554.6781 | 218866.2766 | 219268.0312 | 219778.5406
Scenario 3: Aggressive Fuel Sub | SCE | Ag | WholeBlg | Ag - Dairies, fishing, hunting | Rate Impact Measure Test | Energy Efficiency | 143341.7142 | 151895.853 | 160658.4973 | 169897.1376 | 181376.2676 | 194190.3043 | 203301.397 | 207542.9389 | 211541.6833 | 215554.6781 | 218866.2766 | 219268.0312 | 219778.5406
Scenario 3: Aggressive Fuel Sub | SCE | Ag | WholeBlg | Ag - Dairies, fishing, hunting | Total Resource Cost Test | Energy Efficiency | 143341.7142 | 151895.853 | 160658.4973 | 169897.1376 | 181376.2676 | 194190.3043 | 203301.397 | 207542.9389 | 211541.6833 | 215554.6781 | 218866.2766 | 219268.0312 | 219778.5406
Scenario 3: Aggressive Fuel Sub | SCE | Ag | WholeBlg | Ag - Irrigated Agriculture, vineyards, forestry and greenhouses | Participant Cost Test | Energy Efficiency | 345019.7311 | 382363.9099 | 420649.6768 | 461059.3362 | 508856.3108 | 561264.6481 | 603890.4198 | 633389.1888 | 663000.4251 | 693453.2442 | 722058.8431 | 741135.041 | 760542.9406
Scenario 3: Aggressive Fuel Sub | SCE | Ag | WholeBlg | Ag - Irrigated Agriculture, vineyards, forestry and greenhouses | Program Administrator Cost Test | Energy Efficiency | 345019.7311 | 382363.9099 | 420649.6768 | 461059.3362 | 508856.3108 | 561264.6481 | 603890.4198 | 633389.1888 | 663000.4251 | 693453.2442 | 722058.8431 | 741135.041 | 760542.9406
Scenario 3: Aggressive Fuel Sub | SCE | Ag | WholeBlg | Ag - Irrigated Agriculture, vineyards, forestry and greenhouses | Rate Impact Measure Test | Energy Efficiency | 345019.7311 | 382363.9099 | 420649.6768 | 461059.3362 | 508856.3108 | 561264.6481 | 603890.4198 | 633389.1888 | 663000.4251 | 693453.2442 | 722058.8431 | 741135.041 | 760542.9406
Scenario 3: Aggressive Fuel Sub | SCE | Ag | WholeBlg | Ag - Irrigated Agriculture, vineyards, forestry and greenhouses | Total Resource Cost Test | Energy Efficiency | 345019.7311 | 382363.9099 | 420649.6768 | 461059.3362 | 508856.3108 | 561264.6481 | 603890.4198 | 633389.1888 | 663000.4251 | 693453.2442 | 722058.8431 | 741135.041 | 760542.9406
Scenario 3: Aggressive Fuel Sub | SCE | Ag | WholeBlg | Ag - Water pumping | Participant Cost Test | Energy Efficiency | 1996770.9197 | 2101720.6 | 2209395.1535 | 2323000.8178 | 2466234.9348 | 2627106.691 | 2737271.808 | 2780704.2347 | 2820116.8475 | 2859003.7583 | 2888247.6062 | 2879035.6405 | 2871259.9292
Scenario 3: Aggressive Fuel Sub | SCE | Ag | WholeBlg | Ag - Water pumping | Program Administrator Cost Test | Energy Efficiency | 1996770.9197 | 2101720.6 | 2209395.1535 | 2323000.8178 | 2466234.9348 | 2627106.691 | 2737271.808 | 2780704.2347 | 2820116.8475 | 2859003.7583 | 2888247.6062 | 2879035.6405 | 2871259.9292
Scenario 3: Aggressive Fuel Sub | SCE | Ag | WholeBlg | Ag - Water pumping | Rate Impact Measure Test | Energy Efficiency | 1996770.9197 | 2101720.6 | 2209395.1535 | 2323000.8178 | 2466234.9348 | 2627106.691 | 2737271.808 | 2780704.2347 | 2820116.8475 | 2859003.7583 | 2888247.6062 | 2879035.6405 | 2871259.9292
Scenario 3: Aggressive Fuel Sub | SCE | Ag | WholeBlg | Ag - Water pumping | Total Resource Cost Test | Energy Efficiency | 1996770.9197 | 2101720.6 | 2209395.1535 | 2323000.8178 | 2466234.9348 | 2627106.691 | 2737271.808 | 2780704.2347 | 2820116.8475 | 2859003.7583 | 2888247.6062 | 2879035.6405 | 2871259.9292
Scenario 3: Aggressive Fuel Sub | SCE | Com | BROs | Com - Lodging | Participant Cost Test | Energy Efficiency | 2949.0817 | 6374.3208 | 9678.5163 | 12625.8315 | 17797.5051 | 26851.2888 | 35934.2238 | 42891.4511 | 50702.2106 | 61490.0655 | 72619.3798 | 80866.477 | 88599.159
Scenario 3: Aggressive Fuel Sub | SCE | Com | BROs | Com - Lodging | Program Administrator Cost Test | Energy Efficiency | 2949.0817 | 6374.3208 | 9678.5163 | 12625.8315 | 17797.5051 | 26851.2888 | 35934.2238 | 42891.4511 | 50702.2106 | 61490.0655 | 72619.3798 | 80866.477 | 88599.159
Scenario 3: Aggressive Fuel Sub | SCE | Com | BROs | Com - Lodging | Rate Impact Measure Test | Energy Efficiency | 2949.0817 | 6374.3208 | 9678.5163 | 12625.8315 | 17797.5051 | 26851.2888 | 35934.2238 | 42891.4511 | 50702.2106 | 61490.0655 | 72619.3798 | 80866.477 | 88599.159
Scenario 3: Aggressive Fuel Sub | SCE | Com | BROs | Com - Lodging | Total Resource Cost Test | Energy Efficiency | 2949.0817 | 6374.3208 | 9678.5163 | 12625.8315 | 17797.5051 | 26851.2888 | 35934.2238 | 42891.4511 | 50702.2106 | 61490.0655 | 72619.3798 | 80866.477 | 88599.159
Scenario 3: Aggressive Fuel Sub | SCE | Com | BROs | Com - Other | Participant Cost Test | Energy Efficiency | 4738.7702 | 10199.1144 | 15428.2151 | 20044.5599 | 28140.1372 | 42285.8275 | 56416.7025 | 67105.4452 | 79051.2531 | 95522.3922 | 112409.5091 | 124765.0117 | 138332.7033
Scenario 3: Aggressive Fuel Sub | SCE | Com | BROs | Com - Other | Program Administrator Cost Test | Energy Efficiency | 4738.7702 | 10199.1144 | 15428.2151 | 20044.5599 | 28140.1372 | 42285.8275 | 56416.7025 | 67105.4452 | 79051.2531 | 95522.3922 | 112409.5091 | 124765.0117 | 138332.7033
Scenario 3: Aggressive Fuel Sub | SCE | Com | BROs | Com - Other | Rate Impact Measure Test | Energy Efficiency | 4738.7702 | 10199.1144 | 15428.2151 | 20044.5599 | 28140.1372 | 42285.8275 | 56416.7025 | 67105.4452 | 79051.2531 | 95522.3922 | 112409.5091 | 124765.0117 | 138332.7033
Scenario 3: Aggressive Fuel Sub | SCE | Com | BROs | Com - Other | Total Resource Cost Test | Energy Efficiency | 4738.7702 | 10199.1144 | 15428.2151 | 20044.5599 | 28140.1372 | 42285.8275 | 56416.7025 | 67105.4452 | 79051.2531 | 95522.3922 | 112409.5091 | 124765.0117 | 138332.7033
Scenario 3: Aggressive Fuel Sub | SCE | Com | BROs | Com - Retail | Participant Cost Test | Energy Efficiency | 9473.422 | 20325.5925 | 30683.1032 | 39707.3713 | 55533.1457 | 83144.3884 | 110530.0648 | 130998.6764 | 153724.1296 | 184983.3062 | 216686.7947 | 239451.5043 | 263631.5572
Scenario 3: Aggressive Fuel Sub | SCE | Com | BROs | Com - Retail | Program Administrator Cost Test | Energy Efficiency | 9473.422 | 20325.5925 | 30683.1032 | 39707.3713 | 55533.1457 | 83144.3884 | 110530.0648 | 130998.6764 | 153724.1296 | 184983.3062 | 216686.7947 | 239451.5043 | 263631.5572
Scenario 3: Aggressive Fuel Sub | SCE | Com | BROs | Com - Retail | Rate Impact Measure Test | Energy Efficiency | 9473.422 | 20325.5925 | 30683.1032 | 39707.3713 | 55533.1457 | 83144.3884 | 110530.0648 | 130998.6764 | 153724.1296 | 184983.3062 | 216686.7947 | 239451.5043 | 263631.5572
Scenario 3: Aggressive Fuel Sub | SCE | Com | BROs | Com - Retail | Total Resource Cost Test | Energy Efficiency | 9473.422 | 20325.5925 | 30683.1032 | 39707.3713 | 55533.1457 | 83144.3884 | 110530.0648 | 130998.6764 | 153724.1296 | 184983.3062 | 216686.7947 | 239451.5043 | 263631.5572
Scenario 3: Aggressive Fuel Sub | SCE | Com | BldgEnv | Com - College | Participant Cost Test | Energy Efficiency | 25407.7989 | 27220.318 | 28232.954 | 28267.5265 | 27224.8509 | 25267.0095 | 22515.6024 | 18066.0007 | 711.223 | 0 | 0 | 0 | 0
Scenario 3: Aggressive Fuel Sub | SCE | Com | BldgEnv | Com - College | Program Administrator Cost Test | Energy Efficiency | 185.6284 | 208.7487 | 225.9703 | 235.7633 | 241.4663 | 240.7145 | 224.7476 | 195.6958 | 25.2017 | 0 | 0 | 0 | 0
Scenario 3: Aggressive Fuel Sub | SCE | Com | BldgEnv | Com - College | Rate Impact Measure Test | Energy Efficiency | 185.6284 | 208.7487 | 225.9703 | 235.7633 | 241.4663 | 240.7145 | 224.7476 | 195.6958 | 25.2017 | 0 | 0 | 0 | 0
Scenario 3: Aggressive Fuel Sub | SCE | Com | BldgEnv | Com - College | Total Resource Cost Test | Energy Efficiency | 7641.1983 | 8103.7797 | 8317.4297 | 8239.6569 | 7857.8241 | 7218.3442 | 6362.6959 | 5367.978 | 25.2017 | 0 | 0 | 0 | 0
Scenario 3: Aggressive Fuel Sub | SCE | Com | BldgEnv | Com - Grocery | Participant Cost Test | Energy Efficiency | 1932.8115 | 2001.868 | 2032.7879 | 2057.3087 | 2077.8976 | 2061.8299 | 2004.7788 | 1915.8741 | 1345.1429 | 0 | 0 | 0 | 0
Scenario 3: Aggressive Fuel Sub | SCE | Com | BldgEnv | Com - Grocery | Program Administrator Cost Test | Energy Efficiency | 33.9197 | 37.5467 | 40.7862 | 44.3668 | 48.8965 | 53.5384 | 57.2533 | 60.6046 | 63.6705 | 0 | 0 | 0 | 0
Scenario 3: Aggressive Fuel Sub | SCE | Com | BldgEnv | Com - Grocery | Rate Impact Measure Test | Energy Efficiency | 33.9197 | 37.5467 | 40.7862 | 44.3668 | 48.8965 | 53.5384 | 57.2533 | 60.6046 | 63.6705 | 0 | 0 | 0 | 0
Scenario 3: Aggressive Fuel Sub | SCE | Com | BldgEnv | Com - Grocery | Total Resource Cost Test | Energy Efficiency | 348.6925 | 368.9122 | 385.2846 | 403.793 | 426.1158 | 446.1684 | 462.1798 | 480.2543 | 63.6705 | 0 | 0 | 0 | 0
Scenario 3: Aggressive Fuel Sub | SCE | Com | BldgEnv | Com - Health | Participant Cost Test | Energy Efficiency | 34838.7215 | 31390.7138 | 3887.2191 | 3511.7633 | 3144.2125 | 2744.5604 | 2381.9344 | 2062.1217 | 1363.6242 | 0 | 0 | 0 | 0
Scenario 3: Aggressive Fuel Sub | SCE | Com | BldgEnv | Com - Health | Program Administrator Cost Test | Energy Efficiency | 481.5375 | 458.2954 | 93.2916 | 88.9573 | 85.8453 | 81.8927 | 77.7703 | 74.6665 | 76.9384 | 0 | 0 | 0 | 0
Scenario 3: Aggressive Fuel Sub | SCE | Com | BldgEnv | Com - Health | Rate Impact Measure Test | Energy Efficiency | 481.5375 | 458.2954 | 93.2916 | 88.9573 | 85.8453 | 81.8927 | 77.7703 | 74.6665 | 76.9384 | 0 | 0 | 0 | 0
Scenario 3: Aggressive Fuel Sub | SCE | Com | BldgEnv | Com - Health | Total Resource Cost Test | Energy Efficiency | 9339.6815 | 8326.0014 | 928.1091 | 843.651 | 767.0313 | 689.8062 | 628.1516 | 589.8096 | 76.9384 | 0 | 0 | 0 | 0
Scenario 3: Aggressive Fuel Sub | SCE | Com | BldgEnv | Com - Lodging | Participant Cost Test | Energy Efficiency | 1353.009 | 1654.8212 | 2018.7449 | 2456.8356 | 2984.2587 | 3618.157 | 4376.5854 | 5050.9812 | 11.1202 | 0 | 0 | 0 | 0
Scenario 3: Aggressive Fuel Sub | SCE | Com | BldgEnv | Com - Lodging | Program Administrator Cost Test | Energy Efficiency | 28.1153 | 36.1972 | 46.1458 | 58.5272 | 75.6635 | 98.3477 | 123.9392 | 150.9339 | 2.7505 | 0 | 0 | 0 | 0
Scenario 3: Aggressive Fuel Sub | SCE | Com | BldgEnv | Com - Lodging | Rate Impact Measure Test | Energy Efficiency | 28.1153 | 36.1972 | 46.1458 | 58.5272 | 75.6635 | 98.3477 | 123.9392 | 150.9339 | 2.7505 | 0 | 0 | 0 | 0
Scenario 3: Aggressive Fuel Sub | SCE | Com | BldgEnv | Com - Lodging | Total Resource Cost Test | Energy Efficiency | 726.7632 | 884.0708 | 1072.8819 | 1299.057 | 1570.9861 | 1895.9923 | 2278.4397 | 2723.9527 | 2.7505 | 0 | 0 | 0 | 0
Scenario 3: Aggressive Fuel Sub | SCE | Com | BldgEnv | Com - Office (Large) | Participant Cost Test | Energy Efficiency | 26137.0308 | 26279.5168 | 26086.9469 | 25724.5857 | 25335.8561 | 24682.7333 | 23614.7069 | 22195.8855 | 12935.5789 | 0 | 0 | 0 | 0
Scenario 3: Aggressive Fuel Sub | SCE | Com | BldgEnv | Com - Office (Large) | Program Administrator Cost Test | Energy Efficiency | 954.3651 | 1021.5671 | 1080.8609 | 1140.4307 | 1218.5482 | 1301.419 | 1358.7739 | 1397.0443 | 1420.3789 | 0 | 0 | 0 | 0
Scenario 3: Aggressive Fuel Sub | SCE | Com | BldgEnv | Com - Office (Large) | Rate Impact Measure Test | Energy Efficiency | 954.3651 | 1021.5671 | 1080.8609 | 1140.4307 | 1218.5482 | 1301.419 | 1358.7739 | 1397.0443 | 1420.3789 | 0 | 0 | 0 | 0
Scenario 3: Aggressive Fuel Sub | SCE | Com | BldgEnv | Com - Office (Large) | Total Resource Cost Test | Energy Efficiency | 7472.1397 | 7704.1613 | 7884.1221 | 8061.5302 | 8295.1819 | 8512.2446 | 8639.3865 | 8744.6678 | 1420.3789 | 0 | 0 | 0 | 0
Scenario 3: Aggressive Fuel Sub | SCE | Com | BldgEnv | Com - Office (Small) | Participant Cost Test | Energy Efficiency | 982.3053 | 1006.1542 | 1017.9805 | 1017.6895 | 103.6398 | 10213.2945 | 863.7226 | 811.5405 | 590.6115 | 0 | 0 | 0 | 0
Scenario 3: Aggressive Fuel Sub | SCE | Com | BldgEnv | Com - Office (Small) | Program Administrator Cost Test | Energy Efficiency | 35.6777 | 39.0515 | 42.3208 | 45.5411 | 2.9428 | 577.0529 | 51.2918 | 53.5572 | 55.6779 | 0 | 0 | 0 | 0
Scenario 3: Aggressive Fuel Sub | SCE | Com | BldgEnv | Com - Office (Small) | Rate Impact Measure Test | Energy Efficiency | 35.6777 | 39.0515 | 42.3208 | 45.5411 | 2.9428 | 577.0529 | 51.2918 | 53.5572 | 55.6779 | 0 | 0 | 0 | 0
Scenario 3: Aggressive Fuel Sub | SCE | Com | BldgEnv | Com - Office (Small) | Total Resource Cost Test | Energy Efficiency | 163.8912 | 173.235 | 181.9797 | 190.2448 | 21.398 | 2158.1666 | 195.7614 | 201.4879 | 55.6779 | 0 | 0 | 0 | 0
Scenario 3: Aggressive Fuel Sub | SCE | Com | BldgEnv | Com - Other | Participant Cost Test | Energy Efficiency | 78774.0421 | 71416.984 | 61294.3119 | 49472.3632 | 37096.1123 | 25110.4983 | 14182.7932 | 8692.6149 | 5171.566 | 0 | 0 | 0 | 0
Scenario 3: Aggressive Fuel Sub | SCE | Com | BldgEnv | Com - Other | Program Administrator Cost Test | Energy Efficiency | 894.0995 | 886.6974 | 844.2391 | 776.9491 | 706.3551 | 630.7052 | 547.491 | 514.1805 | 537.7073 | 0 | 0 | 0 | 0
Scenario 3: Aggressive Fuel Sub | SCE | Com | BldgEnv | Com - Other | Rate Impact Measure Test | Energy Efficiency | 894.0995 | 886.6974 | 844.2391 | 776.9491 | 706.3551 | 630.7052 | 547.491 | 514.1805 | 537.7073 | 0 | 0 | 0 | 0
Scenario 3: Aggressive Fuel Sub | SCE | Com | BldgEnv | Com - Other | Total Resource Cost Test | Energy Efficiency | 28627.8334 | 25679.3794 | 21809.1884 | 17433.41 | 12987.6595 | 8802.3528 | 5106.9052 | 3429.2045 | 537.7073 | 0 | 0 | 0 | 0
Scenario 3: Aggressive Fuel Sub | SCE | Com | BldgEnv | Com - Refrig. Warehouse | Participant Cost Test | Energy Efficiency | 282.8533 | 27.1568 | 27.1807 | 26.3307 | 25.6849 | 25.0078 | 24.1233 | 22.6136 | 18.9035 | 0 | 0 | 0 | 0
Scenario 3: Aggressive Fuel Sub | SCE | Com | BldgEnv | Com - Refrig. Warehouse | Program Administrator Cost Test | Energy Efficiency | 9.8324 | 1.0039 | 1.0788 | 1.129 | 1.2087 | 1.31 | 1.409 | 1.4805 | 1.5631 | 0 | 0 | 0 | 0
Scenario 3: Aggressive Fuel Sub | SCE | Com | BldgEnv | Com - Refrig. Warehouse | Rate Impact Measure Test | Energy Efficiency | 9.8324 | 1.0039 | 1.0788 | 1.129 | 1.2087 | 1.31 | 1.409 | 1.4805 | 1.5631 | 0 | 0 | 0 | 0
Scenario 3: Aggressive Fuel Sub | SCE | Com | BldgEnv | Com - Refrig. Warehouse | Total Resource Cost Test | Energy Efficiency | 24.3589 | 2.4608 | 2.5968 | 2.6717 | 2.8012 | 2.968 | 3.1421 | 3.2751 | 1.5631 | 0 | 0 | 0 | 0
Scenario 3: Aggressive Fuel Sub | SCE | Com | BldgEnv | Com - Restaurant | Participant Cost Test | Energy Efficiency | 0 | 0 | 0 | 0 | 0 | 0 | 0 | 0 | 0 | 0 | 0 | 0 | 0
Scenario 3: Aggressive Fuel Sub | SCE | Com | BldgEnv | Com - Restaurant | Program Administrator Cost Test | Energy Efficiency | 0 | 0 | 0 | 0 | 0 | 0 | 0 | 0 | 0 | 0 | 0 | 0 | 0
Scenario 3: Aggressive Fuel Sub | SCE | Com | BldgEnv | Com - Restaurant | Rate Impact Measure Test | Energy Efficiency | 0 | 0 | 0 | 0 | 0 | 0 | 0 | 0 | 0 | 0 | 0 | 0 | 0
Scenario 3: Aggressive Fuel Sub | SCE | Com | BldgEnv | Com - Restaurant | Total Resource Cost Test | Energy Efficiency | 0 | 0 | 0 | 0 | 0 | 0 | 0 | 0 | 0 | 0 | 0 | 0 | 0
Scenario 3: Aggressive Fuel Sub | SCE | Com | BldgEnv | Com - Retail | Participant Cost Test | Energy Efficiency | 3276.2267 | 3357.7728 | 3377.2935 | 3383.5565 | 3373.595 | 3297.268 | 3162.958 | 2989.1633 | 1642.5107 | 0 | 0 | 0 | 0
Scenario 3: Aggressive Fuel Sub | SCE | Com | BldgEnv | Com - Retail | Program Administrator Cost Test | Energy Efficiency | 93.1828 | 101.6162 | 108.7859 | 116.4347 | 125.7253 | 134.3452 | 140.1105 | 144.2645 | 146.5653 | 0 | 0 | 0 | 0
Scenario 3: Aggressive Fuel Sub | SCE | Com | BldgEnv | Com - Retail | Rate Impact Measure Test | Energy Efficiency | 93.1828 | 101.6162 | 108.7859 | 116.4347 | 125.7253 | 134.3452 | 140.1105 | 144.2645 | 146.5653 | 0 | 0 | 0 | 0
Scenario 3: Aggressive Fuel Sub | SCE | Com | BldgEnv | Com - Retail | Total Resource Cost Test | Energy Efficiency | 1026.6919 | 1074.5158 | 1109.5519 | 1147.379 | 1189.0856 | 1217.2251 | 1231.4556 | 1246.5632 | 146.5653 | 0 | 0 | 0 | 0
Scenario 3: Aggressive Fuel Sub | SCE | Com | BldgEnv | Com - School | Participant Cost Test | Energy Efficiency | 1505.5992 | 1522.0073 | 1526.4642 | 1510.6258 | 1472.0841 | 1423.5777 | 1350.1623 | 1255.1571 | 870.5239 | 0 | 0 | 0 | 0
Scenario 3: Aggressive Fuel Sub | SCE | Com | BldgEnv | Com - School | Program Administrator Cost Test | Energy Efficiency | 52.9459 | 57.1466 | 61.3211 | 65.2108 | 69.2667 | 73.8913 | 77.0738 | 79.323 | 81.5716 | 0 | 0 | 0 | 0
Scenario 3: Aggressive Fuel Sub | SCE | Com | BldgEnv | Com - School | Rate Impact Measure Test | Energy Efficiency | 52.9459 | 57.1466 | 61.3211 | 65.2108 | 69.2667 | 73.8913 | 77.0738 | 79.323 | 81.5716 | 0 | 0 | 0 | 0
Scenario 3: Aggressive Fuel Sub | SCE | Com | BldgEnv | Com - School | Total Resource Cost Test | Energy Efficiency | 285.7598 | 297.3321 | 308.7462 | 318.5426 | 326.6831 | 335.7064 | 341.0399 | 345.8548 | 81.5716 | 0 | 0 | 0 | 0
Scenario 3: Aggressive Fuel Sub | SCE | Com | BldgEnv | Com - Warehouse | Participant Cost Test | Energy Efficiency | 16264.1715 | 18661.8773 | 21017.6813 | 23274.4735 | 25294.8398 | 26835.1953 | 27770.0089 | 26511.5193 | 1484.5693 | 0 | 0 | 0 | 0
Scenario 3: Aggressive Fuel Sub | SCE | Com | BldgEnv | Com - Warehouse | Program Administrator Cost Test | Energy Efficiency | 300.2877 | 359.8647 | 420.6789 | 484.0252 | 558.7146 | 633.3976 | 683.5013 | 701.4045 | 148.502 | 0 | 0 | 0 | 0
Scenario 3: Aggressive Fuel Sub | SCE | Com | BldgEnv | Com - Warehouse | Rate Impact Measure Test | Energy Efficiency | 300.2877 | 359.8647 | 420.6789 | 484.0252 | 558.7146 | 633.3976 | 683.5013 | 701.4045 | 148.502 | 0 | 0 | 0 | 0
Scenario 3: Aggressive Fuel Sub | SCE | Com | BldgEnv | Com - Warehouse | Total Resource Cost Test | Energy Efficiency | 5690.936 | 6508.5995 | 7307.0446 | 8062.7395 | 8739.1258 | 9249.6255 | 9532.3413 | 9559.8885 | 148.502 | 0 | 0 | 0 | 0
Scenario 3: Aggressive Fuel Sub | SCE | Com | ComRefrig | Com - College | Participant Cost Test | Energy Efficiency | 3031.2643 | 1956.1758 | 1140.5886 | 580.7444 | 15589.1475 | 18018.1863 | 16234.7483 | 15339.5328 | 13231.4877 | 10636.5003 | 8982.092 | 6474.5622 | 3341.8743
Scenario 3: Aggressive Fuel Sub | SCE | Com | ComRefrig | Com - College | Program Administrator Cost Test | Energy Efficiency | 1033.6989 | 725.8027 | 461.5187 | 256.2442 | 7611.4064 | 10104.343 | 10419.9155 | 11282.0318 | 11487.952 | 11315.057 | 12592.9583 | 13313.9278 | 13217.9562
Scenario 3: Aggressive Fuel Sub | SCE | Com | ComRefrig | Com - College | Rate Impact Measure Test | Energy Efficiency | 1033.6989 | 725.8027 | 461.5187 | 256.2442 | 7611.4064 | 10104.343 | 10419.9155 | 11282.0318 | 11487.952 | 11315.057 | 12592.9583 | 13313.9278 | 13217.9562
Scenario 3: Aggressive Fuel Sub | SCE | Com | ComRefrig | Com - College | Total Resource Cost Test | Energy Efficiency | 1033.6989 | 725.8027 | 461.5187 | 256.2442 | 7611.4064 | 10104.343 | 10419.9155 | 11282.0318 | 11487.952 | 11315.057 | 12592.9583 | 13313.9278 | 13217.9562
Scenario 3: Aggressive Fuel Sub | SCE | Com | ComRefrig | Com - Grocery | Participant Cost Test | Energy Efficiency | 4316786.7304 | 2337970.8437 | 974945.8582 | 376457.5727 | 112217.7478 | 0 | 615182.4347 | 2874097.1965 | 3205415.8543 | 2584693.5612 | 1963420.2438 | 1330815.6998 | 686398.4831
Scenario 3: Aggressive Fuel Sub | SCE | Com | ComRefrig | Com - Grocery | Program Administrator Cost Test | Energy Efficiency | 1463432.4593 | 857187.4746 | 382032.2216 | 158358.3186 | 52651.381 | 0 | 362327.401 | 1952176.1634 | 2573482.5572 | 2540244.3613 | 2529456.176 | 2508437.7099 | 2489825.6264
Scenario 3: Aggressive Fuel Sub | SCE | Com | ComRefrig | Com - Grocery | Rate Impact Measure Test | Energy Efficiency | 1463432.4593 | 857187.4746 | 382032.2216 | 158358.3186 | 52651.381 | 0 | 362327.401 | 1952176.1634 | 2573482.5572 | 2540244.3613 | 2529456.176 | 2508437.7099 | 2489825.6264
Scenario 3: Aggressive Fuel Sub | SCE | Com | ComRefrig | Com - Grocery | Total Resource Cost Test | Energy Efficiency | 1463432.4593 | 857187.4746 | 382032.2216 | 158358.3186 | 52651.381 | 0 | 362327.401 | 1952176.1634 | 2573482.5572 | 2540244.3613 | 2529456.176 | 2508437.7099 | 2489825.6264
Scenario 3: Aggressive Fuel Sub | SCE | Com | ComRefrig | Com - Health | Participant Cost Test | Energy Efficiency | 0 | 0 | 0 | 0 | 103085.1417 | 124989.1134 | 109941.736 | 94143.0654 | 78417.9047 | 62467.3544 | 52777.2965 | 37760.7721 | 19603.9096
Scenario 3: Aggressive Fuel Sub | SCE | Com | ComRefrig | Com - Health | Program Administrator Cost Test | Energy Efficiency | 0 | 0 | 0 | 0 | 50349.8965 | 70111.0055 | 70705.6605 | 69900.2305 | 68895.6522 | 67253.1037 | 74827.2738 | 78508.5726 | 78389.678
Scenario 3: Aggressive Fuel Sub | SCE | Com | ComRefrig | Com - Health | Rate Impact Measure Test | Energy Efficiency | 0 | 0 | 0 | 0 | 50349.8965 | 70111.0055 | 70705.6605 | 69900.2305 | 68895.6522 | 67253.1037 | 74827.2738 | 78508.5726 | 78389.678
Scenario 3: Aggressive Fuel Sub | SCE | Com | ComRefrig | Com - Health | Total Resource Cost Test | Energy Efficiency | 0 | 0 | 0 | 0 | 50349.8965 | 70111.0055 | 70705.6605 | 69900.2305 | 68895.6522 | 67253.1037 | 74827.2738 | 78508.5726 | 78389.678
Scenario 3: Aggressive Fuel Sub | SCE | Com | ComRefrig | Com - Refrig. Warehouse | Participant Cost Test | Energy Efficiency | 7211.0305 | 5026.8483 | 3174.4274 | 1798.8093 | 879.0823 | 312.295 | 765.5869 | 3005.1132 | 3245.6052 | 2631.0559 | 2004.3915 | 1367.8885 | 709.4345
Scenario 3: Aggressive Fuel Sub | SCE | Com | ComRefrig | Com - Refrig. Warehouse | Program Administrator Cost Test | Energy Efficiency | 2469.0177 | 1875.3286 | 1294.571 | 804.5132 | 433.6028 | 167.0906 | 452.7684 | 2041.4267 | 2605.7488 | 2585.8094 | 2582.239 | 2578.3158 | 2573.3859
Scenario 3: Aggressive Fuel Sub | SCE | Com | ComRefrig | Com - Refrig. Warehouse | Rate Impact Measure Test | Energy Efficiency | 2469.0177 | 1875.3286 | 1294.571 | 804.5132 | 433.6028 | 167.0906 | 452.7684 | 2041.4267 | 2605.7488 | 2585.8094 | 2582.239 | 2578.3158 | 2573.3859
Scenario 3: Aggressive Fuel Sub | SCE | Com | ComRefrig | Com - Refrig. Warehouse | Total Resource Cost Test | Energy Efficiency | 2469.0177 | 1875.3286 | 1294.571 | 804.5132 | 433.6028 | 167.0906 | 452.7684 | 2041.4267 | 2605.7488 | 2585.8094 | 2582.239 | 2578.3158 | 2573.3859
Scenario 3: Aggressive Fuel Sub | SCE | Com | ComRefrig | Com - Restaurant | Participant Cost Test | Energy Efficiency | 173668.1298 | 93660.9484 | 38885.5641 | 14424.4087 | 4137.4037 | 0 | 32013.8981 | 150211.5218 | 172542.462 | 139037.428 | 105472.8901 | 71368.4452 | 36743.8435
Scenario 3: Aggressive Fuel Sub | SCE | Com | ComRefrig | Com - Restaurant | Program Administrator Cost Test | Energy Efficiency | 58935.8071 | 34396.3551 | 15281.2025 | 6067.6827 | 1941.2261 | 0 | 18855.4027 | 102028.2971 | 138526.3798 | 136646.2598 | 135879.6027 | 134521.3131 | 133283.5618
Scenario 3: Aggressive Fuel Sub | SCE | Com | ComRefrig | Com - Restaurant | Rate Impact Measure Test | Energy Efficiency | 58935.8071 | 34396.3551 | 15281.2025 | 6067.6827 | 1941.2261 | 0 | 18855.4027 | 102028.2971 | 138526.3798 | 136646.2598 | 135879.6027 | 134521.3131 | 133283.5618
Scenario 3: Aggressive Fuel Sub | SCE | Com | ComRefrig | Com - Restaurant | Total Resource Cost Test | Energy Efficiency | 58935.8071 | 34396.3551 | 15281.2025 | 6067.6827 | 1941.2261 | 0 | 18855.4027 | 102028.2971 | 138526.3798 | 136646.2598 | 135879.6027 | 134521.3131 | 133283.5618
Scenario 3: Aggressive Fuel Sub | SCE | Com | ComRefrig | Com - Retail | Participant Cost Test | Energy Efficiency | 2091720.4345 | 1159464.0975 | 513748.1591 | 189340.7654 | 64427.8478 | 0 | 287672.2607 | 1336605.1175 | 1497709.1917 | 1203942.2022 | 910968.6791 | 614568.9693 | 315366.6459
Scenario 3: Aggressive Fuel Sub | SCE | Com | ComRefrig | Com - Retail | Program Administrator Cost Test | Energy Efficiency | 709690.4111 | 425966.3998 | 202816.0142 | 79646.9175 | 30228.8651 | 0 | 169431.9224 | 907863.0912 | 1202441.6369 | 1183236.821 | 1173591.288 | 1158391.8527 | 1143951.8958
Scenario 3: Aggressive Fuel Sub | SCE | Com | ComRefrig | Com - Retail | Rate Impact Measure Test | Energy Efficiency | 709690.4111 | 425966.3998 | 202816.0142 | 79646.9175 | 30228.8651 | 0 | 169431.9224 | 907863.0912 | 1202441.6369 | 1183236.821 | 1173591.288 | 1158391.8527 | 1143951.8958
Scenario 3: Aggressive Fuel Sub | SCE | Com | ComRefrig | Com - Retail | Total Resource Cost Test | Energy Efficiency | 709690.4111 | 425966.3998 | 202816.0142 | 79646.9175 | 30228.8651 | 0 | 169431.9224 | 907863.0912 | 1202441.6369 | 1183236.821 | 1173591.288 | 1158391.8527 | 1143951.8958
Scenario 3: Aggressive Fuel Sub | SCE | Com | ComRefrig | Com - School | Participant Cost Test | Energy Efficiency | 578.5949 | 74.8894 | 0 | 0 | 0 | 0 | 718.5998 | 3451.9025 | 4167.6328 | 3349.0172 | 2529.8805 | 1711.6672 | 878.9199
Scenario 3: Aggressive Fuel Sub | SCE | Com | ComRefrig | Com - School | Program Administrator Cost Test | Energy Efficiency | 186.6408 | 26.256 | 0 | 0 | 0 | 0 | 423.2377 | 2344.6434 | 3346.0028 | 3291.4239 | 3259.2217 | 3226.2999 | 3188.1733
Scenario 3: Aggressive Fuel Sub | SCE | Com | ComRefrig | Com - School | Rate Impact Measure Test | Energy Efficiency | 186.6408 | 26.256 | 0 | 0 | 0 | 0 | 423.2377 | 2344.6434 | 3346.0028 | 3291.4239 | 3259.2217 | 3226.2999 | 3188.1733
Scenario 3: Aggressive Fuel Sub | SCE | Com | ComRefrig | Com - School | Total Resource Cost Test | Energy Efficiency | 186.6408 | 26.256 | 0 | 0 | 0 | 0 | 423.2377 | 2344.6434 | 3346.0028 | 3291.4239 | 3259.2217 | 3226.2999 | 3188.1733
Scenario 3: Aggressive Fuel Sub | SCE | Com | FoodServ | Com - College | Participant Cost Test | Energy Efficiency | 52904.1045 | 80379.7259 | 86869.3654 | 86545.0967 | 82505.4103 | 101542.5292 | 102332.6029 | 93184.6905 | 88277.9974 | 81055.6261 | 68003.6706 | 54362.6089 | 37184.2651
Scenario 3: Aggressive Fuel Sub | SCE | Com | FoodServ | Com - College | Participant Cost Test | Fuel Substitution | 527.2406 | 602.7106 | 673.9179 | 745.127 | 814.8137 | 883.1766 | 950.3607 | 1016.5027 | 1083.6294 | 1148.7652 | 1209.3967 | 1264.8703 | 1312.1548
Scenario 3: Aggressive Fuel Sub | SCE | Com | FoodServ | Com - College | Program Administrator Cost Test | Energy Efficiency | 14847.0571 | 22679.6052 | 26423.4831 | 28967.3445 | 30843.845 | 42471.7323 | 48052.5709 | 49315.3165 | 53433.9281 | 57470.0364 | 59256.3155 | 62025.9114 | 62798.9977
Scenario 3: Aggressive Fuel Sub | SCE | Com | FoodServ | Com - College | Program Administrator Cost Test | Fuel Substitution | 6717.8005 | 7997.7238 | 9379.053 | 10877.7642 | 12506.681 | 14280.5957 | 16220.7086 | 18343.6987 | 20695.9277 | 23271.4387 | 26071.2871 | 29114.8201 | 32404.229
Scenario 3: Aggressive Fuel Sub | SCE | Com | FoodServ | Com - College | Rate Impact Measure Test | Energy Efficiency | 14847.0571 | 22679.6052 | 26423.4831 | 28967.3445 | 30843.845 | 42471.7323 | 48052.5709 | 49315.3165 | 53433.9281 | 57470.0364 | 59256.3155 | 62025.9114 | 62798.9977
Scenario 3: Aggressive Fuel Sub | SCE | Com | FoodServ | Com - College | Rate Impact Measure Test | Fuel Substitution | 9112.2384 | 10659.1619 | 12142.9866 | 13674.9997 | 15289.1362 | 16994.5646 | 18810.2124 | 20748.3739 | 22854.373 | 25122.7504 | 27555.8183 | 30165.7426 | 32963.8426
Scenario 3: Aggressive Fuel Sub | SCE | Com | FoodServ | Com - College | Total Resource Cost Test | Energy Efficiency | 14847.0571 | 22679.6052 | 26423.4831 | 28967.3445 | 30843.845 | 42471.7323 | 48052.5709 | 49315.3165 | 53433.9281 | 57470.0364 | 59256.3155 | 62025.9114 | 62798.9977
Scenario 3: Aggressive Fuel Sub | SCE | Com | FoodServ | Com - College | Total Resource Cost Test | Fuel Substitution | 6717.8005 | 7997.7238 | 9379.053 | 10877.7642 | 12506.681 | 14280.5957 | 16220.7086 | 18343.6987 | 20695.9277 | 23271.4387 | 26071.2871 | 29114.8201 | 32404.229
Scenario 3: Aggressive Fuel Sub | SCE | Com | FoodServ | Com - Grocery | Participant Cost Test | Energy Efficiency | 256564.3305 | 488074.0124 | 546899.0206 | 536814.0621 | 519157.4185 | 675402.9973 | 694995.6392 | 633450.7423 | 608311.7515 | 572850.4947 | 485325.8788 | 378032.3727 | 261107.3186
Scenario 3: Aggressive Fuel Sub | SCE | Com | FoodServ | Com - Grocery | Participant Cost Test | Fuel Substitution | 5393.7136 | 6065.0215 | 6701.2827 | 7323.4821 | 7927.4477 | 8518.4287 | 9103.6559 | 9684.3876 | 10271.4964 | 10842.9864 | 11390.5795 | 11908.4846 | 12384.3084
Scenario 3: Aggressive Fuel Sub | SCE | Com | FoodServ | Com - Grocery | Program Administrator Cost Test | Energy Efficiency | 71508.5873 | 133135.9284 | 159705.6429 | 172626.0713 | 187175.8169 | 274608.1928 | 317772.5497 | 326580.8646 | 358998.922 | 395820.6226 | 411406.2044 | 417396.3559 | 423350.5608
Scenario 3: Aggressive Fuel Sub | SCE | Com | FoodServ | Com - Grocery | Program Administrator Cost Test | Fuel Substitution | 70092.3426 | 82610.3306 | 95961.8542 | 110276.2724 | 125671.0049 | 142314.7283 | 160455.665 | 180218.4612 | 201951.8966 | 225549.8541 | 251114.0333 | 278741.0898 | 308534.6149
Scenario 3: Aggressive Fuel Sub | SCE | Com | FoodServ | Com - Grocery | Rate Impact Measure Test | Energy Efficiency | 71508.5873 | 133135.9284 | 159705.6429 | 172626.0713 | 187175.8169 | 274608.1928 | 317772.5497 | 326580.8646 | 358998.922 | 395820.6226 | 411406.2044 | 417396.3559 | 423350.5608
Scenario 3: Aggressive Fuel Sub | SCE | Com | FoodServ | Com - Grocery | Rate Impact Measure Test | Fuel Substitution | 94665.1979 | 109605.5094 | 123697.0385 | 138039.445 | 152993.1679 | 168690.4706 | 185377.4753 | 203145.5763 | 222355.1251 | 242906.2345 | 264925.0414 | 288441.5859 | 313664.961
Scenario 3: Aggressive Fuel Sub | SCE | Com | FoodServ | Com - Grocery | Total Resource Cost Test | Energy Efficiency | 71508.5873 | 133135.9284 | 159705.6429 | 172626.0713 | 187175.8169 | 274608.1928 | 317772.5497 | 326580.8646 | 358998.922 | 395820.6226 | 411406.2044 | 417396.3559 | 423350.5608
Scenario 3: Aggressive Fuel Sub | SCE | Com | FoodServ | Com - Grocery | Total Resource Cost Test | Fuel Substitution | 70092.3426 | 82610.3306 | 95961.8542 | 110276.2724 | 125671.0049 | 142314.7283 | 160455.665 | 180218.4612 | 201951.8966 | 225549.8541 | 251114.0333 | 278741.0898 | 308534.6149
Scenario 3: Aggressive Fuel Sub | SCE | Com | FoodServ | Com - Health | Participant Cost Test | Energy Efficiency | 159789.1308 | 225052.4603 | 243616.532 | 235733.4807 | 227602.7043 | 251609.7397 | 248398.6578 | 224552.7323 | 205950.6477 | 182112.1997 | 148908.4667 | 115844.6401 | 79805.6691
Scenario 3: Aggressive Fuel Sub | SCE | Com | FoodServ | Com - Health | Participant Cost Test | Fuel Substitution | 1572.8206 | 1799.2826 | 2011.0187 | 2221.7851 | 2426.5134 | 2626.8816 | 2824.8847 | 3025.411 | 3224.3385 | 3412.365 | 3583.7665 | 3736.5653 | 3861.8404
Scenario 3: Aggressive Fuel Sub | SCE | Com | FoodServ | Com - Health | Program Administrator Cost Test | Energy Efficiency | 44898.4935 | 64899.3025 | 75733.7941 | 80417.1129 | 86676.1057 | 107081.9424 | 118556.3184 | 120745.5845 | 126824.8069 | 131601.5987 | 132435.8223 | 135225.6684 | 139051.3723
Scenario 3: Aggressive Fuel Sub | SCE | Com | FoodServ | Com - Health | Program Administrator Cost Test | Fuel Substitution | 19702.1084 | 23424.7075 | 27428.2107 | 31748.4596 | 36424.122 | 41514.4909 | 47089.6164 | 53260.0738 | 60061.8365 | 67471.4916 | 75516.3183 | 84260.4781 | 93750.1802
Scenario 3: Aggressive Fuel Sub | SCE | Com | FoodServ | Com - Health | Rate Impact Measure Test | Energy Efficiency | 44898.4935 | 64899.3025 | 75733.7941 | 80417.1129 | 86676.1057 | 107081.9424 | 118556.3184 | 120745.5845 | 126824.8069 | 131601.5987 | 132435.8223 | 135225.6684 | 139051.3723
Scenario 3: Aggressive Fuel Sub | SCE | Com | FoodServ | Com - Health | Rate Impact Measure Test | Fuel Substitution | 26267.6915 | 30701.6308 | 34966.0154 | 39353.1961 | 43964.6225 | 48848.5442 | 54066.9261 | 59722.7817 | 65847.5759 | 72420.4324 | 79473.8217 | 87053.8778 | 95234.5132
Scenario 3: Aggressive Fuel Sub | SCE | Com | FoodServ | Com - Health | Total Resource Cost Test | Energy Efficiency | 44898.4935 | 64899.3025 | 75733.7941 | 80417.1129 | 86676.1057 | 107081.9424 | 118556.3184 | 120745.5845 | 126824.8069 | 131601.5987 | 132435.8223 | 135225.6684 | 139051.3723
Scenario 3: Aggressive Fuel Sub | SCE | Com | FoodServ | Com - Health | Total Resource Cost Test | Fuel Substitution | 19702.1084 | 23424.7075 | 27428.2107 | 31748.4596 | 36424.122 | 41514.4909 | 47089.6164 | 53260.0738 | 60061.8365 | 67471.4916 | 75516.3183 | 84260.4781 | 93750.1802
Scenario 3: Aggressive Fuel Sub | SCE | Com | FoodServ | Com - Lodging | Participant Cost Test | Energy Efficiency | 236412.6762 | 417716.364 | 474532.0044 | 466260.1384 | 446655.6128 | 455715.1142 | 437827.6466 | 397215.9404 | 354636.4726 | 307538.7526 | 252965.0974 | 192918.5951 | 128091.8795
Scenario 3: Aggressive Fuel Sub | SCE | Com | FoodServ | Com - Lodging | Participant Cost Test | Fuel Substitution | 1442.1563 | 1633.7041 | 1814.8102 | 1993.4109 | 2168.0608 | 2339.9107 | 2510.3005 | 2681.5587 | 2851.7363 | 3015.6226 | 3170.1902 | 3313.3047 | 3440.2315
Scenario 3: Aggressive Fuel Sub | SCE | Com | FoodServ | Com - Lodging | Program Administrator Cost Test | Energy Efficiency | 64042.9077 | 114619.4668 | 139511.4948 | 149763.7501 | 161246.6814 | 186353.5206 | 202003.0279 | 207304.394 | 213322.9448 | 218749.1676 | 223278.2344 | 225825.403 | 228257.2134
Scenario 3: Aggressive Fuel Sub | SCE | Com | FoodServ | Com - Lodging | Program Administrator Cost Test | Fuel Substitution | 18592.2562 | 22010.3133 | 25673.116 | 29614.0334 | 33881.2636 | 38521.4975 | 43580.9404 | 49140.7079 | 55233.006 | 61857.1785 | 69045.5229 | 76828.1538 | 85248.7943
Scenario 3: Aggressive Fuel Sub | SCE | Com | FoodServ | Com - Lodging | Rate Impact Measure Test | Energy Efficiency | 64042.9077 | 114619.4668 | 139511.4948 | 149763.7501 | 161246.6814 | 186353.5206 | 202003.0279 | 207304.394 | 213322.9448 | 218749.1676 | 223278.2344 | 225825.403 | 228257.2134
Scenario 3: Aggressive Fuel Sub | SCE | Com | FoodServ | Com - Lodging | Rate Impact Measure Test | Fuel Substitution | 25177.3191 | 29280.3711 | 33175.7493 | 37156.914 | 41337.925 | 45753.1154 | 50439.1172 | 55474.497 | 60887.3412 | 66681.4898 | 72895.0401 | 79539.5243 | 86686.5864
Scenario 3: Aggressive Fuel Sub | SCE | Com | FoodServ | Com - Lodging | Total Resource Cost Test | Energy Efficiency | 64042.9077 | 114619.4668 | 139511.4948 | 149763.7501 | 161246.6814 | 186353.5206 | 202003.0279 | 207304.394 | 213322.9448 | 218749.1676 | 223278.2344 | 225825.403 | 228257.2134
Scenario 3: Aggressive Fuel Sub | SCE | Com | FoodServ | Com - Lodging | Total Resource Cost Test | Fuel Substitution | 18592.2562 | 22010.3133 | 25673.116 | 29614.0334 | 33881.2636 | 38521.4975 | 43580.9404 | 49140.7079 | 55233.006 | 61857.1785 | 69045.5229 | 76828.1538 | 85248.7943
Scenario 3: Aggressive Fuel Sub | SCE | Com | FoodServ | Com - Office (Large) | Participant Cost Test | Energy Efficiency | 28075.2655 | 28046.1635 | 27904.515 | 27772.0867 | 25908.951 | 23924.0672 | 21734.3827 | 19422.1366 | 16883.5438 | 14174.5973 | 11328.2431 | 8261.6582 | 4986.262
Scenario 3: Aggressive Fuel Sub | SCE | Com | FoodServ | Com - Office (Large) | Program Administrator Cost Test | Energy Efficiency | 7226.6941 | 7613.9546 | 7983.8455 | 8367.5387 | 8869.3797 | 9395.4073 | 9750.9027 | 9982.0623 | 10160.4803 | 10281.3707 | 10468.8819 | 10570.0963 | 10678.5077
Scenario 3: Aggressive Fuel Sub | SCE | Com | FoodServ | Com - Office (Large) | Rate Impact Measure Test | Energy Efficiency | 7226.6941 | 7613.9546 | 7983.8455 | 8367.5387 | 8869.3797 | 9395.4073 | 9750.9027 | 9982.0623 | 10160.4803 | 10281.3707 | 10468.8819 | 10570.0963 | 10678.5077
Scenario 3: Aggressive Fuel Sub | SCE | Com | FoodServ | Com - Office (Large) | Total Resource Cost Test | Energy Efficiency | 7226.6941 | 7613.9546 | 7983.8455 | 8367.5387 | 8869.3797 | 9395.4073 | 9750.9027 | 9982.0623 | 10160.4803 | 10281.3707 | 10468.8819 | 10570.0963 | 10678.5077
Scenario 3: Aggressive Fuel Sub | SCE | Com | FoodServ | Com - Office (Small) | Participant Cost Test | Energy Efficiency | 6514.0058 | 6583.894 | 6632.0177 | 6667.9918 | 3550.8988 | 25333.0674 | 5151.0185 | 4637.0981 | 4073.067 | 3456.4619 | 2786.3728 | 2051.9258 | 1248.8977
Scenario 3: Aggressive Fuel Sub | SCE | Com | FoodServ | Com - Office (Small) | Program Administrator Cost Test | Energy Efficiency | 1676.7331 | 1787.3914 | 1897.5067 | 2009.0201 | 1215.5749 | 9948.7468 | 2310.9504 | 2383.2497 | 2451.1629 | 2507.1023 | 2574.9984 | 2625.2663 | 2674.6216
Scenario 3: Aggressive Fuel Sub | SCE | Com | FoodServ | Com - Office (Small) | Rate Impact Measure Test | Energy Efficiency | 1676.7331 | 1787.3914 | 1897.5067 | 2009.0201 | 1215.5749 | 9948.7468 | 2310.9504 | 2383.2497 | 2451.1629 | 2507.1023 | 2574.9984 | 2625.2663 | 2674.6216
Scenario 3: Aggressive Fuel Sub | SCE | Com | FoodServ | Com - Office (Small) | Total Resource Cost Test | Energy Efficiency | 1676.7331 | 1787.3914 | 1897.5067 | 2009.0201 | 1215.5749 | 9948.7468 | 2310.9504 | 2383.2497 | 2451.1629 | 2507.1023 | 2574.9984 | 2625.2663 | 2674.6216
Scenario 3: Aggressive Fuel Sub | SCE | Com | FoodServ | Com - Other | Participant Cost Test | Energy Efficiency | 209274.7095 | 1238240.9289 | 1522925.4037 | 1489199.5186 | 1430689.1988 | 1641647.3326 | 1639658.2024 | 1487226.0635 | 1359198.3104 | 1218560.2995 | 1017744.0475 | 788631.3936 | 541255.1011
Scenario 3: Aggressive Fuel Sub | SCE | Com | FoodServ | Com - Other | Participant Cost Test | Fuel Substitution | 5530.5437 | 6266.5705 | 6966.5905 | 7651.7846 | 8266.606 | 8965.6754 | 9608.4834 | 10245.7501 | 10863.6242 | 11456.44 | 12016.5612 | 12538.8033 | 13021.775
Scenario 3: Aggressive Fuel Sub | SCE | Com | FoodServ | Com - Other | Program Administrator Cost Test | Energy Efficiency | 59214.9044 | 315154.5597 | 418300.7792 | 454201.1935 | 490393.3391 | 641515.5113 | 723212.2867 | 739666.1534 | 775741.8432 | 817108.2667 | 839086.5373 | 849318.8897 | 860162.4492
Scenario 3: Aggressive Fuel Sub | SCE | Com | FoodServ | Com - Other | Program Administrator Cost Test | Fuel Substitution | 74654.0465 | 88654.1037 | 103607.6449 | 119648.0064 | 136045.3802 | 155468.4389 | 175661.136 | 197597.8216 | 221278.2121 | 246811.3592 | 274299.4164 | 303847.409 | 335870.2138
Scenario 3: Aggressive Fuel Sub | SCE | Com | FoodServ | Com - Other | Rate Impact Measure Test | Energy Efficiency | 59214.9044 | 315154.5597 | 418300.7792 | 454201.1935 | 490393.3391 | 641515.5113 | 723212.2867 | 739666.1534 | 775741.8432 | 817108.2667 | 839086.5373 | 849318.8897 | 860162.4492
Scenario 3: Aggressive Fuel Sub | SCE | Com | FoodServ | Com - Other | Rate Impact Measure Test | Fuel Substitution | 106496.0041 | 124037.6631 | 140271.4035 | 156648.7699 | 172484.1399 | 191072.3035 | 209471.8193 | 228844.741 | 249180.9962 | 270623.7694 | 293301.2029 | 317240.8489 | 342977.4329
Scenario 3: Aggressive Fuel Sub | SCE | Com | FoodServ | Com - Other | Total Resource Cost Test | Energy Efficiency | 59214.9044 | 315154.5597 | 418300.7792 | 454201.1935 | 490393.3391 | 641515.5113 | 723212.2867 | 739666.1534 | 775741.8432 | 817108.2667 | 839086.5373 | 849318.8897 | 860162.4492
Scenario 3: Aggressive Fuel Sub | SCE | Com | FoodServ | Com - Other | Total Resource Cost Test | Fuel Substitution | 74654.0465 | 88654.1037 | 103607.6449 | 119648.0064 | 136045.3802 | 155468.4389 | 175661.136 | 197597.8216 | 221278.2121 | 246811.3592 | 274299.4164 | 303847.409 | 335870.2138
Scenario 3: Aggressive Fuel Sub | SCE | Com | FoodServ | Com - Restaurant | Participant Cost Test | Energy Efficiency | 1468979.149 | 3561504.2108 | 4197197.1101 | 4107948.1056 | 3947352.6991 | 4159493.022 | 4024401.9677 | 3645951.6171 | 3318736.8989 | 2945625.7878 | 2442907.9514 | 1872712.5728 | 1257635.535
Scenario 3: Aggressive Fuel Sub | SCE | Com | FoodServ | Com - Restaurant | Participant Cost Test | Fuel Substitution | 23142.215 | 26057.6402 | 28833.084 | 31546.0872 | 34185.1668 | 36792.5493 | 39361.0235 | 41908.3588 | 44451.5634 | 46920.7071 | 49288.0287 | 51532.6549 | 53653.3014
Scenario 3: Aggressive Fuel Sub | SCE | Com | FoodServ | Com - Restaurant | Program Administrator Cost Test | Energy Efficiency | 406100.6087 | 924293.0624 | 1157423.7553 | 1248668.6805 | 1347224.7234 | 1614725.7812 | 1763581.6657 | 1803892.161 | 1889077.0232 | 1977442.9298 | 2026941.109 | 2048158.982 | 2070145.7128
Scenario 3: Aggressive Fuel Sub | SCE | Com | FoodServ | Com - Restaurant | Program Administrator Cost Test | Fuel Substitution | 306090.3266 | 361545.5138 | 420740.3919 | 484217.3894 | 552515.2386 | 626706.9766 | 707097.1916 | 794611.1091 | 890145.2272 | 993581.9132 | 1105393.7541 | 1226038.146 | 1357204.0894
Scenario 3: Aggressive Fuel Sub | SCE | Com | FoodServ | Com - Restaurant | Rate Impact Measure Test | Energy Efficiency | 406100.6087 | 924293.0624 | 1157423.7553 | 1248668.6805 | 1347224.7234 | 1614725.7812 | 1763581.6657 | 1803892.161 | 1889077.0232 | 1977442.9298 | 2026941.109 | 2048158.982 | 2070145.7128
Scenario 3: Aggressive Fuel Sub | SCE | Com | FoodServ | Com - Restaurant | Rate Impact Measure Test | Fuel Substitution | 422721.985 | 490190.185 | 553305.4384 | 617304.1555 | 683825.326 | 753823.1215 | 827415.8656 | 905494.7111 | 988938.7545 | 1077714.9513 | 1172404.8249 | 1273165.4615 | 1382178.4518
Scenario 3: Aggressive Fuel Sub | SCE | Com | FoodServ | Com - Restaurant | Total Resource Cost Test | Energy Efficiency | 406100.6087 | 924293.0624 | 1157423.7553 | 1248668.6805 | 1347224.7234 | 1614725.7812 | 1763581.6657 | 1803892.161 | 1889077.0232 | 1977442.9298 | 2026941.109 | 2048158.982 | 2070145.7128
Scenario 3: Aggressive Fuel Sub | SCE | Com | FoodServ | Com - Restaurant | Total Resource Cost Test | Fuel Substitution | 306090.3266 | 361545.5138 | 420740.3919 | 484217.3894 | 552515.2386 | 626706.9766 | 707097.1916 | 794611.1091 | 890145.2272 | 993581.9132 | 1105393.7541 | 1226038.146 | 1357204.0894
Scenario 3: Aggressive Fuel Sub | SCE | Com | FoodServ | Com - Retail | Participant Cost Test | Energy Efficiency | 91739.335 | 93569.8828 | 93359.5063 | 92514.6627 | 89601.8578 | 85101.0189 | 79161.1257 | 72609.4012 | 64692.1411 | 55669.2375 | 45774.5564 | 34696.9395 | 22577.7076
Scenario 3: Aggressive Fuel Sub | SCE | Com | FoodServ | Com - Retail | Program Administrator Cost Test | Energy Efficiency | 25339.2935 | 27857.7428 | 30028.4905 | 32259.2109 | 34903.3493 | 37448.6893 | 39234.5186 | 40665.775 | 41826.8165 | 42766.4373 | 43870.6475 | 44549.5515 | 45243.914
Scenario 3: Aggressive Fuel Sub | SCE | Com | FoodServ | Com - Retail | Rate Impact Measure Test | Energy Efficiency | 25339.2935 | 27857.7428 | 30028.4905 | 32259.2109 | 34903.3493 | 37448.6893 | 39234.5186 | 40665.775 | 41826.8165 | 42766.4373 | 43870.6475 | 44549.5515 | 45243.914
Scenario 3: Aggressive Fuel Sub | SCE | Com | FoodServ | Com - Retail | Total Resource Cost Test | Energy Efficiency | 25339.2935 | 27857.7428 | 30028.4905 | 32259.2109 | 34903.3493 | 37448.6893 | 39234.5186 | 40665.775 | 41826.8165 | 42766.4373 | 43870.6475 | 44549.5515 | 45243.914
Scenario 3: Aggressive Fuel Sub | SCE | Com | FoodServ | Com - School | Participant Cost Test | Energy Efficiency | 242193.8463 | 442541.9765 | 511359.6179 | 496350.0062 | 469559.1286 | 559997.5308 | 574146.3815 | 515385.1563 | 459052.8912 | 399056.3869 | 328207.2183 | 252374.3931 | 171117.4796
Scenario 3: Aggressive Fuel Sub | SCE | Com | FoodServ | Com - School | Participant Cost Test | Fuel Substitution | 896.0387 | 1024.2651 | 1144.6324 | 1264.7914 | 1382.2287 | 1497.867 | 1611.0028 | 1724.7669 | 1839.495 | 1949.5199 | 2051.9552 | 2145.22 | 2224.627
Scenario 3: Aggressive Fuel Sub | SCE | Com | FoodServ | Com - School | Program Administrator Cost Test | Energy Efficiency | 67197.296 | 124183.0429 | 154234.9833 | 164490.588 | 174318.9427 | 233048.9102 | 267984.5893 | 271204.4094 | 277177.6777 | 283264.4359 | 286716.756 | 288429.9999 | 289218.355
Scenario 3: Aggressive Fuel Sub | SCE | Com | FoodServ | Com - School | Program Administrator Cost Test | Fuel Substitution | 11346.6263 | 13503.9054 | 15828.7195 | 18348.0142 | 21086.3668 | 24078.3841 | 27343.5419 | 30945.8763 | 34927.9484 | 39278.2054 | 44014.3448 | 49159.9921 | 54732.3693
Scenario 3: Aggressive Fuel Sub | SCE | Com | FoodServ | Com - School | Rate Impact Measure Test | Energy Efficiency | 67197.296 | 124183.0429 | 154234.9833 | 164490.588 | 174318.9427 | 233048.9102 | 267984.5893 | 271204.4094 | 277177.6777 | 283264.4359 | 286716.756 | 288429.9999 | 289218.355
Scenario 3: Aggressive Fuel Sub | SCE | Com | FoodServ | Com - School | Rate Impact Measure Test | Fuel Substitution | 15303.8129 | 17903.1855 | 20397.5553 | 22971.0246 | 25684.3729 | 28564.5082 | 31623.7562 | 34921.3212 | 38495.9663 | 42338.5913 | 46468.7794 | 50897.506 | 55657.8572
Scenario 3: Aggressive Fuel Sub | SCE | Com | FoodServ | Com - School | Total Resource Cost Test | Energy Efficiency | 67197.296 | 124183.0429 | 154234.9833 | 164490.588 | 174318.9427 | 233048.9102 | 267984.5893 | 271204.4094 | 277177.6777 | 283264.4359 | 286716.756 | 288429.9999 | 289218.355
Scenario 3: Aggressive Fuel Sub | SCE | Com | FoodServ | Com - School | Total Resource Cost Test | Fuel Substitution | 11346.6263 | 13503.9054 | 15828.7195 | 18348.0142 | 21086.3668 | 24078.3841 | 27343.5419 | 30945.8763 | 34927.9484 | 39278.2054 | 44014.3448 | 49159.9921 | 54732.3693
Scenario 3: Aggressive Fuel Sub | SCE | Com | HVAC | Com - College | Participant Cost Test | Energy Efficiency | 149296.0686 | 151174.7912 | 154764.002 | 157224.8636 | 153584.3547 | 152401.1953 | 148212.3602 | 139169.9046 | 111624.4932 | 95985.2397 | 78335.0438 | 60183.3057 | 35850.8364
Scenario 3: Aggressive Fuel Sub | SCE | Com | HVAC | Com - College | Participant Cost Test | Fuel Substitution | 34490.1272 | 33735.9412 | 32421.3717 | 30685.5447 | 28657.4811 | 0 | 0 | 0 | 0 | 0 | 0 | 0 | 0
Scenario 3: Aggressive Fuel Sub | SCE | Com | HVAC | Com - College | Program Administrator Cost Test | Energy Efficiency | 43071.584 | 47060.2742 | 51973.2467 | 57188.1622 | 61550.3408 | 67909.8978 | 73312.879 | 76801.251 | 80013.8731 | 82554.6836 | 85555.9693 | 91210.553 | 93606.7716
Scenario 3: Aggressive Fuel Sub | SCE | Com | HVAC | Com - College | Program Administrator Cost Test | Fuel Substitution | 31276.8681 | 33251.2475 | 34930.0237 | 36378.2166 | 37739.9077 | 0 | 0 | 0 | 0 | 0 | 0 | 0 | 0
Scenario 3: Aggressive Fuel Sub | SCE | Com | HVAC | Com - College | Rate Impact Measure Test | Energy Efficiency | 43071.584 | 47060.2742 | 51973.2467 | 57188.1622 | 61550.3408 | 67909.8978 | 73312.879 | 76801.251 | 80013.8731 | 82554.6836 | 85555.9693 | 91210.553 | 93606.7716
Scenario 3: Aggressive Fuel Sub | SCE | Com | HVAC | Com - College | Rate Impact Measure Test | Fuel Substitution | 31570.3848 | 33522.4538 | 35174.0107 | 36592.8202 | 37926.5387 | 0 | 0 | 0 | 0 | 0 | 0 | 0 | 0
Scenario 3: Aggressive Fuel Sub | SCE | Com | HVAC | Com - College | Total Resource Cost Test | Energy Efficiency | 52760.4479 | 57306.2518 | 63073.4615 | 69230.4135 | 74129.4028 | 81461.5506 | 87775.2248 | 91884.6459 | 80013.8731 | 82554.6836 | 85555.9693 | 91210.553 | 93606.7716
Scenario 3: Aggressive Fuel Sub | SCE | Com | HVAC | Com - College | Total Resource Cost Test | Fuel Substitution | 35233.0108 | 37252.3998 | 38932.5613 | 40350.3481 | 41642.2652 | 0 | 0 | 0 | 0 | 0 | 0 | 0 | 0
Scenario 3: Aggressive Fuel Sub | SCE | Com | HVAC | Com - Grocery | Participant Cost Test | Energy Efficiency | 487986.4669 | 733492.0711 | 794220.8346 | 822393.2818 | 841852.4031 | 847857.9612 | 838477.8919 | 814954.4827 | 729289.2475 | 664236.9899 | 580756.1614 | 473434.2462 | 340455.9416
Scenario 3: Aggressive Fuel Sub | SCE | Com | HVAC | Com - Grocery | Participant Cost Test | Fuel Substitution | 661277.6012 | 645308.1613 | 620600.4634 | 589970.3357 | 554775.1269 | 100239.7619 | 90564.7605 | 79754.1524 | 64743.1854 | 52811.911 | 40573.0037 | 28050.6235 | 15279.074
Scenario 3: Aggressive Fuel Sub | SCE | Com | HVAC | Com - Grocery | Program Administrator Cost Test | Energy Efficiency | 103246.2247 | 166893.3253 | 195783.3885 | 220628.7266 | 248973.1715 | 280194.8037 | 308668.4855 | 334696.8481 | 358860.4234 | 384267.0925 | 412049.6101 | 437701.6877 | 463902.0674
Scenario 3: Aggressive Fuel Sub | SCE | Com | HVAC | Com - Grocery | Program Administrator Cost Test | Fuel Substitution | 2081030.549 | 2163438.8505 | 2225628.1225 | 2275708.9589 | 2319724.3931 | 78251.4086 | 79842.1034 | 79826.5823 | 79375.6657 | 78604.04 | 77870.2332 | 76624.5619 | 75377.4849
Scenario 3: Aggressive Fuel Sub | SCE | Com | HVAC | Com - Grocery | Rate Impact Measure Test | Energy Efficiency | 103246.2247 | 166893.3253 | 195783.3885 | 220628.7266 | 248973.1715 | 280194.8037 | 308668.4855 | 334696.8481 | 358860.4234 | 384267.0925 | 412049.6101 | 437701.6877 | 463902.0674
Scenario 3: Aggressive Fuel Sub | SCE | Com | HVAC | Com - Grocery | Rate Impact Measure Test | Fuel Substitution | 2331596.1805 | 2392938.8744 | 2429410.2126 | 2452034.1821 | 2470521.988 | 78251.4086 | 79842.1034 | 79826.5823 | 79375.6657 | 78604.04 | 77870.2332 | 76624.5619 | 75377.4849
Scenario 3: Aggressive Fuel Sub | SCE | Com | HVAC | Com - Grocery | Total Resource Cost Test | Energy Efficiency | 117199.2681 | 188143.8216 | 219756.4354 | 246808.6466 | 277438.3897 | 310923.4406 | 341618.8783 | 369933.973 | 358860.4234 | 384267.0925 | 412049.6101 | 437701.6877 | 463902.0674
Scenario 3: Aggressive Fuel Sub | SCE | Com | HVAC | Com - Grocery | Total Resource Cost Test | Fuel Substitution | 2265468.2778 | 2345603.1103 | 2403650.27 | 2448583.0778 | 2486173.657 | 81859.6118 | 83420.0268 | 83347.757 | 79375.6657 | 78604.04 | 77870.2332 | 76624.5619 | 75377.4849
Scenario 3: Aggressive Fuel Sub | SCE | Com | HVAC | Com - Health | Participant Cost Test | Energy Efficiency | 242861.8453 | 243230.4255 | 592229.9015 | 678289.5051 | 765700.1759 | 836097.8045 | 1059803.7288 | 1037360.1509 | 238394.7747 | 124006.0659 | 99823.6521 | 74743.4508 | 47173.4886
Scenario 3: Aggressive Fuel Sub | SCE | Com | HVAC | Com - Health | Participant Cost Test | Fuel Substitution | 340582.1632 | 332347.4261 | 318905.8569 | 301714.4397 | 282229.8523 | 83432.5509 | 76197.5671 | 67776.8577 | 55064.0911 | 45236.8096 | 34978.1029 | 24328.0968 | 13321.1557
Scenario 3: Aggressive Fuel Sub | SCE | Com | HVAC | Com - Health | Program Administrator Cost Test | Energy Efficiency | 92678.5318 | 100683.4793 | 188084.4517 | 224455.5777 | 269159.721 | 318228.7104 | 418706.7498 | 443216.2214 | 183159.8588 | 144043.42 | 146035.299 | 149033.0935 | 152556.4395
Scenario 3: Aggressive Fuel Sub | SCE | Com | HVAC | Com - Health | Program Administrator Cost Test | Fuel Substitution | 542589.517 | 568198.0216 | 588460.6369 | 605124.9921 | 620494.1537 | 64744.4666 | 66738.7921 | 67345.5666 | 67506.5645 | 67326.8657 | 67129.4856 | 66453.1697 | 65715.62
Scenario 3: Aggressive Fuel Sub | SCE | Com | HVAC | Com - Health | Rate Impact Measure Test | Energy Efficiency | 92678.5318 | 100683.4793 | 188084.4517 | 224455.5777 | 269159.721 | 318228.7104 | 418706.7498 | 443216.2214 | 183159.8588 | 144043.42 | 146035.299 | 149033.0935 | 152556.4395
Scenario 3: Aggressive Fuel Sub | SCE | Com | HVAC | Com - Health | Rate Impact Measure Test | Fuel Substitution | 578069.6715 | 600466.0007 | 616745.4106 | 629125.2427 | 640587.9251 | 64744.4666 | 66738.7921 | 67345.5666 | 67506.5645 | 67326.8657 | 67129.4856 | 66453.1697 | 65715.62
Scenario 3: Aggressive Fuel Sub | SCE | Com | HVAC | Com - Health | Total Resource Cost Test | Energy Efficiency | 100338.6749 | 108677.1749 | 210871.5383 | 252277.6984 | 302666.8376 | 357959.3404 | 473667.8552 | 500847.2146 | 183159.8588 | 144043.42 | 146035.299 | 149033.0935 | 152556.4395
Scenario 3: Aggressive Fuel Sub | SCE | Com | HVAC | Com - Health | Total Resource Cost Test | Fuel Substitution | 598642.611 | 623982.3894 | 643396.6836 | 658861.2512 | 672807.8247 | 68222.4382 | 70222.9956 | 70806.3687 | 67506.5645 | 67326.8657 | 67129.4856 | 66453.1697 | 65715.62
Scenario 3: Aggressive Fuel Sub | SCE | Com | HVAC | Com - Lodging | Participant Cost Test | Energy Efficiency | 619526.1263 | 662523.5444 | 697467.2894 | 982438.3182 | 1115528.8366 | 1147211.8717 | 1152035.9733 | 1138272.1805 | 271799.689 | 68446.5424 | 55961.7588 | 42096.044 | 26821.3485
Scenario 3: Aggressive Fuel Sub | SCE | Com | HVAC | Com - Lodging | Participant Cost Test | Fuel Substitution | 371062.9533 | 284997.4587 | 273828.0052 | 262489.9685 | 223945.9237 | 37771.3848 | 34411.698 | 30606.5505 | 23014.5335 | 18800.9609 | 14461.9983 | 10009.3258 | 5457.3259
Scenario 3: Aggressive Fuel Sub | SCE | Com | HVAC | Com - Lodging | Program Administrator Cost Test | Energy Efficiency | 131673.2615 | 149971.8055 | 168672.8407 | 245189.1701 | 298626.7154 | 337415.1208 | 370521.8934 | 399402.932 | 156996.0842 | 78060.856 | 80061.005 | 81518.3745 | 82932.6655
Scenario 3: Aggressive Fuel Sub | SCE | Com | HVAC | Com - Lodging | Program Administrator Cost Test | Fuel Substitution | 356957.2738 | 371766.8864 | 383108.7195 | 392207.0929 | 400254.5834 | 27684.1981 | 28314.9285 | 28369.7843 | 28215.1211 | 27982.0023 | 27755.4181 | 27341.0302 | 26922.1081
Scenario 3: Aggressive Fuel Sub | SCE | Com | HVAC | Com - Lodging | Rate Impact Measure Test | Energy Efficiency | 131673.2615 | 149971.8055 | 168672.8407 | 245189.1701 | 298626.7154 | 337415.1208 | 370521.8934 | 399402.932 | 156996.0842 | 78060.856 | 80061.005 | 81518.3745 | 82932.6655
Scenario 3: Aggressive Fuel Sub | SCE | Com | HVAC | Com - Lodging | Rate Impact Measure Test | Fuel Substitution | 402219.7596 | 413357.2775 | 420226.6263 | 424533.7626 | 428079.6364 | 27684.1981 | 28314.9285 | 28369.7843 | 28215.1211 | 27982.0023 | 27755.4181 | 27341.0302 | 26922.1081
Scenario 3: Aggressive Fuel Sub | SCE | Com | HVAC | Com - Lodging | Total Resource Cost Test | Energy Efficiency | 194341.7007 | 219415.368 | 245001.836 | 356243.3552 | 431046.3702 | 481893.1252 | 525897.5454 | 565711.3765 | 156996.0842 | 78060.856 | 80061.005 | 81518.3745 | 82932.6655
Scenario 3: Aggressive Fuel Sub | SCE | Com | HVAC | Com - Lodging | Total Resource Cost Test | Fuel Substitution | 603915.2517 | 536427.8256 | 542246.1908 | 547005.6099 | 524361.4244 | 31267.8204 | 31877.0399 | 31882.8845 | 28215.1211 | 27982.0023 | 27755.4181 | 27341.0302 | 26922.1081
Scenario 3: Aggressive Fuel Sub | SCE | Com | HVAC | Com - Office (Large) | Participant Cost Test | Energy Efficiency | 87112.6921 | 85862.9148 | 83502.1921 | 80398.4361 | 76990.4252 | 72884.9914 | 67881.4049 | 62311.3136 | 51791.1572 | 44753.9685 | 37275.5493 | 29136.7929 | 20433.0568
Scenario 3: Aggressive Fuel Sub | SCE | Com | HVAC | Com - Office (Large) | Participant Cost Test | Fuel Substitution | 403.5078 | 386.2421 | 365.0699 | 341.8834 | 317.9201 | 0 | 0 | 0 | 0 | 0 | 0 | 0 | 0
Scenario 3: Aggressive Fuel Sub | SCE | Com | HVAC | Com - Office (Large) | Program Administrator Cost Test | Energy Efficiency | 31620.4767 | 33731.3407 | 35617.2385 | 37400.149 | 39541.338 | 41777.829 | 43244.7502 | 44149.3129 | 44803.0363 | 45296.386 | 45960.5257 | 46243.8276 | 46564.9684
Scenario 3: Aggressive Fuel Sub | SCE | Com | HVAC | Com - Office (Large) | Program Administrator Cost Test | Fuel Substitution | 1365.0437 | 1380.2317 | 1380.998 | 1373.1062 | 1360.7902 | 0 | 0 | 0 | 0 | 0 | 0 | 0 | 0
Scenario 3: Aggressive Fuel Sub | SCE | Com | HVAC | Com - Office (Large) | Rate Impact Measure Test | Energy Efficiency | 31620.4767 | 33731.3407 | 35617.2385 | 37400.149 | 39541.338 | 41777.829 | 43244.7502 | 44149.3129 | 44803.0363 | 45296.386 | 45960.5257 | 46243.8276 | 46564.9684
Scenario 3: Aggressive Fuel Sub | SCE | Com | HVAC | Com - Office (Large) | Rate Impact Measure Test | Fuel Substitution | 1668.6458 | 1653.4393 | 1620.4124 | 1578.3567 | 1534.7278 | 0 | 0 | 0 | 0 | 0 | 0 | 0 | 0
Scenario 3: Aggressive Fuel Sub | SCE | Com | HVAC | Com - Office (Large) | Total Resource Cost Test | Energy Efficiency | 35380.7336 | 37570.5086 | 39514.5799 | 41348.6742 | 43546.6887 | 45828.8929 | 47319.3818 | 48243.8225 | 44803.0363 | 45296.386 | 45960.5257 | 46243.8276 | 46564.9684
Scenario 3: Aggressive Fuel Sub | SCE | Com | HVAC | Com - Office (Large) | Total Resource Cost Test | Fuel Substitution | 1589.1412 | 1595.4788 | 1585.5405 | 1566.1949 | 1542.3918 | 0 | 0 | 0 | 0 | 0 | 0 | 0 | 0
Scenario 3: Aggressive Fuel Sub | SCE | Com | HVAC | Com - Office (Small) | Participant Cost Test | Energy Efficiency | 134798.2263 | 137480.8568 | 138307.6602 | 137259.609 | 20538.1212 | 1248512.868 | 113601.1663 | 106212.9445 | 89271.8113 | 77137.0084 | 62938.5123 | 46407.7832 | 27517.0733
Scenario 3: Aggressive Fuel Sub | SCE | Com | HVAC | Com - Office (Small) | Participant Cost Test | Fuel Substitution | 9844.5402 | 9579.8325 | 9154.1931 | 8608.8677 | 7933.6209 | 0 | 0 | 0 | 0 | 0 | 0 | 0 | 0
Scenario 3: Aggressive Fuel Sub | SCE | Com | HVAC | Com - Office (Small) | Program Administrator Cost Test | Energy Efficiency | 38293.8969 | 42216.6348 | 46071.4552 | 49850.6587 | 10783.4362 | 528447.4917 | 57476.8593 | 60362.0883 | 63067.7479 | 65505.1963 | 68064.0339 | 70083.816 | 72051.3553
Scenario 3: Aggressive Fuel Sub | SCE | Com | HVAC | Com - Office (Small) | Program Administrator Cost Test | Fuel Substitution | 9986.8561 | 10557.8155 | 11028.4637 | 11420.7288 | 11458.3485 | 0 | 0 | 0 | 0 | 0 | 0 | 0 | 0
Scenario 3: Aggressive Fuel Sub | SCE | Com | HVAC | Com - Office (Small) | Rate Impact Measure Test | Energy Efficiency | 38293.8969 | 42216.6348 | 46071.4552 | 49850.6587 | 10783.4362 | 528447.4917 | 57476.8593 | 60362.0883 | 63067.7479 | 65505.1963 | 68064.0339 | 70083.816 | 72051.3553
Scenario 3: Aggressive Fuel Sub | SCE | Com | HVAC | Com - Office (Small) | Rate Impact Measure Test | Fuel Substitution | 10239.4099 | 10790.4133 | 11236.9611 | 11603.4981 | 11593.2515 | 0 | 0 | 0 | 0 | 0 | 0 | 0 | 0
Scenario 3: Aggressive Fuel Sub | SCE | Com | HVAC | Com - Office (Small) | Total Resource Cost Test | Energy Efficiency | 43769.5975 | 48048.7554 | 52248.5593 | 56361.0848 | 11287.0017 | 603980.4936 | 64252.0608 | 67419.5032 | 63067.7479 | 65505.1963 | 68064.0339 | 70083.816 | 72051.3553
Scenario 3: Aggressive Fuel Sub | SCE | Com | HVAC | Com - Office (Small) | Total Resource Cost Test | Fuel Substitution | 10737.8793 | 11313.0662 | 11779.6193 | 12161.8251 | 12164.4284 | 0 | 0 | 0 | 0 | 0 | 0 | 0 | 0
Scenario 3: Aggressive Fuel Sub | SCE | Com | HVAC | Com - Other | Participant Cost Test | Energy Efficiency | 3067145.8427 | 3217308.1214 | 3334560.0535 | 3396134.4376 | 3411978.2616 | 3374805.7371 | 3296421.3295 | 3140434.7648 | 2055284.3279 | 1785914.4829 | 1455937.601 | 1052032.1192 | 572726.5912
Scenario 3: Aggressive Fuel Sub | SCE | Com | HVAC | Com - Other | Participant Cost Test | Fuel Substitution | 996266.3395 | 1222962.849 | 1176863.7371 | 1118685.766 | 1082224.9053 | 440.4167 | 398.9076 | 352.901 | 275.1743 | 225.0263 | 173.4427 | 120.3722 | 65.8469
Scenario 3: Aggressive Fuel Sub | SCE | Com | HVAC | Com - Other | Program Administrator Cost Test | Energy Efficiency | 623033.4668 | 704989.2693 | 791236.4236 | 876467.0756 | 971401.0292 | 1074879.2429 | 1170958.3459 | 1244868.9551 | 1261433.3435 | 1334922.2659 | 1413323.7629 | 1480545.3836 | 1550596.1042
Scenario 3: Aggressive Fuel Sub | SCE | Com | HVAC | Com - Other | Program Administrator Cost Test | Fuel Substitution | 2022824.399 | 2323616.7638 | 2398872.3983 | 2459862.8823 | 2554933.2114 | 332.2457 | 338.7404 | 338.7631 | 337.3536 | 334.9112 | 332.8687 | 328.8013 | 324.8344
Scenario 3: Aggressive Fuel Sub | SCE | Com | HVAC | Com - Other | Rate Impact Measure Test | Energy Efficiency | 623033.4668 | 704989.2693 | 791236.4236 | 876467.0756 | 971401.0292 | 1074879.2429 | 1170958.3459 | 1244868.9551 | 1261433.3435 | 1334922.2659 | 1413323.7629 | 1480545.3836 | 1550596.1042
Scenario 3: Aggressive Fuel Sub | SCE | Com | HVAC | Com - Other | Rate Impact Measure Test | Fuel Substitution | 2268002.5983 | 2548713.2638 | 2599390.0271 | 2633982.5638 | 2704334.3122 | 332.2457 | 338.7404 | 338.7631 | 337.3536 | 334.9112 | 332.8687 | 328.8013 | 324.8344
Scenario 3: Aggressive Fuel Sub | SCE | Com | HVAC | Com - Other | Total Resource Cost Test | Energy Efficiency | 1042823.1076 | 1155443.8055 | 1271711.6763 | 1383642.1513 | 1502786.4386 | 1627887.1267 | 1745786.6936 | 1836659.0538 | 1261433.3435 | 1334922.2659 | 1413323.7629 | 1480545.3836 | 1550596.1042
Scenario 3: Aggressive Fuel Sub | SCE | Com | HVAC | Com - Other | Total Resource Cost Test | Fuel Substitution | 2367335.4732 | 2700111.7642 | 2768380.145 | 2820075.5932 | 2906620.1459 | 362.3637 | 368.583 | 368.1402 | 337.3536 | 334.9112 | 332.8687 | 328.8013 | 324.8344
Scenario 3: Aggressive Fuel Sub | SCE | Com | HVAC | Com - Restaurant | Participant Cost Test | Energy Efficiency | 102938.5349 | 106497.1703 | 108802.5997 | 109829.3773 | 109785.2346 | 106552.0507 | 101081.497 | 94250.1506 | 81402.9119 | 70042.8406 | 56733.2826 | 41101.0649 | 23271.2708
Scenario 3: Aggressive Fuel Sub | SCE | Com | HVAC | Com - Restaurant | Participant Cost Test | Fuel Substitution | 42319.3646 | 41077.9082 | 39135.4788 | 36676.421 | 33897.8068 | 62.9371 | 56.5925 | 49.6029 | 41.5013 | 33.8658 | 26.0439 | 18.0329 | 9.8412
Scenario 3: Aggressive Fuel Sub | SCE | Com | HVAC | Com - Restaurant | Program Administrator Cost Test | Energy Efficiency | 24391.7055 | 27216.5035 | 30093.3055 | 33043.3123 | 36440.13 | 39659.3473 | 42184.4255 | 44316.6222 | 46297.9063 | 48037.0962 | 49881.1165 | 51224.034 | 52556.0447
Scenario 3: Aggressive Fuel Sub | SCE | Com | HVAC | Com - Restaurant | Program Administrator Cost Test | Fuel Substitution | 39676.4336 | 41995.6299 | 43913.2876 | 45517.4361 | 47010.9174 | 50.3692 | 51.2752 | 51.1913 | 50.8791 | 50.4032 | 49.9831 | 49.2576 | 48.5483
Scenario 3: Aggressive Fuel Sub | SCE | Com | HVAC | Com - Restaurant | Rate Impact Measure Test | Energy Efficiency | 24391.7055 | 27216.5035 | 30093.3055 | 33043.3123 | 36440.13 | 39659.3473 | 42184.4255 | 44316.6222 | 46297.9063 | 48037.0962 | 49881.1165 | 51224.034 | 52556.0447
Scenario 3: Aggressive Fuel Sub | SCE | Com | HVAC | Com - Restaurant | Rate Impact Measure Test | Fuel Substitution | 40088.878 | 42375.0941 | 44252.7448 | 45814.2365 | 47267.5177 | 50.3692 | 51.2752 | 51.1913 | 50.8791 | 50.4032 | 49.9831 | 49.2576 | 48.5483
Scenario 3: Aggressive Fuel Sub | SCE | Com | HVAC | Com - Restaurant | Total Resource Cost Test | Energy Efficiency | 26825.7876 | 29849.9395 | 32929.4116 | 36087.8382 | 39704.4184 | 43088.5599 | 45752.5892 | 48033.2986 | 46297.9063 | 48037.0962 | 49881.1165 | 51224.034 | 52556.0447
Scenario 3: Aggressive Fuel Sub | SCE | Com | HVAC | Com - Restaurant | Total Resource Cost Test | Fuel Substitution | 40788.9369 | 43116.2825 | 45029.8678 | 46621.1717 | 48095.876 | 51.1041 | 52.0022 | 51.9057 | 50.8791 | 50.4032 | 49.9831 | 49.2576 | 48.5483
Scenario 3: Aggressive Fuel Sub | SCE | Com | HVAC | Com - Retail | Participant Cost Test | Energy Efficiency | 1693179.0002 | 1822348.5516 | 2422293.507 | 2773147.2694 | 2913363.5883 | 2981640.4595 | 3003572.2209 | 3007737.0975 | 648463.9243 | 157625.7706 | 126840.6981 | 91090.3545 | 51001.6343
Scenario 3: Aggressive Fuel Sub | SCE | Com | HVAC | Com - Retail | Participant Cost Test | Fuel Substitution | 152349.2858 | 148796.7472 | 142824.1313 | 135073.4003 | 125859.1815 | 130831.3719 | 121306.174 | 109883.6447 | 3969.9085 | 3243.7698 | 2492.0846 | 1720.6836 | 25.4212
Scenario 3: Aggressive Fuel Sub | SCE | Com | HVAC | Com - Retail | Program Administrator Cost Test | Energy Efficiency | 305883.7165 | 352710.1562 | 496777.2534 | 610919.4355 | 699821.0571 | 789850.5667 | 872117.5873 | 950525.2833 | 332522.5542 | 142246.1699 | 147357.6798 | 150718.7644 | 153890.6212
Scenario 3: Aggressive Fuel Sub | SCE | Com | HVAC | Com - Retail | Program Administrator Cost Test | Fuel Substitution | 105022.6772 | 111152.9858 | 116165.2696 | 120294.6828 | 123878.8499 | 85885.1391 | 88556.9942 | 89270.1157 | 4866.9628 | 4827.7687 | 4782.7739 | 4700.116 | 125.4072
Scenario 3: Aggressive Fuel Sub | SCE | Com | HVAC | Com - Retail | Rate Impact Measure Test | Energy Efficiency | 305883.7165 | 352710.1562 | 496777.2534 | 610919.4355 | 699821.0571 | 789850.5667 | 872117.5873 | 950525.2833 | 332522.5542 | 142246.1699 | 147357.6798 | 150718.7644 | 153890.6212
Scenario 3: Aggressive Fuel Sub | SCE | Com | HVAC | Com - Retail | Rate Impact Measure Test | Fuel Substitution | 106064.4262 | 112114.2497 | 117028.1647 | 121052.0148 | 124534.3528 | 85885.1391 | 88556.9942 | 89270.1157 | 4866.9628 | 4827.7687 | 4782.7739 | 4700.116 | 125.4072
Scenario 3: Aggressive Fuel Sub | SCE | Com | HVAC | Com - Retail | Total Resource Cost Test | Energy Efficiency | 557500.8974 | 630118.0899 | 870859.5917 | 1053359.5077 | 1185394.3658 | 1313150.4125 | 1432253.7366 | 1555645.7084 | 332522.5542 | 142246.1699 | 147357.6798 | 150718.7644 | 153890.6212
Scenario 3: Aggressive Fuel Sub | SCE | Com | HVAC | Com - Retail | Total Resource Cost Test | Fuel Substitution | 133218.2707 | 139595.221 | 144543.3514 | 148382.6343 | 151386.7338 | 110654.7805 | 113378.3995 | 113899.4219 | 4866.9628 | 4827.7687 | 4782.7739 | 4700.116 | 125.4072
Scenario 3: Aggressive Fuel Sub | SCE | Com | HVAC | Com - School | Participant Cost Test | Energy Efficiency | 246097.1128 | 249625.0211 | 250849.0962 | 248265.1442 | 300108.6295 | 272883.053 | 228821.0246 | 204767.3624 | 154100.8281 | 131747.2862 | 105486.0409 | 75952.713 | 41937.9535
Scenario 3: Aggressive Fuel Sub | SCE | Com | HVAC | Com - School | Participant Cost Test | Fuel Substitution | 12714.5944 | 12273.5104 | 11657.4864 | 10917.5121 | 27005.5719 | 0 | 0 | 0 | 0 | 0 | 0 | 0 | 0
Scenario 3: Aggressive Fuel Sub | SCE | Com | HVAC | Com - School | Program Administrator Cost Test | Energy Efficiency | 53224.6803 | 58292.2564 | 63414.3705 | 68234.9915 | 87335.9281 | 89290.1629 | 85394.3522 | 86223.7347 | 89461.2867 | 92585.4583 | 95520.8122 | 98276.7884 | 100410.4982
Scenario 3: Aggressive Fuel Sub | SCE | Com | HVAC | Com - School | Program Administrator Cost Test | Fuel Substitution | 19964.2123 | 20822.0995 | 21480.8508 | 21989.5744 | 44636.8699 | 0 | 0 | 0 | 0 | 0 | 0 | 0 | 0
Scenario 3: Aggressive Fuel Sub | SCE | Com | HVAC | Com - School | Rate Impact Measure Test | Energy Efficiency | 53224.6803 | 58292.2564 | 63414.3705 | 68234.9915 | 87335.9281 | 89290.1629 | 85394.3522 | 86223.7347 | 89461.2867 | 92585.4583 | 95520.8122 | 98276.7884 | 100410.4982
Scenario 3: Aggressive Fuel Sub | SCE | Com | HVAC | Com - School | Rate Impact Measure Test | Fuel Substitution | 20510.3316 | 21316.3368 | 21915.5061 | 22362.9348 | 44953.9164 | 0 | 0 | 0 | 0 | 0 | 0 | 0 | 0
Scenario 3: Aggressive Fuel Sub | SCE | Com | HVAC | Com - School | Total Resource Cost Test | Energy Efficiency | 77611.1812 | 83960.7139 | 90382.7503 | 96364.3716 | 123781.7692 | 124355.9578 | 117283.6672 | 117791.1715 | 89461.2867 | 92585.4583 | 95520.8122 | 98276.7884 | 100410.4982
Scenario 3: Aggressive Fuel Sub | SCE | Com | HVAC | Com - School | Total Resource Cost Test | Fuel Substitution | 21819.265 | 22662.4678 | 23286.2939 | 23746.2249 | 48490.9297 | 0 | 0 | 0 | 0 | 0 | 0 | 0 | 0
Scenario 3: Aggressive Fuel Sub | SCE | Com | HVAC | Com - Warehouse | Participant Cost Test | Energy Efficiency | 9883.505 | 10100.66 | 10172.1123 | 10162.3359 | 10369.1455 | 10156.3265 | 9788.4653 | 9316.7097 | 5658.2951 | 5016.3928 | 4294.2096 | 3476.6085 | 2575.3096
Scenario 3: Aggressive Fuel Sub | SCE | Com | HVAC | Com - Warehouse | Participant Cost Test | Fuel Substitution | 149158.2234 | 146550.0526 | 141925.7082 | 135869.7795 | 128848.2858 | 49.9119 | 45.9071 | 41.326 | 0 | 0 | 0 | 0 | 0
Scenario 3: Aggressive Fuel Sub | SCE | Com | HVAC | Com - Warehouse | Program Administrator Cost Test | Energy Efficiency | 2872.638 | 3148.8317 | 3406.7438 | 3668.5247 | 4040.8 | 4354.1911 | 4596.7215 | 4783.3323 | 4483.5022 | 4610.5619 | 4745.9499 | 4840.5501 | 4939.776
Scenario 3: Aggressive Fuel Sub | SCE | Com | HVAC | Com - Warehouse | Program Administrator Cost Test | Fuel Substitution | 387929.552 | 405527.5757 | 419495.9776 | 431149.4072 | 441658.5189 | 33.702 | 34.5518 | 34.7162 | 0 | 0 | 0 | 0 | 0
Scenario 3: Aggressive Fuel Sub | SCE | Com | HVAC | Com - Warehouse | Rate Impact Measure Test | Energy Efficiency | 2872.638 | 3148.8317 | 3406.7438 | 3668.5247 | 4040.8 | 4354.1911 | 4596.7215 | 4783.3323 | 4483.5022 | 4610.5619 | 4745.9499 | 4840.5501 | 4939.776
Scenario 3: Aggressive Fuel Sub | SCE | Com | HVAC | Com - Warehouse | Rate Impact Measure Test | Fuel Substitution | 420325.3583 | 435073.0357 | 445499.7682 | 453334.9684 | 460341.7826 | 33.702 | 34.5518 | 34.7162 | 0 | 0 | 0 | 0 | 0
Scenario 3: Aggressive Fuel Sub | SCE | Com | HVAC | Com - Warehouse | Total Resource Cost Test | Energy Efficiency | 4062.2016 | 4403.9873 | 4720.355 | 5041.0348 | 5511.1503 | 5879.4478 | 6170.6542 | 6404.5292 | 4483.5022 | 4610.5619 | 4745.9499 | 4840.5501 | 4939.776
Scenario 3: Aggressive Fuel Sub | SCE | Com | HVAC | Com - Warehouse | Total Resource Cost Test | Fuel Substitution | 434619.4143 | 452105.5285 | 465479.0732 | 476237.7487 | 485664.5255 | 41.9944 | 42.814 | 42.8877 | 0 | 0 | 0 | 0 | 0
Scenario 3: Aggressive Fuel Sub | SCE | Com | Lighting | Com - College | Participant Cost Test | Energy Efficiency | 0 | 37889.0545 | 49987.413 | 50458.4078 | 49694.6603 | 48624.4132 | 46634.9487 | 43506.9708 | 37414.6841 | 32343.9559 | 26462.1645 | 19952.1086 | 12215.8613
Scenario 3: Aggressive Fuel Sub | SCE | Com | Lighting | Com - College | Program Administrator Cost Test | Energy Efficiency | 0 | 17426.4367 | 25395.9432 | 28491.3865 | 31530.9564 | 34898.7583 | 37813.9722 | 40131.9208 | 42333.037 | 44249.3633 | 46442.513 | 49160.9207 | 51706.7276
Scenario 3: Aggressive Fuel Sub | SCE | Com | Lighting | Com - College | Rate Impact Measure Test | Energy Efficiency | 0 | 17426.4367 | 25395.9432 | 28491.3865 | 31530.9564 | 34898.7583 | 37813.9722 | 40131.9208 | 42333.037 | 44249.3633 | 46442.513 | 49160.9207 | 51706.7276
Scenario 3: Aggressive Fuel Sub | SCE | Com | Lighting | Com - College | Total Resource Cost Test | Energy Efficiency | 0 | 18523.7113 | 26916.6798 | 30119.0778 | 33244.3896 | 36709.4327 | 39714.6933 | 42106.4769 | 42333.037 | 44249.3633 | 46442.513 | 49160.9207 | 51706.7276
Scenario 3: Aggressive Fuel Sub | SCE | Com | Lighting | Com - Grocery | Participant Cost Test | Energy Efficiency | 270514.7182 | 272939.3836 | 270302.5047 | 264156.0286 | 255481.1176 | 243047.6987 | 226792.2614 | 207744.37 | 179524.0093 | 153298.4521 | 123980.7068 | 91063.8213 | 54687.5223
Scenario 3: Aggressive Fuel Sub | SCE | Com | Lighting | Com - Grocery | Program Administrator Cost Test | Energy Efficiency | 118344.0155 | 131276.913 | 143737.9476 | 156294.9182 | 170071.7948 | 183284.8773 | 193559.1129 | 202145.2097 | 210088.8897 | 216901.4587 | 224943.4781 | 231692.733 | 238146.6206
Scenario 3: Aggressive Fuel Sub | SCE | Com | Lighting | Com - Grocery | Rate Impact Measure Test | Energy Efficiency | 118344.0155 | 131276.913 | 143737.9476 | 156294.9182 | 170071.7948 | 183284.8773 | 193559.1129 | 202145.2097 | 210088.8897 | 216901.4587 | 224943.4781 | 231692.733 | 238146.6206
Scenario 3: Aggressive Fuel Sub | SCE | Com | Lighting | Com - Grocery | Total Resource Cost Test | Energy Efficiency | 122663.4633 | 135817.7969 | 148466.1038 | 161199.7064 | 175148.3149 | 188508.2194 | 198903.03 | 207607.9676 | 210088.8897 | 216901.4587 | 224943.4781 | 231692.733 | 238146.6206
Scenario 3: Aggressive Fuel Sub | SCE | Com | Lighting | Com - Health | Participant Cost Test | Energy Efficiency | 306036.7555 | 309485.606 | 309159.4632 | 301318.0288 | 291447.7192 | 276901.8781 | 259649.9444 | 237165.074 | 201844.2848 | 171116.1452 | 137044.7881 | 100809.8402 | 60692.6223
Scenario 3: Aggressive Fuel Sub | SCE | Com | Lighting | Com - Health | Program Administrator Cost Test | Energy Efficiency | 129557.3866 | 143980.0136 | 158922.6678 | 172214.9225 | 187260.203 | 201358.3015 | 213453.3612 | 221984.4751 | 229907.532 | 235666.4127 | 242108.43 | 249973.7251 | 258347.9189
Scenario 3: Aggressive Fuel Sub | SCE | Com | Lighting | Com - Health | Rate Impact Measure Test | Energy Efficiency | 129557.3866 | 143980.0136 | 158922.6678 | 172214.9225 | 187260.203 | 201358.3015 | 213453.3612 | 221984.4751 | 229907.532 | 235666.4127 | 242108.43 | 249973.7251 | 258347.9189
Scenario 3: Aggressive Fuel Sub | SCE | Com | Lighting | Com - Health | Total Resource Cost Test | Energy Efficiency | 136617.6003 | 151416.1141 | 166728.3909 | 180284.8217 | 195606.918 | 209927.5167 | 222253.941 | 230943.1809 | 229907.532 | 235666.4127 | 242108.43 | 249973.7251 | 258347.9189
Scenario 3: Aggressive Fuel Sub | SCE | Com | Lighting | Com - Lodging | Participant Cost Test | Energy Efficiency | 0 | 0 | 0 | 0 | 0 | 0 | 0 | 0 | 0 | 0 | 0 | 0 | 0
Scenario 3: Aggressive Fuel Sub | SCE | Com | Lighting | Com - Lodging | Program Administrator Cost Test | Energy Efficiency | 0 | 0 | 0 | 0 | 0 | 0 | 0 | 0 | 0 | 0 | 0 | 0 | 0
Scenario 3: Aggressive Fuel Sub | SCE | Com | Lighting | Com - Lodging | Rate Impact Measure Test | Energy Efficiency | 0 | 0 | 0 | 0 | 0 | 0 | 0 | 0 | 0 | 0 | 0 | 0 | 0
Scenario 3: Aggressive Fuel Sub | SCE | Com | Lighting | Com - Lodging | Total Resource Cost Test | Energy Efficiency | 0 | 0 | 0 | 0 | 0 | 0 | 0 | 0 | 0 | 0 | 0 | 0 | 0
Scenario 3: Aggressive Fuel Sub | SCE | Com | Lighting | Com - Office (Large) | Participant Cost Test | Energy Efficiency | 0 | 132424.6262 | 227603.5009 | 226325.7525 | 222708.9298 | 215649.4095 | 204467.771 | 189984.2427 | 158195.836 | 135730.902 | 110262.1981 | 81132.0305 | 48599.5807
Scenario 3: Aggressive Fuel Sub | SCE | Com | Lighting | Com - Office (Large) | Program Administrator Cost Test | Energy Efficiency | 0 | 58827.8195 | 111586.4361 | 123184.2664 | 136033.0674 | 148768.0427 | 159051.8686 | 167709.4395 | 175328.7128 | 181900.182 | 189612.3227 | 196005.7332 | 202144.8315
Scenario 3: Aggressive Fuel Sub | SCE | Com | Lighting | Com - Office (Large) | Rate Impact Measure Test | Energy Efficiency | 0 | 58827.8195 | 111586.4361 | 123184.2664 | 136033.0674 | 148768.0427 | 159051.8686 | 167709.4395 | 175328.7128 | 181900.182 | 189612.3227 | 196005.7332 | 202144.8315
Scenario 3: Aggressive Fuel Sub | SCE | Com | Lighting | Com - Office (Large) | Total Resource Cost Test | Energy Efficiency | 0 | 64576.2815 | 121956.0649 | 134105.6047 | 147505.003 | 160746.5357 | 171458.8759 | 180515.0178 | 175328.7128 | 181900.182 | 189612.3227 | 196005.7332 | 202144.8315
Scenario 3: Aggressive Fuel Sub | SCE | Com | Lighting | Com - Office (Small) | Participant Cost Test | Energy Efficiency | 0 | 0 | 0 | 0 | 0 | 0 | 0 | 0 | 0 | 0 | 0 | 0 | 0
Scenario 3: Aggressive Fuel Sub | SCE | Com | Lighting | Com - Office (Small) | Program Administrator Cost Test | Energy Efficiency | 0 | 0 | 0 | 0 | 0 | 0 | 0 | 0 | 0 | 0 | 0 | 0 | 0
Scenario 3: Aggressive Fuel Sub | SCE | Com | Lighting | Com - Office (Small) | Rate Impact Measure Test | Energy Efficiency | 0 | 0 | 0 | 0 | 0 | 0 | 0 | 0 | 0 | 0 | 0 | 0 | 0
Scenario 3: Aggressive Fuel Sub | SCE | Com | Lighting | Com - Office (Small) | Total Resource Cost Test | Energy Efficiency | 0 | 0 | 0 | 0 | 0 | 0 | 0 | 0 | 0 | 0 | 0 | 0 | 0
Scenario 3: Aggressive Fuel Sub | SCE | Com | Lighting | Com - Other | Participant Cost Test | Energy Efficiency | 0 | 0 | 0 | 0 | 0 | 0 | 0 | 0 | 0 | 0 | 0 | 0 | 0
Scenario 3: Aggressive Fuel Sub | SCE | Com | Lighting | Com - Other | Program Administrator Cost Test | Energy Efficiency | 0 | 0 | 0 | 0 | 0 | 0 | 0 | 0 | 0 | 0 | 0 | 0 | 0
Scenario 3: Aggressive Fuel Sub | SCE | Com | Lighting | Com - Other | Rate Impact Measure Test | Energy Efficiency | 0 | 0 | 0 | 0 | 0 | 0 | 0 | 0 | 0 | 0 | 0 | 0 | 0
Scenario 3: Aggressive Fuel Sub | SCE | Com | Lighting | Com - Other | Total Resource Cost Test | Energy Efficiency | 0 | 0 | 0 | 0 | 0 | 0 | 0 | 0 | 0 | 0 | 0 | 0 | 0
Scenario 3: Aggressive Fuel Sub | SCE | Com | Lighting | Com - Refrig. Warehouse | Participant Cost Test | Energy Efficiency | 20707.3662 | 6137.7988 | 6074.6992 | 5887.7628 | 5655.9344 | 5366.1495 | 5010.4292 | 4571.8566 | 4001.4935 | 3420.9746 | 2762.2502 | 2029.9256 | 1212.6839
Scenario 3: Aggressive Fuel Sub | SCE | Com | Lighting | Com - Refrig. Warehouse | Program Administrator Cost Test | Energy Efficiency | 8544.2586 | 2784.2606 | 3046.2732 | 3284.7255 | 3550.3292 | 3816.8355 | 4035.5521 | 4202.2623 | 4368.0195 | 4515.6787 | 4679.5104 | 4833.5653 | 4979.4944
Scenario 3: Aggressive Fuel Sub | SCE | Com | Lighting | Com - Refrig. Warehouse | Rate Impact Measure Test | Energy Efficiency | 8544.2586 | 2784.2606 | 3046.2732 | 3284.7255 | 3550.3292 | 3816.8355 | 4035.5521 | 4202.2623 | 4368.0195 | 4515.6787 | 4679.5104 | 4833.5653 | 4979.4944
Scenario 3: Aggressive Fuel Sub | SCE | Com | Lighting | Com - Refrig. Warehouse | Total Resource Cost Test | Energy Efficiency | 8721.5096 | 2839.0013 | 3103.2308 | 3343.3192 | 3610.5701 | 3878.6695 | 4098.8898 | 4266.8211 | 4368.0195 | 4515.6787 | 4679.5104 | 4833.5653 | 4979.4944
Scenario 3: Aggressive Fuel Sub | SCE | Com | Lighting | Com - Restaurant | Participant Cost Test | Energy Efficiency | 178645.2661 | 180810.7855 | 180178.7022 | 176909.9041 | 171609.4348 | 163268.9614 | 152358.1634 | 139358.9656 | 122325.2158 | 104537.5753 | 84528.1454 | 62031.3704 | 37105.0855
Scenario 3: Aggressive Fuel Sub | SCE | Com | Lighting | Com - Restaurant | Program Administrator Cost Test | Energy Efficiency | 76089.6508 | 84684.6513 | 93318.8595 | 101975.1148 | 111343.0674 | 120079.9204 | 126939.041 | 132560.4072 | 137833.7734 | 142427.0672 | 147747.3916 | 152240.5312 | 156508.4859
Scenario 3: Aggressive Fuel Sub | SCE | Com | Lighting | Com - Restaurant | Rate Impact Measure Test | Energy Efficiency | 76089.6508 | 84684.6513 | 93318.8595 | 101975.1148 | 111343.0674 | 120079.9204 | 126939.041 | 132560.4072 | 137833.7734 | 142427.0672 | 147747.3916 | 152240.5312 | 156508.4859
Scenario 3: Aggressive Fuel Sub | SCE | Com | Lighting | Com - Restaurant | Total Resource Cost Test | Energy Efficiency | 77333.6599 | 85996.821 | 94693.9741 | 103408.7336 | 112832.0012 | 121613.0682 | 128509.2069 | 134165.4201 | 137833.7734 | 142427.0672 | 147747.3916 | 152240.5312 | 156508.4859
Scenario 3: Aggressive Fuel Sub | SCE | Com | Lighting | Com - Retail | Participant Cost Test | Energy Efficiency | 1323124.2436 | 1342377.4798 | 1339068.2423 | 1320084.9483 | 1289151.6949 | 1240933.7692 | 1175835.5969 | 1098014.5048 | 762396.7356 | 650117.0547 | 524566.4648 | 383947.0367 | 228905.4976
Scenario 3: Aggressive Fuel Sub | SCE | Com | Lighting | Com - Retail | Program Administrator Cost Test | Energy Efficiency | 479583.5523 | 531941.4968 | 582471.7308 | 633218.8402 | 688416.5846 | 741074.9805 | 782017.7867 | 815520.2102 | 845979.7998 | 872300.0833 | 903138.2646 | 928634.2888 | 953077.1786
Scenario 3: Aggressive Fuel Sub | SCE | Com | Lighting | Com - Retail | Rate Impact Measure Test | Energy Efficiency | 479583.5523 | 531941.4968 | 582471.7308 | 633218.8402 | 688416.5846 | 741074.9805 | 782017.7867 | 815520.2102 | 845979.7998 | 872300.0833 | 903138.2646 | 928634.2888 | 953077.1786
Scenario 3: Aggressive Fuel Sub | SCE | Com | Lighting | Com - Retail | Total Resource Cost Test | Energy Efficiency | 668164.442 | 730177.5867 | 788903.3194 | 847322.2225 | 909824.0267 | 968638.6848 | 1014662.3205 | 1052998.5727 | 845979.7998 | 872300.0833 | 903138.2646 | 928634.2888 | 953077.1786
Scenario 3: Aggressive Fuel Sub | SCE | Com | Lighting | Com - School | Participant Cost Test | Energy Efficiency | 0 | 0 | 0 | 0 | 0 | 0 | 0 | 0 | 0 | 0 | 0 | 0 | 0
Scenario 3: Aggressive Fuel Sub | SCE | Com | Lighting | Com - School | Program Administrator Cost Test | Energy Efficiency | 0 | 0 | 0 | 0 | 0 | 0 | 0 | 0 | 0 | 0 | 0 | 0 | 0
Scenario 3: Aggressive Fuel Sub | SCE | Com | Lighting | Com - School | Rate Impact Measure Test | Energy Efficiency | 0 | 0 | 0 | 0 | 0 | 0 | 0 | 0 | 0 | 0 | 0 | 0 | 0
Scenario 3: Aggressive Fuel Sub | SCE | Com | Lighting | Com - School | Total Resource Cost Test | Energy Efficiency | 0 | 0 | 0 | 0 | 0 | 0 | 0 | 0 | 0 | 0 | 0 | 0 | 0
Scenario 3: Aggressive Fuel Sub | SCE | Com | Lighting | Com - Warehouse | Participant Cost Test | Energy Efficiency | 24104.2107 | 25321.9154 | 26061.4287 | 26475.4378 | 26639.2074 | 57959.9873 | 61877.2184 | 57807.8191 | 9401.7771 | 0 | 0 | 0 | 0
Scenario 3: Aggressive Fuel Sub | SCE | Com | Lighting | Com - Warehouse | Program Administrator Cost Test | Energy Efficiency | 9008.2856 | 10354.8831 | 11711.2782 | 13137.613 | 14739.416 | 35360.2812 | 42075.5286 | 44024.8259 | 10389.5475 | 0 | 0 | 0 | 0
Scenario 3: Aggressive Fuel Sub | SCE | Com | Lighting | Com - Warehouse | Rate Impact Measure Test | Energy Efficiency | 9008.2856 | 10354.8831 | 11711.2782 | 13137.613 | 14739.416 | 35360.2812 | 42075.5286 | 44024.8259 | 10389.5475 | 0 | 0 | 0 | 0
Scenario 3: Aggressive Fuel Sub | SCE | Com | Lighting | Com - Warehouse | Total Resource Cost Test | Energy Efficiency | 11972.6978 | 13584.3257 | 15184.7962 | 16855.1092 | 18706.6328 | 44728.5672 | 52900.4142 | 55106.5296 | 10389.5475 | 0 | 0 | 0 | 0
Scenario 3: Aggressive Fuel Sub | SCE | Com | WaterHeat | Com - College | Participant Cost Test | Energy Efficiency | 1497.759 | 1729.7242 | 1983.291 | 2250.3939 | 2515.4492 | 2793.7076 | 3054.9803 | 3268.2194 | 3173.6734 | 3147.8066 | 2938.4085 | 2470.9947 | 1579.2092
Scenario 3: Aggressive Fuel Sub | SCE | Com | WaterHeat | Com - College | Participant Cost Test | Fuel Substitution | 921704.5384 | 905093.1924 | 828815.6371 | 760631.8049 | 622962.77 | 2376041.1216 | 2658229.2587 | 2772109.624 | 2374960.4485 | 2085936.4837 | 1675348.3085 | 1184192.3882 | 639880.4034
Scenario 3: Aggressive Fuel Sub | SCE | Com | WaterHeat | Com - College | Program Administrator Cost Test | Energy Efficiency | 431.2892 | 548.8512 | 697.9299 | 884.5548 | 1117.9046 | 1413.7072 | 1756.2572 | 2146.3556 | 2615.1683 | 3170.743 | 3869.3625 | 4737.4507 | 5745.3714
Scenario 3: Aggressive Fuel Sub | SCE | Com | WaterHeat | Com - College | Program Administrator Cost Test | Fuel Substitution | 3361323.2021 | 3474621.065 | 3595946.4408 | 3728783.6751 | 3873652.2752 | 1634798.1666 | 2082308.8971 | 2481484.2202 | 2788619.847 | 2991466.9139 | 3135220.2632 | 3213179.4344 | 3252166.9539
Scenario 3: Aggressive Fuel Sub | SCE | Com | WaterHeat | Com - College | Rate Impact Measure Test | Energy Efficiency | 431.2892 | 548.8512 | 697.9299 | 884.5548 | 1117.9046 | 1413.7072 | 1756.2572 | 2146.3556 | 2615.1683 | 3170.743 | 3869.3625 | 4737.4507 | 5745.3714
Scenario 3: Aggressive Fuel Sub | SCE | Com | WaterHeat | Com - College | Rate Impact Measure Test | Fuel Substitution | 4324418.5074 | 4366604.0027 | 4409240.8474 | 4459401.921 | 4525388.4472 | 1634798.1666 | 2082308.8971 | 2481484.2202 | 2788619.847 | 2991466.9139 | 3135220.2632 | 3213179.4344 | 3252166.9539
Scenario 3: Aggressive Fuel Sub | SCE | Com | WaterHeat | Com - College | Total Resource Cost Test | Energy Efficiency | 485.6645 | 614.2826 | 776.8075 | 979.5587 | 1231.5732 | 1550.3086 | 1920.1665 | 2342.293 | 2615.1683 | 3170.743 | 3869.3625 | 4737.4507 | 5745.3714
Scenario 3: Aggressive Fuel Sub | SCE | Com | WaterHeat | Com - College | Total Resource Cost Test | Fuel Substitution | 4176976.5776 | 4275672.1893 | 4322592.105 | 4388914.511 | 4397602.9993 | 1855777.5215 | 2336268.8862 | 2761872.3081 | 2788619.847 | 2991466.9139 | 3135220.2632 | 3213179.4344 | 3252166.9539
Scenario 3: Aggressive Fuel Sub | SCE | Com | WaterHeat | Com - Grocery | Participant Cost Test | Energy Efficiency | 5970.0201 | 6892.1316 | 7858.286 | 8873.6516 | 9942.5042 | 10997.3258 | 11968.1161 | 12795.3745 | 12623.2209 | 12530.7007 | 11694.4205 | 9728.5636 | 6152.7922
Scenario 3: Aggressive Fuel Sub | SCE | Com | WaterHeat | Com - Grocery | Participant Cost Test | Fuel Substitution | 16571.5397 | 16137.4698 | 15746.3912 | 15433.2768 | 15188.8246 | 0 | 0 | 0 | 0 | 0 | 0 | 0 | 0
Scenario 3: Aggressive Fuel Sub | SCE | Com | WaterHeat | Com - Grocery | Program Administrator Cost Test | Energy Efficiency | 1739.2574 | 2213.7457 | 2801.2144 | 3536.1676 | 4484.3482 | 5655.1025 | 7003.2331 | 8572.0989 | 10459.7674 | 12708.3421 | 15536.9714 | 18895.4605 | 22947.1509
Scenario 3: Aggressive Fuel Sub | SCE | Com | WaterHeat | Com - Grocery | Program Administrator Cost Test | Fuel Substitution | 126768.6703 | 130050.391 | 133716.1948 | 138140.3248 | 143346.6027 | 0 | 0 | 0 | 0 | 0 | 0 | 0 | 0
Scenario 3: Aggressive Fuel Sub | SCE | Com | WaterHeat | Com - Grocery | Rate Impact Measure Test | Energy Efficiency | 1739.2574 | 2213.7457 | 2801.2144 | 3536.1676 | 4484.3482 | 5655.1025 | 7003.2331 | 8572.0989 | 10459.7674 | 12708.3421 | 15536.9714 | 18895.4605 | 22947.1509
Scenario 3: Aggressive Fuel Sub | SCE | Com | WaterHeat | Com - Grocery | Rate Impact Measure Test | Fuel Substitution | 142849.6449 | 144524.0606 | 146426.9721 | 149056.8886 | 152664.9277 | 0 | 0 | 0 | 0 | 0 | 0 | 0 | 0
Scenario 3: Aggressive Fuel Sub | SCE | Com | WaterHeat | Com - Grocery | Total Resource Cost Test | Energy Efficiency | 1902.628 | 2410.3697 | 3037.0807 | 3819.1292 | 4824.0617 | 6062.2145 | 7490.1914 | 9155.1151 | 10459.7674 | 12708.3421 | 15536.9714 | 18895.4605 | 22947.1509
Scenario 3: Aggressive Fuel Sub | SCE | Com | WaterHeat | Com - Grocery | Total Resource Cost Test | Fuel Substitution | 139028.1233 | 141988.7236 | 145365.2117 | 149557.7028 | 154583.1374 | 0 | 0 | 0 | 0 | 0 | 0 | 0 | 0
Scenario 3: Aggressive Fuel Sub | SCE | Com | WaterHeat | Com - Health | Participant Cost Test | Energy Efficiency | 9425.8151 | 10936.8009 | 12578.2089 | 14219.0324 | 15973.5343 | 17695.3823 | 19358.7989 | 20702.8171 | 20267.4824 | 20064.8758 | 18643.8498 | 15539.5244 | 9844.1619
Scenario 3: Aggressive Fuel Sub | SCE | Com | WaterHeat | Com - Health | Participant Cost Test | Fuel Substitution | 1931871.5522 | 1903376.9776 | 1747005.2103 | 1615747.5467 | 1422064.0884 | 5867952.2034 | 6600721.0958 | 6926523.6116 | 5933117.5213 | 5231465.4592 | 4207560.3555 | 2967240.0808 | 1581862.5033
Scenario 3: Aggressive Fuel Sub | SCE | Com | WaterHeat | Com - Health | Program Administrator Cost Test | Energy Efficiency | 2735.229 | 3498.5102 | 4464.4544 | 5640.5396 | 7169.5088 | 9051.6694 | 11262.8449 | 13780.6546 | 16814.463 | 20379.9006 | 24818.445 | 30268.6075 | 36917.7667
Scenario 3: Aggressive Fuel Sub | SCE | Com | WaterHeat | Com - Health | Program Administrator Cost Test | Fuel Substitution | 8489928.4019 | 8793856.3318 | 9120004.8558 | 9476984.4348 | 9868630.2565 | 4029523.9756 | 5170329.1325 | 6211325.9331 | 7030172.7987 | 7584827.4384 | 7984276.7516 | 8212488.0112 | 8340577.2934
Scenario 3: Aggressive Fuel Sub | SCE | Com | WaterHeat | Com - Health | Rate Impact Measure Test | Energy Efficiency | 2735.229 | 3498.5102 | 4464.4544 | 5640.5396 | 7169.5088 | 9051.6694 | 11262.8449 | 13780.6546 | 16814.463 | 20379.9006 | 24818.445 | 30268.6075 | 36917.7667
Scenario 3: Aggressive Fuel Sub | SCE | Com | WaterHeat | Com - Health | Rate Impact Measure Test | Fuel Substitution | 10795074.5688 | 10931179.352 | 11070233.4176 | 11229449.2311 | 11432463.8294 | 4029523.9756 | 5170329.1325 | 6211325.9331 | 7030172.7987 | 7584827.4384 | 7984276.7516 | 8212488.0112 | 8340577.2934
Scenario 3: Aggressive Fuel Sub | SCE | Com | WaterHeat | Com - Health | Total Resource Cost Test | Energy Efficiency | 3034.1192 | 3860.0031 | 4901.7708 | 6165.6167 | 7801.3541 | 9809.7404 | 12173.9093 | 14871.0176 | 16814.463 | 20379.9006 | 24818.445 | 30268.6075 | 36917.7667
Scenario 3: Aggressive Fuel Sub | SCE | Com | WaterHeat | Com - Health | Total Resource Cost Test | Fuel Substitution | 10213199.1857 | 10489236.405 | 10659344.3724 | 10884975.6059 | 11082415.1591 | 4619243.8172 | 5842992.6511 | 6949839.5069 | 7030172.7987 | 7584827.4384 | 7984276.7516 | 8212488.0112 | 8340577.2934
Scenario 3: Aggressive Fuel Sub | SCE | Com | WaterHeat | Com - Lodging | Participant Cost Test | Energy Efficiency | 1996.7391 | 2326.1471 | 2681.7757 | 3053.628 | 3450.9321 | 3854.9364 | 4244.9141 | 4592.263 | 4197.8252 | 4179.0313 | 3908.3306 | 3255.9581 | 2054.1229
Scenario 3: Aggressive Fuel Sub | SCE | Com | WaterHeat | Com - Lodging | Participant Cost Test | Fuel Substitution | 7325813.5554 | 7195238.1339 | 6586192.9992 | 5999985.5859 | 5090910.2728 | 7473635.2803 | 7643783.263 | 8086137.712 | 6028718.5144 | 5320782.3313 | 4281936.947 | 3017146.1447 | 1601179.094
Scenario 3: Aggressive Fuel Sub | SCE | Com | WaterHeat | Com - Lodging | Program Administrator Cost Test | Energy Efficiency | 554.9048 | 711.3432 | 907.8942 | 1152.1014 | 1468.0658 | 1860.951 | 2317.8901 | 2848.1432 | 3486.9066 | 4251.0397 | 5212.9609 | 6360.4063 | 7746.4022
Scenario 3: Aggressive Fuel Sub | SCE | Com | WaterHeat | Com - Lodging | Program Administrator Cost Test | Fuel Substitution | 8465087.3253 | 8754977.2364 | 9065679.3921 | 9438735.247 | 9946152.5959 | 4069062.5862 | 5242796.4724 | 6314216.1177 | 7158498.1083 | 7734280.0383 | 8152874.7628 | 8391921.0565 | 8522623.3025
Scenario 3: Aggressive Fuel Sub | SCE | Com | WaterHeat | Com - Lodging | Rate Impact Measure Test | Energy Efficiency | 554.9048 | 711.3432 | 907.8942 | 1152.1014 | 1468.0658 | 1860.951 | 2317.8901 | 2848.1432 | 3486.9066 | 4251.0397 | 5212.9609 | 6360.4063 | 7746.4022
Scenario 3: Aggressive Fuel Sub | SCE | Com | WaterHeat | Com - Lodging | Rate Impact Measure Test | Fuel Substitution | 10883562.7718 | 10995027.8715 | 11108190.6131 | 11280676.7482 | 11614799.7359 | 4069062.5862 | 5242796.4724 | 6314216.1177 | 7158498.1083 | 7734280.0383 | 8152874.7628 | 8391921.0565 | 8522623.3025
Scenario 3: Aggressive Fuel Sub | SCE | Com | WaterHeat | Com - Lodging | Total Resource Cost Test | Energy Efficiency | 701.0212 | 888.4594 | 1122.1956 | 1410.5389 | 1779.8322 | 2236.5104 | 2769.7006 | 3391.1754 | 3486.9066 | 4251.0397 | 5212.9609 | 6360.4063 | 7746.4022
Scenario 3: Aggressive Fuel Sub | SCE | Com | WaterHeat | Com - Lodging | Total Resource Cost Test | Fuel Substitution | 15606554.9916 | 15766974.6348 | 15469491.989 | 15256252.5446 | 14852506.1165 | 6220004.7962 | 6884745.4835 | 8121037.4039 | 7158498.1083 | 7734280.0383 | 8152874.7628 | 8391921.0565 | 8522623.3025
Scenario 3: Aggressive Fuel Sub | SCE | Com | WaterHeat | Com - Office (Large) | Participant Cost Test | Energy Efficiency | 5489.3084 | 6380.9679 | 7314.8879 | 8289.0737 | 9318.6324 | 10346.7576 | 11297.0982 | 12113.5466 | 11526.6748 | 11420.6654 | 10654.4329 | 8877.0804 | 5680.5126
Scenario 3: Aggressive Fuel Sub | SCE | Com | WaterHeat | Com - Office (Large) | Participant Cost Test | Fuel Substitution | 828974.365 | 808080.1775 | 754318.607 | 699406.3391 | 562271.7526 | 1866826.095 | 2107272.6501 | 2214512.0408 | 1831242.4262 | 1611054.0796 | 1294683.0399 | 914565.2268 | 494074.6315
Scenario 3: Aggressive Fuel Sub | SCE | Com | WaterHeat | Com - Office (Large) | Program Administrator Cost Test | Energy Efficiency | 1561.6859 | 1999.351 | 2540.2245 | 3212.5716 | 4079.3148 | 5150.9479 | 6379.0766 | 7797.5367 | 9483.6506 | 11482.2903 | 13995.7162 | 16958.8324 | 20527.1875
Scenario 3: Aggressive Fuel Sub | SCE | Com | WaterHeat | Com - Office (Large) | Program Administrator Cost Test | Fuel Substitution | 2188292.9633 | 2247629.78 | 2357257.6149 | 2487820.8543 | 2631316.8988 | 1236812.8855 | 1589824.9514 | 1905145.0642 | 2147392.8456 | 2306756.4554 | 2417863.9845 | 2474213.6286 | 2497254.6308
Scenario 3: Aggressive Fuel Sub | SCE | Com | WaterHeat | Com - Office (Large) | Rate Impact Measure Test | Energy Efficiency | 1561.6859 | 1999.351 | 2540.2245 | 3212.5716 | 4079.3148 | 5150.9479 | 6379.0766 | 7797.5367 | 9483.6506 | 11482.2903 | 13995.7162 | 16958.8324 | 20527.1875
Scenario 3: Aggressive Fuel Sub | SCE | Com | WaterHeat | Com - Office (Large) | Rate Impact Measure Test | Fuel Substitution | 2834877.3174 | 2842198.513 | 2906763.2215 | 2990649.429 | 3088425.3899 | 1236812.8855 | 1589824.9514 | 1905145.0642 | 2147392.8456 | 2306756.4554 | 2417863.9845 | 2474213.6286 | 2497254.6308
Scenario 3: Aggressive Fuel Sub | SCE | Com | WaterHeat | Com - Office (Large) | Total Resource Cost Test | Energy Efficiency | 1821.045 | 2313.3263 | 2918.3964 | 3667.0834 | 4625.6993 | 5806.577 | 7163.316 | 8735.2035 | 9483.6506 | 11482.2903 | 13995.7162 | 16958.8324 | 20527.1875
Scenario 3: Aggressive Fuel Sub | SCE | Com | WaterHeat | Com - Office (Large) | Total Resource Cost Test | Fuel Substitution | 2948528.1749 | 2988691.5767 | 3044878.8626 | 3120451.9797 | 3126611.5604 | 1471810.5187 | 1859674.0367 | 2204523.3004 | 2147392.8456 | 2306756.4554 | 2417863.9845 | 2474213.6286 | 2497254.6308
Scenario 3: Aggressive Fuel Sub | SCE | Com | WaterHeat | Com - Office (Small) | Participant Cost Test | Energy Efficiency | 1191.2439 | 1375.4647 | 1570.3629 | 1772.3734 | 1345.0645 | 6239.7451 | 2291.1229 | 2505.9484 | 2535.1338 | 2546.7175 | 2398.0768 | 2014.5064 | 1299.4324
Scenario 3: Aggressive Fuel Sub | SCE | Com | WaterHeat | Com - Office (Small) | Participant Cost Test | Fuel Substitution | 60400.8746 | 59159.8222 | 57939.8832 | 56866.6361 | 48475.4873 | 382166.8684 | 431200.3072 | 450644.5689 | 414644.6519 | 364704.1645 | 293254.0945 | 207525.1914 | 112589.4388
Scenario 3: Aggressive Fuel Sub | SCE | Com | WaterHeat | Com - Office (Small) | Program Administrator Cost Test | Energy Efficiency | 347.5309 | 442.4058 | 560.5459 | 707.256 | 607.4879 | 3213.023 | 1342.5215 | 1681.1967 | 2082.5799 | 2555.6208 | 3142.3802 | 3834.7705 | 4663.9439
Scenario 3: Aggressive Fuel Sub | SCE | Com | WaterHeat | Com - Office (Small) | Program Administrator Cost Test | Fuel Substitution | 552059.7235 | 569653.8603 | 588380.8725 | 608699.595 | 546927.0396 | 280754.5079 | 360485.0211 | 431317.9057 | 485611.8006 | 521381.1344 | 546551.4417 | 559774.645 | 565938.5094
Scenario 3: Aggressive Fuel Sub | SCE | Com | WaterHeat | Com - Office (Small) | Rate Impact Measure Test | Energy Efficiency | 347.5309 | 442.4058 | 560.5459 | 707.256 | 607.4879 | 3213.023 | 1342.5215 | 1681.1967 | 2082.5799 | 2555.6208 | 3142.3802 | 3834.7705 | 4663.9439
Scenario 3: Aggressive Fuel Sub | SCE | Com | WaterHeat | Com - Office (Small) | Rate Impact Measure Test | Fuel Substitution | 720505.4709 | 725383.7022 | 730163.7955 | 735906.9337 | 645175.3581 | 280754.5079 | 360485.0211 | 431317.9057 | 485611.8006 | 521381.1344 | 546551.4417 | 559774.645 | 565938.5094
Scenario 3: Aggressive Fuel Sub | SCE | Com | WaterHeat | Com - Office (Small) | Total Resource Cost Test | Energy Efficiency | 374.1389 | 474.4343 | 599.0173 | 753.3855 | 644.9988 | 3401.5591 | 1418.6105 | 1774.3974 | 2082.5799 | 2555.6208 | 3142.3802 | 3834.7705 | 4663.9439
Scenario 3: Aggressive Fuel Sub | SCE | Com | WaterHeat | Com - Office (Small) | Total Resource Cost Test | Fuel Substitution | 595201.4001 | 611909.3622 | 629751.4709 | 649303.9466 | 581544.1955 | 292187.5708 | 374665.5715 | 447914.7617 | 485611.8006 | 521381.1344 | 546551.4417 | 559774.645 | 565938.5094
Scenario 3: Aggressive Fuel Sub | SCE | Com | WaterHeat | Com - Other | Participant Cost Test | Energy Efficiency | 77423.7949 | 89807.9781 | 103067.703 | 116949.3476 | 131458.1008 | 146063.4266 | 160130.7368 | 172199.33 | 162910.7323 | 162202.8693 | 151817.5243 | 126813.5937 | 80845.3516
Scenario 3: Aggressive Fuel Sub | SCE | Com | WaterHeat | Com - Other | Participant Cost Test | Fuel Substitution | 14963176.7394 | 14696428.2128 | 13449867.0851 | 12389067.6846 | 10731553.4749 | 30809579.1719 | 34568870.6203 | 36278674.1949 | 28945529.6657 | 25511022.9462 | 20542144.6788 | 14530032.5798 | 7825597.6473
Scenario 3: Aggressive Fuel Sub | SCE | Com | WaterHeat | Com - Other | Program Administrator Cost Test | Energy Efficiency | 21953.6079 | 28043.3581 | 35665.0273 | 45157.1352 | 57320.9835 | 72410.511 | 90010.9824 | 110293.8653 | 134644.9324 | 163986.7161 | 200877.2532 | 244835.7322 | 298073.8741
Scenario 3: Aggressive Fuel Sub | SCE | Com | WaterHeat | Com - Other | Program Administrator Cost Test | Fuel Substitution | 42503650.3801 | 43933570.5083 | 45467735.1027 | 47149192.1076 | 48660672.8732 | 19740633.3631 | 25228770.5428 | 30194780.9953 | 34076928.902 | 36700363.5483 | 38595998.1355 | 39652521.2066 | 40204935.0995
Scenario 3: Aggressive Fuel Sub | SCE | Com | WaterHeat | Com - Other | Rate Impact Measure Test | Energy Efficiency | 21953.6079 | 28043.3581 | 35665.0273 | 45157.1352 | 57320.9835 | 72410.511 | 90010.9824 | 110293.8653 | 134644.9324 | 163986.7161 | 200877.2532 | 244835.7322 | 298073.8741
Scenario 3: Aggressive Fuel Sub | SCE | Com | WaterHeat | Com - Other | Rate Impact Measure Test | Fuel Substitution | 55490191.7274 | 55966337.1507 | 56449275.2024 | 57027967.2327 | 57439582.9504 | 19740633.3631 | 25228770.5428 | 30194780.9953 | 34076928.902 | 36700363.5483 | 38595998.1355 | 39652521.2066 | 40204935.0995
Scenario 3: Aggressive Fuel Sub | SCE | Com | WaterHeat | Com - Other | Total Resource Cost Test | Energy Efficiency | 26001.8639 | 32933.154 | 41560.4371 | 52250.8367 | 65845.6814 | 82644.0746 | 102297.8323 | 125020.269 | 134644.9324 | 163986.7161 | 200877.2532 | 244835.7322 | 298073.8741
Scenario 3: Aggressive Fuel Sub | SCE | Com | WaterHeat | Com - Other | Total Resource Cost Test | Fuel Substitution | 56149339.7705 | 57330243.7152 | 57638966.0821 | 58279209.0965 | 58160066.8326 | 24582581.4271 | 30733348.8452 | 36226911.8713 | 34076928.902 | 36700363.5483 | 38595998.1355 | 39652521.2066 | 40204935.0995
Scenario 3: Aggressive Fuel Sub | SCE | Com | WaterHeat | Com - Refrig. Warehouse | Participant Cost Test | Energy Efficiency | 966.0338 | 444.9637 | 517.3136 | 588.6007 | 661.9707 | 734.2842 | 800.9512 | 854.0463 | 870.9007 | 865.7309 | 807.4508 | 671.9119 | 423.7016
Scenario 3: Aggressive Fuel Sub | SCE | Com | WaterHeat | Com - Refrig. Warehouse | Participant Cost Test | Fuel Substitution | 2673.9463 | 2637.769 | 2346.0389 | 2575.2107 | 2590.3062 | 31007.0437 | 35153.9153 | 36908.5873 | 34925.6159 | 30814.3292 | 24781.3687 | 17456.7464 | 9280.8736
Scenario 3: Aggressive Fuel Sub | SCE | Com | WaterHeat | Com - Refrig. Warehouse | Program Administrator Cost Test | Energy Efficiency | 286.9956 | 145.8696 | 188.4137 | 239.9873 | 305.9897 | 387.7869 | 482.6461 | 591.3313 | 722.8325 | 879.785 | 1075.6052 | 1310.0963 | 1592.0566
Scenario 3: Aggressive Fuel Sub | SCE | Com | WaterHeat | Com - Refrig. Warehouse | Program Administrator Cost Test | Fuel Substitution | 49385.4651 | 51051.1593 | 47565.7916 | 54575.2407 | 57602.5119 | 23398.7648 | 30271.4612 | 36519.8203 | 41413.0152 | 44715.4757 | 47079.6706 | 48397.6962 | 49095.0729
Scenario 3: Aggressive Fuel Sub | SCE | Com | WaterHeat | Com - Refrig. Warehouse | Rate Impact Measure Test | Energy Efficiency | 286.9956 | 145.8696 | 188.4137 | 239.9873 | 305.9897 | 387.7869 | 482.6461 | 591.3313 | 722.8325 | 879.785 | 1075.6052 | 1310.0963 | 1592.0566
Scenario 3: Aggressive Fuel Sub | SCE | Com | WaterHeat | Com - Refrig. Warehouse | Rate Impact Measure Test | Fuel Substitution | 61943.2157 | 62667.7197 | 57071.0976 | 63911.3531 | 66066.028 | 23398.7648 | 30271.4612 | 36519.8203 | 41413.0152 | 44715.4757 | 47079.6706 | 48397.6962 | 49095.0729
Scenario 3: Aggressive Fuel Sub | SCE | Com | WaterHeat | Com - Refrig. Warehouse | Total Resource Cost Test | Energy Efficiency | 295.5592 | 149.9853 | 193.4534 | 246.0876 | 313.3533 | 396.6552 | 493.3071 | 604.1073 | 722.8325 | 879.785 | 1075.6052 | 1310.0963 | 1592.0566
Scenario 3: Aggressive Fuel Sub | SCE | Com | WaterHeat | Com - Refrig. Warehouse | Total Resource Cost Test | Fuel Substitution | 50858.6568 | 52496.5093 | 48843.7302 | 55967.0358 | 58995.2633 | 23770.1234 | 30735.553 | 37067.4936 | 41413.0152 | 44715.4757 | 47079.6706 | 48397.6962 | 49095.0729
Scenario 3: Aggressive Fuel Sub | SCE | Com | WaterHeat | Com - Restaurant | Participant Cost Test | Energy Efficiency | 22360.4343 | 25954.8203 | 29774.2625 | 33760.2316 | 37914.2681 | 41926.9953 | 45591.4857 | 48624.8493 | 49583.1676 | 49307.2409 | 46114.381 | 38521.0529 | 24673.5306
Scenario 3: Aggressive Fuel Sub | SCE | Com | WaterHeat | Com - Restaurant | Participant Cost Test | Fuel Substitution | 1861915.6845 | 1828739.9935 | 1803797.512 | 1804735.2748 | 1816030.772 | 23803485.7535 | 26738126.6994 | 27869818.2893 | 26271001.9579 | 23159266.3645 | 18670356.5141 | 13241260.8772 | 7181343.8808
Scenario 3: Aggressive Fuel Sub | SCE | Com | WaterHeat | Com - Restaurant | Program Administrator Cost Test | Energy Efficiency | 6620.6933 | 8478.2163 | 10802.6366 | 13707.5743 | 17445.6179 | 22030.5242 | 27317.171 | 33448.4054 | 40829.0523 | 49624.0981 | 60656.8147 | 73733.5011 | 89488.2317
Scenario 3: Aggressive Fuel Sub | SCE | Com | WaterHeat | Com - Restaurant | Program Administrator Cost Test | Fuel Substitution | 30178764.019 | 31227614.7042 | 32457655.8648 | 34231672.1796 | 36321703.3374 | 17836383.6125 | 22845749.63 | 27335414.7685 | 30828402.0551 | 33188900.5883 | 34906643.8537 | 35880167.5391 | 36406984.4016
Scenario 3: Aggressive Fuel Sub | SCE | Com | WaterHeat | Com - Restaurant | Rate Impact Measure Test | Energy Efficiency | 6620.6933 | 8478.2163 | 10802.6366 | 13707.5743 | 17445.6179 | 22030.5242 | 27317.171 | 33448.4054 | 40829.0523 | 49624.0981 | 60656.8147 | 73733.5011 | 89488.2317
Scenario 3: Aggressive Fuel Sub | SCE | Com | WaterHeat | Com - Restaurant | Rate Impact Measure Test | Fuel Substitution | 38160688.2386 | 38611718.1336 | 39201406.8037 | 40376368.7409 | 41906048.1515 | 17836383.6125 | 22845749.63 | 27335414.7685 | 30828402.0551 | 33188900.5883 | 34906643.8537 | 35880167.5391 | 36406984.4016
Scenario 3: Aggressive Fuel Sub | SCE | Com | WaterHeat | Com - Restaurant | Total Resource Cost Test | Energy Efficiency | 6817.1711 | 8716.1265 | 11090.0116 | 14054.1155 | 17863.1592 | 22531.5936 | 27917.2778 | 34167.1399 | 40829.0523 | 49624.0981 | 60656.8147 | 73733.5011 | 89488.2317
Scenario 3: Aggressive Fuel Sub | SCE | Com | WaterHeat | Com - Restaurant | Total Resource Cost Test | Fuel Substitution | 31078261.1092 | 32111093.6603 | 33329092.7019 | 35103574.8331 | 37199076.6964 | 18117920.2701 | 23194089.8094 | 27743120.0165 | 30828402.0551 | 33188900.5883 | 34906643.8537 | 35880167.5391 | 36406984.4016
Scenario 3: Aggressive Fuel Sub | SCE | Com | WaterHeat | Com - Retail | Participant Cost Test | Energy Efficiency | 5305.4413 | 6330.1133 | 7251.5887 | 8236.5733 | 9292.3555 | 10370.9449 | 11429.1012 | 12429.0885 | 9753.8542 | 9671.1228 | 9019.5132 | 7512.4633 | 4797.9433
Scenario 3: Aggressive Fuel Sub | SCE | Com | WaterHeat | Com - Retail | Participant Cost Test | Fuel Substitution | 166829.4635 | 163684.5567 | 268187.224 | 327284.571 | 401258.3641 | 1396124.5696 | 1568144.6559 | 1661619.6505 | 973246.7382 | 857202.1019 | 690293.4259 | 488923.0151 | 264788.3218
Scenario 3: Aggressive Fuel Sub | SCE | Com | WaterHeat | Com - Retail | Program Administrator Cost Test | Energy Efficiency | 1348.4668 | 1737.2878 | 2194.2893 | 2764.3814 | 3498.9491 | 4402.6755 | 5437.7169 | 6633.1686 | 8031.3721 | 9732.6789 | 11862.9269 | 14378.0104 | 17397.7905
Scenario 3: Aggressive Fuel Sub | SCE | Com | WaterHeat | Com - Retail | Program Administrator Cost Test | Fuel Substitution | 1231374.687 | 1272873.1551 | 1316980.6663 | 1364716.0722 | 1406977.7248 | 665931.4125 | 848790.6965 | 1013631.0046 | 1142061.9894 | 1228400.244 | 1290541.2911 | 1324759.9781 | 1342205.6334
Scenario 3: Aggressive Fuel Sub | SCE | Com | WaterHeat | Com - Retail | Rate Impact Measure Test | Energy Efficiency | 1348.4668 | 1737.2878 | 2194.2893 | 2764.3814 | 3498.9491 | 4402.6755 | 5437.7169 | 6633.1686 | 8031.3721 | 9732.6789 | 11862.9269 | 14378.0104 | 17397.7905
Scenario 3: Aggressive Fuel Sub | SCE | Com | WaterHeat | Com - Retail | Rate Impact Measure Test | Fuel Substitution | 1626068.043 | 1638615.8175 | 1650841.1726 | 1665130.5212 | 1673605.4885 | 665931.4125 | 848790.6965 | 1013631.0046 | 1142061.9894 | 1228400.244 | 1290541.2911 | 1324759.9781 | 1342205.6334
Scenario 3: Aggressive Fuel Sub | SCE | Com | WaterHeat | Com - Retail | Total Resource Cost Test | Energy Efficiency | 2139.5762 | 2753.3221 | 3403.6125 | 4203.2866 | 5211.4217 | 6437.2145 | 7851.865 | 9500.6161 | 8031.3721 | 9732.6789 | 11862.9269 | 14378.0104 | 17397.7905
Scenario 3: Aggressive Fuel Sub | SCE | Com | WaterHeat | Com - Retail | Total Resource Cost Test | Fuel Substitution | 1360000.2499 | 1399072.109 | 1548361.3527 | 1655815.9426 | 1772855.7635 | 1183844.0777 | 1436464.4007 | 1656909.4454 | 1142061.9894 | 1228400.244 | 1290541.2911 | 1324759.9781 | 1342205.6334
Scenario 3: Aggressive Fuel Sub | SCE | Com | WaterHeat | Com - School | Participant Cost Test | Energy Efficiency | 5405.756 | 6298.7249 | 7250.6587 | 8239.9481 | 9259.6901 | 10293.9245 | 11266.6396 | 12129.3329 | 11014.1214 | 10951.6578 | 10243.0276 | 8594.4231 | 5576.2241
Scenario 3: Aggressive Fuel Sub | SCE | Com | WaterHeat | Com - School | Participant Cost Test | Fuel Substitution | 413054.0898 | 404131.4374 | 402109.5332 | 444745.8063 | 1025920.7328 | 5369683.6394 | 6034024.4923 | 6335202.1182 | 4664332.8992 | 4095989.9044 | 3291108.1113 | 2330017.8548 | 1268396.9975
Scenario 3: Aggressive Fuel Sub | SCE | Com | WaterHeat | Com - School | Program Administrator Cost Test | Energy Efficiency | 1487.8066 | 1906.6008 | 2428.146 | 3072.8357 | 3889.8561 | 4901.4033 | 6059.0122 | 7394.7962 | 9003.3535 | 10923.6706 | 13317.0847 | 16174.5485 | 19589.6254
Scenario 3: Aggressive Fuel Sub | SCE | Com | WaterHeat | Com - School | Program Administrator Cost Test | Fuel Substitution | 5735004.3636 | 5911886.3545 | 6199909.0423 | 6546643.8205 | 6924470.1566 | 3179227.5254 | 4067584.9155 | 4849991.3072 | 5444873.0754 | 5833713.9897 | 6105848.4636 | 6246260.1476 | 6307823.8061
Scenario 3: Aggressive Fuel Sub | SCE | Com | WaterHeat | Com - School | Rate Impact Measure Test | Energy Efficiency | 1487.8066 | 1906.6008 | 2428.146 | 3072.8357 | 3889.8561 | 4901.4033 | 6059.0122 | 7394.7962 | 9003.3535 | 10923.6706 | 13317.0847 | 16174.5485 | 19589.6254
Scenario 3: Aggressive Fuel Sub | SCE | Com | WaterHeat | Com - School | Rate Impact Measure Test | Fuel Substitution | 7312123.2808 | 7366158.2621 | 7541728.832 | 7772552.6982 | 8036631.5091 | 3179227.5254 | 4067584.9155 | 4849991.3072 | 5444873.0754 | 5833713.9897 | 6105848.4636 | 6246260.1476 | 6307823.8061
Scenario 3: Aggressive Fuel Sub | SCE | Com | WaterHeat | Com - School | Total Resource Cost Test | Energy Efficiency | 1896.8738 | 2402.2867 | 3026.6022 | 3792.5696 | 4752.4075 | 5934.2404 | 7292.2107 | 8866.9652 | 9003.3535 | 10923.6706 | 13317.0847 | 16174.5485 | 19589.6254
Scenario 3: Aggressive Fuel Sub | SCE | Com | WaterHeat | Com - School | Total Resource Cost Test | Fuel Substitution | 5966096.3568 | 6137973.3864 | 6424835.998 | 6813909.6648 | 7772368.8452 | 4340140.6556 | 5383340.1857 | 6290167.2179 | 5444873.0754 | 5833713.9897 | 6105848.4636 | 6246260.1476 | 6307823.8061
Scenario 3: Aggressive Fuel Sub | SCE | Com | WaterHeat | Com - Warehouse | Participant Cost Test | Energy Efficiency | 1049.4513 | 1215.6779 | 1392.6027 | 1582.731 | 1788.3223 | 1996.2802 | 2198.9563 | 2638.9577 | 1964.3054 | 1947.238 | 1815.3476 | 1510.7552 | 963.4341
Scenario 3: Aggressive Fuel Sub | SCE | Com | WaterHeat | Com - Warehouse | Participant Cost Test | Fuel Substitution | 13554.5016 | 13285.8705 | 22177.426 | 26056.1873 | 31343.0071 | 104446.479 | 117114.5743 | 123731.1423 | 76706.5219 | 67527.9219 | 54346.8646 | 38461.9277 | 20796.0889
Scenario 3: Aggressive Fuel Sub | SCE | Com | WaterHeat | Com - Warehouse | Program Administrator Cost Test | Energy Efficiency | 272.815 | 346.8236 | 438.3496 | 552.8833 | 700.8217 | 882.2307 | 1090.5883 | 1382.4304 | 1619.1066 | 1962.1392 | 2391.6198 | 2898.4452 | 3509.6672
Scenario 3: Aggressive Fuel Sub | SCE | Com | WaterHeat | Com - Warehouse | Program Administrator Cost Test | Fuel Substitution | 128045.4404 | 132306.6224 | 136885.7514 | 141932.4211 | 147496.7778 | 52653.3267 | 67016.388 | 79983.8178 | 90088.3068 | 96870.5767 | 101741.771 | 104418.438 | 105801.4121
Scenario 3: Aggressive Fuel Sub | SCE | Com | WaterHeat | Com - Warehouse | Rate Impact Measure Test | Energy Efficiency | 272.815 | 346.8236 | 438.3496 | 552.8833 | 700.8217 | 882.2307 | 1090.5883 | 1382.4304 | 1619.1066 | 1962.1392 | 2391.6198 | 2898.4452 | 3509.6672
Scenario 3: Aggressive Fuel Sub | SCE | Com | WaterHeat | Com - Warehouse | Rate Impact Measure Test | Fuel Substitution | 164855.1209 | 166393.086 | 167964.1374 | 169855.8262 | 172416.748 | 52653.3267 | 67016.388 | 79983.8178 | 90088.3068 | 96870.5767 | 101741.771 | 104418.438 | 105801.4121
Scenario 3: Aggressive Fuel Sub | SCE | Com | WaterHeat | Com - Warehouse | Total Resource Cost Test | Energy Efficiency | 409.3634 | 510.9677 | 635.0242 | 788.6249 | 983.7192 | 1220.6565 | 1494.6633 | 1948.9109 | 1619.1066 | 1962.1392 | 2391.6198 | 2898.4452 | 3509.6672
Scenario 3: Aggressive Fuel Sub | SCE | Com | WaterHeat | Com - Warehouse | Total Resource Cost Test | Fuel Substitution | 137561.9342 | 141632.7389 | 155175.9286 | 164165.1898 | 175071.7335 | 87700.8389 | 106766.4577 | 123417.4815 | 90088.3068 | 96870.5767 | 101741.771 | 104418.438 | 105801.4121
Scenario 3: Aggressive Fuel Sub | SCE | Com | WholeBlg | Com - College | Participant Cost Test | Energy Efficiency | 448428.0735 | 482547.364 | 520481.715 | 561949.1258 | 614229.9151 | 673630.3856 | 725958.3744 | 760197.8084 | 794945.537 | 831655.6335 | 863776.7487 | 882254.9967 | 900513.7822
Scenario 3: Aggressive Fuel Sub | SCE | Com | WholeBlg | Com - College | Program Administrator Cost Test | Energy Efficiency | 448428.0735 | 482547.364 | 520481.715 | 561949.1258 | 614229.9151 | 673630.3856 | 725958.3744 | 760197.8084 | 794945.537 | 831655.6335 | 863776.7487 | 882254.9967 | 900513.7822
Scenario 3: Aggressive Fuel Sub | SCE | Com | WholeBlg | Com - College | Rate Impact Measure Test | Energy Efficiency | 448428.0735 | 482547.364 | 520481.715 | 561949.1258 | 614229.9151 | 673630.3856 | 725958.3744 | 760197.8084 | 794945.537 | 831655.6335 | 863776.7487 | 882254.9967 | 900513.7822
Scenario 3: Aggressive Fuel Sub | SCE | Com | WholeBlg | Com - College | Total Resource Cost Test | Energy Efficiency | 448428.0735 | 482547.364 | 520481.715 | 561949.1258 | 614229.9151 | 673630.3856 | 725958.3744 | 760197.8084 | 794945.537 | 831655.6335 | 863776.7487 | 882254.9967 | 900513.7822
Scenario 3: Aggressive Fuel Sub | SCE | Com | WholeBlg | Com - Grocery | Participant Cost Test | Energy Efficiency | 1537577.7051 | 1655988.5048 | 1789705.8705 | 1933486.2057 | 2116198.5307 | 2322488.9545 | 2494737.5872 | 2608937.4623 | 2726618.5985 | 2844701.018 | 2954600.3677 | 3016182.2776 | 2996948.6572
Scenario 3: Aggressive Fuel Sub | SCE | Com | WholeBlg | Com - Grocery | Program Administrator Cost Test | Energy Efficiency | 1537577.7051 | 1655988.5048 | 1789705.8705 | 1933486.2057 | 2116198.5307 | 2322488.9545 | 2494737.5872 | 2608937.4623 | 2726618.5985 | 2844701.018 | 2954600.3677 | 3016182.2776 | 2996948.6572
Scenario 3: Aggressive Fuel Sub | SCE | Com | WholeBlg | Com - Grocery | Rate Impact Measure Test | Energy Efficiency | 1537577.7051 | 1655988.5048 | 1789705.8705 | 1933486.2057 | 2116198.5307 | 2322488.9545 | 2494737.5872 | 2608937.4623 | 2726618.5985 | 2844701.018 | 2954600.3677 | 3016182.2776 | 2996948.6572
Scenario 3: Aggressive Fuel Sub | SCE | Com | WholeBlg | Com - Grocery | Total Resource Cost Test | Energy Efficiency | 1537577.7051 | 1655988.5048 | 1789705.8705 | 1933486.2057 | 2116198.5307 | 2322488.9545 | 2494737.5872 | 2608937.4623 | 2726618.5985 | 2844701.018 | 2954600.3677 | 3016182.2776 | 2996948.6572
Scenario 3: Aggressive Fuel Sub | SCE | Com | WholeBlg | Com - Health | Participant Cost Test | Energy Efficiency | 1466040.3578 | 1584895.6558 | 1717027.7615 | 1860402.4904 | 2041245.6394 | 2244968.2721 | 2424012.4173 | 2543077.2358 | 2664591.2214 | 2790144.378 | 2904577.8188 | 2970954.5682 | 3034980.5207
Scenario 3: Aggressive Fuel Sub | SCE | Com | WholeBlg | Com - Health | Program Administrator Cost Test | Energy Efficiency | 1466040.3578 | 1584895.6558 | 1717027.7615 | 1860402.4904 | 2041245.6394 | 2244968.2721 | 2424012.4173 | 2543077.2358 | 2664591.2214 | 2790144.378 | 2904577.8188 | 2970954.5682 | 3034980.5207
Scenario 3: Aggressive Fuel Sub | SCE | Com | WholeBlg | Com - Health | Rate Impact Measure Test | Energy Efficiency | 1466040.3578 | 1584895.6558 | 1717027.7615 | 1860402.4904 | 2041245.6394 | 2244968.2721 | 2424012.4173 | 2543077.2358 | 2664591.2214 | 2790144.378 | 2904577.8188 | 2970954.5682 | 3034980.5207
Scenario 3: Aggressive Fuel Sub | SCE | Com | WholeBlg | Com - Health | Total Resource Cost Test | Energy Efficiency | 1466040.3578 | 1584895.6558 | 1717027.7615 | 1860402.4904 | 2041245.6394 | 2244968.2721 | 2424012.4173 | 2543077.2358 | 2664591.2214 | 2790144.378 | 2904577.8188 | 2970954.5682 | 3034980.5207
Scenario 3: Aggressive Fuel Sub | SCE | Com | WholeBlg | Com - Lodging | Participant Cost Test | Energy Efficiency | 693485.2154 | 747415.3732 | 806414.6879 | 871615.0282 | 953954.1866 | 1046791.7825 | 1127935.9439 | 1181364.3753 | 1235582.8987 | 1292143.7048 | 1343136.7541 | 1371453.721 | 1392737.7002
Scenario 3: Aggressive Fuel Sub | SCE | Com | WholeBlg | Com - Lodging | Program Administrator Cost Test | Energy Efficiency | 693485.2154 | 747415.3732 | 806414.6879 | 871615.0282 | 953954.1866 | 1046791.7825 | 1127935.9439 | 1181364.3753 | 1235582.8987 | 1292143.7048 | 1343136.7541 | 1371453.721 | 1392737.7002
Scenario 3: Aggressive Fuel Sub | SCE | Com | WholeBlg | Com - Lodging | Rate Impact Measure Test | Energy Efficiency | 693485.2154 | 747415.3732 | 806414.6879 | 871615.0282 | 953954.1866 | 1046791.7825 | 1127935.9439 | 1181364.3753 | 1235582.8987 | 1292143.7048 | 1343136.7541 | 1371453.721 | 1392737.7002
Scenario 3: Aggressive Fuel Sub | SCE | Com | WholeBlg | Com - Lodging | Total Resource Cost Test | Energy Efficiency | 693485.2154 | 747415.3732 | 806414.6879 | 871615.0282 | 953954.1866 | 1046791.7825 | 1127935.9439 | 1181364.3753 | 1235582.8987 | 1292143.7048 | 1343136.7541 | 1371453.721 | 1392737.7002
Scenario 3: Aggressive Fuel Sub | SCE | Com | WholeBlg | Com - Office (Large) | Participant Cost Test | Energy Efficiency | 2917755.2794 | 3118882.3104 | 3340736.762 | 3577415.5147 | 3879729.5999 | 4218898.7408 | 4507075.0943 | 4678176.4033 | 4848935.2589 | 5024166.0316 | 5174089.2355 | 5237241.7571 | 5363632.9892
Scenario 3: Aggressive Fuel Sub | SCE | Com | WholeBlg | Com - Office (Large) | Program Administrator Cost Test | Energy Efficiency | 2917755.2794 | 3118882.3104 | 3340736.762 | 3577415.5147 | 3879729.5999 | 4218898.7408 | 4507075.0943 | 4678176.4033 | 4848935.2589 | 5024166.0316 | 5174089.2355 | 5237241.7571 | 5363632.9892
Scenario 3: Aggressive Fuel Sub | SCE | Com | WholeBlg | Com - Office (Large) | Rate Impact Measure Test | Energy Efficiency | 2917755.2794 | 3118882.3104 | 3340736.762 | 3577415.5147 | 3879729.5999 | 4218898.7408 | 4507075.0943 | 4678176.4033 | 4848935.2589 | 5024166.0316 | 5174089.2355 | 5237241.7571 | 5363632.9892
Scenario 3: Aggressive Fuel Sub | SCE | Com | WholeBlg | Com - Office (Large) | Total Resource Cost Test | Energy Efficiency | 2917755.2794 | 3118882.3104 | 3340736.762 | 3577415.5147 | 3879729.5999 | 4218898.7408 | 4507075.0943 | 4678176.4033 | 4848935.2589 | 5024166.0316 | 5174089.2355 | 5237241.7571 | 5363632.9892
Scenario 3: Aggressive Fuel Sub | SCE | Com | WholeBlg | Com - Office (Small) | Participant Cost Test | Energy Efficiency | 512221.5634 | 549000.138 | 590007.0622 | 634043.4436 | 690063.9208 | 752983.1903 | 806165.7702 | 839139.4074 | 872469.7979 | 907164.7661 | 937141.7548 | 951558.077 | 965079.2832
Scenario 3: Aggressive Fuel Sub | SCE | Com | WholeBlg | Com - Office (Small) | Program Administrator Cost Test | Energy Efficiency | 512221.5634 | 549000.138 | 590007.0622 | 634043.4436 | 690063.9208 | 752983.1903 | 806165.7702 | 839139.4074 | 872469.7979 | 907164.7661 | 937141.7548 | 951558.077 | 965079.2832
Scenario 3: Aggressive Fuel Sub | SCE | Com | WholeBlg | Com - Office (Small) | Rate Impact Measure Test | Energy Efficiency | 512221.5634 | 549000.138 | 590007.0622 | 634043.4436 | 690063.9208 | 752983.1903 | 806165.7702 | 839139.4074 | 872469.7979 | 907164.7661 | 937141.7548 | 951558.077 | 965079.2832
Scenario 3: Aggressive Fuel Sub | SCE | Com | WholeBlg | Com - Office (Small) | Total Resource Cost Test | Energy Efficiency | 512221.5634 | 549000.138 | 590007.0622 | 634043.4436 | 690063.9208 | 752983.1903 | 806165.7702 | 839139.4074 | 872469.7979 | 907164.7661 | 937141.7548 | 951558.077 | 965079.2832
Scenario 3: Aggressive Fuel Sub | SCE | Com | WholeBlg | Com - Other | Participant Cost Test | Energy Efficiency | 2228671.4488 | 2391776.3317 | 2570960.0119 | 2767523.0224 | 3016647.7425 | 3297007.9842 | 3541717.054 | 3696586.6305 | 3852864.6112 | 4014588.5908 | 4158155.6774 | 4231900.4309 | 4349051.9146
Scenario 3: Aggressive Fuel Sub | SCE | Com | WholeBlg | Com - Other | Program Administrator Cost Test | Energy Efficiency | 2228671.4488 | 2391776.3317 | 2570960.0119 | 2767523.0224 | 3016647.7425 | 3297007.9842 | 3541717.054 | 3696586.6305 | 3852864.6112 | 4014588.5908 | 4158155.6774 | 4231900.4309 | 4349051.9146
Scenario 3: Aggressive Fuel Sub | SCE | Com | WholeBlg | Com - Other | Rate Impact Measure Test | Energy Efficiency | 2228671.4488 | 2391776.3317 | 2570960.0119 | 2767523.0224 | 3016647.7425 | 3297007.9842 | 3541717.054 | 3696586.6305 | 3852864.6112 | 4014588.5908 | 4158155.6774 | 4231900.4309 | 4349051.9146
Scenario 3: Aggressive Fuel Sub | SCE | Com | WholeBlg | Com - Other | Total Resource Cost Test | Energy Efficiency | 2228671.4488 | 2391776.3317 | 2570960.0119 | 2767523.0224 | 3016647.7425 | 3297007.9842 | 3541717.054 | 3696586.6305 | 3852864.6112 | 4014588.5908 | 4158155.6774 | 4231900.4309 | 4349051.9146
Scenario 3: Aggressive Fuel Sub | SCE | Com | WholeBlg | Com - Refrig. Warehouse | Participant Cost Test | Energy Efficiency | 171484.4088 | 187172.4432 | 204714.4395 | 224334.7559 | 248746.0156 | 275865.3524 | 298963.029 | 315628.163 | 333002.8602 | 350339.168 | 367283.6947 | 378227.2356 | 374316.6212
Scenario 3: Aggressive Fuel Sub | SCE | Com | WholeBlg | Com - Refrig. Warehouse | Program Administrator Cost Test | Energy Efficiency | 171484.4088 | 187172.4432 | 204714.4395 | 224334.7559 | 248746.0156 | 275865.3524 | 298963.029 | 315628.163 | 333002.8602 | 350339.168 | 367283.6947 | 378227.2356 | 374316.6212
Scenario 3: Aggressive Fuel Sub | SCE | Com | WholeBlg | Com - Refrig. Warehouse | Rate Impact Measure Test | Energy Efficiency | 171484.4088 | 187172.4432 | 204714.4395 | 224334.7559 | 248746.0156 | 275865.3524 | 298963.029 | 315628.163 | 333002.8602 | 350339.168 | 367283.6947 | 378227.2356 | 374316.6212
Scenario 3: Aggressive Fuel Sub | SCE | Com | WholeBlg | Com - Refrig. Warehouse | Total Resource Cost Test | Energy Efficiency | 171484.4088 | 187172.4432 | 204714.4395 | 224334.7559 | 248746.0156 | 275865.3524 | 298963.029 | 315628.163 | 333002.8602 | 350339.168 | 367283.6947 | 378227.2356 | 374316.6212
Scenario 3: Aggressive Fuel Sub | SCE | Com | WholeBlg | Com - Restaurant | Participant Cost Test | Energy Efficiency | 1648147.0494 | 1797012.8266 | 1956966.0755 | 2126700.9318 | 2327470.6327 | 2534554.9589 | 2703868.8173 | 2816473.5722 | 2915996.5054 | 2995895.9855 | 3046705.125 | 3025731.2346 | 2908603.9351
Scenario 3: Aggressive Fuel Sub | SCE | Com | WholeBlg | Com - Restaurant | Program Administrator Cost Test | Energy Efficiency | 1409740.3806 | 1542400.9766 | 1691224.0481 | 1857391.2846 | 2065528.2901 | 2298265.9683 | 2505922.9845 | 2667696.079 | 2837737.1502 | 3013520.4636 | 3189351.6032 | 3323967.8153 | 3405586.7789
Scenario 3: Aggressive Fuel Sub | SCE | Com | WholeBlg | Com - Restaurant | Rate Impact Measure Test | Energy Efficiency | 1409740.3806 | 1542400.9766 | 1691224.0481 | 1857391.2846 | 2065528.2901 | 2298265.9683 | 2505922.9845 | 2667696.079 | 2837737.1502 | 3013520.4636 | 3189351.6032 | 3323967.8153 | 3405586.7789
Scenario 3: Aggressive Fuel Sub | SCE | Com | WholeBlg | Com - Restaurant | Total Resource Cost Test | Energy Efficiency | 1409740.3806 | 1542400.9766 | 1691224.0481 | 1857391.2846 | 2065528.2901 | 2298265.9683 | 2505922.9845 | 2667696.079 | 2837737.1502 | 3013520.4636 | 3189351.6032 | 3323967.8153 | 3405586.7789
Scenario 3: Aggressive Fuel Sub | SCE | Com | WholeBlg | Com - Retail | Participant Cost Test | Energy Efficiency | 3077687.837 | 3358441.398 | 3636730.2858 | 3925126.8105 | 4255551.3431 | 4580282.7364 | 4836790.5941 | 4995684.3227 | 5090824.7058 | 5115170.0209 | 5042660.9662 | 4803082.4284 | 4455497.0112
Scenario 3: Aggressive Fuel Sub | SCE | Com | WholeBlg | Com - Retail | Program Administrator Cost Test | Energy Efficiency | 2237253.4151 | 2456470.0916 | 2697822.3664 | 2967678.9792 | 3309328.9875 | 3697381.0936 | 4061687.2292 | 4367127.8489 | 4687202.9486 | 5028372.854 | 5380287.6413 | 5681922.2692 | 6037658.5185
Scenario 3: Aggressive Fuel Sub | SCE | Com | WholeBlg | Com - Retail | Rate Impact Measure Test | Energy Efficiency | 2237253.4151 | 2456470.0916 | 2697822.3664 | 2967678.9792 | 3309328.9875 | 3697381.0936 | 4061687.2292 | 4367127.8489 | 4687202.9486 | 5028372.854 | 5380287.6413 | 5681922.2692 | 6037658.5185
Scenario 3: Aggressive Fuel Sub | SCE | Com | WholeBlg | Com - Retail | Total Resource Cost Test | Energy Efficiency | 2237253.4151 | 2456470.0916 | 2697822.3664 | 2967678.9792 | 3309328.9875 | 3697381.0936 | 4061687.2292 | 4367127.8489 | 4687202.9486 | 5028372.854 | 5380287.6413 | 5681922.2692 | 6037658.5185
Scenario 3: Aggressive Fuel Sub | SCE | Com | WholeBlg | Com - School | Participant Cost Test | Energy Efficiency | 538758.7122 | 577242.5901 | 619486.438 | 665759.0094 | 724385.3073 | 790255.0785 | 847215.1454 | 882544.412 | 917775.3509 | 954224.6963 | 985459.9806 | 999962.859 | 1021696.0516
Scenario 3: Aggressive Fuel Sub | SCE | Com | WholeBlg | Com - School | Program Administrator Cost Test | Energy Efficiency | 538758.7122 | 577242.5901 | 619486.438 | 665759.0094 | 724385.3073 | 790255.0785 | 847215.1454 | 882544.412 | 917775.3509 | 954224.6963 | 985459.9806 | 999962.859 | 1021696.0516
Scenario 3: Aggressive Fuel Sub | SCE | Com | WholeBlg | Com - School | Rate Impact Measure Test | Energy Efficiency | 538758.7122 | 577242.5901 | 619486.438 | 665759.0094 | 724385.3073 | 790255.0785 | 847215.1454 | 882544.412 | 917775.3509 | 954224.6963 | 985459.9806 | 999962.859 | 1021696.0516
Scenario 3: Aggressive Fuel Sub | SCE | Com | WholeBlg | Com - School | Total Resource Cost Test | Energy Efficiency | 538758.7122 | 577242.5901 | 619486.438 | 665759.0094 | 724385.3073 | 790255.0785 | 847215.1454 | 882544.412 | 917775.3509 | 954224.6963 | 985459.9806 | 999962.859 | 1021696.0516
Scenario 3: Aggressive Fuel Sub | SCE | Com | WholeBlg | Com - Warehouse | Participant Cost Test | Energy Efficiency | 1171144.537 | 1277723.1013 | 1388753.6638 | 1511630.5811 | 1661442.3879 | 1814223.3636 | 1940501.6636 | 2024494.7582 | 2092513.4803 | 2147092.8147 | 2174358.6198 | 2145066.369 | 2093915.4919
Scenario 3: Aggressive Fuel Sub | SCE | Com | WholeBlg | Com - Warehouse | Program Administrator Cost Test | Energy Efficiency | 1001836.8341 | 1093098.6345 | 1193903.9261 | 1309188.606 | 1457026.662 | 1622922.9958 | 1774187.7036 | 1893266.6734 | 2016324.4437 | 2148545.2578 | 2280152.1536 | 2383199.8919 | 2505080.8126
Scenario 3: Aggressive Fuel Sub | SCE | Com | WholeBlg | Com - Warehouse | Rate Impact Measure Test | Energy Efficiency | 1001836.8341 | 1093098.6345 | 1193903.9261 | 1309188.606 | 1457026.662 | 1622922.9958 | 1774187.7036 | 1893266.6734 | 2016324.4437 | 2148545.2578 | 2280152.1536 | 2383199.8919 | 2505080.8126
Scenario 3: Aggressive Fuel Sub | SCE | Com | WholeBlg | Com - Warehouse | Total Resource Cost Test | Energy Efficiency | 1001836.8341 | 1093098.6345 | 1193903.9261 | 1309188.606 | 1457026.662 | 1622922.9958 | 1774187.7036 | 1893266.6734 | 2016324.4437 | 2148545.2578 | 2280152.1536 | 2383199.8919 | 2505080.8126
Scenario 3: Aggressive Fuel Sub | SCE | Ind | WholeBlg | Ind - All Other Industrial | Participant Cost Test | Energy Efficiency | 333547.744 | 347748.0019 | 368895.6999 | 390095.2454 | 417958.082 | 451075.9096 | 477391.924 | 488792.3838 | 499330.811 | 509282.1426 | 517163.4502 | 516000.646 | 515417.3881
Scenario 3: Aggressive Fuel Sub | SCE | Ind | WholeBlg | Ind - All Other Industrial | Program Administrator Cost Test | Energy Efficiency | 333547.744 | 347748.0019 | 368895.6999 | 390095.2454 | 417958.082 | 451075.9096 | 477391.924 | 488792.3838 | 499330.811 | 509282.1426 | 517163.4502 | 516000.646 | 515417.3881
Scenario 3: Aggressive Fuel Sub | SCE | Ind | WholeBlg | Ind - All Other Industrial | Rate Impact Measure Test | Energy Efficiency | 333547.744 | 347748.0019 | 368895.6999 | 390095.2454 | 417958.082 | 451075.9096 | 477391.924 | 488792.3838 | 499330.811 | 509282.1426 | 517163.4502 | 516000.646 | 515417.3881
Scenario 3: Aggressive Fuel Sub | SCE | Ind | WholeBlg | Ind - All Other Industrial | Total Resource Cost Test | Energy Efficiency | 333547.744 | 347748.0019 | 368895.6999 | 390095.2454 | 417958.082 | 451075.9096 | 477391.924 | 488792.3838 | 499330.811 | 509282.1426 | 517163.4502 | 516000.646 | 515417.3881
Scenario 3: Aggressive Fuel Sub | SCE | Ind | WholeBlg | Ind - Chemicals | Participant Cost Test | Energy Efficiency | 1009961.3985 | 1061876.9573 | 1135721.3965 | 1210201.3537 | 1306131.2353 | 1418632.5442 | 1509584.9036 | 1552614.9006 | 1593546.72 | 1632733.2869 | 1665101.0428 | 1667681.0668 | 1671537.28
Scenario 3: Aggressive Fuel Sub | SCE | Ind | WholeBlg | Ind - Chemicals | Program Administrator Cost Test | Energy Efficiency | 1009961.3985 | 1061876.9573 | 1135721.3965 | 1210201.3537 | 1306131.2353 | 1418632.5442 | 1509584.9036 | 1552614.9006 | 1593546.72 | 1632733.2869 | 1665101.0428 | 1667681.0668 | 1671537.28
Scenario 3: Aggressive Fuel Sub | SCE | Ind | WholeBlg | Ind - Chemicals | Rate Impact Measure Test | Energy Efficiency | 1009961.3985 | 1061876.9573 | 1135721.3965 | 1210201.3537 | 1306131.2353 | 1418632.5442 | 1509584.9036 | 1552614.9006 | 1593546.72 | 1632733.2869 | 1665101.0428 | 1667681.0668 | 1671537.28
Scenario 3: Aggressive Fuel Sub | SCE | Ind | WholeBlg | Ind - Chemicals | Total Resource Cost Test | Energy Efficiency | 1009961.3985 | 1061876.9573 | 1135721.3965 | 1210201.3537 | 1306131.2353 | 1418632.5442 | 1509584.9036 | 1552614.9006 | 1593546.72 | 1632733.2869 | 1665101.0428 | 1667681.0668 | 1671537.28
Scenario 3: Aggressive Fuel Sub | SCE | Ind | WholeBlg | Ind - Electronics | Participant Cost Test | Energy Efficiency | 496527.1762 | 518750.3674 | 551744.71 | 585089.5231 | 628664.0471 | 680564.1502 | 722554.5229 | 742182.5295 | 760558.1108 | 778002.4303 | 792198.8878 | 792394.0825 | 793348.9517
Scenario 3: Aggressive Fuel Sub | SCE | Ind | WholeBlg | Ind - Electronics | Program Administrator Cost Test | Energy Efficiency | 496527.1762 | 518750.3674 | 551744.71 | 585089.5231 | 628664.0471 | 680564.1502 | 722554.5229 | 742182.5295 | 760558.1108 | 778002.4303 | 792198.8878 | 792394.0825 | 793348.9517
Scenario 3: Aggressive Fuel Sub | SCE | Ind | WholeBlg | Ind - Electronics | Rate Impact Measure Test | Energy Efficiency | 496527.1762 | 518750.3674 | 551744.71 | 585089.5231 | 628664.0471 | 680564.1502 | 722554.5229 | 742182.5295 | 760558.1108 | 778002.4303 | 792198.8878 | 792394.0825 | 793348.9517
Scenario 3: Aggressive Fuel Sub | SCE | Ind | WholeBlg | Ind - Electronics | Total Resource Cost Test | Energy Efficiency | 496527.1762 | 518750.3674 | 551744.71 | 585089.5231 | 628664.0471 | 680564.1502 | 722554.5229 | 742182.5295 | 760558.1108 | 778002.4303 | 792198.8878 | 792394.0825 | 793348.9517
Scenario 3: Aggressive Fuel Sub | SCE | Ind | WholeBlg | Ind - Fabricated Metals | Participant Cost Test | Energy Efficiency | 686089.498 | 720996.863 | 771648.5282 | 820808.5706 | 883477.5171 | 956630.9718 | 1015091.1666 | 1041547.3996 | 1066105.2652 | 1089369.7203 | 1107807.8677 | 1106233.0684 | 1105324.7401
Scenario 3: Aggressive Fuel Sub | SCE | Ind | WholeBlg | Ind - Fabricated Metals | Program Administrator Cost Test | Energy Efficiency | 686089.498 | 720996.863 | 771648.5282 | 820808.5706 | 883477.5171 | 956630.9718 | 1015091.1666 | 1041547.3996 | 1066105.2652 | 1089369.7203 | 1107807.8677 | 1106233.0684 | 1105324.7401
Scenario 3: Aggressive Fuel Sub | SCE | Ind | WholeBlg | Ind - Fabricated Metals | Rate Impact Measure Test | Energy Efficiency | 686089.498 | 720996.863 | 771648.5282 | 820808.5706 | 883477.5171 | 956630.9718 | 1015091.1666 | 1041547.3996 | 1066105.2652 | 1089369.7203 | 1107807.8677 | 1106233.0684 | 1105324.7401
Scenario 3: Aggressive Fuel Sub | SCE | Ind | WholeBlg | Ind - Fabricated Metals | Total Resource Cost Test | Energy Efficiency | 686089.498 | 720996.863 | 771648.5282 | 820808.5706 | 883477.5171 | 956630.9718 | 1015091.1666 | 1041547.3996 | 1066105.2652 | 1089369.7203 | 1107807.8677 | 1106233.0684 | 1105324.7401
Scenario 3: Aggressive Fuel Sub | SCE | Ind | WholeBlg | Ind - Food | Participant Cost Test | Energy Efficiency | 1428160.9805 | 1484861.4366 | 1571446.8864 | 1658104.0958 | 1772741.518 | 1909665.034 | 2017911.8641 | 2062558.9075 | 2103421.1118 | 2141501.5229 | 2170428.8144 | 2160865.4142 | 2153530.1735
Scenario 3: Aggressive Fuel Sub | SCE | Ind | WholeBlg | Ind - Food | Program Administrator Cost Test | Energy Efficiency | 1428160.9805 | 1484861.4366 | 1571446.8864 | 1658104.0958 | 1772741.518 | 1909665.034 | 2017911.8641 | 2062558.9075 | 2103421.1118 | 2141501.5229 | 2170428.8144 | 2160865.4142 | 2153530.1735
Scenario 3: Aggressive Fuel Sub | SCE | Ind | WholeBlg | Ind - Food | Rate Impact Measure Test | Energy Efficiency | 1428160.9805 | 1484861.4366 | 1571446.8864 | 1658104.0958 | 1772741.518 | 1909665.034 | 2017911.8641 | 2062558.9075 | 2103421.1118 | 2141501.5229 | 2170428.8144 | 2160865.4142 | 2153530.1735
Scenario 3: Aggressive Fuel Sub | SCE | Ind | WholeBlg | Ind - Food | Total Resource Cost Test | Energy Efficiency | 1428160.9805 | 1484861.4366 | 1571446.8864 | 1658104.0958 | 1772741.518 | 1909665.034 | 2017911.8641 | 2062558.9075 | 2103421.1118 | 2141501.5229 | 2170428.8144 | 2160865.4142 | 2153530.1735
Scenario 3: Aggressive Fuel Sub | SCE | Ind | WholeBlg | Ind - Industrial Machinery | Participant Cost Test | Energy Efficiency | 214606.3157 | 225677.8813 | 241794.6551 | 257244.6535 | 276662.2643 | 299345.7458 | 317698.8229 | 326094.6306 | 333962.9222 | 341463.0264 | 347406.8842 | 347049.8936 | 346886.0717
Scenario 3: Aggressive Fuel Sub | SCE | Ind | WholeBlg | Ind - Industrial Machinery | Program Administrator Cost Test | Energy Efficiency | 214606.3157 | 225677.8813 | 241794.6551 | 257244.6535 | 276662.2643 | 299345.7458 | 317698.8229 | 326094.6306 | 333962.9222 | 341463.0264 | 347406.8842 | 347049.8936 | 346886.0717
Scenario 3: Aggressive Fuel Sub | SCE | Ind | WholeBlg | Ind - Industrial Machinery | Rate Impact Measure Test | Energy Efficiency | 214606.3157 | 225677.8813 | 241794.6551 | 257244.6535 | 276662.2643 | 299345.7458 | 317698.8229 | 326094.6306 | 333962.9222 | 341463.0264 | 347406.8842 | 347049.8936 | 346886.0717
Scenario 3: Aggressive Fuel Sub | SCE | Ind | WholeBlg | Ind - Industrial Machinery | Total Resource Cost Test | Energy Efficiency | 214606.3157 | 225677.8813 | 241794.6551 | 257244.6535 | 276662.2643 | 299345.7458 | 317698.8229 | 326094.6306 | 333962.9222 | 341463.0264 | 347406.8842 | 347049.8936 | 346886.0717
Scenario 3: Aggressive Fuel Sub | SCE | Ind | WholeBlg | Ind - Lumber & Furniture | Participant Cost Test | Energy Efficiency | 118223.4497 | 123193.1141 | 130689.5139 | 138215.5349 | 148133.965 | 159838.3528 | 169012.3149 | 172894.7052 | 176465.3063 | 179811.7325 | 182412.5287 | 181783.6263 | 181329.255
Scenario 3: Aggressive Fuel Sub | SCE | Ind | WholeBlg | Ind - Lumber & Furniture | Program Administrator Cost Test | Energy Efficiency | 118223.4497 | 123193.1141 | 130689.5139 | 138215.5349 | 148133.965 | 159838.3528 | 169012.3149 | 172894.7052 | 176465.3063 | 179811.7325 | 182412.5287 | 181783.6263 | 181329.255
Scenario 3: Aggressive Fuel Sub | SCE | Ind | WholeBlg | Ind - Lumber & Furniture | Rate Impact Measure Test | Energy Efficiency | 118223.4497 | 123193.1141 | 130689.5139 | 138215.5349 | 148133.965 | 159838.3528 | 169012.3149 | 172894.7052 | 176465.3063 | 179811.7325 | 182412.5287 | 181783.6263 | 181329.255
Scenario 3: Aggressive Fuel Sub | SCE | Ind | WholeBlg | Ind - Lumber & Furniture | Total Resource Cost Test | Energy Efficiency | 118223.4497 | 123193.1141 | 130689.5139 | 138215.5349 | 148133.965 | 159838.3528 | 169012.3149 | 172894.7052 | 176465.3063 | 179811.7325 | 182412.5287 | 181783.6263 | 181329.255
Scenario 3: Aggressive Fuel Sub | SCE | Ind | WholeBlg | Ind - Paper | Participant Cost Test | Energy Efficiency | 462919.2213 | 473949.3454 | 495038.7167 | 516940.2712 | 547578.9112 | 584261.3618 | 612400.092 | 621844.2506 | 631080.5585 | 640427.9078 | 647742.5816 | 644073.2787 | 641467.0088
Scenario 3: Aggressive Fuel Sub | SCE | Ind | WholeBlg | Ind - Paper | Program Administrator Cost Test | Energy Efficiency | 462919.2213 | 473949.3454 | 495038.7167 | 516940.2712 | 547578.9112 | 584261.3618 | 612400.092 | 621844.2506 | 631080.5585 | 640427.9078 | 647742.5816 | 644073.2787 | 641467.0088
Scenario 3: Aggressive Fuel Sub | SCE | Ind | WholeBlg | Ind - Paper | Rate Impact Measure Test | Energy Efficiency | 462919.2213 | 473949.3454 | 495038.7167 | 516940.2712 | 547578.9112 | 584261.3618 | 612400.092 | 621844.2506 | 631080.5585 | 640427.9078 | 647742.5816 | 644073.2787 | 641467.0088
Scenario 3: Aggressive Fuel Sub | SCE | Ind | WholeBlg | Ind - Paper | Total Resource Cost Test | Energy Efficiency | 462919.2213 | 473949.3454 | 495038.7167 | 516940.2712 | 547578.9112 | 584261.3618 | 612400.092 | 621844.2506 | 631080.5585 | 640427.9078 | 647742.5816 | 644073.2787 | 641467.0088
Scenario 3: Aggressive Fuel Sub | SCE | Ind | WholeBlg | Ind - Petroleum | Participant Cost Test | Energy Efficiency | 1772537.5069 | 1842402.3949 | 1949776.192 | 2057766.5649 | 2200655.2152 | 2371361.3175 | 2505944.1767 | 2561995.836 | 2613323.1535 | 2660979.5191 | 2697152.4494 | 2685634.36 | 2677021.2447
Scenario 3: Aggressive Fuel Sub | SCE | Ind | WholeBlg | Ind - Petroleum | Program Administrator Cost Test | Energy Efficiency | 1772537.5069 | 1842402.3949 | 1949776.192 | 2057766.5649 | 2200655.2152 | 2371361.3175 | 2505944.1767 | 2561995.836 | 2613323.1535 | 2660979.5191 | 2697152.4494 | 2685634.36 | 2677021.2447
Scenario 3: Aggressive Fuel Sub | SCE | Ind | WholeBlg | Ind - Petroleum | Rate Impact Measure Test | Energy Efficiency | 1772537.5069 | 1842402.3949 | 1949776.192 | 2057766.5649 | 2200655.2152 | 2371361.3175 | 2505944.1767 | 2561995.836 | 2613323.1535 | 2660979.5191 | 2697152.4494 | 2685634.36 | 2677021.2447
Scenario 3: Aggressive Fuel Sub | SCE | Ind | WholeBlg | Ind - Petroleum | Total Resource Cost Test | Energy Efficiency | 1772537.5069 | 1842402.3949 | 1949776.192 | 2057766.5649 | 2200655.2152 | 2371361.3175 | 2505944.1767 | 2561995.836 | 2613323.1535 | 2660979.5191 | 2697152.4494 | 2685634.36 | 2677021.2447
Scenario 3: Aggressive Fuel Sub | SCE | Ind | WholeBlg | Ind - Plastics | Participant Cost Test | Energy Efficiency | 813876.6916 | 848673.2031 | 900800.5777 | 953206.4331 | 1021972.3622 | 1103708.6789 | 1168456.5941 | 1196272.4309 | 1221994.9853 | 1246070.7621 | 1264815.9455 | 1261132.4131 | 1258703.2374
Scenario 3: Aggressive Fuel Sub | SCE | Ind | WholeBlg | Ind - Plastics | Program Administrator Cost Test | Energy Efficiency | 813876.6916 | 848673.2031 | 900800.5777 | 953206.4331 | 1021972.3622 | 1103708.6789 | 1168456.5941 | 1196272.4309 | 1221994.9853 | 1246070.7621 | 1264815.9455 | 1261132.4131 | 1258703.2374
Scenario 3: Aggressive Fuel Sub | SCE | Ind | WholeBlg | Ind - Plastics | Rate Impact Measure Test | Energy Efficiency | 813876.6916 | 848673.2031 | 900800.5777 | 953206.4331 | 1021972.3622 | 1103708.6789 | 1168456.5941 | 1196272.4309 | 1221994.9853 | 1246070.7621 | 1264815.9455 | 1261132.4131 | 1258703.2374
Scenario 3: Aggressive Fuel Sub | SCE | Ind | WholeBlg | Ind - Plastics | Total Resource Cost Test | Energy Efficiency | 813876.6916 | 848673.2031 | 900800.5777 | 953206.4331 | 1021972.3622 | 1103708.6789 | 1168456.5941 | 1196272.4309 | 1221994.9853 | 1246070.7621 | 1264815.9455 | 1261132.4131 | 1258703.2374
Scenario 3: Aggressive Fuel Sub | SCE | Ind | WholeBlg | Ind - Primary Metals | Participant Cost Test | Energy Efficiency | 386184.3554 | 407643.9643 | 438664.9254 | 469829.4289 | 508983.4295 | 554913.7953 | 593549.7061 | 614029.3916 | 633690.7439 | 652749.9044 | 668926.2735 | 673025.7014 | 677546.7336
Scenario 3: Aggressive Fuel Sub | SCE | Ind | WholeBlg | Ind - Primary Metals | Program Administrator Cost Test | Energy Efficiency | 386184.3554 | 407643.9643 | 438664.9254 | 469829.4289 | 508983.4295 | 554913.7953 | 593549.7061 | 614029.3916 | 633690.7439 | 652749.9044 | 668926.2735 | 673025.7014 | 677546.7336
Scenario 3: Aggressive Fuel Sub | SCE | Ind | WholeBlg | Ind - Primary Metals | Rate Impact Measure Test | Energy Efficiency | 386184.3554 | 407643.9643 | 438664.9254 | 469829.4289 | 508983.4295 | 554913.7953 | 593549.7061 | 614029.3916 | 633690.7439 | 652749.9044 | 668926.2735 | 673025.7014 | 677546.7336
Scenario 3: Aggressive Fuel Sub | SCE | Ind | WholeBlg | Ind - Primary Metals | Total Resource Cost Test | Energy Efficiency | 386184.3554 | 407643.9643 | 438664.9254 | 469829.4289 | 508983.4295 | 554913.7953 | 593549.7061 | 614029.3916 | 633690.7439 | 652749.9044 | 668926.2735 | 673025.7014 | 677546.7336
Scenario 3: Aggressive Fuel Sub | SCE | Ind | WholeBlg | Ind - Printing & Publishing | Participant Cost Test | Energy Efficiency | 136728.0305 | 142161.9709 | 150505.2817 | 158884.0664 | 169916.3567 | 182985.3511 | 193295.8203 | 197553.1324 | 201520.0341 | 205259.4777 | 208114.9275 | 207261.9361 | 206606.7743
Scenario 3: Aggressive Fuel Sub | SCE | Ind | WholeBlg | Ind - Printing & Publishing | Program Administrator Cost Test | Energy Efficiency | 136728.0305 | 142161.9709 | 150505.2817 | 158884.0664 | 169916.3567 | 182985.3511 | 193295.8203 | 197553.1324 | 201520.0341 | 205259.4777 | 208114.9275 | 207261.9361 | 206606.7743
Scenario 3: Aggressive Fuel Sub | SCE | Ind | WholeBlg | Ind - Printing & Publishing | Rate Impact Measure Test | Energy Efficiency | 136728.0305 | 142161.9709 | 150505.2817 | 158884.0664 | 169916.3567 | 182985.3511 | 193295.8203 | 197553.1324 | 201520.0341 | 205259.4777 | 208114.9275 | 207261.9361 | 206606.7743
Scenario 3: Aggressive Fuel Sub | SCE | Ind | WholeBlg | Ind - Printing & Publishing | Total Resource Cost Test | Energy Efficiency | 136728.0305 | 142161.9709 | 150505.2817 | 158884.0664 | 169916.3567 | 182985.3511 | 193295.8203 | 197553.1324 | 201520.0341 | 205259.4777 | 208114.9275 | 207261.9361 | 206606.7743
Scenario 3: Aggressive Fuel Sub | SCE | Ind | WholeBlg | Ind - Stone-Glass-Clay | Participant Cost Test | Energy Efficiency | 692353.8548 | 731396.2773 | 784747.8228 | 838074.0963 | 906121.2695 | 985828.7713 | 1050705.2053 | 1083129.1296 | 1113629.4621 | 1142980.4462 | 1167884.6516 | 1172370.9785 | 1177770.5814
Scenario 3: Aggressive Fuel Sub | SCE | Ind | WholeBlg | Ind - Stone-Glass-Clay | Program Administrator Cost Test | Energy Efficiency | 692353.8548 | 731396.2773 | 784747.8228 | 838074.0963 | 906121.2695 | 985828.7713 | 1050705.2053 | 1083129.1296 | 1113629.4621 | 1142980.4462 | 1167884.6516 | 1172370.9785 | 1177770.5814
Scenario 3: Aggressive Fuel Sub | SCE | Ind | WholeBlg | Ind - Stone-Glass-Clay | Rate Impact Measure Test | Energy Efficiency | 692353.8548 | 731396.2773 | 784747.8228 | 838074.0963 | 906121.2695 | 985828.7713 | 1050705.2053 | 1083129.1296 | 1113629.4621 | 1142980.4462 | 1167884.6516 | 1172370.9785 | 1177770.5814
Scenario 3: Aggressive Fuel Sub | SCE | Ind | WholeBlg | Ind - Stone-Glass-Clay | Total Resource Cost Test | Energy Efficiency | 692353.8548 | 731396.2773 | 784747.8228 | 838074.0963 | 906121.2695 | 985828.7713 | 1050705.2053 | 1083129.1296 | 1113629.4621 | 1142980.4462 | 1167884.6516 | 1172370.9785 | 1177770.5814
Scenario 3: Aggressive Fuel Sub | SCE | Ind | WholeBlg | Ind - Textiles | Participant Cost Test | Energy Efficiency | 96907.5795 | 100926.8689 | 106974.1925 | 112865.343 | 120599.8383 | 129745.7734 | 136922.6476 | 139722.9087 | 142288.6369 | 144702.3938 | 146506.7233 | 145737.5763 | 145140.1994
Scenario 3: Aggressive Fuel Sub | SCE | Ind | WholeBlg | Ind - Textiles | Program Administrator Cost Test | Energy Efficiency | 96907.5795 | 100926.8689 | 106974.1925 | 112865.343 | 120599.8383 | 129745.7734 | 136922.6476 | 139722.9087 | 142288.6369 | 144702.3938 | 146506.7233 | 145737.5763 | 145140.1994
Scenario 3: Aggressive Fuel Sub | SCE | Ind | WholeBlg | Ind - Textiles | Rate Impact Measure Test | Energy Efficiency | 96907.5795 | 100926.8689 | 106974.1925 | 112865.343 | 120599.8383 | 129745.7734 | 136922.6476 | 139722.9087 | 142288.6369 | 144702.3938 | 146506.7233 | 145737.5763 | 145140.1994
Scenario 3: Aggressive Fuel Sub | SCE | Ind | WholeBlg | Ind - Textiles | Total Resource Cost Test | Energy Efficiency | 96907.5795 | 100926.8689 | 106974.1925 | 112865.343 | 120599.8383 | 129745.7734 | 136922.6476 | 139722.9087 | 142288.6369 | 144702.3938 | 146506.7233 | 145737.5763 | 145140.1994
Scenario 3: Aggressive Fuel Sub | SCE | Ind | WholeBlg | Ind - Transportation Equipment | Participant Cost Test | Energy Efficiency | 816218.168 | 854408.8727 | 915918.7668 | 973581.9677 | 1045565.1243 | 1129381.3555 | 1198796.7986 | 1231128.9343 | 1262725.9341 | 1293585.4445 | 1318248.6475 | 1318204.7565 | 1318120.7862
Scenario 3: Aggressive Fuel Sub | SCE | Ind | WholeBlg | Ind - Transportation Equipment | Program Administrator Cost Test | Energy Efficiency | 816218.168 | 854408.8727 | 915918.7668 | 973581.9677 | 1045565.1243 | 1129381.3555 | 1198796.7986 | 1231128.9343 | 1262725.9341 | 1293585.4445 | 1318248.6475 | 1318204.7565 | 1318120.7862
Scenario 3: Aggressive Fuel Sub | SCE | Ind | WholeBlg | Ind - Transportation Equipment | Rate Impact Measure Test | Energy Efficiency | 816218.168 | 854408.8727 | 915918.7668 | 973581.9677 | 1045565.1243 | 1129381.3555 | 1198796.7986 | 1231128.9343 | 1262725.9341 | 1293585.4445 | 1318248.6475 | 1318204.7565 | 1318120.7862
Scenario 3: Aggressive Fuel Sub | SCE | Ind | WholeBlg | Ind - Transportation Equipment | Total Resource Cost Test | Energy Efficiency | 816218.168 | 854408.8727 | 915918.7668 | 973581.9677 | 1045565.1243 | 1129381.3555 | 1198796.7986 | 1231128.9343 | 1262725.9341 | 1293585.4445 | 1318248.6475 | 1318204.7565 | 1318120.7862
Scenario 3: Aggressive Fuel Sub | SCE | Res | AppPlug | Res - Multi Family | Participant Cost Test | Energy Efficiency | 0 | 0 | 0 | 0 | 0 | 0 | 0 | 0 | 0 | 0 | 0 | 0 | 0
Scenario 3: Aggressive Fuel Sub | SCE | Res | AppPlug | Res - Multi Family | Participant Cost Test | Fuel Substitution | 23547.2442 | 25586.6274 | 27649.3621 | 29686.8307 | 31535.1577 | 0 | 0 | 0 | 0 | 0 | 0 | 0 | 0
Scenario 3: Aggressive Fuel Sub | SCE | Res | AppPlug | Res - Multi Family | Program Administrator Cost Test | Energy Efficiency | 0 | 0 | 0 | 0 | 0 | 0 | 0 | 0 | 0 | 0 | 0 | 0 | 0
Scenario 3: Aggressive Fuel Sub | SCE | Res | AppPlug | Res - Multi Family | Program Administrator Cost Test | Fuel Substitution | 85907.0439 | 97680.4858 | 110555.1989 | 124650.5557 | 140075.2781 | 0 | 0 | 0 | 0 | 0 | 0 | 0 | 0
Scenario 3: Aggressive Fuel Sub | SCE | Res | AppPlug | Res - Multi Family | Rate Impact Measure Test | Energy Efficiency | 0 | 0 | 0 | 0 | 0 | 0 | 0 | 0 | 0 | 0 | 0 | 0 | 0
Scenario 3: Aggressive Fuel Sub | SCE | Res | AppPlug | Res - Multi Family | Rate Impact Measure Test | Fuel Substitution | 85907.0439 | 97680.4858 | 110555.1989 | 124650.5557 | 140075.2781 | 0 | 0 | 0 | 0 | 0 | 0 | 0 | 0
Scenario 3: Aggressive Fuel Sub | SCE | Res | AppPlug | Res - Multi Family | Total Resource Cost Test | Energy Efficiency | 0 | 0 | 0 | 0 | 0 | 0 | 0 | 0 | 0 | 0 | 0 | 0 | 0
Scenario 3: Aggressive Fuel Sub | SCE | Res | AppPlug | Res - Multi Family | Total Resource Cost Test | Fuel Substitution | 85907.0439 | 97680.4858 | 110555.1989 | 124650.5557 | 140075.2781 | 0 | 0 | 0 | 0 | 0 | 0 | 0 | 0
Scenario 3: Aggressive Fuel Sub | SCE | Res | AppPlug | Res - Single Family | Participant Cost Test | Energy Efficiency | 0 | 0 | 0 | 0 | 0 | 0 | 0 | 0 | 0 | 0 | 0 | 0 | 0
Scenario 3: Aggressive Fuel Sub | SCE | Res | AppPlug | Res - Single Family | Participant Cost Test | Fuel Substitution | 223817.1771 | 244188.977 | 264871.7405 | 285545.1088 | 305027.0265 | 0 | 0 | 0 | 0 | 0 | 0 | 0 | 0
Scenario 3: Aggressive Fuel Sub | SCE | Res | AppPlug | Res - Single Family | Program Administrator Cost Test | Energy Efficiency | 0 | 0 | 0 | 0 | 0 | 0 | 0 | 0 | 0 | 0 | 0 | 0 | 0
Scenario 3: Aggressive Fuel Sub | SCE | Res | AppPlug | Res - Single Family | Program Administrator Cost Test | Fuel Substitution | 642521.7878 | 731386.4264 | 828319.0156 | 934278.7404 | 1050207.9124 | 0 | 0 | 0 | 0 | 0 | 0 | 0 | 0
Scenario 3: Aggressive Fuel Sub | SCE | Res | AppPlug | Res - Single Family | Rate Impact Measure Test | Energy Efficiency | 0 | 0 | 0 | 0 | 0 | 0 | 0 | 0 | 0 | 0 | 0 | 0 | 0
Scenario 3: Aggressive Fuel Sub | SCE | Res | AppPlug | Res - Single Family | Rate Impact Measure Test | Fuel Substitution | 642521.7878 | 731386.4264 | 828319.0156 | 934278.7404 | 1050207.9124 | 0 | 0 | 0 | 0 | 0 | 0 | 0 | 0
Scenario 3: Aggressive Fuel Sub | SCE | Res | AppPlug | Res - Single Family | Total Resource Cost Test | Energy Efficiency | 0 | 0 | 0 | 0 | 0 | 0 | 0 | 0 | 0 | 0 | 0 | 0 | 0
Scenario 3: Aggressive Fuel Sub | SCE | Res | AppPlug | Res - Single Family | Total Resource Cost Test | Fuel Substitution | 642521.7878 | 731386.4264 | 828319.0156 | 934278.7404 | 1050207.9124 | 0 | 0 | 0 | 0 | 0 | 0 | 0 | 0
Scenario 3: Aggressive Fuel Sub | SCE | Res | BROs | Income Qualified - Multi Family IQ | Participant Cost Test | Energy Efficiency | 1282170.9457 | 1485208.5262 | 1698204.9614 | 1710330.191 | 1679392.9853 | 2174060.9104 | 2547808.3798 | 2708721.7657 | 2925704.1671 | 2898053.2066 | 3153770.9542 | 3375911.5107 | 3613508.7712
Scenario 3: Aggressive Fuel Sub | SCE | Res | BROs | Income Qualified - Multi Family IQ | Program Administrator Cost Test | Energy Efficiency | 1282170.9457 | 1485208.5262 | 1698204.9614 | 1710330.191 | 1679392.9853 | 2174060.9104 | 2547808.3798 | 2708721.7657 | 2925704.1671 | 2898053.2066 | 3153770.9542 | 3375911.5107 | 3613508.7712
Scenario 3: Aggressive Fuel Sub | SCE | Res | BROs | Income Qualified - Multi Family IQ | Rate Impact Measure Test | Energy Efficiency | 1282170.9457 | 1485208.5262 | 1698204.9614 | 1710330.191 | 1679392.9853 | 2174060.9104 | 2547808.3798 | 2708721.7657 | 2925704.1671 | 2898053.2066 | 3153770.9542 | 3375911.5107 | 3613508.7712
Scenario 3: Aggressive Fuel Sub | SCE | Res | BROs | Income Qualified - Multi Family IQ | Total Resource Cost Test | Energy Efficiency | 1282170.9457 | 1485208.5262 | 1698204.9614 | 1710330.191 | 1679392.9853 | 2174060.9104 | 2547808.3798 | 2708721.7657 | 2925704.1671 | 2898053.2066 | 3153770.9542 | 3375911.5107 | 3613508.7712
Scenario 3: Aggressive Fuel Sub | SCE | Res | BROs | Income Qualified - Single Family IQ | Participant Cost Test | Energy Efficiency | 4370304.5495 | 5028069.1813 | 5709608.7518 | 5730485.5691 | 5607546.8324 | 7235664.0034 | 8456441.4052 | 8963920.2604 | 9654067.6873 | 9528906.1978 | 10334142.4352 | 11025422.5112 | 11763667.7649
Scenario 3: Aggressive Fuel Sub | SCE | Res | BROs | Income Qualified - Single Family IQ | Program Administrator Cost Test | Energy Efficiency | 4370304.5495 | 5028069.1813 | 5709608.7518 | 5730485.5691 | 5607546.8324 | 7235664.0034 | 8456441.4052 | 8963920.2604 | 9654067.6873 | 9528906.1978 | 10334142.4352 | 11025422.5112 | 11763667.7649
Scenario 3: Aggressive Fuel Sub | SCE | Res | BROs | Income Qualified - Single Family IQ | Rate Impact Measure Test | Energy Efficiency | 4370304.5495 | 5028069.1813 | 5709608.7518 | 5730485.5691 | 5607546.8324 | 7235664.0034 | 8456441.4052 | 8963920.2604 | 9654067.6873 | 9528906.1978 | 10334142.4352 | 11025422.5112 | 11763667.7649
Scenario 3: Aggressive Fuel Sub | SCE | Res | BROs | Income Qualified - Single Family IQ | Total Resource Cost Test | Energy Efficiency | 4370304.5495 | 5028069.1813 | 5709608.7518 | 5730485.5691 | 5607546.8324 | 7235664.0034 | 8456441.4052 | 8963920.2604 | 9654067.6873 | 9528906.1978 | 10334142.4352 | 11025422.5112 | 11763667.7649
Scenario 3: Aggressive Fuel Sub | SCE | Res | BROs | Res - Multi Family | Participant Cost Test | Energy Efficiency | 9518327.4992 | 10953756.094 | 12441805.5853 | 12489117.492 | 12223025.0967 | 15774204.7174 | 18437936.5586 | 19547106.9219 | 21054938.798 | 20785329.2791 | 22545358.7251 | 24057213.3944 | 25671944.0172
Scenario 3: Aggressive Fuel Sub | SCE | Res | BROs | Res - Multi Family | Program Administrator Cost Test | Energy Efficiency | 9518327.4992 | 10953756.094 | 12441805.5853 | 12489117.492 | 12223025.0967 | 15774204.7174 | 18437936.5586 | 19547106.9219 | 21054938.798 | 20785329.2791 | 22545358.7251 | 24057213.3944 | 25671944.0172
Scenario 3: Aggressive Fuel Sub | SCE | Res | BROs | Res - Multi Family | Rate Impact Measure Test | Energy Efficiency | 9518327.4992 | 10953756.094 | 12441805.5853 | 12489117.492 | 12223025.0967 | 15774204.7174 | 18437936.5586 | 19547106.9219 | 21054938.798 | 20785329.2791 | 22545358.7251 | 24057213.3944 | 25671944.0172
Scenario 3: Aggressive Fuel Sub | SCE | Res | BROs | Res - Multi Family | Total Resource Cost Test | Energy Efficiency | 9518327.4992 | 10953756.094 | 12441805.5853 | 12489117.492 | 12223025.0967 | 15774204.7174 | 18437936.5586 | 19547106.9219 | 21054938.798 | 20785329.2791 | 22545358.7251 | 24057213.3944 | 25671944.0172
Scenario 3: Aggressive Fuel Sub | SCE | Res | BROs | Res - Single Family | Participant Cost Test | Energy Efficiency | 2275771.2887 | 2636746.5765 | 3015581.526 | 3037425.5974 | 2982768.5295 | 3861688.324 | 4525867.5143 | 4812073.7813 | 5197918.3735 | 5149282.9352 | 5604149.8987 | 5999397.904 | 6422154.0919
Scenario 3: Aggressive Fuel Sub | SCE | Res | BROs | Res - Single Family | Program Administrator Cost Test | Energy Efficiency | 2275771.2887 | 2636746.5765 | 3015581.526 | 3037425.5974 | 2982768.5295 | 3861688.324 | 4525867.5143 | 4812073.7813 | 5197918.3735 | 5149282.9352 | 5604149.8987 | 5999397.904 | 6422154.0919
Scenario 3: Aggressive Fuel Sub | SCE | Res | BROs | Res - Single Family | Rate Impact Measure Test | Energy Efficiency | 2275771.2887 | 2636746.5765 | 3015581.526 | 3037425.5974 | 2982768.5295 | 3861688.324 | 4525867.5143 | 4812073.7813 | 5197918.3735 | 5149282.9352 | 5604149.8987 | 5999397.904 | 6422154.0919
Scenario 3: Aggressive Fuel Sub | SCE | Res | BROs | Res - Single Family | Total Resource Cost Test | Energy Efficiency | 2275771.2887 | 2636746.5765 | 3015581.526 | 3037425.5974 | 2982768.5295 | 3861688.324 | 4525867.5143 | 4812073.7813 | 5197918.3735 | 5149282.9352 | 5604149.8987 | 5999397.904 | 6422154.0919
Scenario 3: Aggressive Fuel Sub | SCE | Res | BldgEnv | Res - Single Family | Participant Cost Test | Energy Efficiency | 1034315.5996 | 1193401.5413 | 1262383.0671 | 1260761.1102 | 1248911.4949 | 1194798.6115 | 1120314.0636 | 1036639.0123 | 139252.0859 | 0 | 0 | 0 | 0
Scenario 3: Aggressive Fuel Sub | SCE | Res | BldgEnv | Res - Single Family | Program Administrator Cost Test | Energy Efficiency | 19489.7803 | 23802.8515 | 26881.518 | 28913.7401 | 31437.623 | 33484.0113 | 34899.7685 | 35953.628 | 2742.6107 | 0 | 0 | 0 | 0
Scenario 3: Aggressive Fuel Sub | SCE | Res | BldgEnv | Res - Single Family | Rate Impact Measure Test | Energy Efficiency | 46115.7501 | 51267.2175 | 53751.2812 | 54120.4402 | 55153.6051 | 55259.9344 | 54612.5846 | 52780.6873 | 16391.9276 | 0 | 0 | 0 | 0
Scenario 3: Aggressive Fuel Sub | SCE | Res | BldgEnv | Res - Single Family | Total Resource Cost Test | Energy Efficiency | 542254.5229 | 647790.4815 | 696420.7963 | 699057.939 | 714005.1574 | 702648.565 | 679174.3538 | 651598.1441 | 2742.6107 | 0 | 0 | 0 | 0
Scenario 3: Aggressive Fuel Sub | SCE | Res | HVAC | Res - Multi Family | Participant Cost Test | Energy Efficiency | 1069615.7082 | 1066703.7226 | 956650.2927 | 820895.6003 | 704352.5948 | 586552.3446 | 500159.7604 | 424714.208 | 357810.9362 | 297459.9302 | 241447.7236 | 187742.7088 | 132288.8369
Scenario 3: Aggressive Fuel Sub | SCE | Res | HVAC | Res - Multi Family | Participant Cost Test | Fuel Substitution | 1711.9553 | 275.9718 | 267.2055 | 265.1603 | 311.0691 | 5.2133 | 5.0866 | 4.8049 | 3.7834 | 3.3146 | 2.7694 | 2.1613 | 1.4997
Scenario 3: Aggressive Fuel Sub | SCE | Res | HVAC | Res - Multi Family | Program Administrator Cost Test | Energy Efficiency | 451233.7826 | 476834.9768 | 445884.0187 | 376199.3135 | 334923.9 | 325402.4071 | 310922.8029 | 290973.8051 | 275852.7877 | 264802.3473 | 260452.9876 | 257735.3236 | 256606.191
Scenario 3: Aggressive Fuel Sub | SCE | Res | HVAC | Res - Multi Family | Program Administrator Cost Test | Fuel Substitution | 370.1998 | 390.4615 | 408.166 | 441.4713 | 552.8569 | 5.64 | 6.132 | 6.495 | 5.844 | 6.0029 | 6.1342 | 6.2138 | 6.2733
Scenario 3: Aggressive Fuel Sub | SCE | Res | HVAC | Res - Multi Family | Rate Impact Measure Test | Energy Efficiency | 451233.7826 | 476834.9768 | 445884.0187 | 376199.3135 | 334923.9 | 325402.4071 | 310922.8029 | 290973.8051 | 275852.7877 | 264802.3473 | 260452.9876 | 257735.3236 | 256606.191
Scenario 3: Aggressive Fuel Sub | SCE | Res | HVAC | Res - Multi Family | Rate Impact Measure Test | Fuel Substitution | 370.1998 | 390.4615 | 408.166 | 441.4713 | 552.8569 | 5.64 | 6.132 | 6.495 | 5.844 | 6.0029 | 6.1342 | 6.2138 | 6.2733
Scenario 3: Aggressive Fuel Sub | SCE | Res | HVAC | Res - Multi Family | Total Resource Cost Test | Energy Efficiency | 451233.7826 | 476834.9768 | 445884.0187 | 376199.3135 | 334923.9 | 325402.4071 | 310922.8029 | 290973.8051 | 275852.7877 | 264802.3473 | 260452.9876 | 257735.3236 | 256606.191
Scenario 3: Aggressive Fuel Sub | SCE | Res | HVAC | Res - Multi Family | Total Resource Cost Test | Fuel Substitution | 370.1998 | 390.4615 | 408.166 | 441.4713 | 552.8569 | 5.64 | 6.132 | 6.495 | 5.844 | 6.0029 | 6.1342 | 6.2138 | 6.2733
Scenario 3: Aggressive Fuel Sub | SCE | Res | HVAC | Res - Single Family | Participant Cost Test | Energy Efficiency | 42583360.9886 | 39265937.1599 | 35391311.952 | 31334885.2707 | 27646374.5896 | 24277663.2869 | 21301169.9757 | 18723336.9013 | 7408912.3591 | 4609599.898 | 2968468.7133 | 1793436.5082 | 904851.5333
Scenario 3: Aggressive Fuel Sub | SCE | Res | HVAC | Res - Single Family | Participant Cost Test | Fuel Substitution | 31685.8263 | 9454.9609 | 9389.2203 | 9802.4721 | 8543.601 | 343.3904 | 334.9393 | 329.0211 | 41.7202 | 36.6379 | 30.663 | 23.9574 | 16.6351
Scenario 3: Aggressive Fuel Sub | SCE | Res | HVAC | Res - Single Family | Program Administrator Cost Test | Energy Efficiency | 15017166.2556 | 14093321.4729 | 12872172.9331 | 11238030.5213 | 9959447.1569 | 9204569.5285 | 8214213.1783 | 7165295.7784 | 3921047.717 | 2707555.9886 | 2106026.2715 | 1599401.9832 | 1199150.3072
Scenario 3: Aggressive Fuel Sub | SCE | Res | HVAC | Res - Single Family | Program Administrator Cost Test | Fuel Substitution | 8720.3514 | 9340.8346 | 9845.5797 | 10961.3988 | 11518.0607 | 160.7329 | 173.5295 | 178.9339 | 64.3612 | 66.2726 | 67.8428 | 68.8085 | 69.5284
Scenario 3: Aggressive Fuel Sub | SCE | Res | HVAC | Res - Single Family | Rate Impact Measure Test | Energy Efficiency | 15017166.2556 | 14093321.4729 | 12872172.9331 | 11238030.5213 | 9959447.1569 | 9204569.5285 | 8214213.1783 | 7165295.7784 | 3921047.717 | 2707555.9886 | 2106026.2715 | 1599401.9832 | 1199150.3072
Scenario 3: Aggressive Fuel Sub | SCE | Res | HVAC | Res - Single Family | Rate Impact Measure Test | Fuel Substitution | 8721.6744 | 9341.7627 | 9846.0436 | 10961.3988 | 11518.0607 | 160.7329 | 173.5295 | 178.9339 | 64.3612 | 66.2726 | 67.8428 | 68.8085 | 69.5284
Scenario 3: Aggressive Fuel Sub | SCE | Res | HVAC | Res - Single Family | Total Resource Cost Test | Energy Efficiency | 19182101.7638 | 18710241.0703 | 17852090.1937 | 16486460.7706 | 15471569.5124 | 14907922.0758 | 14059318.6165 | 13117069.4693 | 3921047.717 | 2707555.9886 | 2106026.2715 | 1599401.9832 | 1199150.3072
Scenario 3: Aggressive Fuel Sub | SCE | Res | HVAC | Res - Single Family | Total Resource Cost Test | Fuel Substitution | 13783.0494 | 14482.649 | 14982.4758 | 16263.7749 | 15678.4168 | 355.3782 | 364.3583 | 375.433 | 64.3612 | 66.2726 | 67.8428 | 68.8085 | 69.5284
Scenario 3: Aggressive Fuel Sub | SCE | Res | WaterHeat | Res - Multi Family | Participant Cost Test | Energy Efficiency | 419948.7597 | 429744.2581 | 440535.1507 | 441979.8019 | 438301.812 | 424436.5163 | 406442.9035 | 381413.2481 | 349031.2033 | 309082.2684 | 261083.9448 | 207242.9584 | 142403.885
Scenario 3: Aggressive Fuel Sub | SCE | Res | WaterHeat | Res - Multi Family | Participant Cost Test | Fuel Substitution | 6063462.0173 | 2153876.4991 | 2123998.0928 | 2103153.9121 | 2083245.8862 | 1962614.594 | 2135821.2736 | 2226734.9863 | 2136061.1001 | 1891660.9971 | 1535430.2288 | 1100666.419 | 610577.6384
Scenario 3: Aggressive Fuel Sub | SCE | Res | WaterHeat | Res - Multi Family | Program Administrator Cost Test | Energy Efficiency | 193552.2886 | 213878.1523 | 237810.4011 | 260208.755 | 285063.0038 | 309995.3632 | 333939.367 | 355520.6835 | 377119.6117 | 398190.4901 | 422016.3343 | 452132.5386 | 487331.8434
Scenario 3: Aggressive Fuel Sub | SCE | Res | WaterHeat | Res - Multi Family | Program Administrator Cost Test | Fuel Substitution | 96156363.6527 | 99237585.9229 | 102446363.1926 | 106023055.4725 | 110014862.3074 | 1752948.3583 | 2163988.5374 | 2588281.6454 | 2922612.3778 | 3155633.2806 | 3328836.2024 | 3435918.1236 | 3504398.1844
Scenario 3: Aggressive Fuel Sub | SCE | Res | WaterHeat | Res - Multi Family | Rate Impact Measure Test | Energy Efficiency | 193552.2886 | 213878.1523 | 237810.4011 | 260208.755 | 285063.0038 | 309995.3632 | 333939.367 | 355520.6835 | 377119.6117 | 398190.4901 | 422016.3343 | 452132.5386 | 487331.8434
Scenario 3: Aggressive Fuel Sub | SCE | Res | WaterHeat | Res - Multi Family | Rate Impact Measure Test | Fuel Substitution | 155383929.7967 | 154250454.2288 | 152941903.9545 | 151869583.9218 | 151353601.7946 | 1752948.3583 | 2163988.5374 | 2588281.6454 | 2922612.3778 | 3155633.2806 | 3328836.2024 | 3435918.1236 | 3504398.1844
Scenario 3: Aggressive Fuel Sub | SCE | Res | WaterHeat | Res - Multi Family | Total Resource Cost Test | Energy Efficiency | 193552.2886 | 213878.1523 | 237810.4011 | 260208.755 | 285063.0038 | 309995.3632 | 333939.367 | 355520.6835 | 377119.6117 | 398190.4901 | 422016.3343 | 452132.5386 | 487331.8434
Scenario 3: Aggressive Fuel Sub | SCE | Res | WaterHeat | Res - Multi Family | Total Resource Cost Test | Fuel Substitution | 96156363.6527 | 99237585.9229 | 102446363.1926 | 106023055.4725 | 110014862.3074 | 1752948.3583 | 2163988.5374 | 2588281.6454 | 2922612.3778 | 3155633.2806 | 3328836.2024 | 3435918.1236 | 3504398.1844
Scenario 3: Aggressive Fuel Sub | SCE | Res | WaterHeat | Res - Single Family | Participant Cost Test | Energy Efficiency | 423634.7557 | 467090.6382 | 491460.208 | 499542.0456 | 505639.5138 | 501035.4967 | 487752.9507 | 466710.069 | 346940.0628 | 307555.5016 | 260646.6864 | 205299.1713 | 138755.4942
Scenario 3: Aggressive Fuel Sub | SCE | Res | WaterHeat | Res - Single Family | Participant Cost Test | Fuel Substitution | 31967052.3394 | 4424988.5763 | 4307680.9686 | 4229853.1861 | 4195314.1737 | 17597669.7517 | 19392493.854 | 20714364.4838 | 15050990.6707 | 13308132.6315 | 10792429.9641 | 7733358.1159 | 4289617.2706
Scenario 3: Aggressive Fuel Sub | SCE | Res | WaterHeat | Res - Single Family | Program Administrator Cost Test | Energy Efficiency | 171114.3347 | 202708.2205 | 229963.1867 | 253041.9839 | 280220.0553 | 308123.1857 | 332447.622 | 354064.5257 | 375799.0628 | 397152.5184 | 422233.1516 | 448577.0369 | 475491.152
Scenario 3: Aggressive Fuel Sub | SCE | Res | WaterHeat | Res - Single Family | Program Administrator Cost Test | Fuel Substitution | 30309261.1243 | 30869088.819 | 31262046.9782 | 31933944.4114 | 32969446.8054 | 12520083.1333 | 15327624.8927 | 18280052.1656 | 20593142.9723 | 22200376.4407 | 23398153.1049 | 24140997.5329 | 24620172.8149
Scenario 3: Aggressive Fuel Sub | SCE | Res | WaterHeat | Res - Single Family | Rate Impact Measure Test | Energy Efficiency | 171114.3347 | 202708.2205 | 229963.1867 | 253041.9839 | 280220.0553 | 308123.1857 | 332447.622 | 354064.5257 | 375799.0628 | 397152.5184 | 422233.1516 | 448577.0369 | 475491.152
Scenario 3: Aggressive Fuel Sub | SCE | Res | WaterHeat | Res - Single Family | Rate Impact Measure Test | Fuel Substitution | 31494208.7304 | 31829607.3773 | 31998295.1351 | 32452445.6247 | 33318103.0731 | 12520083.1333 | 15327624.8927 | 18280052.1656 | 20593142.9723 | 22200376.4407 | 23398153.1049 | 24140997.5329 | 24620172.8149
Scenario 3: Aggressive Fuel Sub | SCE | Res | WaterHeat | Res - Single Family | Total Resource Cost Test | Energy Efficiency | 224637.434 | 263796.7821 | 296882.4513 | 324361.639 | 356474.1498 | 388597.4244 | 416736.5162 | 441940.8429 | 375799.0628 | 397152.5184 | 422233.1516 | 448577.0369 | 475491.152
Scenario 3: Aggressive Fuel Sub | SCE | Res | WaterHeat | Res - Single Family | Total Resource Cost Test | Fuel Substitution | 33864897.2648 | 34303062.8953 | 34558153.7106 | 35124102.2113 | 36089396.8467 | 16100170.5877 | 19592003.8081 | 23267831.4917 | 20593142.9723 | 22200376.4407 | 23398153.1049 | 24140997.5329 | 24620172.8149
Scenario 3: Aggressive Fuel Sub | SCE | Res | WholeBlg | Res - Multi Family | Participant Cost Test | Energy Efficiency | 0 | 0 | 0 | 0 | 271915.7649 | 233795.0887 | 198854.6429 | 165280.3856 | 133711.6549 | 104491.4746 | 78677.639 | 55651.9342 | 34101.4895
Scenario 3: Aggressive Fuel Sub | SCE | Res | WholeBlg | Res - Multi Family | Program Administrator Cost Test | Energy Efficiency | 0 | 0 | 0 | 0 | 226491.6164 | 219612.2286 | 210660.7683 | 199536.4996 | 187937.3516 | 175544.0033 | 166428.4285 | 159318.9847 | 152030.2274
Scenario 3: Aggressive Fuel Sub | SCE | Res | WholeBlg | Res - Multi Family | Rate Impact Measure Test | Energy Efficiency | 0 | 0 | 0 | 0 | 226491.6164 | 219612.2286 | 210660.7683 | 199536.4996 | 187937.3516 | 175544.0033 | 166428.4285 | 159318.9847 | 152030.2274
Scenario 3: Aggressive Fuel Sub | SCE | Res | WholeBlg | Res - Multi Family | Total Resource Cost Test | Energy Efficiency | 0 | 0 | 0 | 0 | 226491.6164 | 219612.2286 | 210660.7683 | 199536.4996 | 187937.3516 | 175544.0033 | 166428.4285 | 159318.9847 | 152030.2274
Scenario 3: Aggressive Fuel Sub | SCE | Res | WholeBlg | Res - Single Family | Participant Cost Test | Energy Efficiency | 0 | 0 | 1032849.5669 | 979418.5628 | 890840.1189 | 773550.3195 | 650668.6607 | 532585.7945 | 426100.1977 | 330126.5745 | 245469.5893 | 170924.6246 | 102925.2415
Scenario 3: Aggressive Fuel Sub | SCE | Res | WholeBlg | Res - Single Family | Program Administrator Cost Test | Energy Efficiency | 0 | 0 | 698028.6625 | 736358.4716 | 752797.0838 | 737456.0064 | 699885.8412 | 653193.7216 | 608832.5908 | 564299.7246 | 528986.3904 | 499530.9295 | 470459.8055
Scenario 3: Aggressive Fuel Sub | SCE | Res | WholeBlg | Res - Single Family | Rate Impact Measure Test | Energy Efficiency | 0 | 0 | 698028.6625 | 736358.4716 | 752797.0838 | 737456.0064 | 699885.8412 | 653193.7216 | 608832.5908 | 564299.7246 | 528986.3904 | 499530.9295 | 470459.8055
Scenario 3: Aggressive Fuel Sub | SCE | Res | WholeBlg | Res - Single Family | Total Resource Cost Test | Energy Efficiency | 0 | 0 | 698028.6625 | 736358.4716 | 752797.0838 | 737456.0064 | 699885.8412 | 653193.7216 | 608832.5908 | 564299.7246 | 528986.3904 | 499530.9295 | 470459.8055
Scenario 3: Aggressive Fuel Sub | SCG | Ag | WholeBlg | Ag - Dairies, fishing, hunting | Participant Cost Test | Energy Efficiency | 149234.7549 | 157043.3111 | 165288.5329 | 174013.9543 | 183255.4356 | 193051.0862 | 203442.3798 | 214472.8394 | 226185.4425 | 238627.8523 | 251850.0035 | 265908.5926 | 280864.6776
Scenario 3: Aggressive Fuel Sub | SCG | Ag | WholeBlg | Ag - Dairies, fishing, hunting | Program Administrator Cost Test | Energy Efficiency | 149234.7549 | 157043.3111 | 165288.5329 | 174013.9543 | 183255.4356 | 193051.0862 | 203442.3798 | 214472.8394 | 226185.4425 | 238627.8523 | 251850.0035 | 265908.5926 | 280864.6776
Scenario 3: Aggressive Fuel Sub | SCG | Ag | WholeBlg | Ag - Dairies, fishing, hunting | Rate Impact Measure Test | Energy Efficiency | 149234.7549 | 157043.3111 | 165288.5329 | 174013.9543 | 183255.4356 | 193051.0862 | 203442.3798 | 214472.8394 | 226185.4425 | 238627.8523 | 251850.0035 | 265908.5926 | 280864.6776
Scenario 3: Aggressive Fuel Sub | SCG | Ag | WholeBlg | Ag - Dairies, fishing, hunting | Total Resource Cost Test | Energy Efficiency | 149234.7549 | 157043.3111 | 165288.5329 | 174013.9543 | 183255.4356 | 193051.0862 | 203442.3798 | 214472.8394 | 226185.4425 | 238627.8523 | 251850.0035 | 265908.5926 | 280864.6776
Scenario 3: Aggressive Fuel Sub | SCG | Ag | WholeBlg | Ag - Irrigated Agriculture, vineyards, forestry and greenhouses | Participant Cost Test | Energy Efficiency | 640210.928 | 673709.3112 | 709080.9719 | 746512.6689 | 786158.2417 | 828181.1775 | 872759.3975 | 920079.6131 | 970326.196 | 1023703.6196 | 1080426.1015 | 1140736.8676 | 1204897.8537
Scenario 3: Aggressive Fuel Sub | SCG | Ag | WholeBlg | Ag - Irrigated Agriculture, vineyards, forestry and greenhouses | Program Administrator Cost Test | Energy Efficiency | 640210.928 | 673709.3112 | 709080.9719 | 746512.6689 | 786158.2417 | 828181.1775 | 872759.3975 | 920079.6131 | 970326.196 | 1023703.6196 | 1080426.1015 | 1140736.8676 | 1204897.8537
Scenario 3: Aggressive Fuel Sub | SCG | Ag | WholeBlg | Ag - Irrigated Agriculture, vineyards, forestry and greenhouses | Rate Impact Measure Test | Energy Efficiency | 640210.928 | 673709.3112 | 709080.9719 | 746512.6689 | 786158.2417 | 828181.1775 | 872759.3975 | 920079.6131 | 970326.196 | 1023703.6196 | 1080426.1015 | 1140736.8676 | 1204897.8537
Scenario 3: Aggressive Fuel Sub | SCG | Ag | WholeBlg | Ag - Irrigated Agriculture, vineyards, forestry and greenhouses | Total Resource Cost Test | Energy Efficiency | 640210.928 | 673709.3112 | 709080.9719 | 746512.6689 | 786158.2417 | 828181.1775 | 872759.3975 | 920079.6131 | 970326.196 | 1023703.6196 | 1080426.1015 | 1140736.8676 | 1204897.8537
Scenario 3: Aggressive Fuel Sub | SCG | Ag | WholeBlg | Ag - Water pumping | Participant Cost Test | Energy Efficiency | 210265.5399 | 221267.4696 | 232884.643 | 245178.3975 | 258199.2589 | 272000.9216 | 286641.8205 | 302183.2776 | 318685.8464 | 336216.6824 | 354846.1415 | 374654.1068 | 395726.6061
Scenario 3: Aggressive Fuel Sub | SCG | Ag | WholeBlg | Ag - Water pumping | Program Administrator Cost Test | Energy Efficiency | 210265.5399 | 221267.4696 | 232884.643 | 245178.3975 | 258199.2589 | 272000.9216 | 286641.8205 | 302183.2776 | 318685.8464 | 336216.6824 | 354846.1415 | 374654.1068 | 395726.6061
Scenario 3: Aggressive Fuel Sub | SCG | Ag | WholeBlg | Ag - Water pumping | Rate Impact Measure Test | Energy Efficiency | 210265.5399 | 221267.4696 | 232884.643 | 245178.3975 | 258199.2589 | 272000.9216 | 286641.8205 | 302183.2776 | 318685.8464 | 336216.6824 | 354846.1415 | 374654.1068 | 395726.6061
Scenario 3: Aggressive Fuel Sub | SCG | Ag | WholeBlg | Ag - Water pumping | Total Resource Cost Test | Energy Efficiency | 210265.5399 | 221267.4696 | 232884.643 | 245178.3975 | 258199.2589 | 272000.9216 | 286641.8205 | 302183.2776 | 318685.8464 | 336216.6824 | 354846.1415 | 374654.1068 | 395726.6061
Scenario 3: Aggressive Fuel Sub | SCG | Com | AppPlug | Com - College | Participant Cost Test | Energy Efficiency | 0 | 0 | 0 | 0 | 0 | 0 | 0 | 0 | 0 | 0 | 0 | 0 | 9968.4794
Scenario 3: Aggressive Fuel Sub | SCG | Com | AppPlug | Com - College | Program Administrator Cost Test | Energy Efficiency | 0 | 0 | 0 | 0 | 0 | 0 | 0 | 0 | 0 | 0 | 0 | 0 | 34047.5332
Scenario 3: Aggressive Fuel Sub | SCG | Com | AppPlug | Com - College | Rate Impact Measure Test | Energy Efficiency | 0 | 0 | 0 | 0 | 0 | 0 | 0 | 0 | 0 | 0 | 0 | 0 | 34047.5332
Scenario 3: Aggressive Fuel Sub | SCG | Com | AppPlug | Com - College | Total Resource Cost Test | Energy Efficiency | 0 | 0 | 0 | 0 | 0 | 0 | 0 | 0 | 0 | 0 | 0 | 0 | 34047.5332
Scenario 3: Aggressive Fuel Sub | SCG | Com | AppPlug | Com - Health | Participant Cost Test | Energy Efficiency | 6733334.8449 | 7691288.3572 | 8626153.3619 | 9194623.0783 | 9569024.4084 | 9831820.7446 | 10052902.7558 | 10084047.9772 | 9974961.8156 | 9666603.9733 | 8586375.6105 | 6176850.5201 | 3673868.0055
Scenario 3: Aggressive Fuel Sub | SCG | Com | AppPlug | Com - Health | Program Administrator Cost Test | Energy Efficiency | 6423588.765 | 7590964.2467 | 8800768.1312 | 9660236.0718 | 10622662.7242 | 11539004.1339 | 12522131.9605 | 13337886.4576 | 14053097.3658 | 14546205.5572 | 14866096.7 | 15313068.9834 | 15679503.8281
Scenario 3: Aggressive Fuel Sub | SCG | Com | AppPlug | Com - Health | Rate Impact Measure Test | Energy Efficiency | 6423588.765 | 7590964.2467 | 8800768.1312 | 9660236.0718 | 10622662.7242 | 11539004.1339 | 12522131.9605 | 13337886.4576 | 14053097.3658 | 14546205.5572 | 14866096.7 | 15313068.9834 | 15679503.8281
Scenario 3: Aggressive Fuel Sub | SCG | Com | AppPlug | Com - Health | Total Resource Cost Test | Energy Efficiency | 6423588.765 | 7590964.2467 | 8800768.1312 | 9660236.0718 | 10622662.7242 | 11539004.1339 | 12522131.9605 | 13337886.4576 | 14053097.3658 | 14546205.5572 | 14866096.7 | 15313068.9834 | 15679503.8281
Scenario 3: Aggressive Fuel Sub | SCG | Com | AppPlug | Com - Lodging | Participant Cost Test | Energy Efficiency | 5490619.0503 | 6221705.2196 | 6956050.8002 | 7327632.7921 | 7437172.8578 | 7497874.296 | 7486558.4674 | 7389653.4572 | 7185228.9994 | 6858132.6021 | 6059671.1685 | 4400775.421 | 2655793.4587
Scenario 3: Aggressive Fuel Sub | SCG | Com | AppPlug | Com - Lodging | Program Administrator Cost Test | Energy Efficiency | 5290410.4854 | 6204764.752 | 7175253.1358 | 7782936.3093 | 8443873.9548 | 9124169.0472 | 9800582.7727 | 10451596.6296 | 11036764.7454 | 11555075.6354 | 12024796.8698 | 12416550.4085 | 12736006.9329
Scenario 3: Aggressive Fuel Sub | SCG | Com | AppPlug | Com - Lodging | Rate Impact Measure Test | Energy Efficiency | 5290410.4854 | 6204764.752 | 7175253.1358 | 7782936.3093 | 8443873.9548 | 9124169.0472 | 9800582.7727 | 10451596.6296 | 11036764.7454 | 11555075.6354 | 12024796.8698 | 12416550.4085 | 12736006.9329
Scenario 3: Aggressive Fuel Sub | SCG | Com | AppPlug | Com - Lodging | Total Resource Cost Test | Energy Efficiency | 5290410.4854 | 6204764.752 | 7175253.1358 | 7782936.3093 | 8443873.9548 | 9124169.0472 | 9800582.7727 | 10451596.6296 | 11036764.7454 | 11555075.6354 | 12024796.8698 | 12416550.4085 | 12736006.9329
Scenario 3: Aggressive Fuel Sub | SCG | Com | AppPlug | Com - Other | Participant Cost Test | Energy Efficiency | 132139.8791 | 140976.6011 | 146609.2904 | 148470.0014 | 109653.4707 | 182551.7763 | 134685.0804 | 126445.9992 | 117655.5898 | 99159.9308 | 79542.4669 | 58764.5868 | 32802.2488
Scenario 3: Aggressive Fuel Sub | SCG | Com | AppPlug | Com - Other | Program Administrator Cost Test | Energy Efficiency | 99352.5923 | 109830.3162 | 118441.7848 | 124607.5916 | 90661.5087 | 171884.3309 | 128225.404 | 125872.8801 | 122517.7633 | 119596.6356 | 117522.3864 | 116397.3503 | 116893.9534
Scenario 3: Aggressive Fuel Sub | SCG | Com | AppPlug | Com - Other | Rate Impact Measure Test | Energy Efficiency | 99352.5923 | 109830.3162 | 118441.7848 | 124607.5916 | 90661.5087 | 171884.3309 | 128225.404 | 125872.8801 | 122517.7633 | 119596.6356 | 117522.3864 | 116397.3503 | 116893.9534
Scenario 3: Aggressive Fuel Sub | SCG | Com | AppPlug | Com - Other | Total Resource Cost Test | Energy Efficiency | 99352.5923 | 109830.3162 | 118441.7848 | 124607.5916 | 90661.5087 | 171884.3309 | 128225.404 | 125872.8801 | 122517.7633 | 119596.6356 | 117522.3864 | 116397.3503 | 116893.9534
Scenario 3: Aggressive Fuel Sub | SCG | Com | BldgEnv | Com - College | Participant Cost Test | Energy Efficiency | 63599.6938 | 63957.4506 | 62118.5044 | 57920.2123 | 51811.3358 | 44514.4534 | 36578.0604 | 26899.7859 | 14604.943 | 8455.6074 | 4063.8617 | 1288.8842 | 647.8651
Scenario 3: Aggressive Fuel Sub | SCG | Com | BldgEnv | Com - College | Program Administrator Cost Test | Energy Efficiency | 43069.3575 | 45129.3819 | 45750.6539 | 44619.6793 | 41818.1509 | 37808.0422 | 32902.3639 | 27458.6196 | 21940.1686 | 16610.4348 | 11743.0483 | 7651.4724 | 7368.4181
Scenario 3: Aggressive Fuel Sub | SCG | Com | BldgEnv | Com - College | Rate Impact Measure Test | Energy Efficiency | 43069.3575 | 45129.3819 | 45750.6539 | 44619.6793 | 41818.1509 | 37808.0422 | 32902.3639 | 27458.6196 | 21940.1686 | 16610.4348 | 11743.0483 | 7651.4724 | 7368.4181
Scenario 3: Aggressive Fuel Sub | SCG | Com | BldgEnv | Com - College | Total Resource Cost Test | Energy Efficiency | 53307.6459 | 55308.2379 | 55513.2342 | 53635.4979 | 49813.1223 | 44629.9275 | 38489.0483 | 31829.9228 | 21940.1686 | 16610.4348 | 11743.0483 | 7651.4724 | 7368.4181
Scenario 3: Aggressive Fuel Sub | SCG | Com | BldgEnv | Com - Grocery | Participant Cost Test | Energy Efficiency | 47781.5628 | 31564.2292 | 15307.0575 | 4315.92 | 4325.522 | 4291.1583 | 4183.094 | 4003.5856 | 2984.553 | 2612.9453 | 2181.2624 | 1671.3195 | 1083.6963
Scenario 3: Aggressive Fuel Sub | SCG | Com | BldgEnv | Com - Grocery | Program Administrator Cost Test | Energy Efficiency | 34145.9942 | 24023.5349 | 13058.7306 | 5345.4678 | 5939.0812 | 6581.3115 | 7229.8868 | 7962.1498 | 8696.1416 | 9435.7421 | 10246.4794 | 11069.5377 | 11950.3708
Scenario 3: Aggressive Fuel Sub | SCG | Com | BldgEnv | Com - Grocery | Rate Impact Measure Test | Energy Efficiency | 34145.9942 | 24023.5349 | 13058.7306 | 5345.4678 | 5939.0812 | 6581.3115 | 7229.8868 | 7962.1498 | 8696.1416 | 9435.7421 | 10246.4794 | 11069.5377 | 11950.3708
Scenario 3: Aggressive Fuel Sub | SCG | Com | BldgEnv | Com - Grocery | Total Resource Cost Test | Energy Efficiency | 39856.1969 | 27787.3365 | 14923.4868 | 5969.9437 | 6589.1111 | 7256.7509 | 7926.5392 | 8682.5463 | 8696.1416 | 9435.7421 | 10246.4794 | 11069.5377 | 11950.3708
Scenario 3: Aggressive Fuel Sub | SCG | Com | BldgEnv | Com - Health | Participant Cost Test | Energy Efficiency | 64597.109 | 58357.7299 | 49862.2388 | 39846.9701 | 29535.4412 | 19551.6191 | 10545.2944 | 5061.4744 | 3647.9692 | 3121.2164 | 2530.873 | 1978.3287 | 1327.492
Scenario 3: Aggressive Fuel Sub | SCG | Com | BldgEnv | Com - Health | Program Administrator Cost Test | Energy Efficiency | 43257.5317 | 40962.3467 | 36897.1073 | 31301.1332 | 25060.937 | 18539.9461 | 12415.5943 | 8821.6606 | 9525.3659 | 10066.6391 | 10560.4398 | 11604.6156 | 12812.0739
Scenario 3: Aggressive Fuel Sub | SCG | Com | BldgEnv | Com - Health | Rate Impact Measure Test | Energy Efficiency | 43257.5317 | 40962.3467 | 36897.1073 | 31301.1332 | 25060.937 | 18539.9461 | 12415.5943 | 8821.6606 | 9525.3659 | 10066.6391 | 10560.4398 | 11604.6156 | 12812.0739
Scenario 3: Aggressive Fuel Sub | SCG | Com | BldgEnv | Com - Health | Total Resource Cost Test | Energy Efficiency | 52132.4109 | 48908.6631 | 43648.0316 | 36690.4973 | 29090.7507 | 21289.3955 | 14054.6811 | 9827.4059 | 9525.3659 | 10066.6391 | 10560.4398 | 11604.6156 | 12812.0739
Scenario 3: Aggressive Fuel Sub | SCG | Com | BldgEnv | Com - Lodging | Participant Cost Test | Energy Efficiency | 1872.926 | 2285.1306 | 2780.9173 | 4743.3803 | 5757.6828 | 6974.9388 | 8428.0082 | 9637.3481 | 6857.6523 | 6981.5871 | 6752.0118 | 6022.5999 | 4611.8852
Scenario 3: Aggressive Fuel Sub | SCG | Com | BldgEnv | Com - Lodging | Program Administrator Cost Test | Energy Efficiency | 680.9039 | 867.7196 | 1103.5464 | 2421.923 | 3068.2427 | 3876.8117 | 4883.3755 | 6128.847 | 7658.0636 | 9518.2609 | 11755.0108 | 14405.9787 | 17492.3295
Scenario 3: Aggressive Fuel Sub | SCG | Com | BldgEnv | Com - Lodging | Rate Impact Measure Test | Energy Efficiency | 680.9039 | 867.7196 | 1103.5464 | 2421.923 | 3068.2427 | 3876.8117 | 4883.3755 | 6128.847 | 7658.0636 | 9518.2609 | 11755.0108 | 14405.9787 | 17492.3295
Scenario 3: Aggressive Fuel Sub | SCG | Com | BldgEnv | Com - Lodging | Total Resource Cost Test | Energy Efficiency | 1546.1864 | 1915.8078 | 2370.3118 | 3949.2845 | 4905.2268 | 6079.8626 | 7516.5965 | 9263.7438 | 7658.0636 | 9518.2609 | 11755.0108 | 14405.9787 | 17492.3295
Scenario 3: Aggressive Fuel Sub | SCG | Com | BldgEnv | Com - Office (Large) | Participant Cost Test | Energy Efficiency | 22652.5364 | 22763.6094 | 22564.9115 | 22205.3535 | 21774.3377 | 21173.2695 | 20270.0351 | 19054.2691 | 12312.9979 | 10538.8328 | 8637.7813 | 6538.7146 | 4269.4618
Scenario 3: Aggressive Fuel Sub | SCG | Com | BldgEnv | Com - Office (Large) | Program Administrator Cost Test | Energy Efficiency | 17449.8311 | 19017.7719 | 20535.855 | 22148.0965 | 23944.8971 | 25841.9228 | 27668.0395 | 29564.8832 | 31280.1794 | 32962.6971 | 34823.0385 | 36615.367 | 38533.1888
Scenario 3: Aggressive Fuel Sub | SCG | Com | BldgEnv | Com - Office (Large) | Rate Impact Measure Test | Energy Efficiency | 17449.8311 | 19017.7719 | 20535.855 | 22148.0965 | 23944.8971 | 25841.9228 | 27668.0395 | 29564.8832 | 31280.1794 | 32962.6971 | 34823.0385 | 36615.367 | 38533.1888
Scenario 3: Aggressive Fuel Sub | SCG | Com | BldgEnv | Com - Office (Large) | Total Resource Cost Test | Energy Efficiency | 22094.085 | 23774.6651 | 25369.4919 | 27055.0631 | 28937.8967 | 30914.7275 | 32784.287 | 34715.2136 | 31280.1794 | 32962.6971 | 34823.0385 | 36615.367 | 38533.1888
Scenario 3: Aggressive Fuel Sub | SCG | Com | BldgEnv | Com - Office (Small) | Participant Cost Test | Energy Efficiency | 14277.0539 | 9852.0779 | 5513.0052 | 2991.5278 | 349.176 | 24262.6474 | 2595.4292 | 2445.7712 | 1898.2186 | 1657.2946 | 1381.3164 | 1065.1801 | 707.5182
Scenario 3: Aggressive Fuel Sub | SCG | Com | BldgEnv | Com - Office (Small) | Program Administrator Cost Test | Energy Efficiency | 9487.8083 | 7183.6835 | 4755.9804 | 3394.8903 | 210.5967 | 36338.7541 | 4100.9973 | 4450.0436 | 4809.7919 | 5178.0443 | 5569.2444 | 5972.1951 | 6399.7301
Scenario 3: Aggressive Fuel Sub | SCG | Com | BldgEnv | Com - Office (Small) | Rate Impact Measure Test | Energy Efficiency | 9487.8083 | 7183.6835 | 4755.9804 | 3394.8903 | 210.5967 | 36338.7541 | 4100.9973 | 4450.0436 | 4809.7919 | 5178.0443 | 5569.2444 | 5972.1951 | 6399.7301
Scenario 3: Aggressive Fuel Sub | SCG | Com | BldgEnv | Com - Office (Small) | Total Resource Cost Test | Energy Efficiency | 11643.4134 | 8605.0878 | 5476.1136 | 3728.4176 | 258.0499 | 39269.942 | 4437.9765 | 4794.0269 | 4809.7919 | 5178.0443 | 5569.2444 | 5972.1951 | 6399.7301
Scenario 3: Aggressive Fuel Sub | SCG | Com | BldgEnv | Com - Other | Participant Cost Test | Energy Efficiency | 157189.6476 | 141736.4415 | 120901.5444 | 190164.3383 | 126881.2251 | 98560.6091 | 41262.7723 | 12832.9458 | 8140.6483 | 7210.529 | 6091.3603 | 4747.7218 | 3176.4164
Scenario 3: Aggressive Fuel Sub | SCG | Com | BldgEnv | Com - Other | Program Administrator Cost Test | Energy Efficiency | 101362.3938 | 96031.3608 | 86595.9491 | 124415.3747 | 81566.5672 | 84848.6481 | 39879.6754 | 23000.8978 | 25071.8876 | 27380.2494 | 29868.0132 | 32439.4524 | 35253.8681
Scenario 3: Aggressive Fuel Sub | SCG | Com | BldgEnv | Com - Other | Rate Impact Measure Test | Energy Efficiency | 101362.3938 | 96031.3608 | 86595.9491 | 124415.3747 | 81566.5672 | 84848.6481 | 39879.6754 | 23000.8978 | 25071.8876 | 27380.2494 | 29868.0132 | 32439.4524 | 35253.8681
Scenario 3: Aggressive Fuel Sub | SCG | Com | BldgEnv | Com - Other | Total Resource Cost Test | Energy Efficiency | 134034.2482 | 125269.4264 | 111372.4674 | 171082.1974 | 112504.9999 | 109392.1486 | 50531.2889 | 26903.9015 | 25071.8876 | 27380.2494 | 29868.0132 | 32439.4524 | 35253.8681
Scenario 3: Aggressive Fuel Sub | SCG | Com | BldgEnv | Com - Refrig. Warehouse | Participant Cost Test | Energy Efficiency | 5382.8353 | 475.6207 | 1170.6136 | 6435.7076 | 3227.902 | 3684.3437 | 4168.4369 | 4356.7026 | 4072.8078 | 3784.6028 | 3299.0747 | 2622.7895 | 1772.8365
Scenario 3: Aggressive Fuel Sub | SCG | Com | BldgEnv | Com - Refrig. Warehouse | Program Administrator Cost Test | Energy Efficiency | 5387.1065 | 553.2594 | 867.4047 | 7663.2733 | 2983.5535 | 3535.9841 | 4156.3653 | 4822.7816 | 5529.9039 | 6240.2235 | 6914.0417 | 7525.4437 | 8016.3705
Scenario 3: Aggressive Fuel Sub | SCG | Com | BldgEnv | Com - Refrig. Warehouse | Rate Impact Measure Test | Energy Efficiency | 5387.1065 | 553.2594 | 867.4047 | 7663.2733 | 2983.5535 | 3535.9841 | 4156.3653 | 4822.7816 | 5529.9039 | 6240.2235 | 6914.0417 | 7525.4437 | 8016.3705
Scenario 3: Aggressive Fuel Sub | SCG | Com | BldgEnv | Com - Refrig. Warehouse | Total Resource Cost Test | Energy Efficiency | 5639.4946 | 574.0921 | 943.3463 | 7944.483 | 3108.8901 | 3677.6234 | 4314.8955 | 4997.8121 | 5529.9039 | 6240.2235 | 6914.0417 | 7525.4437 | 8016.3705
Scenario 3: Aggressive Fuel Sub | SCG | Com | BldgEnv | Com - Restaurant | Participant Cost Test | Energy Efficiency | 5502.0272 | 5659.3116 | 5767.0334 | 5825.8314 | 5839.7742 | 5741.2037 | 5551.2384 | 5235.2094 | 4442.926 | 3901.6862 | 3272.0748 | 2537.0564 | 1693.7781
Scenario 3: Aggressive Fuel Sub | SCG | Com | BldgEnv | Com - Restaurant | Program Administrator Cost Test | Energy Efficiency | 5750.2069 | 6451.0748 | 7208.0307 | 8033.8605 | 8948.7288 | 9846.445 | 10759.0178 | 11763.0999 | 12813.9874 | 13892.4702 | 15053.104 | 16249.3317 | 17537.0477
Scenario 3: Aggressive Fuel Sub | SCG | Com | BldgEnv | Com - Restaurant | Rate Impact Measure Test | Energy Efficiency | 5750.2069 | 6451.0748 | 7208.0307 | 8033.8605 | 8948.7288 | 9846.445 | 10759.0178 | 11763.0999 | 12813.9874 | 13892.4702 | 15053.104 | 16249.3317 | 17537.0477
Scenario 3: Aggressive Fuel Sub | SCG | Com | BldgEnv | Com - Restaurant | Total Resource Cost Test | Energy Efficiency | 6023.6229 | 6735.9745 | 7504.4054 | 8341.947 | 9269.1812 | 10176.5105 | 11097.0888 | 12109.6848 | 12813.9874 | 13892.4702 | 15053.104 | 16249.3317 | 17537.0477
Scenario 3: Aggressive Fuel Sub | SCG | Com | BldgEnv | Com - Retail | Participant Cost Test | Energy Efficiency | 503606.1387 | 431700.2683 | 343457.7955 | 30414.3341 | 167309.6876 | 134113.9783 | 30322.5005 | 29463.0617 | 17541.924 | 15362.3822 | 12790.8155 | 9735.3805 | 6191.9415
Scenario 3: Aggressive Fuel Sub | SCG | Com | BldgEnv | Com - Retail | Program Administrator Cost Test | Energy Efficiency | 329889.2501 | 296055.5193 | 248092.1864 | 35497.7561 | 123609.1743 | 146321.4474 | 48082.0827 | 52903.9617 | 57713.799 | 62695.4973 | 68100.4399 | 73611.4912 | 79535.3758
Scenario 3: Aggressive Fuel Sub | SCG | Com | BldgEnv | Com - Retail | Rate Impact Measure Test | Energy Efficiency | 329889.2501 | 296055.5193 | 248092.1864 | 35497.7561 | 123609.1743 | 146321.4474 | 48082.0827 | 52903.9617 | 57713.799 | 62695.4973 | 68100.4399 | 73611.4912 | 79535.3758
Scenario 3: Aggressive Fuel Sub | SCG | Com | BldgEnv | Com - Retail | Total Resource Cost Test | Energy Efficiency | 447469.0309 | 395829.2391 | 326832.7384 | 44208.3134 | 160477.3293 | 180760.4152 | 57891.1573 | 63058.5105 | 57713.799 | 62695.4973 | 68100.4399 | 73611.4912 | 79535.3758
Scenario 3: Aggressive Fuel Sub | SCG | Com | BldgEnv | Com - School | Participant Cost Test | Energy Efficiency | 4571.3728 | 4617.1763 | 4631.0742 | 4586.2787 | 4443.5017 | 4307.6721 | 4094.8651 | 3811.3118 | 2809.1278 | 2438.547 | 2013.5222 | 1548.9673 | 1020.8546
Scenario 3: Aggressive Fuel Sub | SCG | Com | BldgEnv | Com - School | Program Administrator Cost Test | Energy Efficiency | 3828.3442 | 4203.1788 | 4607.7369 | 5019.5436 | 5378.4396 | 5813.9388 | 6215.101 | 6632.5179 | 7087.9218 | 7585.9118 | 8080.0116 | 8645.0262 | 9189.7065
Scenario 3: Aggressive Fuel Sub | SCG | Com | BldgEnv | Com - School | Rate Impact Measure Test | Energy Efficiency | 3828.3442 | 4203.1788 | 4607.7369 | 5019.5436 | 5378.4396 | 5813.9388 | 6215.101 | 6632.5179 | 7087.9218 | 7585.9118 | 8080.0116 | 8645.0262 | 9189.7065
Scenario 3: Aggressive Fuel Sub | SCG | Com | BldgEnv | Com - School | Total Resource Cost Test | Energy Efficiency | 4421.3043 | 4813.7939 | 5236.0576 | 5662.7111 | 6027.1827 | 6473.6005 | 6879.1108 | 7299.8177 | 7087.9218 | 7585.9118 | 8080.0116 | 8645.0262 | 9189.7065
Scenario 3: Aggressive Fuel Sub | SCG | Com | BldgEnv | Com - Warehouse | Participant Cost Test | Energy Efficiency | 86590.5364 | 99630.8099 | 112479.6959 | 187277.0527 | 203995.7071 | 217192.7176 | 225555.0882 | 214889.3618 | 150607.625 | 122981.0608 | 93309.9456 | 63985.0149 | 37075.9692
Scenario 3: Aggressive Fuel Sub | SCG | Com | BldgEnv | Com - Warehouse | Program Administrator Cost Test | Energy Efficiency | 46171.4679 | 55439.638 | 65337.4818 | 126258.3419 | 143564.0677 | 159511.452 | 172874.7644 | 182638.606 | 187722.8157 | 187739.0981 | 182743.0287 | 173145.2636 | 160103.3335
Scenario 3: Aggressive Fuel Sub | SCG | Com | BldgEnv | Com - Warehouse | Rate Impact Measure Test | Energy Efficiency | 46171.4679 | 55439.638 | 65337.4818 | 126258.3419 | 143564.0677 | 159511.452 | 172874.7644 | 182638.606 | 187722.8157 | 187739.0981 | 182743.0287 | 173145.2636 | 160103.3335
Scenario 3: Aggressive Fuel Sub | SCG | Com | BldgEnv | Com - Warehouse | Total Resource Cost Test | Energy Efficiency | 70979.7456 | 83788.0209 | 97136.1672 | 161268.4418 | 181330.1878 | 199307.5404 | 213763.2196 | 223562.2286 | 187722.8157 | 187739.0981 | 182743.0287 | 173145.2636 | 160103.3335
Scenario 3: Aggressive Fuel Sub | SCG | Com | FoodServ | Com - College | Participant Cost Test | Energy Efficiency | 314876.4221 | 333996.2667 | 339567.4037 | 338390.0112 | 330171.5247 | 320293.1458 | 326980.4461 | 310804.7425 | 283524.2636 | 250162.9922 | 211713.3735 | 169385.2397 | 117800.0574
Scenario 3: Aggressive Fuel Sub | SCG | Com | FoodServ | Com - College | Program Administrator Cost Test | Energy Efficiency | 246533.2979 | 271412.009 | 298158.6365 | 326095.984 | 352568.7177 | 382271.6564 | 428967.7497 | 465146.8124 | 497504.1059 | 529623.6008 | 563883.477 | 606071.6044 | 644031.8777
Scenario 3: Aggressive Fuel Sub | SCG | Com | FoodServ | Com - College | Rate Impact Measure Test | Energy Efficiency | 246533.2979 | 271412.009 | 298158.6365 | 326095.984 | 352568.7177 | 382271.6564 | 428967.7497 | 465146.8124 | 497504.1059 | 529623.6008 | 563883.477 | 606071.6044 | 644031.8777
Scenario 3: Aggressive Fuel Sub | SCG | Com | FoodServ | Com - College | Total Resource Cost Test | Energy Efficiency | 246533.2979 | 271412.009 | 298158.6365 | 326095.984 | 352568.7177 | 382271.6564 | 428967.7497 | 465146.8124 | 497504.1059 | 529623.6008 | 563883.477 | 606071.6044 | 644031.8777
Scenario 3: Aggressive Fuel Sub | SCG | Com | FoodServ | Com - Grocery | Participant Cost Test | Energy Efficiency | 2708110.9818 | 2898001.4106 | 2990530.8702 | 2976948.4222 | 2928914.7288 | 2842404.1057 | 3200447.0014 | 3189618.2866 | 2948683.0813 | 2643660.7432 | 2274989.9967 | 1832538.0076 | 1309803.328
Scenario 3: Aggressive Fuel Sub | SCG | Com | FoodServ | Com - Grocery | Program Administrator Cost Test | Energy Efficiency | 1832958.9179 | 2032354.0724 | 2232019.9345 | 2441889.4605 | 2662141.4333 | 2891335.1521 | 3492777.9682 | 3931426.3897 | 4252781.5573 | 4586101.5519 | 4943109.7928 | 5315959.8184 | 5713201.1925
Scenario 3: Aggressive Fuel Sub | SCG | Com | FoodServ | Com - Grocery | Rate Impact Measure Test | Energy Efficiency | 1832958.9179 | 2032354.0724 | 2232019.9345 | 2441889.4605 | 2662141.4333 | 2891335.1521 | 3492777.9682 | 3931426.3897 | 4252781.5573 | 4586101.5519 | 4943109.7928 | 5315959.8184 | 5713201.1925
Scenario 3: Aggressive Fuel Sub | SCG | Com | FoodServ | Com - Grocery | Total Resource Cost Test | Energy Efficiency | 1832958.9179 | 2032354.0724 | 2232019.9345 | 2441889.4605 | 2662141.4333 | 2891335.1521 | 3492777.9682 | 3931426.3897 | 4252781.5573 | 4586101.5519 | 4943109.7928 | 5315959.8184 | 5713201.1925
Scenario 3: Aggressive Fuel Sub | SCG | Com | FoodServ | Com - Health | Participant Cost Test | Energy Efficiency | 885803.3134 | 950201.8765 | 980816.8654 | 972047.2765 | 957745.3127 | 926669.2782 | 994741.4638 | 964257.2514 | 884574.0172 | 782152.3292 | 661024.2226 | 530735.9767 | 376367.0851
Scenario 3: Aggressive Fuel Sub | SCG | Com | FoodServ | Com - Health | Program Administrator Cost Test | Energy Efficiency | 650421.7336 | 722931.549 | 800054.3978 | 871471.8746 | 950740.0484 | 1029478.1287 | 1197317.2976 | 1316390.9691 | 1414229.4652 | 1507454.6945 | 1601530.5056 | 1724748.7529 | 1859996.2989
Scenario 3: Aggressive Fuel Sub | SCG | Com | FoodServ | Com - Health | Rate Impact Measure Test | Energy Efficiency | 650421.7336 | 722931.549 | 800054.3978 | 871471.8746 | 950740.0484 | 1029478.1287 | 1197317.2976 | 1316390.9691 | 1414229.4652 | 1507454.6945 | 1601530.5056 | 1724748.7529 | 1859996.2989
Scenario 3: Aggressive Fuel Sub | SCG | Com | FoodServ | Com - Health | Total Resource Cost Test | Energy Efficiency | 650421.7336 | 722931.549 | 800054.3978 | 871471.8746 | 950740.0484 | 1029478.1287 | 1197317.2976 | 1316390.9691 | 1414229.4652 | 1507454.6945 | 1601530.5056 | 1724748.7529 | 1859996.2989
Scenario 3: Aggressive Fuel Sub | SCG | Com | FoodServ | Com - Lodging | Participant Cost Test | Energy Efficiency | 831432.1313 | 887214.2487 | 914697.2532 | 910693.7817 | 897238.0719 | 871967.6174 | 956059.8607 | 947203.1933 | 873622.856 | 781053.213 | 669300.5938 | 535899.6395 | 378402.6124
Scenario 3: Aggressive Fuel Sub | SCG | Com | FoodServ | Com - Lodging | Program Administrator Cost Test | Energy Efficiency | 561745.8531 | 623373.3604 | 687910.9302 | 753389.6599 | 823250.0879 | 896397.203 | 1064182.5757 | 1193309.1093 | 1290541.6748 | 1391653.4075 | 1499406.8578 | 1612620.8224 | 1732175.0515
Scenario 3: Aggressive Fuel Sub | SCG | Com | FoodServ | Com - Lodging | Rate Impact Measure Test | Energy Efficiency | 561745.8531 | 623373.3604 | 687910.9302 | 753389.6599 | 823250.0879 | 896397.203 | 1064182.5757 | 1193309.1093 | 1290541.6748 | 1391653.4075 | 1499406.8578 | 1612620.8224 | 1732175.0515
Scenario 3: Aggressive Fuel Sub | SCG | Com | FoodServ | Com - Lodging | Total Resource Cost Test | Energy Efficiency | 561745.8531 | 623373.3604 | 687910.9302 | 753389.6599 | 823250.0879 | 896397.203 | 1064182.5757 | 1193309.1093 | 1290541.6748 | 1391653.4075 | 1499406.8578 | 1612620.8224 | 1732175.0515
Scenario 3: Aggressive Fuel Sub | SCG | Com | FoodServ | Com - Other | Participant Cost Test | Energy Efficiency | 3794311.9456 | 4066270.8385 | 4152759.392 | 4158068.4626 | 2905572.1209 | 5131878.853 | 3983533.4927 | 3801554.5436 | 3491509.4334 | 3114482.4447 | 2659070.839 | 2115912.3402 | 1477112.3762
Scenario 3: Aggressive Fuel Sub | SCG | Com | FoodServ | Com - Other | Program Administrator Cost Test | Energy Efficiency | 2931817.5541 | 3280810.569 | 3645357.6118 | 4024154.0203 | 3203548.987 | 6122196.2145 | 5385475.0236 | 5899228.2961 | 6388046.5362 | 6913189.3679 | 7471994.8425 | 8058586.8069 | 8684035.2112
Scenario 3: Aggressive Fuel Sub | SCG | Com | FoodServ | Com - Other | Rate Impact Measure Test | Energy Efficiency | 2931817.5541 | 3280810.569 | 3645357.6118 | 4024154.0203 | 3203548.987 | 6122196.2145 | 5385475.0236 | 5899228.2961 | 6388046.5362 | 6913189.3679 | 7471994.8425 | 8058586.8069 | 8684035.2112
Scenario 3: Aggressive Fuel Sub | SCG | Com | FoodServ | Com - Other | Total Resource Cost Test | Energy Efficiency | 2931817.5541 | 3280810.569 | 3645357.6118 | 4024154.0203 | 3203548.987 | 6122196.2145 | 5385475.0236 | 5899228.2961 | 6388046.5362 | 6913189.3679 | 7471994.8425 | 8058586.8069 | 8684035.2112
Scenario 3: Aggressive Fuel Sub | SCG | Com | FoodServ | Com - Restaurant | Participant Cost Test | Energy Efficiency | 12986964.0042 | 13917987.5844 | 14378252.9007 | 14402744.0938 | 14261727.0879 | 13874779.0664 | 15157733.4004 | 15028270.7723 | 13911782.7231 | 12484696.3639 | 10736178.2754 | 8625964.3903 | 6115734.8556
Scenario 3: Aggressive Fuel Sub | SCG | Com | FoodServ | Com - Restaurant | Program Administrator Cost Test | Energy Efficiency | 8812924.2546 | 9834376.7394 | 10901530.8343 | 12030672.6734 | 13234162.8354 | 14454386.1362 | 17133950.5137 | 19264071.5988 | 20948283.8923 | 22712997.3504 | 24596120.5127 | 26579106.8039 | 28685166.451
Scenario 3: Aggressive Fuel Sub | SCG | Com | FoodServ | Com - Restaurant | Rate Impact Measure Test | Energy Efficiency | 8812924.2546 | 9834376.7394 | 10901530.8343 | 12030672.6734 | 13234162.8354 | 14454386.1362 | 17133950.5137 | 19264071.5988 | 20948283.8923 | 22712997.3504 | 24596120.5127 | 26579106.8039 | 28685166.451
Scenario 3: Aggressive Fuel Sub | SCG | Com | FoodServ | Com - Restaurant | Total Resource Cost Test | Energy Efficiency | 8812924.2546 | 9834376.7394 | 10901530.8343 | 12030672.6734 | 13234162.8354 | 14454386.1362 | 17133950.5137 | 19264071.5988 | 20948283.8923 | 22712997.3504 | 24596120.5127 | 26579106.8039 | 28685166.451
Scenario 3: Aggressive Fuel Sub | SCG | Com | FoodServ | Com - Retail | Participant Cost Test | Energy Efficiency | 31954.6869 | 34026.5331 | 35398.4383 | 36505.1571 | 0 | 79200.4751 | 36775.076 | 35529.9609 | 33177.1197 | 29790.5223 | 25371.0229 | 19637.9863 | 12566.4375
Scenario 3: Aggressive Fuel Sub | SCG | Com | FoodServ | Com - Retail | Program Administrator Cost Test | Energy Efficiency | 4639.8925 | 5422.53 | 6246.227 | 7200.8242 | 0 | 20087.2374 | 10786.8012 | 12274.9602 | 13835.9082 | 15515.9847 | 17383.8971 | 19362.6806 | 21536.2523
Scenario 3: Aggressive Fuel Sub | SCG | Com | FoodServ | Com - Retail | Rate Impact Measure Test | Energy Efficiency | 4639.8925 | 5422.53 | 6246.227 | 7200.8242 | 0 | 20087.2374 | 10786.8012 | 12274.9602 | 13835.9082 | 15515.9847 | 17383.8971 | 19362.6806 | 21536.2523
Scenario 3: Aggressive Fuel Sub | SCG | Com | FoodServ | Com - Retail | Total Resource Cost Test | Energy Efficiency | 4639.8925 | 5422.53 | 6246.227 | 7200.8242 | 0 | 20087.2374 | 10786.8012 | 12274.9602 | 13835.9082 | 15515.9847 | 17383.8971 | 19362.6806 | 21536.2523
Scenario 3: Aggressive Fuel Sub | SCG | Com | FoodServ | Com - School | Participant Cost Test | Energy Efficiency | 963005.6529 | 1008061.0166 | 1014816.9119 | 1001756.2238 | 970755.2943 | 933012.3239 | 922153.9084 | 872874.9972 | 792742.0908 | 699401.5851 | 589576.9925 | 464712.4636 | 320258.1663
Scenario 3: Aggressive Fuel Sub | SCG | Com | FoodServ | Com - School | Program Administrator Cost Test | Energy Efficiency | 685558.3359 | 752580.6352 | 822295.9939 | 893254.2185 | 961184.4665 | 1035680.6443 | 1140993.6307 | 1235051.1412 | 1319274.1039 | 1408905.8615 | 1500764.4897 | 1600805.1026 | 1702447.9084
Scenario 3: Aggressive Fuel Sub | SCG | Com | FoodServ | Com - School | Rate Impact Measure Test | Energy Efficiency | 685558.3359 | 752580.6352 | 822295.9939 | 893254.2185 | 961184.4665 | 1035680.6443 | 1140993.6307 | 1235051.1412 | 1319274.1039 | 1408905.8615 | 1500764.4897 | 1600805.1026 | 1702447.9084
Scenario 3: Aggressive Fuel Sub | SCG | Com | FoodServ | Com - School | Total Resource Cost Test | Energy Efficiency | 685558.3359 | 752580.6352 | 822295.9939 | 893254.2185 | 961184.4665 | 1035680.6443 | 1140993.6307 | 1235051.1412 | 1319274.1039 | 1408905.8615 | 1500764.4897 | 1600805.1026 | 1702447.9084
Scenario 3: Aggressive Fuel Sub | SCG | Com | HVAC | Com - College | Participant Cost Test | Energy Efficiency | 641006.9408 | 612410.6022 | 589200.6613 | 565655.1585 | 572854.9851 | 281903.5608 | 223596.6437 | 205345.2323 | 150431.2899 | 122288.1176 | 99757.0797 | 73664.2072 | 40688.1586
Scenario 3: Aggressive Fuel Sub | SCG | Com | HVAC | Com - College | Program Administrator Cost Test | Energy Efficiency | 165896.5746 | 172386.9609 | 181665.9727 | 192384.7834 | 254244.1172 | 153487.8894 | 177768.4597 | 189547.2548 | 201801.7516 | 199937.8755 | 225992.1629 | 248929.0136 | 263971.4986
Scenario 3: Aggressive Fuel Sub | SCG | Com | HVAC | Com - College | Rate Impact Measure Test | Energy Efficiency | 165896.5746 | 172386.9609 | 181665.9727 | 192384.7834 | 254244.1172 | 153487.8894 | 177768.4597 | 189547.2548 | 201801.7516 | 199937.8755 | 225992.1629 | 248929.0136 | 263971.4986
Scenario 3: Aggressive Fuel Sub | SCG | Com | HVAC | Com - College | Total Resource Cost Test | Energy Efficiency | 304531.7464 | 308033.5997 | 315546.627 | 324958.6776 | 393288.5086 | 238131.3176 | 211261.7613 | 223368.6094 | 201801.7516 | 199937.8755 | 225992.1629 | 248929.0136 | 263971.4986
Scenario 3: Aggressive Fuel Sub | SCG | Com | HVAC | Com - Grocery | Participant Cost Test | Energy Efficiency | 105319.2785 | 104918.928 | 102731.7471 | 100471.9763 | 97842.0795 | 94530.7639 | 89856.8647 | 84811.6443 | 60802.1443 | 52770.7929 | 43854.4766 | 33658.2826 | 22191.0372
Scenario 3: Aggressive Fuel Sub | SCG | Com | HVAC | Com - Grocery | Program Administrator Cost Test | Energy Efficiency | 101998.9819 | 110099.7334 | 117407.8446 | 125825.719 | 135250.8664 | 145451.7667 | 155477.8266 | 167123.6551 | 178577.2756 | 190001.2525 | 202809.4568 | 215792.3103 | 229909.8539
Scenario 3: Aggressive Fuel Sub | SCG | Com | HVAC | Com - Grocery | Rate Impact Measure Test | Energy Efficiency | 101998.9819 | 110099.7334 | 117407.8446 | 125825.719 | 135250.8664 | 145451.7667 | 155477.8266 | 167123.6551 | 178577.2756 | 190001.2525 | 202809.4568 | 215792.3103 | 229909.8539
Scenario 3: Aggressive Fuel Sub | SCG | Com | HVAC | Com - Grocery | Total Resource Cost Test | Energy Efficiency | 117468.4364 | 125944.8806 | 133434.9869 | 142104.7856 | 151822.8292 | 162318.8185 | 172532.9418 | 184455.0267 | 178577.2756 | 190001.2525 | 202809.4568 | 215792.3103 | 229909.8539
Scenario 3: Aggressive Fuel Sub | SCG | Com | HVAC | Com - Health | Participant Cost Test | Energy Efficiency | 2403988.591 | 2446366.2199 | 2452126.7994 | 2395676.5494 | 2306772.9796 | 1890974.5509 | 1705230.4867 | 1539024.0411 | 1007999.9589 | 753132.1105 | 527660.1363 | 342643.9305 | 189865.0737
Scenario 3: Aggressive Fuel Sub | SCG | Com | HVAC | Com - Health | Program Administrator Cost Test | Energy Efficiency | 1388243.7989 | 1495442.5881 | 1589537.3149 | 1644918.7535 | 1685912.6585 | 1564720.3686 | 1557313.3915 | 1516276.7453 | 1458334.4115 | 1377572.6374 | 1287683.4114 | 1231080.2402 | 1186366.9698
Scenario 3: Aggressive Fuel Sub | SCG | Com | HVAC | Com - Health | Rate Impact Measure Test | Energy Efficiency | 1388243.7989 | 1495442.5881 | 1589537.3149 | 1644918.7535 | 1685912.6585 | 1564720.3686 | 1557313.3915 | 1516276.7453 | 1458334.4115 | 1377572.6374 | 1287683.4114 | 1231080.2402 | 1186366.9698
Scenario 3: Aggressive Fuel Sub | SCG | Com | HVAC | Com - Health | Total Resource Cost Test | Energy Efficiency | 2017540.9354 | 2136775.8293 | 2232917.7085 | 2275211.8893 | 2294505.6813 | 2089858.7338 | 1995103.1556 | 1910932.2035 | 1458334.4115 | 1377572.6374 | 1287683.4114 | 1231080.2402 | 1186366.9698
Scenario 3: Aggressive Fuel Sub | SCG | Com | HVAC | Com - Lodging | Participant Cost Test | Energy Efficiency | 1975005.0047 | 1993699.4251 | 1975605.2164 | 1915867.2515 | 1821649.4288 | 1526939.3469 | 1314605.2475 | 1160075.2175 | 98813.464 | 85165.4623 | 70239.9734 | 53617.369 | 68694.3754
Scenario 3: Aggressive Fuel Sub | SCG | Com | HVAC | Com - Lodging | Program Administrator Cost Test | Energy Efficiency | 704252.0502 | 750606.047 | 786626.3416 | 808008.7132 | 816958.4958 | 758145.4584 | 738899.6261 | 709263.8455 | 291339.7361 | 307661.5366 | 325733.4071 | 344524.045 | 490451.4389
Scenario 3: Aggressive Fuel Sub | SCG | Com | HVAC | Com - Lodging | Rate Impact Measure Test | Energy Efficiency | 704252.0502 | 750606.047 | 786626.3416 | 808008.7132 | 816958.4958 | 758145.4584 | 738899.6261 | 709263.8455 | 291339.7361 | 307661.5366 | 325733.4071 | 344524.045 | 490451.4389
Scenario 3: Aggressive Fuel Sub | SCG | Com | HVAC | Com - Lodging | Total Resource Cost Test | Energy Efficiency | 1797774.1807 | 1854812.1967 | 1880887.2767 | 1869628.6237 | 1827290.0336 | 1627581.5189 | 1457404.6201 | 1342908.6928 | 291339.7361 | 307661.5366 | 325733.4071 | 344524.045 | 490451.4389
Scenario 3: Aggressive Fuel Sub | SCG | Com | HVAC | Com - Office (Large) | Participant Cost Test | Energy Efficiency | 3812217.2102 | 3602019.8737 | 3382140.6448 | 3170250.2857 | 2972369.1181 | 572911.9459 | 1319.297 | 1220.275 | 713.67 | 602.198 | 487.4832 | 364.6041 | 234.6159
Scenario 3: Aggressive Fuel Sub | SCG | Com | HVAC | Com - Office (Large) | Program Administrator Cost Test | Energy Efficiency | 828454.8352 | 844598.0859 | 859244.9819 | 876716.8539 | 899223.1365 | 1890.2272 | 1965.6337 | 2047.0936 | 2116.6763 | 2185.7421 | 2268.8224 | 2348.9164 | 2439.1669
Scenario 3: Aggressive Fuel Sub | SCG | Com | HVAC | Com - Office (Large) | Rate Impact Measure Test | Energy Efficiency | 828454.8352 | 844598.0859 | 859244.9819 | 876716.8539 | 899223.1365 | 1890.2272 | 1965.6337 | 2047.0936 | 2116.6763 | 2185.7421 | 2268.8224 | 2348.9164 | 2439.1669
Scenario 3: Aggressive Fuel Sub | SCG | Com | HVAC | Com - Office (Large) | Total Resource Cost Test | Energy Efficiency | 2168947.3992 | 2140419.6273 | 2108907.5273 | 2085006.3058 | 2073207.4639 | 573800.9938 | 2372.5112 | 2448.4108 | 2116.6763 | 2185.7421 | 2268.8224 | 2348.9164 | 2439.1669
Scenario 3: Aggressive Fuel Sub | SCG | Com | HVAC | Com - Office (Small) | Participant Cost Test | Energy Efficiency | 1388746.104 | 1318790.265 | 1242492.8502 | 1163515.3022 | 464824.7636 | 1781678.3412 | 160590.5008 | 144303.8299 | 115197.8254 | 95658.7785 | 74647.9553 | 51760.1348 | 26960.9013
Scenario 3: Aggressive Fuel Sub | SCG | Com | HVAC | Com - Office (Small) | Program Administrator Cost Test | Energy Efficiency | 400429.2756 | 414178.1072 | 427877.2438 | 442579.2238 | 202847.7688 | 747136.1703 | 77829.6992 | 82322.0624 | 86994.1993 | 91810.3209 | 97039.2517 | 102476.6271 | 108350.2603
Scenario 3: Aggressive Fuel Sub | SCG | Com | HVAC | Com - Office (Small) | Rate Impact Measure Test | Energy Efficiency | 400429.2756 | 414178.1072 | 427877.2438 | 442579.2238 | 202847.7688 | 747136.1703 | 77829.6992 | 82322.0624 | 86994.1993 | 91810.3209 | 97039.2517 | 102476.6271 | 108350.2603
Scenario 3: Aggressive Fuel Sub | SCG | Com | HVAC | Com - Office (Small) | Total Resource Cost Test | Energy Efficiency | 534272.1469 | 545254.48 | 555884.5982 | 567763.0203 | 261416.9824 | 860372.639 | 89005.5577 | 93517.4809 | 86994.1993 | 91810.3209 | 97039.2517 | 102476.6271 | 108350.2603
Scenario 3: Aggressive Fuel Sub | SCG | Com | HVAC | Com - Other | Participant Cost Test | Energy Efficiency | 6631761.3669 | 6530293.4927 | 6386396.9061 | 6180319.8445 | 256241.8006 | 10917617.4358 | 5307679.553 | 4898549.1361 | 3505895.0087 | 2957413.3269 | 2344735.5848 | 1651204.224 | 878266.6884
Scenario 3: Aggressive Fuel Sub | SCG | Com | HVAC | Com - Other | Program Administrator Cost Test | Energy Efficiency | 1852301.7138 | 1994584.171 | 2149390.6355 | 2311047.6118 | 108201.2119 | 5168064.0724 | 2876253.8808 | 3086031.8455 | 3288956.2302 | 3521505.4593 | 3775208.3478 | 4037677.3837 | 4329529.2644
Scenario 3: Aggressive Fuel Sub | SCG | Com | HVAC | Com - Other | Rate Impact Measure Test | Energy Efficiency | 1852301.7138 | 1994584.171 | 2149390.6355 | 2311047.6118 | 108201.2119 | 5168064.0724 | 2876253.8808 | 3086031.8455 | 3288956.2302 | 3521505.4593 | 3775208.3478 | 4037677.3837 | 4329529.2644
Scenario 3: Aggressive Fuel Sub | SCG | Com | HVAC | Com - Other | Total Resource Cost Test | Energy Efficiency | 2626099.4159 | 2785155.0338 | 2957498.9429 | 3134976.489 | 145702.3127 | 6822296.146 | 3748760.2909 | 3972475.734 | 3288956.2302 | 3521505.4593 | 3775208.3478 | 4037677.3837 | 4329529.2644
Scenario 3: Aggressive Fuel Sub | SCG | Com | HVAC | Com - Restaurant | Participant Cost Test | Energy Efficiency | 6145079.1689 | 5937101.1243 | 5649579.2401 | 5315217.9309 | 4956129.9569 | 4561556.9561 | 4145892.4034 | 3722475.9141 | 3009002.5923 | 2549135.3432 | 2065057.3402 | 1548959.8444 | 994292.2534
Scenario 3: Aggressive Fuel Sub | SCG | Com | HVAC | Com - Restaurant | Program Administrator Cost Test | Energy Efficiency | 6491777.1362 | 6821118.8664 | 7099217.0646 | 7355263.8044 | 7614679.787 | 7858732.7095 | 8108014.6415 | 8391209.5715 | 8698789.5216 | 9028476.0635 | 9396909.1235 | 9793871.1179 | 10234663.0454
Scenario 3: Aggressive Fuel Sub | SCG | Com | HVAC | Com - Restaurant | Rate Impact Measure Test | Energy Efficiency | 6491777.1362 | 6821118.8664 | 7099217.0646 | 7355263.8044 | 7614679.787 | 7858732.7095 | 8108014.6415 | 8391209.5715 | 8698789.5216 | 9028476.0635 | 9396909.1235 | 9793871.1179 | 10234663.0454
Scenario 3: Aggressive Fuel Sub | SCG | Com | HVAC | Com - Restaurant | Total Resource Cost Test | Energy Efficiency | 6802470.0578 | 7130941.9077 | 7405181.93 | 7655967.3709 | 7909891.7201 | 8147542.4756 | 8390362.8468 | 8667996.0295 | 8698789.5216 | 9028476.0635 | 9396909.1235 | 9793871.1179 | 10234663.0454
Scenario 3: Aggressive Fuel Sub | SCG | Com | HVAC | Com - Retail | Participant Cost Test | Energy Efficiency | 1373090.1562 | 1332196.9604 | 1277914.9499 | 1223884.5271 | 362303.0561 | 1351378.9355 | 519154.8047 | 482542.3089 | 311727.8301 | 260918.9949 | 205423.7986 | 143437.5436 | 75293.5741
Scenario 3: Aggressive Fuel Sub | SCG | Com | HVAC | Com - Retail | Program Administrator Cost Test | Energy Efficiency | 247807.7213 | 260118.4223 | 271601.2892 | 284851.035 | 101931.7265 | 304620.8097 | 153797.1336 | 164927.0064 | 175841.7759 | 187179.5149 | 199724.4277 | 212525.5986 | 226503.5037
Scenario 3: Aggressive Fuel Sub | SCG | Com | HVAC | Com - Retail | Rate Impact Measure Test | Energy Efficiency | 247807.7213 | 260118.4223 | 271601.2892 | 284851.035 | 101931.7265 | 304620.8097 | 153797.1336 | 164927.0064 | 175841.7759 | 187179.5149 | 199724.4277 | 212525.5986 | 226503.5037
Scenario 3: Aggressive Fuel Sub | SCG | Com | HVAC | Com - Retail | Total Resource Cost Test | Energy Efficiency | 639582.2816 | 648487.9943 | 654705.1132 | 664138.8727 | 260089.9289 | 743572.4099 | 277168.795 | 290224.6381 | 175841.7759 | 187179.5149 | 199724.4277 | 212525.5986 | 226503.5037
Scenario 3: Aggressive Fuel Sub | SCG | Com | HVAC | Com - School | Participant Cost Test | Energy Efficiency | 2169781.2783 | 2010443.5921 | 1902103.2262 | 1786375.0152 | 1640349.6692 | 779319.0018 | 711344.3719 | 641285.0487 | 458052.3202 | 384898.3504 | 305140.5402 | 221035.8429 | 128463.821
Scenario 3: Aggressive Fuel Sub | SCG | Com | HVAC | Com - School | Program Administrator Cost Test | Energy Efficiency | 940790.467 | 974643.1555 | 1013777.0743 | 1053683.8086 | 1083994.0089 | 782895.9779 | 813079.646 | 845885.9117 | 884081.6674 | 927996.3143 | 971595.2373 | 1024247.257 | 1074600.4067
Scenario 3: Aggressive Fuel Sub | SCG | Com | HVAC | Com - School | Rate Impact Measure Test | Energy Efficiency | 940790.467 | 974643.1555 | 1013777.0743 | 1053683.8086 | 1083994.0089 | 782895.9779 | 813079.646 | 845885.9117 | 884081.6674 | 927996.3143 | 971595.2373 | 1024247.257 | 1074600.4067
Scenario 3: Aggressive Fuel Sub | SCG | Com | HVAC | Com - School | Total Resource Cost Test | Energy Efficiency | 1273258.5957 | 1250707.113 | 1284727.732 | 1319441.7415 | 1332046.6323 | 899795.7884 | 927842.9693 | 958954.002 | 884081.6674 | 927996.3143 | 971595.2373 | 1024247.257 | 1074600.4067
Scenario 3: Aggressive Fuel Sub | SCG | Com | HVAC | Com - Warehouse | Participant Cost Test | Energy Efficiency | 51.7794 | 53.3753 | 53.6258 | 54.1744 | 55.0057 | 54.8733 | 53.6986 | 52.1019 | 32.5616 | 28.7713 | 24.2827 | 18.8663 | 12.6348
Scenario 3: Aggressive Fuel Sub | SCG | Com | HVAC | Com - Warehouse | Program Administrator Cost Test | Energy Efficiency | 45.2438 | 50.4189 | 55.0105 | 60.671 | 67.6701 | 74.6828 | 81.5475 | 89.2024 | 96.5745 | 104.4285 | 113.0153 | 121.5439 | 131.357
Scenario 3: Aggressive Fuel Sub | SCG | Com | HVAC | Com - Warehouse | Rate Impact Measure Test | Energy Efficiency | 45.2438 | 50.4189 | 55.0105 | 60.671 | 67.6701 | 74.6828 | 81.5475 | 89.2024 | 96.5745 | 104.4285 | 113.0153 | 121.5439 | 131.357
Scenario 3: Aggressive Fuel Sub | SCG | Com | HVAC | Com - Warehouse | Total Resource Cost Test | Energy Efficiency | 57.3378 | 63.2081 | 68.2488 | 74.5184 | 82.3133 | 89.9995 | 97.3929 | 105.6181 | 96.5745 | 104.4285 | 113.0153 | 121.5439 | 131.357
Scenario 3: Aggressive Fuel Sub | SCG | Com | WaterHeat | Com - College | Participant Cost Test | Energy Efficiency | 629704.7526 | 583353.1701 | 514001.5129 | 493653.0994 | 466949.7864 | 48727.456 | 3794.3756 | 2810.2544 | 1199.6568 | 1030.6623 | 840.4598 | 629.4494 | 385.4958
Scenario 3: Aggressive Fuel Sub | SCG | Com | WaterHeat | Com - College | Program Administrator Cost Test | Energy Efficiency | 747239.6087 | 768548.7975 | 804649.2385 | 846411.2931 | 882835.5531 | 3334.1321 | 2543.8357 | 2028.422 | 1396.6192 | 1481.6898 | 1573.5539 | 1680.4979 | 1786.1043
Scenario 3: Aggressive Fuel Sub | SCG | Com | WaterHeat | Com - College | Rate Impact Measure Test | Energy Efficiency | 747239.6087 | 768548.7975 | 804649.2385 | 846411.2931 | 882835.5531 | 3334.1321 | 2543.8357 | 2028.422 | 1396.6192 | 1481.6898 | 1573.5539 | 1680.4979 | 1786.1043
Scenario 3: Aggressive Fuel Sub | SCG | Com | WaterHeat | Com - College | Total Resource Cost Test | Energy Efficiency | 956742.8539 | 965703.9469 | 948116.2791 | 989802.7785 | 1023455.5032 | 48643.8978 | 3870.8226 | 2968.9435 | 1396.6192 | 1481.6898 | 1573.5539 | 1680.4979 | 1786.1043
Scenario 3: Aggressive Fuel Sub | SCG | Com | WaterHeat | Com - Grocery | Participant Cost Test | Energy Efficiency | 745565.4454 | 332907.6871 | 97626.1308 | 88990.0105 | 87438.4374 | 43607.1226 | 36844.2902 | 37857.9181 | 29679.4939 | 25550.6754 | 20875.0706 | 15572.6306 | 9550.7993
Scenario 3: Aggressive Fuel Sub | SCG | Com | WaterHeat | Com - Grocery | Program Administrator Cost Test | Energy Efficiency | 325452.862 | 183907.7995 | 100424.3485 | 102704.6012 | 108290.7681 | 28720.7778 | 30524.8821 | 32486.7078 | 34552.3533 | 36731.9034 | 39083.4429 | 41575.6892 | 44251.4314
Scenario 3: Aggressive Fuel Sub | SCG | Com | WaterHeat | Com - Grocery | Rate Impact Measure Test | Energy Efficiency | 325452.862 | 183907.7995 | 100424.3485 | 102704.6012 | 108290.7681 | 28720.7778 | 30524.8821 | 32486.7078 | 34552.3533 | 36731.9034 | 39083.4429 | 41575.6892 | 44251.4314
Scenario 3: Aggressive Fuel Sub | SCG | Com | WaterHeat | Com - Grocery | Total Resource Cost Test | Energy Efficiency | 550154.8965 | 281187.5906 | 126777.6888 | 126911.0515 | 132518.3283 | 45349.6648 | 39583.9912 | 41632.6914 | 34552.3533 | 36731.9034 | 39083.4429 | 41575.6892 | 44251.4314
Scenario 3: Aggressive Fuel Sub | SCG | Com | WaterHeat | Com - Health | Participant Cost Test | Energy Efficiency | 14093416.1526 | 10731985.9424 | 7639189.3455 | 5328668.8322 | 3744770.6564 | 1626574.4804 | 803495.8198 | 319726.9188 | 4311.8697 | 3702.1397 | 3011.6895 | 2256.182 | 1391.0464
Scenario 3: Aggressive Fuel Sub | SCG | Com | WaterHeat | Com - Health | Program Administrator Cost Test | Energy Efficiency | 7848318.2873 | 6572094.0503 | 5353337.7161 | 4373535.5299 | 3725595.208 | 874959.9683 | 483812.9145 | 200569.5246 | 5019.8041 | 5322.2327 | 5638.6489 | 6023.5372 | 6445.0936
Scenario 3: Aggressive Fuel Sub | SCG | Com | WaterHeat | Com - Health | Rate Impact Measure Test | Energy Efficiency | 7848318.2873 | 6572094.0503 | 5353337.7161 | 4373535.5299 | 3725595.208 | 874959.9683 | 483812.9145 | 200569.5246 | 5019.8041 | 5322.2327 | 5638.6489 | 6023.5372 | 6445.0936
Scenario 3: Aggressive Fuel Sub | SCG | Com | WaterHeat | Com - Health | Total Resource Cost Test | Energy Efficiency | 12004909.9178 | 9709203.8613 | 7506748.7614 | 5864755.8237 | 4773362.964 | 1407565.5401 | 703172.7809 | 286580.8472 | 5019.8041 | 5322.2327 | 5638.6489 | 6023.5372 | 6445.0936
Scenario 3: Aggressive Fuel Sub | SCG | Com | WaterHeat | Com - Lodging | Participant Cost Test | Energy Efficiency | 15525857.4764 | 14153978.3114 | 12478629.9069 | 11405974.5332 | 10598255.205 | 3140890.8859 | 8138.6876 | 8306.7337 | 3671.7208 | 3163.4005 | 2586.1009 | 1930.9526 | 1185.0137
Scenario 3: Aggressive Fuel Sub | SCG | Com | WaterHeat | Com - Lodging | Program Administrator Cost Test | Energy Efficiency | 8434800.2918 | 8500338.693 | 8600518.0058 | 8745957.8362 | 9001565.2494 | 73433.8202 | 3770.4681 | 4016.5156 | 4274.552 | 4547.7335 | 4841.8358 | 5155.238 | 5490.4806
Scenario 3: Aggressive Fuel Sub | SCG | Com | WaterHeat | Com - Lodging | Rate Impact Measure Test | Energy Efficiency | 8434800.2918 | 8500338.693 | 8600518.0058 | 8745957.8362 | 9001565.2494 | 73433.8202 | 3770.4681 | 4016.5156 | 4274.552 | 4547.7335 | 4841.8358 | 5155.238 | 5490.4806
Scenario 3: Aggressive Fuel Sub | SCG | Com | WaterHeat | Com - Lodging | Total Resource Cost Test | Energy Efficiency | 17743464.0725 | 17059556.3595 | 16085223.9104 | 15702255.6454 | 15602692.7613 | 3125307.1971 | 8477.1886 | 8773.4288 | 4274.552 | 4547.7335 | 4841.8358 | 5155.238 | 5490.4806
Scenario 3: Aggressive Fuel Sub | SCG | Com | WaterHeat | Com - Office (Large) | Participant Cost Test | Energy Efficiency | 1624960.1626 | 1554132.3402 | 1405646.3471 | 1328320.3907 | 1261767.2271 | 218479.1552 | 0 | 0 | 0 | 0 | 0 | 0 | 0
Scenario 3: Aggressive Fuel Sub | SCG | Com | WaterHeat | Com - Office (Large) | Program Administrator Cost Test | Energy Efficiency | 1611510.015 | 1658748.278 | 1702635.8833 | 1754396.0081 | 1818470.2492 | 0 | 0 | 0 | 0 | 0 | 0 | 0 | 0
Scenario 3: Aggressive Fuel Sub | SCG | Com | WaterHeat | Com - Office (Large) | Rate Impact Measure Test | Energy Efficiency | 1611510.015 | 1658748.278 | 1702635.8833 | 1754396.0081 | 1818470.2492 | 0 | 0 | 0 | 0 | 0 | 0 | 0 | 0
Scenario 3: Aggressive Fuel Sub | SCG | Com | WaterHeat | Com - Office (Large) | Total Resource Cost Test | Energy Efficiency | 2260483.2869 | 2292252.7135 | 2241407.9977 | 2280982.2586 | 2335951.5026 | 218479.1552 | 0 | 0 | 0 | 0 | 0 | 0 | 0
Scenario 3: Aggressive Fuel Sub | SCG | Com | WaterHeat | Com - Office (Small) | Participant Cost Test | Energy Efficiency | 51438.7918 | 49442.0857 | 47271.8687 | 44989.5635 | 23907.9592 | 0 | 0 | 0 | 0 | 0 | 0 | 0 | 0
Scenario 3: Aggressive Fuel Sub | SCG | Com | WaterHeat | Com - Office (Small) | Program Administrator Cost Test | Energy Efficiency | 96623.7204 | 100889.9275 | 105354.1789 | 110208.822 | 64861.7939 | 0 | 0 | 0 | 0 | 0 | 0 | 0 | 0
Scenario 3: Aggressive Fuel Sub | SCG | Com | WaterHeat | Com - Office (Small) | Rate Impact Measure Test | Energy Efficiency | 96623.7204 | 100889.9275 | 105354.1789 | 110208.822 | 64861.7939 | 0 | 0 | 0 | 0 | 0 | 0 | 0 | 0
Scenario 3: Aggressive Fuel Sub | SCG | Com | WaterHeat | Com - Office (Small) | Total Resource Cost Test | Energy Efficiency | 103267.0191 | 107467.3209 | 111865.1188 | 116663.1424 | 68460.2374 | 0 | 0 | 0 | 0 | 0 | 0 | 0 | 0
Scenario 3: Aggressive Fuel Sub | SCG | Com | WaterHeat | Com - Other | Participant Cost Test | Energy Efficiency | 5896743.2382 | 5537251.6197 | 4489665.3633 | 4284480.8814 | 2675529.3931 | 419447.3476 | 143142.3179 | 145363.4616 | 93191.9929 | 80462.1632 | 65908.7492 | 49302.6189 | 30329.5326
Scenario 3: Aggressive Fuel Sub | SCG | Com | WaterHeat | Com - Other | Program Administrator Cost Test | Energy Efficiency | 6822923.9444 | 7097784.597 | 7456054.4425 | 7841589.1291 | 5404551.6972 | 106377.4995 | 96311.4811 | 101872.2685 | 108492.465 | 115673.1493 | 123397.8775 | 131627.6522 | 140524.7353
Scenario 3: Aggressive Fuel Sub | SCG | Com | WaterHeat | Com - Other | Rate Impact Measure Test | Energy Efficiency | 6822923.9444 | 7097784.597 | 7456054.4425 | 7841589.1291 | 5404551.6972 | 106377.4995 | 96311.4811 | 101872.2685 | 108492.465 | 115673.1493 | 123397.8775 | 131627.6522 | 140524.7353
Scenario 3: Aggressive Fuel Sub | SCG | Com | WaterHeat | Com - Other | Total Resource Cost Test | Energy Efficiency | 9234740.3636 | 9391179.1728 | 8808944.4618 | 9179717.5414 | 6262137.8234 | 425307.5835 | 151562.7165 | 157200.4136 | 108492.465 | 115673.1493 | 123397.8775 | 131627.6522 | 140524.7353
Scenario 3: Aggressive Fuel Sub | SCG | Com | WaterHeat | Com - Refrig. Warehouse | Participant Cost Test | Energy Efficiency | 70488.6994 | 5418.4859 | 5563.6027 | 17878.5022 | 4336.3656 | 0 | 0 | 0 | 0 | 0 | 0 | 0 | 0
Scenario 3: Aggressive Fuel Sub | SCG | Com | WaterHeat | Com - Refrig. Warehouse | Program Administrator Cost Test | Energy Efficiency | 60874.2976 | 10492.9869 | 7769.4497 | 40878.1951 | 11281.2185 | 0 | 0 | 0 | 0 | 0 | 0 | 0 | 0
Scenario 3: Aggressive Fuel Sub | SCG | Com | WaterHeat | Com - Refrig. Warehouse | Rate Impact Measure Test | Energy Efficiency | 60874.2976 | 10492.9869 | 7769.4497 | 40878.1951 | 11281.2185 | 0 | 0 | 0 | 0 | 0 | 0 | 0 | 0
Scenario 3: Aggressive Fuel Sub | SCG | Com | WaterHeat | Com - Refrig. Warehouse | Total Resource Cost Test | Energy Efficiency | 68050.8009 | 10793.092 | 8246.9668 | 41950.5308 | 11555.7547 | 0 | 0 | 0 | 0 | 0 | 0 | 0 | 0
Scenario 3: Aggressive Fuel Sub | SCG | Com | WaterHeat | Com - Restaurant | Participant Cost Test | Energy Efficiency | 3018440.1622 | 2925406.7955 | 2807511.9809 | 2670495.4042 | 2528151.6062 | 159197.1436 | 163964.2481 | 169341.6392 | 159223.4766 | 137423.1259 | 112534.403 | 84158.41 | 51748.1468
Scenario 3: Aggressive Fuel Sub | SCG | Com | WaterHeat | Com - Restaurant | Program Administrator Cost Test | Energy Efficiency | 5906177.2251 | 6217351.1042 | 6514947.4127 | 6808544.9563 | 7136462.659 | 153179.5449 | 163123.2228 | 173884.6304 | 185365.1387 | 197560.7451 | 210692.9009 | 224685.284 | 239762.796
Scenario 3: Aggressive Fuel Sub | SCG | Com | WaterHeat | Com - Restaurant | Rate Impact Measure Test | Energy Efficiency | 5906177.2251 | 6217351.1042 | 6514947.4127 | 6808544.9563 | 7136462.659 | 153179.5449 | 163123.2228 | 173884.6304 | 185365.1387 | 197560.7451 | 210692.9009 | 224685.284 | 239762.796
Scenario 3: Aggressive Fuel Sub | SCG | Com | WaterHeat | Com - Restaurant | Total Resource Cost Test | Energy Efficiency | 6073995.748 | 6385041.0207 | 6681765.3893 | 6974050.1257 | 7301076.6278 | 168501.7902 | 178608.9459 | 189545.9924 | 185365.1387 | 197560.7451 | 210692.9009 | 224685.284 | 239762.796
Scenario 3: Aggressive Fuel Sub | SCG | Com | WaterHeat | Com - Retail | Participant Cost Test | Energy Efficiency | 745490.0773 | 228659.1645 | 236603.1394 | 123365.3061 | 93275.3398 | 8369.1051 | 769.4395 | 0 | 0 | 0 | 0 | 0 | 0
Scenario 3: Aggressive Fuel Sub | SCG | Com | WaterHeat | Com - Retail | Program Administrator Cost Test | Energy Efficiency | 371815.4247 | 243519.9652 | 248354.419 | 246710.0652 | 172006.28 | 3216.7955 | 309.415 | 0 | 0 | 0 | 0 | 0 | 0
Scenario 3: Aggressive Fuel Sub | SCG | Com | WaterHeat | Com - Retail | Rate Impact Measure Test | Energy Efficiency | 371815.4247 | 243519.9652 | 248354.419 | 246710.0652 | 172006.28 | 3216.7955 | 309.415 | 0 | 0 | 0 | 0 | 0 | 0
Scenario 3: Aggressive Fuel Sub | SCG | Com | WaterHeat | Com - Retail | Total Resource Cost Test | Energy Efficiency | 728517.6328 | 350667.9905 | 370785.7455 | 283366.681 | 205248.8451 | 7844.5954 | 732.0665 | 0 | 0 | 0 | 0 | 0 | 0
Scenario 3: Aggressive Fuel Sub | SCG | Com | WaterHeat | Com - School | Participant Cost Test | Energy Efficiency | 1063989.7798 | 1014504.7186 | 1092273.3497 | 906908.7726 | 846411.4281 | 23667.8171 | 24077.2795 | 24546.4006 | 19253.5089 | 16505.0093 | 13413.4018 | 9974.6785 | 6091.1028
Scenario 3: Aggressive Fuel Sub | SCG | Com | WaterHeat | Com - School | Program Administrator Cost Test | Energy Efficiency | 1744067.3149 | 1802842.4793 | 1860211.7902 | 1923288.9681 | 1981281.3723 | 19033.6497 | 20082.0993 | 21202.2003 | 22414.5923 | 23727.7522 | 25113.2844 | 26630.2962 | 28221.6815
Scenario 3: Aggressive Fuel Sub | SCG | Com | WaterHeat | Com - School | Rate Impact Measure Test | Energy Efficiency | 1744067.3149 | 1802842.4793 | 1860211.7902 | 1923288.9681 | 1981281.3723 | 19033.6497 | 20082.0993 | 21202.2003 | 22414.5923 | 23727.7522 | 25113.2844 | 26630.2962 | 28221.6815
Scenario 3: Aggressive Fuel Sub | SCG | Com | WaterHeat | Com - School | Total Resource Cost Test | Energy Efficiency | 1900988.8797 | 1956797.9061 | 2114605.1478 | 2071254.7409 | 2125841.957 | 24823.9857 | 25880.1881 | 27009.9692 | 22414.5923 | 23727.7522 | 25113.2844 | 26630.2962 | 28221.6815
Scenario 3: Aggressive Fuel Sub | SCG | Com | WaterHeat | Com - Warehouse | Participant Cost Test | Energy Efficiency | 1184574.332 | 260636.6752 | 116292.7019 | 89447.8448 | 72930.7468 | 21438.4583 | 4818.2826 | 0 | 0 | 0 | 0 | 0 | 0
Scenario 3: Aggressive Fuel Sub | SCG | Com | WaterHeat | Com - Warehouse | Program Administrator Cost Test | Energy Efficiency | 391135.8534 | 126371.2465 | 85132.1974 | 81467.6643 | 80201.8473 | 5202.459 | 2107.595 | 0 | 0 | 0 | 0 | 0 | 0
Scenario 3: Aggressive Fuel Sub | SCG | Com | WaterHeat | Com - Warehouse | Rate Impact Measure Test | Energy Efficiency | 391135.8534 | 126371.2465 | 85132.1974 | 81467.6643 | 80201.8473 | 5202.459 | 2107.595 | 0 | 0 | 0 | 0 | 0 | 0
Scenario 3: Aggressive Fuel Sub | SCG | Com | WaterHeat | Com - Warehouse | Total Resource Cost Test | Energy Efficiency | 922572.106 | 245566.5215 | 139963.8764 | 121295.9393 | 112216.1491 | 20590.1793 | 4563.7148 | 0 | 0 | 0 | 0 | 0 | 0
Scenario 3: Aggressive Fuel Sub | SCG | Com | WholeBlg | Com - College | Participant Cost Test | Energy Efficiency | 89683.3105 | 94359.4276 | 99017.14 | 104185.6482 | 109696.5683 | 115704.395 | 122198.0031 | 128820.6892 | 135828.1555 | 143447.5539 | 151032.1924 | 158691.1574 | 167445.8291
Scenario 3: Aggressive Fuel Sub | SCG | Com | WholeBlg | Com - College | Program Administrator Cost Test | Energy Efficiency | 89683.3105 | 94359.4276 | 99017.14 | 104185.6482 | 109696.5683 | 115704.395 | 122198.0031 | 128820.6892 | 135828.1555 | 143447.5539 | 151032.1924 | 158691.1574 | 167445.8291
Scenario 3: Aggressive Fuel Sub | SCG | Com | WholeBlg | Com - College | Rate Impact Measure Test | Energy Efficiency | 89683.3105 | 94359.4276 | 99017.14 | 104185.6482 | 109696.5683 | 115704.395 | 122198.0031 | 128820.6892 | 135828.1555 | 143447.5539 | 151032.1924 | 158691.1574 | 167445.8291
Scenario 3: Aggressive Fuel Sub | SCG | Com | WholeBlg | Com - College | Total Resource Cost Test | Energy Efficiency | 89683.3105 | 94359.4276 | 99017.14 | 104185.6482 | 109696.5683 | 115704.395 | 122198.0031 | 128820.6892 | 135828.1555 | 143447.5539 | 151032.1924 | 158691.1574 | 167445.8291
Scenario 3: Aggressive Fuel Sub | SCG | Com | WholeBlg | Com - Grocery | Participant Cost Test | Energy Efficiency | 33730.4418 | 35955.072 | 38233.7488 | 40765.6988 | 43504.3808 | 46255.0461 | 49203.0459 | 52327.4266 | 55677.4911 | 59096.3554 | 62722.4599 | 66411.8559 | 70300.2844
Scenario 3: Aggressive Fuel Sub | SCG | Com | WholeBlg | Com - Grocery | Program Administrator Cost Test | Energy Efficiency | 33730.4418 | 35955.072 | 38233.7488 | 40765.6988 | 43504.3808 | 46255.0461 | 49203.0459 | 52327.4266 | 55677.4911 | 59096.3554 | 62722.4599 | 66411.8559 | 70300.2844
Scenario 3: Aggressive Fuel Sub | SCG | Com | WholeBlg | Com - Grocery | Rate Impact Measure Test | Energy Efficiency | 33730.4418 | 35955.072 | 38233.7488 | 40765.6988 | 43504.3808 | 46255.0461 | 49203.0459 | 52327.4266 | 55677.4911 | 59096.3554 | 62722.4599 | 66411.8559 | 70300.2844
Scenario 3: Aggressive Fuel Sub | SCG | Com | WholeBlg | Com - Grocery | Total Resource Cost Test | Energy Efficiency | 33730.4418 | 35955.072 | 38233.7488 | 40765.6988 | 43504.3808 | 46255.0461 | 49203.0459 | 52327.4266 | 55677.4911 | 59096.3554 | 62722.4599 | 66411.8559 | 70300.2844
Scenario 3: Aggressive Fuel Sub | SCG | Com | WholeBlg | Com - Health | Participant Cost Test | Energy Efficiency | 123836.3074 | 132439.7308 | 141289.6154 | 151105.6414 | 161742.3927 | 172643.48 | 184405.4236 | 196783.8041 | 210061.1166 | 223702.5983 | 238184.3812 | 252930.3877 | 267490.7235
Scenario 3: Aggressive Fuel Sub | SCG | Com | WholeBlg | Com - Health | Program Administrator Cost Test | Energy Efficiency | 123836.3074 | 132439.7308 | 141289.6154 | 151105.6414 | 161742.3927 | 172643.48 | 184405.4236 | 196783.8041 | 210061.1166 | 223702.5983 | 238184.3812 | 252930.3877 | 267490.7235
Scenario 3: Aggressive Fuel Sub | SCG | Com | WholeBlg | Com - Health | Rate Impact Measure Test | Energy Efficiency | 123836.3074 | 132439.7308 | 141289.6154 | 151105.6414 | 161742.3927 | 172643.48 | 184405.4236 | 196783.8041 | 210061.1166 | 223702.5983 | 238184.3812 | 252930.3877 | 267490.7235
Scenario 3: Aggressive Fuel Sub | SCG | Com | WholeBlg | Com - Health | Total Resource Cost Test | Energy Efficiency | 123836.3074 | 132439.7308 | 141289.6154 | 151105.6414 | 161742.3927 | 172643.48 | 184405.4236 | 196783.8041 | 210061.1166 | 223702.5983 | 238184.3812 | 252930.3877 | 267490.7235
Scenario 3: Aggressive Fuel Sub | SCG | Com | WholeBlg | Com - Lodging | Participant Cost Test | Energy Efficiency | 60613.3745 | 64704.4086 | 68900.1099 | 73554.5781 | 78597.1064 | 83745.7409 | 89280.7625 | 95134.5655 | 101424.8331 | 107966.6415 | 114843.241 | 121868.3308 | 128929.1456
Scenario 3: Aggressive Fuel Sub | SCG | Com | WholeBlg | Com - Lodging | Program Administrator Cost Test | Energy Efficiency | 60613.3745 | 64704.4086 | 68900.1099 | 73554.5781 | 78597.1064 | 83745.7409 | 89280.7625 | 95134.5655 | 101424.8331 | 107966.6415 | 114843.241 | 121868.3308 | 128929.1456
Scenario 3: Aggressive Fuel Sub | SCG | Com | WholeBlg | Com - Lodging | Rate Impact Measure Test | Energy Efficiency | 60613.3745 | 64704.4086 | 68900.1099 | 73554.5781 | 78597.1064 | 83745.7409 | 89280.7625 | 95134.5655 | 101424.8331 | 107966.6415 | 114843.241 | 121868.3308 | 128929.1456
Scenario 3: Aggressive Fuel Sub | SCG | Com | WholeBlg | Com - Lodging | Total Resource Cost Test | Energy Efficiency | 60613.3745 | 64704.4086 | 68900.1099 | 73554.5781 | 78597.1064 | 83745.7409 | 89280.7625 | 95134.5655 | 101424.8331 | 107966.6415 | 114843.241 | 121868.3308 | 128929.1456
Scenario 3: Aggressive Fuel Sub | SCG | Com | WholeBlg | Com - Office (Large) | Participant Cost Test | Energy Efficiency | 194067.1141 | 205270.3978 | 216475.5036 | 228831.444 | 242114.6606 | 256146.0073 | 271493.1022 | 287286.149 | 304007.384 | 323096.7512 | 341252.252 | 359569.5185 | 379214.5869
Scenario 3: Aggressive Fuel Sub | SCG | Com | WholeBlg | Com - Office (Large) | Program Administrator Cost Test | Energy Efficiency | 194067.1141 | 205270.3978 | 216475.5036 | 228831.444 | 242114.6606 | 256146.0073 | 271493.1022 | 287286.149 | 304007.384 | 323096.7512 | 341252.252 | 359569.5185 | 379214.5869
Scenario 3: Aggressive Fuel Sub | SCG | Com | WholeBlg | Com - Office (Large) | Rate Impact Measure Test | Energy Efficiency | 194067.1141 | 205270.3978 | 216475.5036 | 228831.444 | 242114.6606 | 256146.0073 | 271493.1022 | 287286.149 | 304007.384 | 323096.7512 | 341252.252 | 359569.5185 | 379214.5869
Scenario 3: Aggressive Fuel Sub | SCG | Com | WholeBlg | Com - Office (Large) | Total Resource Cost Test | Energy Efficiency | 194067.1141 | 205270.3978 | 216475.5036 | 228831.444 | 242114.6606 | 256146.0073 | 271493.1022 | 287286.149 | 304007.384 | 323096.7512 | 341252.252 | 359569.5185 | 379214.5869
Scenario 3: Aggressive Fuel Sub | SCG | Com | WholeBlg | Com - Office (Small) | Participant Cost Test | Energy Efficiency | 23108.5463 | 24581.0664 | 26087.7894 | 27762.6676 | 29571.1554 | 31368.4457 | 33284.701 | 35313.7137 | 37488.1889 | 39786.1117 | 42133.7095 | 44519.9295 | 47117.352
Scenario 3: Aggressive Fuel Sub | SCG | Com | WholeBlg | Com - Office (Small) | Program Administrator Cost Test | Energy Efficiency | 23108.5463 | 24581.0664 | 26087.7894 | 27762.6676 | 29571.1554 | 31368.4457 | 33284.701 | 35313.7137 | 37488.1889 | 39786.1117 | 42133.7095 | 44519.9295 | 47117.352
Scenario 3: Aggressive Fuel Sub | SCG | Com | WholeBlg | Com - Office (Small) | Rate Impact Measure Test | Energy Efficiency | 23108.5463 | 24581.0664 | 26087.7894 | 27762.6676 | 29571.1554 | 31368.4457 | 33284.701 | 35313.7137 | 37488.1889 | 39786.1117 | 42133.7095 | 44519.9295 | 47117.352
Scenario 3: Aggressive Fuel Sub | SCG | Com | WholeBlg | Com - Office (Small) | Total Resource Cost Test | Energy Efficiency | 23108.5463 | 24581.0664 | 26087.7894 | 27762.6676 | 29571.1554 | 31368.4457 | 33284.701 | 35313.7137 | 37488.1889 | 39786.1117 | 42133.7095 | 44519.9295 | 47117.352
Scenario 3: Aggressive Fuel Sub | SCG | Com | WholeBlg | Com - Other | Participant Cost Test | Energy Efficiency | 403683.5355 | 430904.1253 | 458947.8979 | 490177.0208 | 524005.8384 | 558297.049 | 595302.8927 | 634454.8715 | 676522.2871 | 719947.0676 | 765893.5401 | 812820.0014 | 859968.6082
Scenario 3: Aggressive Fuel Sub | SCG | Com | WholeBlg | Com - Other | Program Administrator Cost Test | Energy Efficiency | 403683.5355 | 430904.1253 | 458947.8979 | 490177.0208 | 524005.8384 | 558297.049 | 595302.8927 | 634454.8715 | 676522.2871 | 719947.0676 | 765893.5401 | 812820.0014 | 859968.6082
Scenario 3: Aggressive Fuel Sub | SCG | Com | WholeBlg | Com - Other | Rate Impact Measure Test | Energy Efficiency | 403683.5355 | 430904.1253 | 458947.8979 | 490177.0208 | 524005.8384 | 558297.049 | 595302.8927 | 634454.8715 | 676522.2871 | 719947.0676 | 765893.5401 | 812820.0014 | 859968.6082
Scenario 3: Aggressive Fuel Sub | SCG | Com | WholeBlg | Com - Other | Total Resource Cost Test | Energy Efficiency | 403683.5355 | 430904.1253 | 458947.8979 | 490177.0208 | 524005.8384 | 558297.049 | 595302.8927 | 634454.8715 | 676522.2871 | 719947.0676 | 765893.5401 | 812820.0014 | 859968.6082
Scenario 3: Aggressive Fuel Sub | SCG | Com | WholeBlg | Com - Refrig. Warehouse | Participant Cost Test | Energy Efficiency | 7827.5366 | 8389.7007 | 8972.8304 | 9621.8772 | 10325.8124 | 11024.732 | 11772.3564 | 12570.4005 | 13430.2469 | 14298.041 | 15233.5374 | 16190.4119 | 17148.1166
Scenario 3: Aggressive Fuel Sub | SCG | Com | WholeBlg | Com - Refrig. Warehouse | Program Administrator Cost Test | Energy Efficiency | 7827.5366 | 8389.7007 | 8972.8304 | 9621.8772 | 10325.8124 | 11024.732 | 11772.3564 | 12570.4005 | 13430.2469 | 14298.041 | 15233.5374 | 16190.4119 | 17148.1166
Scenario 3: Aggressive Fuel Sub | SCG | Com | WholeBlg | Com - Refrig. Warehouse | Rate Impact Measure Test | Energy Efficiency | 7827.5366 | 8389.7007 | 8972.8304 | 9621.8772 | 10325.8124 | 11024.732 | 11772.3564 | 12570.4005 | 13430.2469 | 14298.041 | 15233.5374 | 16190.4119 | 17148.1166
Scenario 3: Aggressive Fuel Sub | SCG | Com | WholeBlg | Com - Refrig. Warehouse | Total Resource Cost Test | Energy Efficiency | 7827.5366 | 8389.7007 | 8972.8304 | 9621.8772 | 10325.8124 | 11024.732 | 11772.3564 | 12570.4005 | 13430.2469 | 14298.041 | 15233.5374 | 16190.4119 | 17148.1166
Scenario 3: Aggressive Fuel Sub | SCG | Com | WholeBlg | Com - Restaurant | Participant Cost Test | Energy Efficiency | 171685.84 | 184069.606 | 196898.4863 | 211178.6249 | 226693.1233 | 242201.5794 | 258807.3415 | 276536.1717 | 295640.6285 | 315075.8827 | 335920.9988 | 357267.6476 | 378342.0816
Scenario 3: Aggressive Fuel Sub | SCG | Com | WholeBlg | Com - Restaurant | Program Administrator Cost Test | Energy Efficiency | 171685.84 | 184069.606 | 196898.4863 | 211178.6249 | 226693.1233 | 242201.5794 | 258807.3415 | 276536.1717 | 295640.6285 | 315075.8827 | 335920.9988 | 357267.6476 | 378342.0816
Scenario 3: Aggressive Fuel Sub | SCG | Com | WholeBlg | Com - Restaurant | Rate Impact Measure Test | Energy Efficiency | 171685.84 | 184069.606 | 196898.4863 | 211178.6249 | 226693.1233 | 242201.5794 | 258807.3415 | 276536.1717 | 295640.6285 | 315075.8827 | 335920.9988 | 357267.6476 | 378342.0816
Scenario 3: Aggressive Fuel Sub | SCG | Com | WholeBlg | Com - Restaurant | Total Resource Cost Test | Energy Efficiency | 171685.84 | 184069.606 | 196898.4863 | 211178.6249 | 226693.1233 | 242201.5794 | 258807.3415 | 276536.1717 | 295640.6285 | 315075.8827 | 335920.9988 | 357267.6476 | 378342.0816
Scenario 3: Aggressive Fuel Sub | SCG | Com | WholeBlg | Com - Retail | Participant Cost Test | Energy Efficiency | 46519.4662 | 49673.3092 | 52917.8254 | 56527.6494 | 60440.0863 | 64359.0629 | 68554.2304 | 73017.5693 | 77814.4276 | 82747.9566 | 87957.3041 | 93272.784 | 366175.061
Scenario 3: Aggressive Fuel Sub | SCG | Com | WholeBlg | Com - Retail | Program Administrator Cost Test | Energy Efficiency | 46519.4662 | 49673.3092 | 52917.8254 | 56527.6494 | 60440.0863 | 64359.0629 | 68554.2304 | 73017.5693 | 77814.4276 | 82747.9566 | 87957.3041 | 93272.784 | 420409.1779
Scenario 3: Aggressive Fuel Sub | SCG | Com | WholeBlg | Com - Retail | Rate Impact Measure Test | Energy Efficiency | 46519.4662 | 49673.3092 | 52917.8254 | 56527.6494 | 60440.0863 | 64359.0629 | 68554.2304 | 73017.5693 | 77814.4276 | 82747.9566 | 87957.3041 | 93272.784 | 420409.1779
Scenario 3: Aggressive Fuel Sub | SCG | Com | WholeBlg | Com - Retail | Total Resource Cost Test | Energy Efficiency | 46519.4662 | 49673.3092 | 52917.8254 | 56527.6494 | 60440.0863 | 64359.0629 | 68554.2304 | 73017.5693 | 77814.4276 | 82747.9566 | 87957.3041 | 93272.784 | 420409.1779
Scenario 3: Aggressive Fuel Sub | SCG | Com | WholeBlg | Com - School | Participant Cost Test | Energy Efficiency | 74602.2535 | 78824.4559 | 83085.7744 | 87813.3556 | 92871.8297 | 98108.8219 | 103661.8743 | 109434.594 | 115567.4218 | 122076.0872 | 128666.5281 | 135299.2652 | 143088.0387
Scenario 3: Aggressive Fuel Sub | SCG | Com | WholeBlg | Com - School | Program Administrator Cost Test | Energy Efficiency | 74602.2535 | 78824.4559 | 83085.7744 | 87813.3556 | 92871.8297 | 98108.8219 | 103661.8743 | 109434.594 | 115567.4218 | 122076.0872 | 128666.5281 | 135299.2652 | 143088.0387
Scenario 3: Aggressive Fuel Sub | SCG | Com | WholeBlg | Com - School | Rate Impact Measure Test | Energy Efficiency | 74602.2535 | 78824.4559 | 83085.7744 | 87813.3556 | 92871.8297 | 98108.8219 | 103661.8743 | 109434.594 | 115567.4218 | 122076.0872 | 128666.5281 | 135299.2652 | 143088.0387
Scenario 3: Aggressive Fuel Sub | SCG | Com | WholeBlg | Com - School | Total Resource Cost Test | Energy Efficiency | 74602.2535 | 78824.4559 | 83085.7744 | 87813.3556 | 92871.8297 | 98108.8219 | 103661.8743 | 109434.594 | 115567.4218 | 122076.0872 | 128666.5281 | 135299.2652 | 143088.0387
Scenario 3: Aggressive Fuel Sub | SCG | Com | WholeBlg | Com - Warehouse | Participant Cost Test | Energy Efficiency | 152759.2795 | 163147.4251 | 173859.7679 | 185803.7621 | 198768.9394 | 211626.0846 | 225380.0689 | 240046.2182 | 255833.9252 | 271853.377 | 288978.3524 | 306451.6723 | 324567.5888
Scenario 3: Aggressive Fuel Sub | SCG | Com | WholeBlg | Com - Warehouse | Program Administrator Cost Test | Energy Efficiency | 152759.2795 | 163147.4251 | 173859.7679 | 185803.7621 | 198768.9394 | 211626.0846 | 225380.0689 | 240046.2182 | 255833.9252 | 271853.377 | 288978.3524 | 306451.6723 | 324567.5888
Scenario 3: Aggressive Fuel Sub | SCG | Com | WholeBlg | Com - Warehouse | Rate Impact Measure Test | Energy Efficiency | 152759.2795 | 163147.4251 | 173859.7679 | 185803.7621 | 198768.9394 | 211626.0846 | 225380.0689 | 240046.2182 | 255833.9252 | 271853.377 | 288978.3524 | 306451.6723 | 324567.5888
Scenario 3: Aggressive Fuel Sub | SCG | Com | WholeBlg | Com - Warehouse | Total Resource Cost Test | Energy Efficiency | 152759.2795 | 163147.4251 | 173859.7679 | 185803.7621 | 198768.9394 | 211626.0846 | 225380.0689 | 240046.2182 | 255833.9252 | 271853.377 | 288978.3524 | 306451.6723 | 324567.5888
Scenario 3: Aggressive Fuel Sub | SCG | Ind | WholeBlg | Ind - All Other Industrial | Participant Cost Test | Energy Efficiency | 1278351.2726 | 1351507.9244 | 1426901.7624 | 1506052.1176 | 1589563.6611 | 1676532.9408 | 1768189.0299 | 1865791.753 | 1969818.5363 | 2081394.4597 | 2200854.5202 | 2328775.1074 | 2465629.9317
Scenario 3: Aggressive Fuel Sub | SCG | Ind | WholeBlg | Ind - All Other Industrial | Program Administrator Cost Test | Energy Efficiency | 1278351.2726 | 1351507.9244 | 1426901.7624 | 1506052.1176 | 1589563.6611 | 1676532.9408 | 1768189.0299 | 1865791.753 | 1969818.5363 | 2081394.4597 | 2200854.5202 | 2328775.1074 | 2465629.9317
Scenario 3: Aggressive Fuel Sub | SCG | Ind | WholeBlg | Ind - All Other Industrial | Rate Impact Measure Test | Energy Efficiency | 1278351.2726 | 1351507.9244 | 1426901.7624 | 1506052.1176 | 1589563.6611 | 1676532.9408 | 1768189.0299 | 1865791.753 | 1969818.5363 | 2081394.4597 | 2200854.5202 | 2328775.1074 | 2465629.9317
Scenario 3: Aggressive Fuel Sub | SCG | Ind | WholeBlg | Ind - All Other Industrial | Total Resource Cost Test | Energy Efficiency | 1278351.2726 | 1351507.9244 | 1426901.7624 | 1506052.1176 | 1589563.6611 | 1676532.9408 | 1768189.0299 | 1865791.753 | 1969818.5363 | 2081394.4597 | 2200854.5202 | 2328775.1074 | 2465629.9317
Scenario 3: Aggressive Fuel Sub | SCG | Ind | WholeBlg | Ind - Chemicals | Participant Cost Test | Energy Efficiency | 15455812.8587 | 16353350.4591 | 17296443.0376 | 18288055.6357 | 19334031.1342 | 20426944.1301 | 21571046.7187 | 22773273.6437 | 24053720.2921 | 25415693.4318 | 26858835.5289 | 28385622.3066 | 30006776.0658
Scenario 3: Aggressive Fuel Sub | SCG | Ind | WholeBlg | Ind - Chemicals | Program Administrator Cost Test | Energy Efficiency | 15455812.8587 | 16353350.4591 | 17296443.0376 | 18288055.6357 | 19334031.1342 | 20426944.1301 | 21571046.7187 | 22773273.6437 | 24053720.2921 | 25415693.4318 | 26858835.5289 | 28385622.3066 | 30006776.0658
Scenario 3: Aggressive Fuel Sub | SCG | Ind | WholeBlg | Ind - Chemicals | Rate Impact Measure Test | Energy Efficiency | 15455812.8587 | 16353350.4591 | 17296443.0376 | 18288055.6357 | 19334031.1342 | 20426944.1301 | 21571046.7187 | 22773273.6437 | 24053720.2921 | 25415693.4318 | 26858835.5289 | 28385622.3066 | 30006776.0658
Scenario 3: Aggressive Fuel Sub | SCG | Ind | WholeBlg | Ind - Chemicals | Total Resource Cost Test | Energy Efficiency | 15455812.8587 | 16353350.4591 | 17296443.0376 | 18288055.6357 | 19334031.1342 | 20426944.1301 | 21571046.7187 | 22773273.6437 | 24053720.2921 | 25415693.4318 | 26858835.5289 | 28385622.3066 | 30006776.0658
Scenario 3: Aggressive Fuel Sub | SCG | Ind | WholeBlg | Ind - Electronics | Participant Cost Test | Energy Efficiency | 738350.9548 | 781396.0247 | 826997.4081 | 875177.8594 | 926213.7083 | 980222.3872 | 1037691.1661 | 1098955.8836 | 1164161.1705 | 1233681.4716 | 1307597.2616 | 1386204.7064 | 1469991.2058
Scenario 3: Aggressive Fuel Sub | SCG | Ind | WholeBlg | Ind - Electronics | Program Administrator Cost Test | Energy Efficiency | 738350.9548 | 781396.0247 | 826997.4081 | 875177.8594 | 926213.7083 | 980222.3872 | 1037691.1661 | 1098955.8836 | 1164161.1705 | 1233681.4716 | 1307597.2616 | 1386204.7064 | 1469991.2058
Scenario 3: Aggressive Fuel Sub | SCG | Ind | WholeBlg | Ind - Electronics | Rate Impact Measure Test | Energy Efficiency | 738350.9548 | 781396.0247 | 826997.4081 | 875177.8594 | 926213.7083 | 980222.3872 | 1037691.1661 | 1098955.8836 | 1164161.1705 | 1233681.4716 | 1307597.2616 | 1386204.7064 | 1469991.2058
Scenario 3: Aggressive Fuel Sub | SCG | Ind | WholeBlg | Ind - Electronics | Total Resource Cost Test | Energy Efficiency | 738350.9548 | 781396.0247 | 826997.4081 | 875177.8594 | 926213.7083 | 980222.3872 | 1037691.1661 | 1098955.8836 | 1164161.1705 | 1233681.4716 | 1307597.2616 | 1386204.7064 | 1469991.2058
Scenario 3: Aggressive Fuel Sub | SCG | Ind | WholeBlg | Ind - Fabricated Metals | Participant Cost Test | Energy Efficiency | 4431784.5677 | 4713181.0742 | 5014709.2513 | 5316805.4053 | 5628504.24 | 5948319.2785 | 6280202.6143 | 6630632.6733 | 7001987.5523 | 7397373.9262 | 7814851.0909 | 8254015.8655 | 8717059.1876
Scenario 3: Aggressive Fuel Sub | SCG | Ind | WholeBlg | Ind - Fabricated Metals | Program Administrator Cost Test | Energy Efficiency | 4431784.5677 | 4713181.0742 | 5014709.2513 | 5316805.4053 | 5628504.24 | 5948319.2785 | 6280202.6143 | 6630632.6733 | 7001987.5523 | 7397373.9262 | 7814851.0909 | 8254015.8655 | 8717059.1876
Scenario 3: Aggressive Fuel Sub | SCG | Ind | WholeBlg | Ind - Fabricated Metals | Rate Impact Measure Test | Energy Efficiency | 4431784.5677 | 4713181.0742 | 5014709.2513 | 5316805.4053 | 5628504.24 | 5948319.2785 | 6280202.6143 | 6630632.6733 | 7001987.5523 | 7397373.9262 | 7814851.0909 | 8254015.8655 | 8717059.1876
Scenario 3: Aggressive Fuel Sub | SCG | Ind | WholeBlg | Ind - Fabricated Metals | Total Resource Cost Test | Energy Efficiency | 4431784.5677 | 4713181.0742 | 5014709.2513 | 5316805.4053 | 5628504.24 | 5948319.2785 | 6280202.6143 | 6630632.6733 | 7001987.5523 | 7397373.9262 | 7814851.0909 | 8254015.8655 | 8717059.1876
Scenario 3: Aggressive Fuel Sub | SCG | Ind | WholeBlg | Ind - Food | Participant Cost Test | Energy Efficiency | 21246797.1193 | 22306132.0652 | 23418602.7999 | 24591274.1836 | 25825697.3466 | 27125813.0242 | 28501000.6224 | 29952843.5466 | 31490731.8355 | 33122826.6501 | 34847936.2011 | 36670159.5415 | 38603157.1687
Scenario 3: Aggressive Fuel Sub | SCG | Ind | WholeBlg | Ind - Food | Program Administrator Cost Test | Energy Efficiency | 21246797.1193 | 22306132.0652 | 23418602.7999 | 24591274.1836 | 25825697.3466 | 27125813.0242 | 28501000.6224 | 29952843.5466 | 31490731.8355 | 33122826.6501 | 34847936.2011 | 36670159.5415 | 38603157.1687
Scenario 3: Aggressive Fuel Sub | SCG | Ind | WholeBlg | Ind - Food | Rate Impact Measure Test | Energy Efficiency | 21246797.1193 | 22306132.0652 | 23418602.7999 | 24591274.1836 | 25825697.3466 | 27125813.0242 | 28501000.6224 | 29952843.5466 | 31490731.8355 | 33122826.6501 | 34847936.2011 | 36670159.5415 | 38603157.1687
Scenario 3: Aggressive Fuel Sub | SCG | Ind | WholeBlg | Ind - Food | Total Resource Cost Test | Energy Efficiency | 21246797.1193 | 22306132.0652 | 23418602.7999 | 24591274.1836 | 25825697.3466 | 27125813.0242 | 28501000.6224 | 29952843.5466 | 31490731.8355 | 33122826.6501 | 34847936.2011 | 36670159.5415 | 38603157.1687
Scenario 3: Aggressive Fuel Sub | SCG | Ind | WholeBlg | Ind - Industrial Machinery | Participant Cost Test | Energy Efficiency | 460835.5777 | 492608.7428 | 527182.9018 | 560860.9406 | 594607.2174 | 629095.575 | 665647.4209 | 704471.2801 | 745853.4298 | 790107.9837 | 836728.8193 | 885700.2823 | 937253.5008
Scenario 3: Aggressive Fuel Sub | SCG | Ind | WholeBlg | Ind - Industrial Machinery | Program Administrator Cost Test | Energy Efficiency | 460835.5777 | 492608.7428 | 527182.9018 | 560860.9406 | 594607.2174 | 629095.575 | 665647.4209 | 704471.2801 | 745853.4298 | 790107.9837 | 836728.8193 | 885700.2823 | 937253.5008
Scenario 3: Aggressive Fuel Sub | SCG | Ind | WholeBlg | Ind - Industrial Machinery | Rate Impact Measure Test | Energy Efficiency | 460835.5777 | 492608.7428 | 527182.9018 | 560860.9406 | 594607.2174 | 629095.575 | 665647.4209 | 704471.2801 | 745853.4298 | 790107.9837 | 836728.8193 | 885700.2823 | 937253.5008
Scenario 3: Aggressive Fuel Sub | SCG | Ind | WholeBlg | Ind - Industrial Machinery | Total Resource Cost Test | Energy Efficiency | 460835.5777 | 492608.7428 | 527182.9018 | 560860.9406 | 594607.2174 | 629095.575 | 665647.4209 | 704471.2801 | 745853.4298 | 790107.9837 | 836728.8193 | 885700.2823 | 937253.5008
Scenario 3: Aggressive Fuel Sub | SCG | Ind | WholeBlg | Ind - Lumber & Furniture | Participant Cost Test | Energy Efficiency | 207299.7956 | 219361.5973 | 232073.2721 | 245473.8846 | 259715.4332 | 274096.1909 | 288643.2624 | 304172.8691 | 320727.1663 | 338448.2335 | 357377.7456 | 377438.972 | 398682.8941
Scenario 3: Aggressive Fuel Sub | SCG | Ind | WholeBlg | Ind - Lumber & Furniture | Program Administrator Cost Test | Energy Efficiency | 207299.7956 | 219361.5973 | 232073.2721 | 245473.8846 | 259715.4332 | 274096.1909 | 288643.2624 | 304172.8691 | 320727.1663 | 338448.2335 | 357377.7456 | 377438.972 | 398682.8941
Scenario 3: Aggressive Fuel Sub | SCG | Ind | WholeBlg | Ind - Lumber & Furniture | Rate Impact Measure Test | Energy Efficiency | 207299.7956 | 219361.5973 | 232073.2721 | 245473.8846 | 259715.4332 | 274096.1909 | 288643.2624 | 304172.8691 | 320727.1663 | 338448.2335 | 357377.7456 | 377438.972 | 398682.8941
Scenario 3: Aggressive Fuel Sub | SCG | Ind | WholeBlg | Ind - Lumber & Furniture | Total Resource Cost Test | Energy Efficiency | 207299.7956 | 219361.5973 | 232073.2721 | 245473.8846 | 259715.4332 | 274096.1909 | 288643.2624 | 304172.8691 | 320727.1663 | 338448.2335 | 357377.7456 | 377438.972 | 398682.8941
Scenario 3: Aggressive Fuel Sub | SCG | Ind | WholeBlg | Ind - Paper | Participant Cost Test | Energy Efficiency | 3238827.9799 | 3407142.3207 | 3585771.1446 | 3781137.5745 | 3989736.8876 | 4207775.8462 | 4441156.3572 | 4693638.9235 | 4967288.4335 | 5263918.0432 | 5582550.0423 | 5922697.3392 | 6286283.8026
Scenario 3: Aggressive Fuel Sub | SCG | Ind | WholeBlg | Ind - Paper | Program Administrator Cost Test | Energy Efficiency | 3238827.9799 | 3407142.3207 | 3585771.1446 | 3781137.5745 | 3989736.8876 | 4207775.8462 | 4441156.3572 | 4693638.9235 | 4967288.4335 | 5263918.0432 | 5582550.0423 | 5922697.3392 | 6286283.8026
Scenario 3: Aggressive Fuel Sub | SCG | Ind | WholeBlg | Ind - Paper | Rate Impact Measure Test | Energy Efficiency | 3238827.9799 | 3407142.3207 | 3585771.1446 | 3781137.5745 | 3989736.8876 | 4207775.8462 | 4441156.3572 | 4693638.9235 | 4967288.4335 | 5263918.0432 | 5582550.0423 | 5922697.3392 | 6286283.8026
Scenario 3: Aggressive Fuel Sub | SCG | Ind | WholeBlg | Ind - Paper | Total Resource Cost Test | Energy Efficiency | 3238827.9799 | 3407142.3207 | 3585771.1446 | 3781137.5745 | 3989736.8876 | 4207775.8462 | 4441156.3572 | 4693638.9235 | 4967288.4335 | 5263918.0432 | 5582550.0423 | 5922697.3392 | 6286283.8026
Scenario 3: Aggressive Fuel Sub | SCG | Ind | WholeBlg | Ind - Petroleum | Participant Cost Test | Energy Efficiency | 63040461.606 | 66402388.9963 | 69955289.5383 | 73710075.0174 | 77642826.6836 | 81719005.0983 | 85996170.6836 | 90494766.7794 | 95291728.1844 | 100385349.4962 | 105745217.6663 | 111385056.4074 | 117367468.4471
Scenario 3: Aggressive Fuel Sub | SCG | Ind | WholeBlg | Ind - Petroleum | Program Administrator Cost Test | Energy Efficiency | 63040461.606 | 66402388.9963 | 69955289.5383 | 73710075.0174 | 77642826.6836 | 81719005.0983 | 85996170.6836 | 90494766.7794 | 95291728.1844 | 100385349.4962 | 105745217.6663 | 111385056.4074 | 117367468.4471
Scenario 3: Aggressive Fuel Sub | SCG | Ind | WholeBlg | Ind - Petroleum | Rate Impact Measure Test | Energy Efficiency | 63040461.606 | 66402388.9963 | 69955289.5383 | 73710075.0174 | 77642826.6836 | 81719005.0983 | 85996170.6836 | 90494766.7794 | 95291728.1844 | 100385349.4962 | 105745217.6663 | 111385056.4074 | 117367468.4471
Scenario 3: Aggressive Fuel Sub | SCG | Ind | WholeBlg | Ind - Petroleum | Total Resource Cost Test | Energy Efficiency | 63040461.606 | 66402388.9963 | 69955289.5383 | 73710075.0174 | 77642826.6836 | 81719005.0983 | 85996170.6836 | 90494766.7794 | 95291728.1844 | 100385349.4962 | 105745217.6663 | 111385056.4074 | 117367468.4471
Scenario 3: Aggressive Fuel Sub | SCG | Ind | WholeBlg | Ind - Plastics | Participant Cost Test | Energy Efficiency | 724651.752 | 798229.1144 | 876205.8907 | 957911.9921 | 1045205.8126 | 1134609.2068 | 1223574.6231 | 1312260.6529 | 1409293.9092 | 1514362.4804 | 1626984.0774 | 1746170.0043 | 1872680.3786
Scenario 3: Aggressive Fuel Sub | SCG | Ind | WholeBlg | Ind - Plastics | Program Administrator Cost Test | Energy Efficiency | 724651.752 | 798229.1144 | 876205.8907 | 957911.9921 | 1045205.8126 | 1134609.2068 | 1223574.6231 | 1312260.6529 | 1409293.9092 | 1514362.4804 | 1626984.0774 | 1746170.0043 | 1872680.3786
Scenario 3: Aggressive Fuel Sub | SCG | Ind | WholeBlg | Ind - Plastics | Rate Impact Measure Test | Energy Efficiency | 724651.752 | 798229.1144 | 876205.8907 | 957911.9921 | 1045205.8126 | 1134609.2068 | 1223574.6231 | 1312260.6529 | 1409293.9092 | 1514362.4804 | 1626984.0774 | 1746170.0043 | 1872680.3786
Scenario 3: Aggressive Fuel Sub | SCG | Ind | WholeBlg | Ind - Plastics | Total Resource Cost Test | Energy Efficiency | 724651.752 | 798229.1144 | 876205.8907 | 957911.9921 | 1045205.8126 | 1134609.2068 | 1223574.6231 | 1312260.6529 | 1409293.9092 | 1514362.4804 | 1626984.0774 | 1746170.0043 | 1872680.3786
Scenario 3: Aggressive Fuel Sub | SCG | Ind | WholeBlg | Ind - Primary Metals | Participant Cost Test | Energy Efficiency | 4742174.9465 | 5005524.9107 | 5286798.4829 | 5581700.1499 | 5890758.2878 | 6215715.4193 | 6561051.5059 | 6927565.3184 | 7316555.2458 | 7729861.6837 | 8166866.1428 | 8629324.9454 | 9120614.288
Scenario 3: Aggressive Fuel Sub | SCG | Ind | WholeBlg | Ind - Primary Metals | Program Administrator Cost Test | Energy Efficiency | 4742174.9465 | 5005524.9107 | 5286798.4829 | 5581700.1499 | 5890758.2878 | 6215715.4193 | 6561051.5059 | 6927565.3184 | 7316555.2458 | 7729861.6837 | 8166866.1428 | 8629324.9454 | 9120614.288
Scenario 3: Aggressive Fuel Sub | SCG | Ind | WholeBlg | Ind - Primary Metals | Rate Impact Measure Test | Energy Efficiency | 4742174.9465 | 5005524.9107 | 5286798.4829 | 5581700.1499 | 5890758.2878 | 6215715.4193 | 6561051.5059 | 6927565.3184 | 7316555.2458 | 7729861.6837 | 8166866.1428 | 8629324.9454 | 9120614.288
Scenario 3: Aggressive Fuel Sub | SCG | Ind | WholeBlg | Ind - Primary Metals | Total Resource Cost Test | Energy Efficiency | 4742174.9465 | 5005524.9107 | 5286798.4829 | 5581700.1499 | 5890758.2878 | 6215715.4193 | 6561051.5059 | 6927565.3184 | 7316555.2458 | 7729861.6837 | 8166866.1428 | 8629324.9454 | 9120614.288
Scenario 3: Aggressive Fuel Sub | SCG | Ind | WholeBlg | Ind - Printing & Publishing | Participant Cost Test | Energy Efficiency | 262476.106 | 276846.9026 | 292021.7207 | 308057.0622 | 324590.9456 | 341264.507 | 358872.7985 | 377761.6067 | 398320.3838 | 420523.6866 | 444033.9986 | 468728.0772 | 494790.1277
Scenario 3: Aggressive Fuel Sub | SCG | Ind | WholeBlg | Ind - Printing & Publishing | Program Administrator Cost Test | Energy Efficiency | 262476.106 | 276846.9026 | 292021.7207 | 308057.0622 | 324590.9456 | 341264.507 | 358872.7985 | 377761.6067 | 398320.3838 | 420523.6866 | 444033.9986 | 468728.0772 | 494790.1277
Scenario 3: Aggressive Fuel Sub | SCG | Ind | WholeBlg | Ind - Printing & Publishing | Rate Impact Measure Test | Energy Efficiency | 262476.106 | 276846.9026 | 292021.7207 | 308057.0622 | 324590.9456 | 341264.507 | 358872.7985 | 377761.6067 | 398320.3838 | 420523.6866 | 444033.9986 | 468728.0772 | 494790.1277
Scenario 3: Aggressive Fuel Sub | SCG | Ind | WholeBlg | Ind - Printing & Publishing | Total Resource Cost Test | Energy Efficiency | 262476.106 | 276846.9026 | 292021.7207 | 308057.0622 | 324590.9456 | 341264.507 | 358872.7985 | 377761.6067 | 398320.3838 | 420523.6866 | 444033.9986 | 468728.0772 | 494790.1277
Scenario 3: Aggressive Fuel Sub | SCG | Ind | WholeBlg | Ind - Stone-Glass-Clay | Participant Cost Test | Energy Efficiency | 5014441.2547 | 5307692.813 | 5611158.1624 | 5927726.4839 | 6260533.8952 | 6607805.8302 | 6970923.1501 | 7355333.5656 | 7762672.2579 | 8196058.0329 | 8656439.2662 | 9145587.8004 | 9665357.2849
Scenario 3: Aggressive Fuel Sub | SCG | Ind | WholeBlg | Ind - Stone-Glass-Clay | Program Administrator Cost Test | Energy Efficiency | 5014441.2547 | 5307692.813 | 5611158.1624 | 5927726.4839 | 6260533.8952 | 6607805.8302 | 6970923.1501 | 7355333.5656 | 7762672.2579 | 8196058.0329 | 8656439.2662 | 9145587.8004 | 9665357.2849
Scenario 3: Aggressive Fuel Sub | SCG | Ind | WholeBlg | Ind - Stone-Glass-Clay | Rate Impact Measure Test | Energy Efficiency | 5014441.2547 | 5307692.813 | 5611158.1624 | 5927726.4839 | 6260533.8952 | 6607805.8302 | 6970923.1501 | 7355333.5656 | 7762672.2579 | 8196058.0329 | 8656439.2662 | 9145587.8004 | 9665357.2849
Scenario 3: Aggressive Fuel Sub | SCG | Ind | WholeBlg | Ind - Stone-Glass-Clay | Total Resource Cost Test | Energy Efficiency | 5014441.2547 | 5307692.813 | 5611158.1624 | 5927726.4839 | 6260533.8952 | 6607805.8302 | 6970923.1501 | 7355333.5656 | 7762672.2579 | 8196058.0329 | 8656439.2662 | 9145587.8004 | 9665357.2849
Scenario 3: Aggressive Fuel Sub | SCG | Ind | WholeBlg | Ind - Textiles | Participant Cost Test | Energy Efficiency | 2395952.8513 | 2520302.0093 | 2651521.6081 | 2788562.0936 | 2932296.5426 | 3083180.1157 | 3242594.7815 | 3411087.5999 | 3589416.2932 | 3778583.9009 | 3978574.0386 | 4190236.311 | 4414973.9349
Scenario 3: Aggressive Fuel Sub | SCG | Ind | WholeBlg | Ind - Textiles | Program Administrator Cost Test | Energy Efficiency | 2395952.8513 | 2520302.0093 | 2651521.6081 | 2788562.0936 | 2932296.5426 | 3083180.1157 | 3242594.7815 | 3411087.5999 | 3589416.2932 | 3778583.9009 | 3978574.0386 | 4190236.311 | 4414973.9349
Scenario 3: Aggressive Fuel Sub | SCG | Ind | WholeBlg | Ind - Textiles | Rate Impact Measure Test | Energy Efficiency | 2395952.8513 | 2520302.0093 | 2651521.6081 | 2788562.0936 | 2932296.5426 | 3083180.1157 | 3242594.7815 | 3411087.5999 | 3589416.2932 | 3778583.9009 | 3978574.0386 | 4190236.311 | 4414973.9349
Scenario 3: Aggressive Fuel Sub | SCG | Ind | WholeBlg | Ind - Textiles | Total Resource Cost Test | Energy Efficiency | 2395952.8513 | 2520302.0093 | 2651521.6081 | 2788562.0936 | 2932296.5426 | 3083180.1157 | 3242594.7815 | 3411087.5999 | 3589416.2932 | 3778583.9009 | 3978574.0386 | 4190236.311 | 4414973.9349
Scenario 3: Aggressive Fuel Sub | SCG | Ind | WholeBlg | Ind - Transportation Equipment | Participant Cost Test | Energy Efficiency | 1782904.0756 | 1871902.1184 | 1966035.0712 | 2065122.0831 | 2169670.5628 | 2280019.5035 | 2396944.8919 | 2520666.8452 | 2651609.1885 | 2790358.2604 | 2937034.9519 | 3092273.08 | 3257153.7911
Scenario 3: Aggressive Fuel Sub | SCG | Ind | WholeBlg | Ind - Transportation Equipment | Program Administrator Cost Test | Energy Efficiency | 1782904.0756 | 1871902.1184 | 1966035.0712 | 2065122.0831 | 2169670.5628 | 2280019.5035 | 2396944.8919 | 2520666.8452 | 2651609.1885 | 2790358.2604 | 2937034.9519 | 3092273.08 | 3257153.7911
Scenario 3: Aggressive Fuel Sub | SCG | Ind | WholeBlg | Ind - Transportation Equipment | Rate Impact Measure Test | Energy Efficiency | 1782904.0756 | 1871902.1184 | 1966035.0712 | 2065122.0831 | 2169670.5628 | 2280019.5035 | 2396944.8919 | 2520666.8452 | 2651609.1885 | 2790358.2604 | 2937034.9519 | 3092273.08 | 3257153.7911
Scenario 3: Aggressive Fuel Sub | SCG | Ind | WholeBlg | Ind - Transportation Equipment | Total Resource Cost Test | Energy Efficiency | 1782904.0756 | 1871902.1184 | 1966035.0712 | 2065122.0831 | 2169670.5628 | 2280019.5035 | 2396944.8919 | 2520666.8452 | 2651609.1885 | 2790358.2604 | 2937034.9519 | 3092273.08 | 3257153.7911
Scenario 3: Aggressive Fuel Sub | SCG | Res | AppPlug | Res - Multi Family | Participant Cost Test | Energy Efficiency | 0 | 0 | 0 | 0 | 0 | 0 | 0 | 0 | 0 | 0 | 0 | 0 | 0
Scenario 3: Aggressive Fuel Sub | SCG | Res | AppPlug | Res - Multi Family | Program Administrator Cost Test | Energy Efficiency | 0 | 0 | 0 | 0 | 0 | 0 | 0 | 0 | 0 | 0 | 0 | 0 | 0
Scenario 3: Aggressive Fuel Sub | SCG | Res | AppPlug | Res - Multi Family | Rate Impact Measure Test | Energy Efficiency | 0 | 0 | 0 | 0 | 0 | 0 | 0 | 0 | 0 | 0 | 0 | 0 | 0
Scenario 3: Aggressive Fuel Sub | SCG | Res | AppPlug | Res - Multi Family | Total Resource Cost Test | Energy Efficiency | 0 | 0 | 0 | 0 | 0 | 0 | 0 | 0 | 0 | 0 | 0 | 0 | 0
Scenario 3: Aggressive Fuel Sub | SCG | Res | AppPlug | Res - Single Family | Participant Cost Test | Energy Efficiency | 0 | 0 | 0 | 0 | 0 | 0 | 0 | 0 | 0 | 0 | 0 | 0 | 0
Scenario 3: Aggressive Fuel Sub | SCG | Res | AppPlug | Res - Single Family | Program Administrator Cost Test | Energy Efficiency | 0 | 0 | 0 | 0 | 0 | 0 | 0 | 0 | 0 | 0 | 0 | 0 | 0
Scenario 3: Aggressive Fuel Sub | SCG | Res | AppPlug | Res - Single Family | Rate Impact Measure Test | Energy Efficiency | 0 | 0 | 0 | 0 | 0 | 0 | 0 | 0 | 0 | 0 | 0 | 0 | 0
Scenario 3: Aggressive Fuel Sub | SCG | Res | AppPlug | Res - Single Family | Total Resource Cost Test | Energy Efficiency | 0 | 0 | 0 | 0 | 0 | 0 | 0 | 0 | 0 | 0 | 0 | 0 | 0
Scenario 3: Aggressive Fuel Sub | SCG | Res | BROs | Income Qualified - Multi Family IQ | Participant Cost Test | Energy Efficiency | 412117.0621 | 439048.3801 | 468719.9133 | 501709.1793 | 538378.395 | 579086.3082 | 623877.0907 | 675312.1721 | 732946.4947 | 798685.1738 | 872067.2803 | 954324.8906 | 1047253.5223
Scenario 3: Aggressive Fuel Sub | SCG | Res | BROs | Income Qualified - Multi Family IQ | Program Administrator Cost Test | Energy Efficiency | 412117.0621 | 439048.3801 | 468719.9133 | 501709.1793 | 538378.395 | 579086.3082 | 623877.0907 | 675312.1721 | 732946.4947 | 798685.1738 | 872067.2803 | 954324.8906 | 1047253.5223
Scenario 3: Aggressive Fuel Sub | SCG | Res | BROs | Income Qualified - Multi Family IQ | Rate Impact Measure Test | Energy Efficiency | 412117.0621 | 439048.3801 | 468719.9133 | 501709.1793 | 538378.395 | 579086.3082 | 623877.0907 | 675312.1721 | 732946.4947 | 798685.1738 | 872067.2803 | 954324.8906 | 1047253.5223
Scenario 3: Aggressive Fuel Sub | SCG | Res | BROs | Income Qualified - Multi Family IQ | Total Resource Cost Test | Energy Efficiency | 412117.0621 | 439048.3801 | 468719.9133 | 501709.1793 | 538378.395 | 579086.3082 | 623877.0907 | 675312.1721 | 732946.4947 | 798685.1738 | 872067.2803 | 954324.8906 | 1047253.5223
Scenario 3: Aggressive Fuel Sub | SCG | Res | BROs | Income Qualified - Single Family IQ | Participant Cost Test | Energy Efficiency | 1272012.8902 | 1353673.286 | 1443325.4644 | 1542684.3328 | 1652999.5347 | 1775603.3171 | 1911475.7058 | 2066551.9891 | 2240176.3714 | 2435178.3015 | 2652464.4837 | 2895596.1243 | 3169848.961
Scenario 3: Aggressive Fuel Sub | SCG | Res | BROs | Income Qualified - Single Family IQ | Program Administrator Cost Test | Energy Efficiency | 1272012.8902 | 1353673.286 | 1443325.4644 | 1542684.3328 | 1652999.5347 | 1775603.3171 | 1911475.7058 | 2066551.9891 | 2240176.3714 | 2435178.3015 | 2652464.4837 | 2895596.1243 | 3169848.961
Scenario 3: Aggressive Fuel Sub | SCG | Res | BROs | Income Qualified - Single Family IQ | Rate Impact Measure Test | Energy Efficiency | 1272012.8902 | 1353673.286 | 1443325.4644 | 1542684.3328 | 1652999.5347 | 1775603.3171 | 1911475.7058 | 2066551.9891 | 2240176.3714 | 2435178.3015 | 2652464.4837 | 2895596.1243 | 3169848.961
Scenario 3: Aggressive Fuel Sub | SCG | Res | BROs | Income Qualified - Single Family IQ | Total Resource Cost Test | Energy Efficiency | 1272012.8902 | 1353673.286 | 1443325.4644 | 1542684.3328 | 1652999.5347 | 1775603.3171 | 1911475.7058 | 2066551.9891 | 2240176.3714 | 2435178.3015 | 2652464.4837 | 2895596.1243 | 3169848.961
Scenario 3: Aggressive Fuel Sub | SCG | Res | BROs | Res - Multi Family | Participant Cost Test | Energy Efficiency | 4358868.385 | 4638999.794 | 4946612.9001 | 5287598.0717 | 5666210.3119 | 6086968.5758 | 6553057.7893 | 7085221.8106 | 7681065.7 | 8350911.1846 | 9097386.2977 | 9932743.6223 | 10875115.9796
Scenario 3: Aggressive Fuel Sub | SCG | Res | BROs | Res - Multi Family | Program Administrator Cost Test | Energy Efficiency | 4358868.385 | 4638999.794 | 4946612.9001 | 5287598.0717 | 5666210.3119 | 6086968.5758 | 6553057.7893 | 7085221.8106 | 7681065.7 | 8350911.1846 | 9097386.2977 | 9932743.6223 | 10875115.9796
Scenario 3: Aggressive Fuel Sub | SCG | Res | BROs | Res - Multi Family | Rate Impact Measure Test | Energy Efficiency | 4358868.385 | 4638999.794 | 4946612.9001 | 5287598.0717 | 5666210.3119 | 6086968.5758 | 6553057.7893 | 7085221.8106 | 7681065.7 | 8350911.1846 | 9097386.2977 | 9932743.6223 | 10875115.9796
Scenario 3: Aggressive Fuel Sub | SCG | Res | BROs | Res - Multi Family | Total Resource Cost Test | Energy Efficiency | 4358868.385 | 4638999.794 | 4946612.9001 | 5287598.0717 | 5666210.3119 | 6086968.5758 | 6553057.7893 | 7085221.8106 | 7681065.7 | 8350911.1846 | 9097386.2977 | 9932743.6223 | 10875115.9796
Scenario 3: Aggressive Fuel Sub | SCG | Res | BROs | Res - Single Family | Participant Cost Test | Energy Efficiency | 1246837.5046 | 1328403.1373 | 1418286.8463 | 1518240.0103 | 1629350.8103 | 1752691.2855 | 1888344.6934 | 2044178.0082 | 2218802.0505 | 2418163.9402 | 2640730.4283 | 2890244.0053 | 3172153.3675
Scenario 3: Aggressive Fuel Sub | SCG | Res | BROs | Res - Single Family | Program Administrator Cost Test | Energy Efficiency | 1246837.5046 | 1328403.1373 | 1418286.8463 | 1518240.0103 | 1629350.8103 | 1752691.2855 | 1888344.6934 | 2044178.0082 | 2218802.0505 | 2418163.9402 | 2640730.4283 | 2890244.0053 | 3172153.3675
Scenario 3: Aggressive Fuel Sub | SCG | Res | BROs | Res - Single Family | Rate Impact Measure Test | Energy Efficiency | 1246837.5046 | 1328403.1373 | 1418286.8463 | 1518240.0103 | 1629350.8103 | 1752691.2855 | 1888344.6934 | 2044178.0082 | 2218802.0505 | 2418163.9402 | 2640730.4283 | 2890244.0053 | 3172153.3675
Scenario 3: Aggressive Fuel Sub | SCG | Res | BROs | Res - Single Family | Total Resource Cost Test | Energy Efficiency | 1246837.5046 | 1328403.1373 | 1418286.8463 | 1518240.0103 | 1629350.8103 | 1752691.2855 | 1888344.6934 | 2044178.0082 | 2218802.0505 | 2418163.9402 | 2640730.4283 | 2890244.0053 | 3172153.3675
Scenario 3: Aggressive Fuel Sub | SCG | Res | BldgEnv | Res - Multi Family | Participant Cost Test | Energy Efficiency | 0 | 0 | 0 | 0 | 0 | 0 | 0 | 0 | 1903.2544 | 1717.5962 | 1499.7773 | 1246.7975 | 956.8057
Scenario 3: Aggressive Fuel Sub | SCG | Res | BldgEnv | Res - Multi Family | Program Administrator Cost Test | Energy Efficiency | 0 | 0 | 0 | 0 | 0 | 0 | 0 | 0 | 697.418 | 747.2303 | 799.8859 | 855.5408 | 914.3595
Scenario 3: Aggressive Fuel Sub | SCG | Res | BldgEnv | Res - Multi Family | Rate Impact Measure Test | Energy Efficiency | 0 | 0 | 0 | 0 | 0 | 0 | 0 | 0 | 697.418 | 747.2303 | 799.8859 | 855.5408 | 914.3595
Scenario 3: Aggressive Fuel Sub | SCG | Res | BldgEnv | Res - Multi Family | Total Resource Cost Test | Energy Efficiency | 0 | 0 | 0 | 0 | 0 | 0 | 0 | 0 | 697.418 | 747.2303 | 799.8859 | 855.5408 | 914.3595
Scenario 3: Aggressive Fuel Sub | SCG | Res | BldgEnv | Res - Single Family | Participant Cost Test | Energy Efficiency | 901128.4798 | 1074949.1004 | 1147892.0799 | 1151541.5559 | 1145166.7184 | 1100572.729 | 1047491.1775 | 973920.7638 | 248648.6965 | 0 | 0 | 0 | 0
Scenario 3: Aggressive Fuel Sub | SCG | Res | BldgEnv | Res - Single Family | Program Administrator Cost Test | Energy Efficiency | 113501.5208 | 144626.1756 | 164436.6902 | 176008.4244 | 187100.4925 | 192592.5331 | 196805.0232 | 196997.5673 | 194380.9018 | 0 | 0 | 0 | 0
Scenario 3: Aggressive Fuel Sub | SCG | Res | BldgEnv | Res - Single Family | Rate Impact Measure Test | Energy Efficiency | 141860.4175 | 173496.5638 | 192479.5206 | 202278.7119 | 211550.1961 | 214926.9693 | 216937.0072 | 214099.3371 | 208175.6574 | 0 | 0 | 0 | 0
Scenario 3: Aggressive Fuel Sub | SCG | Res | BldgEnv | Res - Single Family | Total Resource Cost Test | Energy Efficiency | 699557.9476 | 844305.2341 | 917381.4471 | 939490.5364 | 955842.5135 | 942235.583 | 915153.0636 | 877497.1202 | 194380.9018 | 0 | 0 | 0 | 0
Scenario 3: Aggressive Fuel Sub | SCG | Res | HVAC | Res - Multi Family | Participant Cost Test | Energy Efficiency | 287.6312 | 287.9119 | 280.3286 | 268.7886 | 255.8149 | 0 | 0 | 0 | 0 | 0 | 0 | 0 | 1102.9148
Scenario 3: Aggressive Fuel Sub | SCG | Res | HVAC | Res - Multi Family | Program Administrator Cost Test | Energy Efficiency | 308.8532 | 330.7933 | 346.0358 | 358.1501 | 369.9456 | 0 | 0 | 0 | 0 | 0 | 0 | 0 | 948.9149
Scenario 3: Aggressive Fuel Sub | SCG | Res | HVAC | Res - Multi Family | Rate Impact Measure Test | Energy Efficiency | 308.8532 | 330.7933 | 346.0358 | 358.1501 | 369.9456 | 0 | 0 | 0 | 0 | 0 | 0 | 0 | 948.9149
Scenario 3: Aggressive Fuel Sub | SCG | Res | HVAC | Res - Multi Family | Total Resource Cost Test | Energy Efficiency | 308.8532 | 330.7933 | 346.0358 | 358.1501 | 369.9456 | 0 | 0 | 0 | 0 | 0 | 0 | 0 | 948.9149
Scenario 3: Aggressive Fuel Sub | SCG | Res | HVAC | Res - Single Family | Participant Cost Test | Energy Efficiency | 14107499.1591 | 6518829.7821 | 6854318.0352 | 6954811.1176 | 4105259.0614 | 0 | 0 | 0 | 0 | 0 | 0 | 0 | 20373.0038
Scenario 3: Aggressive Fuel Sub | SCG | Res | HVAC | Res - Single Family | Program Administrator Cost Test | Energy Efficiency | 985798.3419 | 615014.8994 | 685679.1176 | 738709.9634 | 764257.7865 | 0 | 0 | 0 | 0 | 0 | 0 | 0 | 16714.6695
Scenario 3: Aggressive Fuel Sub | SCG | Res | HVAC | Res - Single Family | Rate Impact Measure Test | Energy Efficiency | 985798.3419 | 615014.8994 | 685679.1176 | 738709.9634 | 764257.7865 | 0 | 0 | 0 | 0 | 0 | 0 | 0 | 16714.6695
Scenario 3: Aggressive Fuel Sub | SCG | Res | HVAC | Res - Single Family | Total Resource Cost Test | Energy Efficiency | 11180861.15 | 6237952.6573 | 6624139.8909 | 6797371.6172 | 4111543.4404 | 0 | 0 | 0 | 0 | 0 | 0 | 0 | 16714.6695
Scenario 3: Aggressive Fuel Sub | SCG | Res | WaterHeat | Res - Multi Family | Participant Cost Test | Energy Efficiency | 5377342.7509 | 4673194.7385 | 4227287.72 | 3837367.3138 | 3440880.7284 | 842429.6207 | 761580.936 | 667778.1645 | 561073.6579 | 454798.5035 | 351196.9173 | 250619.0571 | 150108.753
Scenario 3: Aggressive Fuel Sub | SCG | Res | WaterHeat | Res - Multi Family | Program Administrator Cost Test | Energy Efficiency | 7160733.7461 | 6909813.8708 | 6941266.7244 | 7011171.7409 | 7135392.2537 | 899978.1255 | 888749.8633 | 889392.4699 | 886616.39 | 881962.4198 | 879508.4542 | 883483.9058 | 887679.7369
Scenario 3: Aggressive Fuel Sub | SCG | Res | WaterHeat | Res - Multi Family | Rate Impact Measure Test | Energy Efficiency | 7160733.7461 | 6909813.8708 | 6941266.7244 | 7011171.7409 | 7135392.2537 | 899978.1255 | 888749.8633 | 889392.4699 | 886616.39 | 881962.4198 | 879508.4542 | 883483.9058 | 887679.7369
Scenario 3: Aggressive Fuel Sub | SCG | Res | WaterHeat | Res - Multi Family | Total Resource Cost Test | Energy Efficiency | 7160733.7461 | 6909813.8708 | 6941266.7244 | 7011171.7409 | 7135392.2537 | 899978.1255 | 888749.8633 | 889392.4699 | 886616.39 | 881962.4198 | 879508.4542 | 883483.9058 | 887679.7369
Scenario 3: Aggressive Fuel Sub | SCG | Res | WaterHeat | Res - Single Family | Participant Cost Test | Energy Efficiency | 79810568.4281 | 80801119.506 | 69345381.9912 | 52214057.4311 | 50344733.6942 | 3828489.5686 | 3239821.8217 | 2656319.4635 | 2172422.187 | 1742271.415 | 1332906.5568 | 939257.6179 | 556044.8894
Scenario 3: Aggressive Fuel Sub | SCG | Res | WaterHeat | Res - Single Family | Program Administrator Cost Test | Energy Efficiency | 46075941.6428 | 48386935.9698 | 50669013.9315 | 52587797.0249 | 54765022.9308 | 3919042.7675 | 3552713.0683 | 3265138.7154 | 3156711.3876 | 3106780.576 | 3069317.2166 | 3044466.897 | 3023370.7911
Scenario 3: Aggressive Fuel Sub | SCG | Res | WaterHeat | Res - Single Family | Rate Impact Measure Test | Energy Efficiency | 46075941.6428 | 48386935.9698 | 50669013.9315 | 52587797.0249 | 54765022.9308 | 3919042.7675 | 3552713.0683 | 3265138.7154 | 3156711.3876 | 3106780.576 | 3069317.2166 | 3044466.897 | 3023370.7911
Scenario 3: Aggressive Fuel Sub | SCG | Res | WaterHeat | Res - Single Family | Total Resource Cost Test | Energy Efficiency | 94181253.5677 | 99240820.3923 | 91728964.2038 | 78360449.1481 | 80627647.4508 | 3919042.7675 | 3552713.0683 | 3265138.7154 | 3156711.3876 | 3106780.576 | 3069317.2166 | 3044466.897 | 3023370.7911
Scenario 3: Aggressive Fuel Sub | SCG | Res | WholeBlg | Res - Multi Family | Participant Cost Test | Energy Efficiency | 0 | 0 | 0 | 0 | 0 | 0 | 0 | 0 | 0 | 0 | 0 | 0 | 0
Scenario 3: Aggressive Fuel Sub | SCG | Res | WholeBlg | Res - Multi Family | Program Administrator Cost Test | Energy Efficiency | 0 | 0 | 0 | 0 | 0 | 0 | 0 | 0 | 0 | 0 | 0 | 0 | 0
Scenario 3: Aggressive Fuel Sub | SCG | Res | WholeBlg | Res - Multi Family | Rate Impact Measure Test | Energy Efficiency | 0 | 0 | 0 | 0 | 0 | 0 | 0 | 0 | 0 | 0 | 0 | 0 | 0
Scenario 3: Aggressive Fuel Sub | SCG | Res | WholeBlg | Res - Multi Family | Total Resource Cost Test | Energy Efficiency | 0 | 0 | 0 | 0 | 0 | 0 | 0 | 0 | 0 | 0 | 0 | 0 | 0
Scenario 3: Aggressive Fuel Sub | SCG | Res | WholeBlg | Res - Single Family | Participant Cost Test | Energy Efficiency | 0 | 0 | 0 | 0 | 0 | 0 | 0 | 0 | 0 | 0 | 0 | 0 | 0
Scenario 3: Aggressive Fuel Sub | SCG | Res | WholeBlg | Res - Single Family | Program Administrator Cost Test | Energy Efficiency | 0 | 0 | 0 | 0 | 0 | 0 | 0 | 0 | 0 | 0 | 0 | 0 | 0
Scenario 3: Aggressive Fuel Sub | SCG | Res | WholeBlg | Res - Single Family | Rate Impact Measure Test | Energy Efficiency | 0 | 0 | 0 | 0 | 0 | 0 | 0 | 0 | 0 | 0 | 0 | 0 | 0
Scenario 3: Aggressive Fuel Sub | SCG | Res | WholeBlg | Res - Single Family | Total Resource Cost Test | Energy Efficiency | 0 | 0 | 0 | 0 | 0 | 0 | 0 | 0 | 0 | 0 | 0 | 0 | 0
Scenario 3: Aggressive Fuel Sub | SDG&E | Ag | WholeBlg | Ag - Dairies, fishing, hunting | Participant Cost Test | Energy Efficiency | 5996.7443 | 5998.3372 | 5967.6777 | 5914.6413 | 5909.1946 | 6104.2862 | 6291.6317 | 6428.7106 | 6554.2989 | 6679.2208 | 6777.8347 | 6744.3923 | 6714.3633
Scenario 3: Aggressive Fuel Sub | SDG&E | Ag | WholeBlg | Ag - Dairies, fishing, hunting | Program Administrator Cost Test | Energy Efficiency | 5996.7443 | 5998.3372 | 5967.6777 | 5914.6413 | 5909.1946 | 6104.2862 | 6291.6317 | 6428.7106 | 6554.2989 | 6679.2208 | 6777.8347 | 6744.3923 | 6714.3633
Scenario 3: Aggressive Fuel Sub | SDG&E | Ag | WholeBlg | Ag - Dairies, fishing, hunting | Rate Impact Measure Test | Energy Efficiency | 5996.7443 | 5998.3372 | 5967.6777 | 5914.6413 | 5909.1946 | 6104.2862 | 6291.6317 | 6428.7106 | 6554.2989 | 6679.2208 | 6777.8347 | 6744.3923 | 6714.3633
Scenario 3: Aggressive Fuel Sub | SDG&E | Ag | WholeBlg | Ag - Dairies, fishing, hunting | Total Resource Cost Test | Energy Efficiency | 5996.7443 | 5998.3372 | 5967.6777 | 5914.6413 | 5909.1946 | 6104.2862 | 6291.6317 | 6428.7106 | 6554.2989 | 6679.2208 | 6777.8347 | 6744.3923 | 6714.3633
Scenario 3: Aggressive Fuel Sub | SDG&E | Ag | WholeBlg | Ag - Irrigated Agriculture, vineyards, forestry and greenhouses | Participant Cost Test | Energy Efficiency | 76565.7631 | 79414.0655 | 82039.3193 | 84545.3623 | 87443.5236 | 91954.1869 | 96540.2755 | 100895.2737 | 105340.0795 | 109958.0246 | 114523.8961 | 118118.1142 | 121894.9925
Scenario 3: Aggressive Fuel Sub | SDG&E | Ag | WholeBlg | Ag - Irrigated Agriculture, vineyards, forestry and greenhouses | Program Administrator Cost Test | Energy Efficiency | 76565.7631 | 79414.0655 | 82039.3193 | 84545.3623 | 87443.5236 | 91954.1869 | 96540.2755 | 100895.2737 | 105340.0795 | 109958.0246 | 114523.8961 | 118118.1142 | 121894.9925
Scenario 3: Aggressive Fuel Sub | SDG&E | Ag | WholeBlg | Ag - Irrigated Agriculture, vineyards, forestry and greenhouses | Rate Impact Measure Test | Energy Efficiency | 76565.7631 | 79414.0655 | 82039.3193 | 84545.3623 | 87443.5236 | 91954.1869 | 96540.2755 | 100895.2737 | 105340.0795 | 109958.0246 | 114523.8961 | 118118.1142 | 121894.9925
Scenario 3: Aggressive Fuel Sub | SDG&E | Ag | WholeBlg | Ag - Irrigated Agriculture, vineyards, forestry and greenhouses | Total Resource Cost Test | Energy Efficiency | 76565.7631 | 79414.0655 | 82039.3193 | 84545.3623 | 87443.5236 | 91954.1869 | 96540.2755 | 100895.2737 | 105340.0795 | 109958.0246 | 114523.8961 | 118118.1142 | 121894.9925
Scenario 3: Aggressive Fuel Sub | SDG&E | Ag | WholeBlg | Ag - Water pumping | Participant Cost Test | Energy Efficiency | 131235.6016 | 130164.236 | 128475.6906 | 126362.3365 | 125351.812 | 128672.1164 | 131823.0045 | 133886.18 | 135675.8151 | 137433.252 | 138650.2817 | 137189.0755 | 135841.3327
Scenario 3: Aggressive Fuel Sub | SDG&E | Ag | WholeBlg | Ag - Water pumping | Program Administrator Cost Test | Energy Efficiency | 131235.6016 | 130164.236 | 128475.6906 | 126362.3365 | 125351.812 | 128672.1164 | 131823.0045 | 133886.18 | 135675.8151 | 137433.252 | 138650.2817 | 137189.0755 | 135841.3327
Scenario 3: Aggressive Fuel Sub | SDG&E | Ag | WholeBlg | Ag - Water pumping | Rate Impact Measure Test | Energy Efficiency | 131235.6016 | 130164.236 | 128475.6906 | 126362.3365 | 125351.812 | 128672.1164 | 131823.0045 | 133886.18 | 135675.8151 | 137433.252 | 138650.2817 | 137189.0755 | 135841.3327
Scenario 3: Aggressive Fuel Sub | SDG&E | Ag | WholeBlg | Ag - Water pumping | Total Resource Cost Test | Energy Efficiency | 131235.6016 | 130164.236 | 128475.6906 | 126362.3365 | 125351.812 | 128672.1164 | 131823.0045 | 133886.18 | 135675.8151 | 137433.252 | 138650.2817 | 137189.0755 | 135841.3327
Scenario 3: Aggressive Fuel Sub | SDG&E | Com | AppPlug | Com - Health | Participant Cost Test | Energy Efficiency | 461000.9795 | 529166.1633 | 978892.1797 | 1122772.6004 | 1208366.546 | 1280434.5147 | 1283453.2128 | 1349262.0347 | 1422195.6356 | 1485279.4262 | 1428741.689 | 1060317.4367 | 659614.219
Scenario 3: Aggressive Fuel Sub | SDG&E | Com | AppPlug | Com - Health | Program Administrator Cost Test | Energy Efficiency | 542790.0106 | 643074.8596 | 1150156.5052 | 1364542.971 | 1575644.0685 | 1795958.2168 | 1922061.9387 | 2188055.2187 | 2526864.3264 | 2928139.8853 | 3345595.0678 | 3394850.3585 | 3528590.8929
Scenario 3: Aggressive Fuel Sub | SDG&E | Com | AppPlug | Com - Health | Rate Impact Measure Test | Energy Efficiency | 542790.0106 | 643074.8596 | 1150156.5052 | 1364542.971 | 1575644.0685 | 1795958.2168 | 1922061.9387 | 2188055.2187 | 2526864.3264 | 2928139.8853 | 3345595.0678 | 3394850.3585 | 3528590.8929
Scenario 3: Aggressive Fuel Sub | SDG&E | Com | AppPlug | Com - Health | Total Resource Cost Test | Energy Efficiency | 542790.0106 | 643074.8596 | 1150156.5052 | 1364542.971 | 1575644.0685 | 1795958.2168 | 1922061.9387 | 2188055.2187 | 2526864.3264 | 2928139.8853 | 3345595.0678 | 3394850.3585 | 3528590.8929
Scenario 3: Aggressive Fuel Sub | SDG&E | Com | AppPlug | Com - Lodging | Participant Cost Test | Energy Efficiency | 326368.582 | 362612.7736 | 816143.449 | 915150.3686 | 960437.4655 | 1017823.3019 | 1061542.6201 | 1097596.0805 | 1128776.9539 | 1144161.3654 | 1067760.9951 | 808335.612 | 507261.5545
Scenario 3: Aggressive Fuel Sub | SDG&E | Com | AppPlug | Com - Lodging | Program Administrator Cost Test | Energy Efficiency | 386578.9597 | 443290.8522 | 950927.5785 | 1102718.0469 | 1240066.3875 | 1415777.1219 | 1595890.944 | 1791336.4542 | 2015247.215 | 2249327.4976 | 2453620.8059 | 2593963.1423 | 2754991.432
Scenario 3: Aggressive Fuel Sub | SDG&E | Com | AppPlug | Com - Lodging | Rate Impact Measure Test | Energy Efficiency | 386578.9597 | 443290.8522 | 950927.5785 | 1102718.0469 | 1240066.3875 | 1415777.1219 | 1595890.944 | 1791336.4542 | 2015247.215 | 2249327.4976 | 2453620.8059 | 2593963.1423 | 2754991.432
Scenario 3: Aggressive Fuel Sub | SDG&E | Com | AppPlug | Com - Lodging | Total Resource Cost Test | Energy Efficiency | 386578.9597 | 443290.8522 | 950927.5785 | 1102718.0469 | 1240066.3875 | 1415777.1219 | 1595890.944 | 1791336.4542 | 2015247.215 | 2249327.4976 | 2453620.8059 | 2593963.1423 | 2754991.432
Scenario 3: Aggressive Fuel Sub | SDG&E | Com | AppPlug | Com - Other | Participant Cost Test | Energy Efficiency | 1816.231 | 2155.0708 | 2536.9678 | 2967.2556 | 3400.8147 | 3918.9819 | 4485.3049 | 5089.5526 | 5731.6649 | 5376.6702 | 4745.4302 | 3814.7503 | 2535.2144
Scenario 3: Aggressive Fuel Sub | SDG&E | Com | AppPlug | Com - Other | Program Administrator Cost Test | Energy Efficiency | 1795.2388 | 2197.2035 | 2667.4746 | 3216.5449 | 3805.2298 | 4526.3764 | 5345.1196 | 6254.3508 | 7260.7378 | 8395.3419 | 9627.9696 | 10998.3027 | 12528.9199
Scenario 3: Aggressive Fuel Sub | SDG&E | Com | AppPlug | Com - Other | Rate Impact Measure Test | Energy Efficiency | 1795.2388 | 2197.2035 | 2667.4746 | 3216.5449 | 3805.2298 | 4526.3764 | 5345.1196 | 6254.3508 | 7260.7378 | 8395.3419 | 9627.9696 | 10998.3027 | 12528.9199
Scenario 3: Aggressive Fuel Sub | SDG&E | Com | AppPlug | Com - Other | Total Resource Cost Test | Energy Efficiency | 1795.2388 | 2197.2035 | 2667.4746 | 3216.5449 | 3805.2298 | 4526.3764 | 5345.1196 | 6254.3508 | 7260.7378 | 8395.3419 | 9627.9696 | 10998.3027 | 12528.9199
Scenario 3: Aggressive Fuel Sub | SDG&E | Com | BROs | Com - Lodging | Participant Cost Test | Energy Efficiency | 1096.8545 | 2368.8271 | 3607.3201 | 4283.3167 | 4858.6468 | 6236.8058 | 7794.5509 | 9242.8231 | 10877.6109 | 13462.576 | 16115.2959 | 17670.0083 | 19117.7679
Scenario 3: Aggressive Fuel Sub | SDG&E | Com | BROs | Com - Lodging | Program Administrator Cost Test | Energy Efficiency | 1096.8545 | 2368.8271 | 3607.3201 | 4283.3167 | 4858.6468 | 6236.8058 | 7794.5509 | 9242.8231 | 10877.6109 | 13462.576 | 16115.2959 | 17670.0083 | 19117.7679
Scenario 3: Aggressive Fuel Sub | SDG&E | Com | BROs | Com - Lodging | Rate Impact Measure Test | Energy Efficiency | 1096.8545 | 2368.8271 | 3607.3201 | 4283.3167 | 4858.6468 | 6236.8058 | 7794.5509 | 9242.8231 | 10877.6109 | 13462.576 | 16115.2959 | 17670.0083 | 19117.7679
Scenario 3: Aggressive Fuel Sub | SDG&E | Com | BROs | Com - Lodging | Total Resource Cost Test | Energy Efficiency | 1096.8545 | 2368.8271 | 3607.3201 | 4283.3167 | 4858.6468 | 6236.8058 | 7794.5509 | 9242.8231 | 10877.6109 | 13462.576 | 16115.2959 | 17670.0083 | 19117.7679
Scenario 3: Aggressive Fuel Sub | SDG&E | Com | BROs | Com - Other | Participant Cost Test | Energy Efficiency | 993.9905 | 2151.4149 | 3282.9845 | 3904.8049 | 4438.6384 | 5710.0962 | 7164.3508 | 8524.7705 | 10065.9355 | 12500.0315 | 15014.0476 | 16525.1433 | 18061.3243
Scenario 3: Aggressive Fuel Sub | SDG&E | Com | BROs | Com - Other | Program Administrator Cost Test | Energy Efficiency | 993.9905 | 2151.4149 | 3282.9845 | 3904.8049 | 4438.6384 | 5710.0962 | 7164.3508 | 8524.7705 | 10065.9355 | 12500.0315 | 15014.0476 | 16525.1433 | 18061.3243
Scenario 3: Aggressive Fuel Sub | SDG&E | Com | BROs | Com - Other | Rate Impact Measure Test | Energy Efficiency | 993.9905 | 2151.4149 | 3282.9845 | 3904.8049 | 4438.6384 | 5710.0962 | 7164.3508 | 8524.7705 | 10065.9355 | 12500.0315 | 15014.0476 | 16525.1433 | 18061.3243
Scenario 3: Aggressive Fuel Sub | SDG&E | Com | BROs | Com - Other | Total Resource Cost Test | Energy Efficiency | 993.9905 | 2151.4149 | 3282.9845 | 3904.8049 | 4438.6384 | 5710.0962 | 7164.3508 | 8524.7705 | 10065.9355 | 12500.0315 | 15014.0476 | 16525.1433 | 18061.3243
Scenario 3: Aggressive Fuel Sub | SDG&E | Com | BROs | Com - Retail | Participant Cost Test | Energy Efficiency | 2209.8352 | 4747.3508 | 7190.3447 | 8480.9656 | 9561.1541 | 12196.6445 | 15180.4973 | 17918.2693 | 20980.9472 | 25836.2163 | 30755.3465 | 33561.3773 | 36697.2489
Scenario 3: Aggressive Fuel Sub | SDG&E | Com | BROs | Com - Retail | Program Administrator Cost Test | Energy Efficiency | 2209.8352 | 4747.3508 | 7190.3447 | 8480.9656 | 9561.1541 | 12196.6445 | 15180.4973 | 17918.2693 | 20980.9472 | 25836.2163 | 30755.3465 | 33561.3773 | 36697.2489
Scenario 3: Aggressive Fuel Sub | SDG&E | Com | BROs | Com - Retail | Rate Impact Measure Test | Energy Efficiency | 2209.8352 | 4747.3508 | 7190.3447 | 8480.9656 | 9561.1541 | 12196.6445 | 15180.4973 | 17918.2693 | 20980.9472 | 25836.2163 | 30755.3465 | 33561.3773 | 36697.2489
Scenario 3: Aggressive Fuel Sub | SDG&E | Com | BROs | Com - Retail | Total Resource Cost Test | Energy Efficiency | 2209.8352 | 4747.3508 | 7190.3447 | 8480.9656 | 9561.1541 | 12196.6445 | 15180.4973 | 17918.2693 | 20980.9472 | 25836.2163 | 30755.3465 | 33561.3773 | 36697.2489
Scenario 3: Aggressive Fuel Sub | SDG&E | Com | BldgEnv | Com - College | Participant Cost Test | Energy Efficiency | 19.8613 | 20.0242 | 20.1782 | 20.3564 | 20.4881 | 20.6594 | 20.8268 | 19.8993 | 15.304 | 13.5763 | 11.6746 | 9.6349 | 7.3503
Scenario 3: Aggressive Fuel Sub | SDG&E | Com | BldgEnv | Com - College | Program Administrator Cost Test | Energy Efficiency | 13.5363 | 14.1988 | 14.8935 | 15.672 | 16.4387 | 17.3251 | 18.2731 | 19.2564 | 20.3103 | 21.4514 | 22.6379 | 24.1674 | 25.5689
Scenario 3: Aggressive Fuel Sub | SDG&E | Com | BldgEnv | Com - College | Rate Impact Measure Test | Energy Efficiency | 13.5363 | 14.1988 | 14.8935 | 15.672 | 16.4387 | 17.3251 | 18.2731 | 19.2564 | 20.3103 | 21.4514 | 22.6379 | 24.1674 | 25.5689
Scenario 3: Aggressive Fuel Sub | SDG&E | Com | BldgEnv | Com - College | Total Resource Cost Test | Energy Efficiency | 16.6493 | 17.2876 | 17.9612 | 18.7274 | 19.4755 | 20.3527 | 21.2931 | 22.2669 | 20.3103 | 21.4514 | 22.6379 | 24.1674 | 25.5689
Scenario 3: Aggressive Fuel Sub | SDG&E | Com | BldgEnv | Com - Grocery | Participant Cost Test | Energy Efficiency | 315.0684 | 302.6765 | 290.7026 | 279.4294 | 268.8825 | 259.1201 | 250.08 | 229.053 | 166.6669 | 141.4818 | 116.3139 | 91.1219 | 65.8803
Scenario 3: Aggressive Fuel Sub | SDG&E | Com | BldgEnv | Com - Grocery | Program Administrator Cost Test | Energy Efficiency | 178.5316 | 178.3221 | 178.1972 | 178.4784 | 179.1024 | 180.4804 | 182.2259 | 184.1903 | 186.3329 | 188.8144 | 191.3648 | 193.9825 | 196.7992
Scenario 3: Aggressive Fuel Sub | SDG&E | Com | BldgEnv | Com - Grocery | Rate Impact Measure Test | Energy Efficiency | 178.5316 | 178.3221 | 178.1972 | 178.4784 | 179.1024 | 180.4804 | 182.2259 | 184.1903 | 186.3329 | 188.8144 | 191.3648 | 193.9825 | 196.7992
Scenario 3: Aggressive Fuel Sub | SDG&E | Com | BldgEnv | Com - Grocery | Total Resource Cost Test | Energy Efficiency | 230.4417 | 227.5997 | 225.0021 | 223.0097 | 221.5127 | 220.9296 | 220.8593 | 221.1216 | 186.3329 | 188.8144 | 191.3648 | 193.9825 | 196.7992
Scenario 3: Aggressive Fuel Sub | SDG&E | Com | BldgEnv | Com - Health | Participant Cost Test | Energy Efficiency | 439.6233 | 420.7652 | 401.8907 | 383.3076 | 364.3223 | 345.2278 | 327.4466 | 298.4243 | 204.6062 | 171.691 | 139.1619 | 105.4919 | 72.4733
Scenario 3: Aggressive Fuel Sub | SDG&E | Com | BldgEnv | Com - Health | Program Administrator Cost Test | Energy Efficiency | 265.0642 | 263.5891 | 261.6738 | 259.9084 | 257.0589 | 253.6252 | 249.3989 | 250.8997 | 253.5481 | 258.1194 | 264.361 | 263.6149 | 264.4457
Scenario 3: Aggressive Fuel Sub | SDG&E | Com | BldgEnv | Com - Health | Rate Impact Measure Test | Energy Efficiency | 265.0642 | 263.5891 | 261.6738 | 259.9084 | 257.0589 | 253.6252 | 249.3989 | 250.8997 | 253.5481 | 258.1194 | 264.361 | 263.6149 | 264.4457
Scenario 3: Aggressive Fuel Sub | SDG&E | Com | BldgEnv | Com - Health | Total Resource Cost Test | Energy Efficiency | 353.7924 | 347.6437 | 341.2345 | 335.208 | 328.1457 | 320.5922 | 312.4651 | 310.9632 | 253.5481 | 258.1194 | 264.361 | 263.6149 | 264.4457
Scenario 3: Aggressive Fuel Sub | SDG&E | Com | BldgEnv | Com - Lodging | Participant Cost Test | Energy Efficiency | 17.5419 | 17.4056 | 17.2515 | 17.1517 | 16.9276 | 16.7754 | 16.5725 | 15.8445 | 1.528 | 7.1975 | 10.0244 | 8.0912 | 6.0362
Scenario 3: Aggressive Fuel Sub | SDG&E | Com | BldgEnv | Com - Lodging | Program Administrator Cost Test | Energy Efficiency | 6.7704 | 7.0544 | 7.3491 | 7.7201 | 8.0217 | 8.4305 | 8.8262 | 9.2411 | 3.1349 | 10.1877 | 16.2744 | 16.9774 | 17.7605
Scenario 3: Aggressive Fuel Sub | SDG&E | Com | BldgEnv | Com - Lodging | Rate Impact Measure Test | Energy Efficiency | 6.7704 | 7.0544 | 7.3491 | 7.7201 | 8.0217 | 8.4305 | 8.8262 | 9.2411 | 3.1349 | 10.1877 | 16.2744 | 16.9774 | 17.7605
Scenario 3: Aggressive Fuel Sub | SDG&E | Com | BldgEnv | Com - Lodging | Total Resource Cost Test | Energy Efficiency | 13.9862 | 14.1826 | 14.3907 | 14.702 | 14.9064 | 15.2475 | 15.5641 | 15.9012 | 3.1349 | 10.1877 | 16.2744 | 16.9774 | 17.7605
Scenario 3: Aggressive Fuel Sub | SDG&E | Com | BldgEnv | Com - Office (Large) | Participant Cost Test | Energy Efficiency | 489.1176 | 469.6042 | 450.3034 | 431.0565 | 412.389 | 394.7521 | 377.8939 | 344.9683 | 225.5209 | 189.4583 | 153.9127 | 118.9358 | 84.448
Scenario 3: Aggressive Fuel Sub | SDG&E | Com | BldgEnv | Com - Office (Large) | Program Administrator Cost Test | Energy Efficiency | 216.0147 | 216.2776 | 216.4484 | 216.6894 | 217.2136 | 218.9582 | 221.0087 | 222.8889 | 224.1664 | 226.0818 | 227.8898 | 229.7839 | 232.0681
Scenario 3: Aggressive Fuel Sub | SDG&E | Com | BldgEnv | Com - Office (Large) | Rate Impact Measure Test | Energy Efficiency | 216.0147 | 216.2776 | 216.4484 | 216.6894 | 217.2136 | 218.9582 | 221.0087 | 222.8889 | 224.1664 | 226.0818 | 227.8898 | 229.7839 | 232.0681
Scenario 3: Aggressive Fuel Sub | SDG&E | Com | BldgEnv | Com - Office (Large) | Total Resource Cost Test | Energy Efficiency | 331.2237 | 326.0477 | 321.0321 | 316.3313 | 312.1121 | 309.4174 | 307.2715 | 305.1262 | 224.1664 | 226.0818 | 227.8898 | 229.7839 | 232.0681
Scenario 3: Aggressive Fuel Sub | SDG&E | Com | BldgEnv | Com - Office (Small) | Participant Cost Test | Energy Efficiency | 204.3642 | 196.3018 | 188.3587 | 180.4134 | 173.0052 | 165.8922 | 159.0292 | 144.2108 | 108.754 | 91.3114 | 74.1472 | 57.2737 | 40.664
Scenario 3: Aggressive Fuel Sub | SDG&E | Com | BldgEnv | Com - Office (Small) | Program Administrator Cost Test | Energy Efficiency | 101.5538 | 101.3688 | 101.1688 | 100.9912 | 101.1689 | 101.7366 | 102.3216 | 102.8726 | 103.3452 | 103.996 | 104.6185 | 105.2344 | 106.0002
Scenario 3: Aggressive Fuel Sub | SDG&E | Com | BldgEnv | Com - Office (Small) | Rate Impact Measure Test | Energy Efficiency | 101.5538 | 101.3688 | 101.1688 | 100.9912 | 101.1689 | 101.7366 | 102.3216 | 102.8726 | 103.3452 | 103.996 | 104.6185 | 105.2344 | 106.0002
Scenario 3: Aggressive Fuel Sub | SDG&E | Com | BldgEnv | Com - Office (Small) | Total Resource Cost Test | Energy Efficiency | 126.1895 | 124.8076 | 123.4734 | 122.2169 | 121.3957 | 121.0135 | 120.6878 | 120.366 | 103.3452 | 103.996 | 104.6185 | 105.2344 | 106.0002
Scenario 3: Aggressive Fuel Sub | SDG&E | Com | BldgEnv | Com - Other | Participant Cost Test | Energy Efficiency | 115.1886 | 111.1528 | 107.108 | 103.0031 | 98.9218 | 94.9748 | 91.089 | 83.3425 | 47.9972 | 45.5777 | 40.292 | 31.0597 | 21.9779
Scenario 3: Aggressive Fuel Sub | SDG&E | Com | BldgEnv | Com - Other | Program Administrator Cost Test | Energy Efficiency | 51.3965 | 51.8282 | 52.255 | 52.7002 | 53.1784 | 53.9061 | 54.656 | 55.39 | 49.5349 | 56.8677 | 62.5565 | 63.0735 | 63.6043
Scenario 3: Aggressive Fuel Sub | SDG&E | Com | BldgEnv | Com - Other | Rate Impact Measure Test | Energy Efficiency | 51.3965 | 51.8282 | 52.255 | 52.7002 | 53.1784 | 53.9061 | 54.656 | 55.39 | 49.5349 | 56.8677 | 62.5565 | 63.0735 | 63.6043
Scenario 3: Aggressive Fuel Sub | SDG&E | Com | BldgEnv | Com - Other | Total Resource Cost Test | Energy Efficiency | 79.2817 | 78.5321 | 77.8202 | 77.1661 | 76.5681 | 76.2693 | 76.0256 | 75.7946 | 49.5349 | 56.8677 | 62.5565 | 63.0735 | 63.6043
Scenario 3: Aggressive Fuel Sub | SDG&E | Com | BldgEnv | Com - Refrig. Warehouse | Participant Cost Test | Energy Efficiency | 0.98473 | 0.95025 | 0.916 | 0.87888 | 0.84455 | 0.81169 | 0.78066 | 0.98106 | 0.58253 | 0.69918 | 0.72545 | 0.57974 | 0.42841
Scenario 3: Aggressive Fuel Sub | SDG&E | Com | BldgEnv | Com - Refrig. Warehouse | Program Administrator Cost Test | Energy Efficiency | 0.53248 | 0.53574 | 0.53946 | 0.54076 | 0.54541 | 0.55311 | 0.56309 | 0.80944 | 0.58809 | 0.86167 | 1.1119 | 1.1553 | 1.2017
Scenario 3: Aggressive Fuel Sub | SDG&E | Com | BldgEnv | Com - Refrig. Warehouse | Rate Impact Measure Test | Energy Efficiency | 0.53248 | 0.53574 | 0.53946 | 0.54076 | 0.54541 | 0.55311 | 0.56309 | 0.80944 | 0.58809 | 0.86167 | 1.1119 | 1.1553 | 1.2017
Scenario 3: Aggressive Fuel Sub | SDG&E | Com | BldgEnv | Com - Refrig. Warehouse | Total Resource Cost Test | Energy Efficiency | 0.58111 | 0.58215 | 0.58378 | 0.58302 | 0.58576 | 0.59167 | 0.59999 | 0.86063 | 0.58809 | 0.86167 | 1.1119 | 1.1553 | 1.2017
Scenario 3: Aggressive Fuel Sub | SDG&E | Com | BldgEnv | Com - Restaurant | Participant Cost Test | Energy Efficiency | 62.9741 | 60.4159 | 57.9089 | 55.3883 | 54.3102 | 52.073 | 49.9339 | 45.1714 | 36.9006 | 31.0355 | 25.244 | 19.5295 | 13.8836
Scenario 3: Aggressive Fuel Sub | SDG&E | Com | BldgEnv | Com - Restaurant | Program Administrator Cost Test | Energy Efficiency | 33.3472 | 33.1261 | 32.8978 | 32.6476 | 34.408 | 34.6261 | 34.8838 | 35.1958 | 35.4836 | 35.8416 | 36.2014 | 36.5666 | 36.9886
Scenario 3: Aggressive Fuel Sub | SDG&E | Com | BldgEnv | Com - Restaurant | Rate Impact Measure Test | Energy Efficiency | 33.3472 | 33.1261 | 32.8978 | 32.6476 | 34.408 | 34.6261 | 34.8838 | 35.1958 | 35.4836 | 35.8416 | 36.2014 | 36.5666 | 36.9886
Scenario 3: Aggressive Fuel Sub | SDG&E | Com | BldgEnv | Com - Restaurant | Total Resource Cost Test | Energy Efficiency | 36.4721 | 36.0936 | 35.7164 | 35.3239 | 37.0073 | 37.102 | 37.2429 | 37.4469 | 35.4836 | 35.8416 | 36.2014 | 36.5666 | 36.9886
Scenario 3: Aggressive Fuel Sub | SDG&E | Com | BldgEnv | Com - Retail | Participant Cost Test | Energy Efficiency | 620.5565 | 586.7042 | 554.731 | 519.5618 | 482.4746 | 450.581 | 427.4905 | 387.6803 | 231.9777 | 193.7584 | 157.0875 | 121.6499 | 87.17
Scenario 3: Aggressive Fuel Sub | SDG&E | Com | BldgEnv | Com - Retail | Program Administrator Cost Test | Energy Efficiency | 291.6022 | 285.2923 | 278.7397 | 269.7235 | 258.5716 | 250.4118 | 247.6328 | 244.9263 | 242.5721 | 240.7291 | 239.3266 | 238.3386 | 237.8186
Scenario 3: Aggressive Fuel Sub | SDG&E | Com | BldgEnv | Com - Retail | Rate Impact Measure Test | Energy Efficiency | 291.6022 | 285.2923 | 278.7397 | 269.7235 | 258.5716 | 250.4118 | 247.6328 | 244.9263 | 242.5721 | 240.7291 | 239.3266 | 238.3386 | 237.8186
Scenario 3: Aggressive Fuel Sub | SDG&E | Com | BldgEnv | Com - Retail | Total Resource Cost Test | Energy Efficiency | 475.6001 | 457.9967 | 441.0961 | 421.2799 | 399.087 | 381.1657 | 370.5639 | 360.5299 | 242.5721 | 240.7291 | 239.3266 | 238.3386 | 237.8186
Scenario 3: Aggressive Fuel Sub | SDG&E | Com | BldgEnv | Com - School | Participant Cost Test | Energy Efficiency | 56.0309 | 54.0209 | 52.0126 | 50.0237 | 48.1038 | 46.1782 | 44.2716 | 40.405 | 29.598 | 25.0458 | 20.5018 | 15.9555 | 11.3907
Scenario 3: Aggressive Fuel Sub | SDG&E | Com | BldgEnv | Com - School | Program Administrator Cost Test | Energy Efficiency | 28.8655 | 29.1987 | 29.5542 | 29.9766 | 30.5173 | 31.1511 | 31.8224 | 32.545 | 33.3201 | 34.1888 | 35.1206 | 36.1089 | 37.1903
Scenario 3: Aggressive Fuel Sub | SDG&E | Com | BldgEnv | Com - School | Rate Impact Measure Test | Energy Efficiency | 28.8655 | 29.1987 | 29.5542 | 29.9766 | 30.5173 | 31.1511 | 31.8224 | 32.545 | 33.3201 | 34.1888 | 35.1206 | 36.1089 | 37.1903
Scenario 3: Aggressive Fuel Sub | SDG&E | Com | BldgEnv | Com - School | Total Resource Cost Test | Energy Efficiency | 37.1693 | 37.1442 | 37.1611 | 37.2708 | 37.5172 | 37.8663 | 38.2651 | 38.7292 | 33.3201 | 34.1888 | 35.1206 | 36.1089 | 37.1903
Scenario 3: Aggressive Fuel Sub | SDG&E | Com | BldgEnv | Com - Warehouse | Participant Cost Test | Energy Efficiency | 219.0096 | 211.6511 | 204.3587 | 197.0999 | 189.9625 | 183.1629 | 176.539 | 162.3793 | 89.5584 | 89.396 | 82.935 | 64.9749 | 46.8691
Scenario 3: Aggressive Fuel Sub | SDG&E | Com | BldgEnv | Com - Warehouse | Program Administrator Cost Test | Energy Efficiency | 93.1158 | 93.8456 | 94.5908 | 95.4878 | 96.4956 | 98.0304 | 99.5911 | 101.2272 | 86.0976 | 104.8194 | 121.4509 | 124.0556 | 126.9713
Scenario 3: Aggressive Fuel Sub | SDG&E | Com | BldgEnv | Com - Warehouse | Rate Impact Measure Test | Energy Efficiency | 93.1158 | 93.8456 | 94.5908 | 95.4878 | 96.4956 | 98.0304 | 99.5911 | 101.2272 | 86.0976 | 104.8194 | 121.4509 | 124.0556 | 126.9713
Scenario 3: Aggressive Fuel Sub | SDG&E | Com | BldgEnv | Com - Warehouse | Total Resource Cost Test | Energy Efficiency | 146.8815 | 145.4115 | 144.0602 | 142.9699 | 142.048 | 141.7622 | 141.5702 | 141.5354 | 86.0976 | 104.8194 | 121.4509 | 124.0556 | 126.9713
Scenario 3: Aggressive Fuel Sub | SDG&E | Com | ComRefrig | Com - College | Participant Cost Test | Energy Efficiency | 2353.827 | 1553.2763 | 897.6662 | 445.3142 | 172.548 | 67.6359 | 18.6646 | 0 | 0 | 0 | 0 | 0 | 0
Scenario 3: Aggressive Fuel Sub | SDG&E | Com | ComRefrig | Com - College | Program Administrator Cost Test | Energy Efficiency | 532.9188 | 371.6473 | 225.832 | 116.8018 | 45.4113 | 19.0505 | 5.889 | 0 | 0 | 0 | 0 | 0 | 0
Scenario 3: Aggressive Fuel Sub | SDG&E | Com | ComRefrig | Com - College | Rate Impact Measure Test | Energy Efficiency | 532.9188 | 371.6473 | 225.832 | 116.8018 | 45.4113 | 19.0505 | 5.889 | 0 | 0 | 0 | 0 | 0 | 0
Scenario 3: Aggressive Fuel Sub | SDG&E | Com | ComRefrig | Com - College | Total Resource Cost Test | Energy Efficiency | 532.9188 | 371.6473 | 225.832 | 116.8018 | 45.4113 | 19.0505 | 5.889 | 0 | 0 | 0 | 0 | 0 | 0
Scenario 3: Aggressive Fuel Sub | SDG&E | Com | ComRefrig | Com - Grocery | Participant Cost Test | Energy Efficiency | 2217032.3495 | 1141640.0638 | 431841.2729 | 168093.3752 | 36750.0267 | 0 | 0 | 0 | 0 | 0 | 0 | 0 | 0
Scenario 3: Aggressive Fuel Sub | SDG&E | Com | ComRefrig | Com - Grocery | Program Administrator Cost Test | Energy Efficiency | 491282.5486 | 262484.8181 | 98055.6816 | 39466.4127 | 9311.8396 | 0 | 0 | 0 | 0 | 0 | 0 | 0 | 0
Scenario 3: Aggressive Fuel Sub | SDG&E | Com | ComRefrig | Com - Grocery | Rate Impact Measure Test | Energy Efficiency | 491282.5486 | 262484.8181 | 98055.6816 | 39466.4127 | 9311.8396 | 0 | 0 | 0 | 0 | 0 | 0 | 0 | 0
Scenario 3: Aggressive Fuel Sub | SDG&E | Com | ComRefrig | Com - Grocery | Total Resource Cost Test | Energy Efficiency | 491282.5486 | 262484.8181 | 98055.6816 | 39466.4127 | 9311.8396 | 0 | 0 | 0 | 0 | 0 | 0 | 0 | 0
Scenario 3: Aggressive Fuel Sub | SDG&E | Com | ComRefrig | Com - Refrig. Warehouse | Participant Cost Test | Energy Efficiency | 723.8457 | 456.8325 | 249.929 | 114.0178 | 39.2629 | 14.6435 | 1.552 | 0 | 0 | 0 | 0 | 0 | 0
Scenario 3: Aggressive Fuel Sub | SDG&E | Com | ComRefrig | Com - Refrig. Warehouse | Program Administrator Cost Test | Energy Efficiency | 163.3812 | 108.8518 | 62.4817 | 29.4786 | 9.9486 | 4.1245 | 0.48969 | 0 | 0 | 0 | 0 | 0 | 0
Scenario 3: Aggressive Fuel Sub | SDG&E | Com | ComRefrig | Com - Refrig. Warehouse | Rate Impact Measure Test | Energy Efficiency | 163.3812 | 108.8518 | 62.4817 | 29.4786 | 9.9486 | 4.1245 | 0.48969 | 0 | 0 | 0 | 0 | 0 | 0
Scenario 3: Aggressive Fuel Sub | SDG&E | Com | ComRefrig | Com - Refrig. Warehouse | Total Resource Cost Test | Energy Efficiency | 163.3812 | 108.8518 | 62.4817 | 29.4786 | 9.9486 | 4.1245 | 0.48969 | 0 | 0 | 0 | 0 | 0 | 0
Scenario 3: Aggressive Fuel Sub | SDG&E | Com | ComRefrig | Com - Restaurant | Participant Cost Test | Energy Efficiency | 85245.7066 | 44780.3439 | 17788.6198 | 7028.8296 | 1874.8956 | 0 | 0 | 0 | 0 | 0 | 0 | 0 | 0
Scenario 3: Aggressive Fuel Sub | SDG&E | Com | ComRefrig | Com - Restaurant | Program Administrator Cost Test | Energy Efficiency | 18898.0501 | 10308.127 | 4073.6029 | 1650.2893 | 475.0671 | 0 | 0 | 0 | 0 | 0 | 0 | 0 | 0
Scenario 3: Aggressive Fuel Sub | SDG&E | Com | ComRefrig | Com - Restaurant | Rate Impact Measure Test | Energy Efficiency | 18898.0501 | 10308.127 | 4073.6029 | 1650.2893 | 475.0671 | 0 | 0 | 0 | 0 | 0 | 0 | 0 | 0
Scenario 3: Aggressive Fuel Sub | SDG&E | Com | ComRefrig | Com - Restaurant | Total Resource Cost Test | Energy Efficiency | 18898.0501 | 10308.127 | 4073.6029 | 1650.2893 | 475.0671 | 0 | 0 | 0 | 0 | 0 | 0 | 0 | 0
Scenario 3: Aggressive Fuel Sub | SDG&E | Com | ComRefrig | Com - Retail | Participant Cost Test | Energy Efficiency | 957494.2131 | 504781.0998 | 203319.1671 | 75557.615 | 19928.6931 | 0 | 0 | 0 | 0 | 0 | 0 | 0 | 0
Scenario 3: Aggressive Fuel Sub | SDG&E | Com | ComRefrig | Com - Retail | Program Administrator Cost Test | Energy Efficiency | 212625.9786 | 116660.3119 | 47152.2153 | 17740.0687 | 5049.5961 | 0 | 0 | 0 | 0 | 0 | 0 | 0 | 0
Scenario 3: Aggressive Fuel Sub | SDG&E | Com | ComRefrig | Com - Retail | Rate Impact Measure Test | Energy Efficiency | 212625.9786 | 116660.3119 | 47152.2153 | 17740.0687 | 5049.5961 | 0 | 0 | 0 | 0 | 0 | 0 | 0 | 0
Scenario 3: Aggressive Fuel Sub | SDG&E | Com | ComRefrig | Com - Retail | Total Resource Cost Test | Energy Efficiency | 212625.9786 | 116660.3119 | 47152.2153 | 17740.0687 | 5049.5961 | 0 | 0 | 0 | 0 | 0 | 0 | 0 | 0
Scenario 3: Aggressive Fuel Sub | SDG&E | Com | ComRefrig | Com - School | Participant Cost Test | Energy Efficiency | 111.029 | 0 | 0 | 0 | 0 | 0 | 0 | 0 | 0 | 0 | 0 | 0 | 0
Scenario 3: Aggressive Fuel Sub | SDG&E | Com | ComRefrig | Com - School | Program Administrator Cost Test | Energy Efficiency | 21.9021 | 0 | 0 | 0 | 0 | 0 | 0 | 0 | 0 | 0 | 0 | 0 | 0
Scenario 3: Aggressive Fuel Sub | SDG&E | Com | ComRefrig | Com - School | Rate Impact Measure Test | Energy Efficiency | 21.9021 | 0 | 0 | 0 | 0 | 0 | 0 | 0 | 0 | 0 | 0 | 0 | 0
Scenario 3: Aggressive Fuel Sub | SDG&E | Com | ComRefrig | Com - School | Total Resource Cost Test | Energy Efficiency | 21.9021 | 0 | 0 | 0 | 0 | 0 | 0 | 0 | 0 | 0 | 0 | 0 | 0
Scenario 3: Aggressive Fuel Sub | SDG&E | Com | FoodServ | Com - College | Participant Cost Test | Energy Efficiency | 97929.162 | 103671.9384 | 104287.485 | 104124.7074 | 101388.9637 | 98513.5864 | 94289.3569 | 88345.7777 | 80969.7154 | 72119.9185 | 61347.0858 | 49841.6532 | 35011.5762
Scenario 3: Aggressive Fuel Sub | SDG&E | Com | FoodServ | Com - College | Participant Cost Test | Fuel Substitution | 776.4273 | 894.7013 | 1012.7293 | 1130.7731 | 1250.9259 | 1374.2426 | 1501.2061 | 1631.7155 | 1765.7214 | 1905.3149 | 2049.0274 | 2196.9569 | 2347.9769
Scenario 3: Aggressive Fuel Sub | SDG&E | Com | FoodServ | Com - College | Program Administrator Cost Test | Energy Efficiency | 73614.38 | 80625.3468 | 87801.5778 | 96054.5443 | 103601.1159 | 112633.3783 | 122074.3811 | 131514.7396 | 141491.0732 | 152162.2415 | 163031.3664 | 177957.6445 | 190592.0425
Scenario 3: Aggressive Fuel Sub | SDG&E | Com | FoodServ | Com - College | Program Administrator Cost Test | Fuel Substitution | 6257.9143 | 7548.6495 | 8961.8575 | 10522.811 | 12243.9679 | 14151.0534 | 16267.5739 | 18613.3499 | 21210.4913 | 24109.4139 | 27322.5507 | 30883.3818 | 34810.7226
Scenario 3: Aggressive Fuel Sub | SDG&E | Com | FoodServ | Com - College | Rate Impact Measure Test | Energy Efficiency | 73614.38 | 80625.3468 | 87801.5778 | 96054.5443 | 103601.1159 | 112633.3783 | 122074.3811 | 131514.7396 | 141491.0732 | 152162.2415 | 163031.3664 | 177957.6445 | 190592.0425
Scenario 3: Aggressive Fuel Sub | SDG&E | Com | FoodServ | Com - College | Rate Impact Measure Test | Fuel Substitution | 10375.7837 | 12211.8742 | 13899.302 | 15606.0247 | 17376.2967 | 19218.847 | 21154.9425 | 23215.4964 | 25407.2706 | 27778.2951 | 30334.4323 | 33077.3029 | 36009.778
Scenario 3: Aggressive Fuel Sub | SDG&E | Com | FoodServ | Com - College | Total Resource Cost Test | Energy Efficiency | 73614.38 | 80625.3468 | 87801.5778 | 96054.5443 | 103601.1159 | 112633.3783 | 122074.3811 | 131514.7396 | 141491.0732 | 152162.2415 | 163031.3664 | 177957.6445 | 190592.0425
Scenario 3: Aggressive Fuel Sub | SDG&E | Com | FoodServ | Com - College | Total Resource Cost Test | Fuel Substitution | 6257.9143 | 7548.6495 | 8961.8575 | 10522.811 | 12243.9679 | 14151.0534 | 16267.5739 | 18613.3499 | 21210.4913 | 24109.4139 | 27322.5507 | 30883.3818 | 34810.7226
Scenario 3: Aggressive Fuel Sub | SDG&E | Com | FoodServ | Com - Grocery | Participant Cost Test | Energy Efficiency | 684883.6082 | 732834.8132 | 750802.6656 | 749219.7733 | 734853.0212 | 715406.7643 | 685983.0397 | 645702.9408 | 592518.9807 | 528719.0401 | 451797.6268 | 361491.2038 | 256627.2065
Scenario 3: Aggressive Fuel Sub | SDG&E | Com | FoodServ | Com - Grocery | Participant Cost Test | Fuel Substitution | 8531.9763 | 9668.4026 | 10780.2212 | 11867.5552 | 12945.6101 | 14016.1107 | 15099.6104 | 16188.2177 | 17296.2626 | 18454.012 | 19623.7213 | 20802.9844 | 21988.5623
Scenario 3: Aggressive Fuel Sub | SDG&E | Com | FoodServ | Com - Grocery | Program Administrator Cost Test | Energy Efficiency | 455955.0291 | 503659.7888 | 551973.4578 | 603968.9797 | 656017.8608 | 714913.1247 | 776355.1451 | 839933.7586 | 904267.4208 | 973373.8608 | 1045656.4261 | 1122127.7162 | 1204467.3606
Scenario 3: Aggressive Fuel Sub | SDG&E | Com | FoodServ | Com - Grocery | Program Administrator Cost Test | Fuel Substitution | 66574.3203 | 79191.3001 | 92799.1152 | 107549.2885 | 123540.0436 | 140888.3386 | 159923.6525 | 180714.6257 | 203580.4475 | 229086.6371 | 257024.5175 | 287586.8991 | 320968.7985
Scenario 3: Aggressive Fuel Sub | SDG&E | Com | FoodServ | Com - Grocery | Rate Impact Measure Test | Energy Efficiency | 455955.0291 | 503659.7888 | 551973.4578 | 603968.9797 | 656017.8608 | 714913.1247 | 776355.1451 | 839933.7586 | 904267.4208 | 973373.8608 | 1045656.4261 | 1122127.7162 | 1204467.3606
Scenario 3: Aggressive Fuel Sub | SDG&E | Com | FoodServ | Com - Grocery | Rate Impact Measure Test | Fuel Substitution | 109967.4823 | 127687.0826 | 143508.2234 | 159088.8622 | 174911.9789 | 190930.4095 | 207561.7345 | 224997.5207 | 243479.7206 | 263593.9035 | 285049.1953 | 307778.0691 | 331886.2553
Scenario 3: Aggressive Fuel Sub | SDG&E | Com | FoodServ | Com - Grocery | Total Resource Cost Test | Energy Efficiency | 455955.0291 | 503659.7888 | 551973.4578 | 603968.9797 | 656017.8608 | 714913.1247 | 776355.1451 | 839933.7586 | 904267.4208 | 973373.8608 | 1045656.4261 | 1122127.7162 | 1204467.3606
Scenario 3: Aggressive Fuel Sub | SDG&E | Com | FoodServ | Com - Grocery | Total Resource Cost Test | Fuel Substitution | 66574.3203 | 79191.3001 | 92799.1152 | 107549.2885 | 123540.0436 | 140888.3386 | 159923.6525 | 180714.6257 | 203580.4475 | 229086.6371 | 257024.5175 | 287586.8991 | 320968.7985
Scenario 3: Aggressive Fuel Sub | SDG&E | Com | FoodServ | Com - Health | Participant Cost Test | Energy Efficiency | 278242.8229 | 293091.6435 | 295849.1172 | 295773.9058 | 287417.75 | 274359.3884 | 248210.6805 | 231222.3275 | 213488.5068 | 195135.9219 | 172853.3533 | 132137.4958 | 90844.2091
Scenario 3: Aggressive Fuel Sub | SDG&E | Com | FoodServ | Com - Health | Participant Cost Test | Fuel Substitution | 2530.0112 | 2901.1758 | 3273.7263 | 3644.4967 | 4020.629 | 4403.8108 | 4793.4397 | 5188.4708 | 5588.659 | 6006.166 | 6437.711 | 6873.1477 | 7311.2009
Scenario 3: Aggressive Fuel Sub | SDG&E | Com | FoodServ | Com - Health | Program Administrator Cost Test | Energy Efficiency | 205232.6856 | 224008.7659 | 243371.0843 | 266550.1161 | 286884.1735 | 306751.0969 | 315613.7675 | 338114.8204 | 366073.0108 | 402917.3381 | 447733.982 | 461563.7539 | 482872.4739
Scenario 3: Aggressive Fuel Sub | SDG&E | Com | FoodServ | Com - Health | Program Administrator Cost Test | Fuel Substitution | 20210.8234 | 24298.5166 | 28782.7033 | 33698.4699 | 39103.1128 | 45058.3587 | 51609.4991 | 58801.0193 | 66689.0588 | 75486.4277 | 85245.9079 | 95925.5985 | 107591.673
Scenario 3: Aggressive Fuel Sub | SDG&E | Com | FoodServ | Com - Health | Rate Impact Measure Test | Energy Efficiency | 205232.6856 | 224008.7659 | 243371.0843 | 266550.1161 | 286884.1735 | 306751.0969 | 315613.7675 | 338114.8204 | 366073.0108 | 402917.3381 | 447733.982 | 461563.7539 | 482872.4739
Scenario 3: Aggressive Fuel Sub | SDG&E | Com | FoodServ | Com - Health | Rate Impact Measure Test | Fuel Substitution | 32915.0817 | 38621.0033 | 43902.2146 | 49204.1668 | 54700.684 | 60397.5209 | 66331.28 | 72588.7487 | 79188.566 | 86356.7812 | 94131.4061 | 102363.6892 | 111090.3293
Scenario 3: Aggressive Fuel Sub | SDG&E | Com | FoodServ | Com - Health | Total Resource Cost Test | Energy Efficiency | 205232.6856 | 224008.7659 | 243371.0843 | 266550.1161 | 286884.1735 | 306751.0969 | 315613.7675 | 338114.8204 | 366073.0108 | 402917.3381 | 447733.982 | 461563.7539 | 482872.4739
Scenario 3: Aggressive Fuel Sub | SDG&E | Com | FoodServ | Com - Health | Total Resource Cost Test | Fuel Substitution | 20210.8234 | 24298.5166 | 28782.7033 | 33698.4699 | 39103.1128 | 45058.3587 | 51609.4991 | 58801.0193 | 66689.0588 | 75486.4277 | 85245.9079 | 95925.5985 | 107591.673
Scenario 3: Aggressive Fuel Sub | SDG&E | Com | FoodServ | Com - Lodging | Participant Cost Test | Energy Efficiency | 324348.24 | 338096.2774 | 340792.7715 | 339298.8262 | 326369.0195 | 313135.8334 | 294642.4963 | 272450.2023 | 247061.4173 | 216978.8479 | 181579.5039 | 141595.9489 | 96913.8848
Scenario 3: Aggressive Fuel Sub | SDG&E | Com | FoodServ | Com - Lodging | Participant Cost Test | Fuel Substitution | 3296.4913 | 3752.4763 | 4199.3126 | 4633.7142 | 5064.5478 | 5492.6473 | 5921.4124 | 6350.2178 | 6777.4202 | 7202.2872 | 7642.5758 | 8081.6139 | 8517.8981
Scenario 3: Aggressive Fuel Sub | SDG&E | Com | FoodServ | Com - Lodging | Program Administrator Cost Test | Energy Efficiency | 195703.6956 | 211651.3398 | 228054.5255 | 247420.5873 | 264178.088 | 284619.1271 | 304294.4564 | 324466.3217 | 346470.1566 | 368743.9642 | 390707.5983 | 413415.6224 | 438237.0062
Scenario 3: Aggressive Fuel Sub | SDG&E | Com | FoodServ | Com - Lodging | Program Administrator Cost Test | Fuel Substitution | 26096.8738 | 31125.1806 | 36562.9796 | 42458.9653 | 48848.8735 | 55780.5759 | 63334.4984 | 71557.7495 | 80488.1147 | 90175.8048 | 100910.2759 | 112572.3371 | 125219.8245
Scenario 3: Aggressive Fuel Sub | SDG&E | Com | FoodServ | Com - Lodging | Rate Impact Measure Test | Energy Efficiency | 195703.6956 | 211651.3398 | 228054.5255 | 247420.5873 | 264178.088 | 284619.1271 | 304294.4564 | 324466.3217 | 346470.1566 | 368743.9642 | 390707.5983 | 413415.6224 | 438237.0062
Scenario 3: Aggressive Fuel Sub | SDG&E | Com | FoodServ | Com - Lodging | Rate Impact Measure Test | Fuel Substitution | 43220.8959 | 50307.5737 | 56664.4547 | 62926.5093 | 69279.0465 | 75705.7317 | 82305.6272 | 89188.3762 | 96348.4579 | 103833.6834 | 111973.1402 | 120518.8143 | 129502.0036
Scenario 3: Aggressive Fuel Sub | SDG&E | Com | FoodServ | Com - Lodging | Total Resource Cost Test | Energy Efficiency | 195703.6956 | 211651.3398 | 228054.5255 | 247420.5873 | 264178.088 | 284619.1271 | 304294.4564 | 324466.3217 | 346470.1566 | 368743.9642 | 390707.5983 | 413415.6224 | 438237.0062
Scenario 3: Aggressive Fuel Sub | SDG&E | Com | FoodServ | Com - Lodging | Total Resource Cost Test | Fuel Substitution | 26096.8738 | 31125.1806 | 36562.9796 | 42458.9653 | 48848.8735 | 55780.5759 | 63334.4984 | 71557.7495 | 80488.1147 | 90175.8048 | 100910.2759 | 112572.3371 | 125219.8245
Scenario 3: Aggressive Fuel Sub | SDG&E | Com | FoodServ | Com - Office (Large) | Participant Cost Test | Energy Efficiency | 8283.0194 | 8540.4743 | 8740.804 | 8883.6478 | 8377.4937 | 7837.0019 | 7222.293 | 6507.6639 | 5676.7247 | 4790.0313 | 3827.5329 | 2783.6415 | 1651.7426
Scenario 3: Aggressive Fuel Sub | SDG&E | Com | FoodServ | Com - Office (Large) | Program Administrator Cost Test | Energy Efficiency | 1563.9093 | 1663.1623 | 1752.8184 | 1836.0758 | 1925.9303 | 2050.9472 | 2160.4544 | 2245.9949 | 2309.5508 | 2363.3566 | 2424.6723 | 2465.586 | 2503.3956
Scenario 3: Aggressive Fuel Sub | SDG&E | Com | FoodServ | Com - Office (Large) | Rate Impact Measure Test | Energy Efficiency | 1563.9093 | 1663.1623 | 1752.8184 | 1836.0758 | 1925.9303 | 2050.9472 | 2160.4544 | 2245.9949 | 2309.5508 | 2363.3566 | 2424.6723 | 2465.586 | 2503.3956
Scenario 3: Aggressive Fuel Sub | SDG&E | Com | FoodServ | Com - Office (Large) | Total Resource Cost Test | Energy Efficiency | 1563.9093 | 1663.1623 | 1752.8184 | 1836.0758 | 1925.9303 | 2050.9472 | 2160.4544 | 2245.9949 | 2309.5508 | 2363.3566 | 2424.6723 | 2465.586 | 2503.3956
Scenario 3: Aggressive Fuel Sub | SDG&E | Com | FoodServ | Com - Office (Small) | Participant Cost Test | Energy Efficiency | 2942.9027 | 3066.6451 | 3170.6999 | 3250.4835 | 3097.7312 | 2908.8376 | 2683.9123 | 2427.0164 | 2137.2241 | 1814.5011 | 1459.6776 | 1067.5649 | 636.521
Scenario 3: Aggressive Fuel Sub | SDG&E | Com | FoodServ | Com - Office (Small) | Program Administrator Cost Test | Energy Efficiency | 555.6468 | 597.195 | 635.8295 | 671.8112 | 712.1479 | 761.2442 | 802.8572 | 837.638 | 869.5204 | 895.2578 | 924.6791 | 945.5863 | 964.7168
Scenario 3: Aggressive Fuel Sub | SDG&E | Com | FoodServ | Com - Office (Small) | Rate Impact Measure Test | Energy Efficiency | 555.6468 | 597.195 | 635.8295 | 671.8112 | 712.1479 | 761.2442 | 802.8572 | 837.638 | 869.5204 | 895.2578 | 924.6791 | 945.5863 | 964.7168
Scenario 3: Aggressive Fuel Sub | SDG&E | Com | FoodServ | Com - Office (Small) | Total Resource Cost Test | Energy Efficiency | 555.6468 | 597.195 | 635.8295 | 671.8112 | 712.1479 | 761.2442 | 802.8572 | 837.638 | 869.5204 | 895.2578 | 924.6791 | 945.5863 | 964.7168
Scenario 3: Aggressive Fuel Sub | SDG&E | Com | FoodServ | Com - Other | Participant Cost Test | Energy Efficiency | 752417.4203 | 806670.2283 | 821533.1261 | 823089.9946 | 811471.5279 | 792385.2883 | 761630.0242 | 718446.8499 | 661930.7277 | 591991.0261 | 506619.736 | 404941.4741 | 285325.7262
Scenario 3: Aggressive Fuel Sub | SDG&E | Com | FoodServ | Com - Other | Participant Cost Test | Fuel Substitution | 6595.7665 | 7639.5621 | 8654.6885 | 9621.5669 | 10593.3274 | 11572.1773 | 12561.8031 | 13560.7064 | 14569.1473 | 15598.049 | 16633.2002 | 17672.3397 | 18712.5656
Scenario 3: Aggressive Fuel Sub | SDG&E | Com | FoodServ | Com - Other | Program Administrator Cost Test | Energy Efficiency | 534781.1094 | 595181.4204 | 658168.2129 | 724602.8147 | 792104.987 | 867332.5958 | 946022.0546 | 1027841.821 | 1113632.1162 | 1204791.0587 | 1301285.4918 | 1403735.6599 | 1513898.3791
Scenario 3: Aggressive Fuel Sub | SDG&E | Com | FoodServ | Com - Other | Program Administrator Cost Test | Fuel Substitution | 54398.2237 | 65485.5147 | 77536.8303 | 90728.6249 | 105167.9174 | 120987.8169 | 138353.1789 | 157389.5356 | 178250.7528 | 201236.68 | 226365.2015 | 253798.4439 | 283700.0476
Scenario 3: Aggressive Fuel Sub | SDG&E | Com | FoodServ | Com - Other | Rate Impact Measure Test | Energy Efficiency | 534781.1094 | 595181.4204 | 658168.2129 | 724602.8147 | 792104.987 | 867332.5958 | 946022.0546 | 1027841.821 | 1113632.1162 | 1204791.0587 | 1301285.4918 | 1403735.6599 | 1513898.3791
Scenario 3: Aggressive Fuel Sub | SDG&E | Com | FoodServ | Com - Other | Rate Impact Measure Test | Fuel Substitution | 95198.5872 | 111713.0587 | 126423.2036 | 140971.9669 | 155783.7269 | 170816.545 | 186233.7081 | 202280.4309 | 218990.8727 | 236650.0841 | 255242.2217 | 274674.917 | 295018.2793
Scenario 3: Aggressive Fuel Sub | SDG&E | Com | FoodServ | Com - Other | Total Resource Cost Test | Energy Efficiency | 534781.1094 | 595181.4204 | 658168.2129 | 724602.8147 | 792104.987 | 867332.5958 | 946022.0546 | 1027841.821 | 1113632.1162 | 1204791.0587 | 1301285.4918 | 1403735.6599 | 1513898.3791
Scenario 3: Aggressive Fuel Sub | SDG&E | Com | FoodServ | Com - Other | Total Resource Cost Test | Fuel Substitution | 54398.2237 | 65485.5147 | 77536.8303 | 90728.6249 | 105167.9174 | 120987.8169 | 138353.1789 | 157389.5356 | 178250.7528 | 201236.68 | 226365.2015 | 253798.4439 | 283700.0476
Scenario 3: Aggressive Fuel Sub | SDG&E | Com | FoodServ | Com - Restaurant | Participant Cost Test | Energy Efficiency | 1681883.4841 | 1742447.9687 | 1744378.231 | 1693425.8465 | 1984864.4543 | 1928887.8396 | 1849200.3079 | 1740921.867 | 1599010.8469 | 1425099.4282 | 1216879.5899 | 970964.8116 | 683819.904
Scenario 3: Aggressive Fuel Sub | SDG&E | Com | FoodServ | Com - Restaurant | Participant Cost Test | Fuel Substitution | 25548.3508 | 29033.5772 | 32367.6641 | 35523.7982 | 38606.93 | 41652.5655 | 44670.5236 | 47680.672 | 50685.1187 | 53745.6469 | 56864.7649 | 59974.0732 | 63063.7368
Scenario 3: Aggressive Fuel Sub | SDG&E | Com | FoodServ | Com - Restaurant | Program Administrator Cost Test | Energy Efficiency | 1123460.177 | 1208376.062 | 1298252.0388 | 1383736.2077 | 1783141.9812 | 1942994.7895 | 2113325.0198 | 2290929.0665 | 2473463.3487 | 2665314.1041 | 2869973.0054 | 3085388.5093 | 3312778.4298
Scenario 3: Aggressive Fuel Sub | SDG&E | Com | FoodServ | Com - Restaurant | Program Administrator Cost Test | Fuel Substitution | 202836.5999 | 241099.8139 | 281934.2095 | 325777.9224 | 372879.146 | 423808.8872 | 478973.8226 | 538940.3468 | 604137.2566 | 675755.2547 | 754427.0024 | 839898.8984 | 932610.9276
Scenario 3: Aggressive Fuel Sub | SDG&E | Com | FoodServ | Com - Restaurant | Rate Impact Measure Test | Energy Efficiency | 1123460.177 | 1208376.062 | 1298252.0388 | 1383736.2077 | 1783141.9812 | 1942994.7895 | 2113325.0198 | 2290929.0665 | 2473463.3487 | 2665314.1041 | 2869973.0054 | 3085388.5093 | 3312778.4298
Scenario 3: Aggressive Fuel Sub | SDG&E | Com | FoodServ | Com - Restaurant | Rate Impact Measure Test | Fuel Substitution | 342623.6507 | 397383.2876 | 445114.4379 | 491277.4256 | 537418.6549 | 583723.0137 | 630705.8926 | 679526.8429 | 730311.473 | 784326.5617 | 842222.0122 | 902871.3438 | 966500.9546
Scenario 3: Aggressive Fuel Sub | SDG&E | Com | FoodServ | Com - Restaurant | Total Resource Cost Test | Energy Efficiency | 1123460.177 | 1208376.062 | 1298252.0388 | 1383736.2077 | 1783141.9812 | 1942994.7895 | 2113325.0198 | 2290929.0665 | 2473463.3487 | 2665314.1041 | 2869973.0054 | 3085388.5093 | 3312778.4298
Scenario 3: Aggressive Fuel Sub | SDG&E | Com | FoodServ | Com - Restaurant | Total Resource Cost Test | Fuel Substitution | 202836.5999 | 241099.8139 | 281934.2095 | 325777.9224 | 372879.146 | 423808.8872 | 478973.8226 | 538940.3468 | 604137.2566 | 675755.2547 | 754427.0024 | 839898.8984 | 932610.9276
Scenario 3: Aggressive Fuel Sub | SDG&E | Com | FoodServ | Com - Retail | Participant Cost Test | Energy Efficiency | 8522.7455 | 8413.7865 | 8271.2503 | 7996.0872 | 7202.4847 | 6543.7915 | 5786.4987 | 5019.5489 | 4265.1 | 3537.7741 | 2787.9647 | 2031.4168 | 1229.0744
Scenario 3: Aggressive Fuel Sub | SDG&E | Com | FoodServ | Com - Retail | Program Administrator Cost Test | Energy Efficiency | 1961.1866 | 2014.433 | 2059.9389 | 2070.3205 | 2034.1565 | 2076.4117 | 2070.1973 | 2046.581 | 2029.9422 | 2033.0535 | 2044.8678 | 2077.8646 | 2130.5796
Scenario 3: Aggressive Fuel Sub | SDG&E | Com | FoodServ | Com - Retail | Rate Impact Measure Test | Energy Efficiency | 1961.1866 | 2014.433 | 2059.9389 | 2070.3205 | 2034.1565 | 2076.4117 | 2070.1973 | 2046.581 | 2029.9422 | 2033.0535 | 2044.8678 | 2077.8646 | 2130.5796
Scenario 3: Aggressive Fuel Sub | SDG&E | Com | FoodServ | Com - Retail | Total Resource Cost Test | Energy Efficiency | 1961.1866 | 2014.433 | 2059.9389 | 2070.3205 | 2034.1565 | 2076.4117 | 2070.1973 | 2046.581 | 2029.9422 | 2033.0535 | 2044.8678 | 2077.8646 | 2130.5796
Scenario 3: Aggressive Fuel Sub | SDG&E | Com | FoodServ | Com - School | Participant Cost Test | Energy Efficiency | 307057.7935 | 323142.6973 | 325043.7096 | 321858.9509 | 314566.4202 | 302826.4441 | 287098.8021 | 267654.8154 | 244169.7694 | 216026.7555 | 183077.6846 | 144621.6956 | 100118.8105
Scenario 3: Aggressive Fuel Sub | SDG&E | Com | FoodServ | Com - School | Participant Cost Test | Fuel Substitution | 1167.9303 | 1337.0943 | 1505.8181 | 1675.3477 | 1848.9033 | 2027.2124 | 2211.5981 | 2405.2509 | 2606.1228 | 2814.2251 | 3028.6477 | 3248.9892 | 3474.5509
Scenario 3: Aggressive Fuel Sub | SDG&E | Com | FoodServ | Com - School | Program Administrator Cost Test | Energy Efficiency | 194609.5314 | 212929.4466 | 231609.2028 | 250850.5116 | 271475.6877 | 292884.3017 | 314856.8513 | 337781.8437 | 362120.2809 | 387425.169 | 414611.3193 | 442913.154 | 472528.2795
Scenario 3: Aggressive Fuel Sub | SDG&E | Com | FoodServ | Com - School | Program Administrator Cost Test | Fuel Substitution | 9388.7979 | 11262.9747 | 13310.3575 | 15570.4074 | 18070.5211 | 20841.3099 | 23923.6593 | 27384.1414 | 31239.6301 | 35531.2298 | 40291.8214 | 45563.6981 | 51388.4716
Scenario 3: Aggressive Fuel Sub | SDG&E | Com | FoodServ | Com - School | Rate Impact Measure Test | Energy Efficiency | 194609.5314 | 212929.4466 | 231609.2028 | 250850.5116 | 271475.6877 | 292884.3017 | 314856.8513 | 337781.8437 | 362120.2809 | 387425.169 | 414611.3193 | 442913.154 | 472528.2795
Scenario 3: Aggressive Fuel Sub | SDG&E | Com | FoodServ | Com - School | Rate Impact Measure Test | Fuel Substitution | 15464.0368 | 18106.0095 | 20524.6805 | 22971.6773 | 25526.1313 | 28189.5917 | 31001.7479 | 34053.2585 | 37329.4142 | 40859.7531 | 44670.3599 | 48755.5792 | 53134.5763
Scenario 3: Aggressive Fuel Sub | SDG&E | Com | FoodServ | Com - School | Total Resource Cost Test | Energy Efficiency | 194609.5314 | 212929.4466 | 231609.2028 | 250850.5116 | 271475.6877 | 292884.3017 | 314856.8513 | 337781.8437 | 362120.2809 | 387425.169 | 414611.3193 | 442913.154 | 472528.2795
Scenario 3: Aggressive Fuel Sub | SDG&E | Com | FoodServ | Com - School | Total Resource Cost Test | Fuel Substitution | 9388.7979 | 11262.9747 | 13310.3575 | 15570.4074 | 18070.5211 | 20841.3099 | 23923.6593 | 27384.1414 | 31239.6301 | 35531.2298 | 40291.8214 | 45563.6981 | 51388.4716
Scenario 3: Aggressive Fuel Sub | SDG&E | Com | HVAC | Com - College | Participant Cost Test | Energy Efficiency | 55754.161 | 84989.8941 | 101232.1665 | 107275.3553 | 111491.8496 | 72961.8518 | 67882.0978 | 68582.7812 | 38507.8941 | 12838.5668 | 10584.3149 | 8212.2038 | 20804.0326
Scenario 3: Aggressive Fuel Sub | SDG&E | Com | HVAC | Com - College | Participant Cost Test | Fuel Substitution | 1.9141 | 2.067 | 2.2106 | 3.1477 | 3.2975 | 0 | 0 | 0 | 0 | 0 | 0 | 0 | 0
Scenario 3: Aggressive Fuel Sub | SDG&E | Com | HVAC | Com - College | Program Administrator Cost Test | Energy Efficiency | 15574.2028 | 23409.3245 | 28915.3168 | 32491.9419 | 35845.3554 | 25611.5324 | 28519.4047 | 31225.0873 | 43887.067 | 27367.1131 | 30023.9548 | 34716.9322 | 65886.277
Scenario 3: Aggressive Fuel Sub | SDG&E | Com | HVAC | Com - College | Program Administrator Cost Test | Fuel Substitution | 1.4486 | 1.6732 | 1.9207 | 2.7079 | 3.0809 | 0 | 0 | 0 | 0 | 0 | 0 | 0 | 0
Scenario 3: Aggressive Fuel Sub | SDG&E | Com | HVAC | Com - College | Rate Impact Measure Test | Energy Efficiency | 15574.2028 | 23409.3245 | 28915.3168 | 32491.9419 | 35845.3554 | 25611.5324 | 28519.4047 | 31225.0873 | 43887.067 | 27367.1131 | 30023.9548 | 34716.9322 | 65886.277
Scenario 3: Aggressive Fuel Sub | SDG&E | Com | HVAC | Com - College | Rate Impact Measure Test | Fuel Substitution | 1.4486 | 1.6732 | 1.9207 | 2.7079 | 3.0809 | 0 | 0 | 0 | 0 | 0 | 0 | 0 | 0
Scenario 3: Aggressive Fuel Sub | SDG&E | Com | HVAC | Com - College | Total Resource Cost Test | Energy Efficiency | 23527.7715 | 35473.785 | 43489.0102 | 48343.9485 | 52779.589 | 37161.5824 | 33814.4926 | 36776.3153 | 43887.067 | 27367.1131 | 30023.9548 | 34716.9322 | 65886.277
Scenario 3: Aggressive Fuel Sub | SDG&E | Com | HVAC | Com - College | Total Resource Cost Test | Fuel Substitution | 1.6467 | 1.8914 | 2.1598 | 3.0267 | 3.427 | 0 | 0 | 0 | 0 | 0 | 0 | 0 | 0
Scenario 3: Aggressive Fuel Sub | SDG&E | Com | HVAC | Com - Grocery | Participant Cost Test | Energy Efficiency | 138659.0657 | 148620.136 | 156896.2432 | 163461.796 | 167459.3908 | 169971.1688 | 169795.3173 | 166584.9959 | 63065.6434 | 35749.8023 | 32184.4858 | 27422.5908 | 13440.7707
Scenario 3: Aggressive Fuel Sub | SDG&E | Com | HVAC | Com - Grocery | Participant Cost Test | Fuel Substitution | 97.1754 | 105.1783 | 112.9385 | 120.396 | 127.5022 | 0 | 0 | 0 | 0 | 0 | 0 | 0 | 0
Scenario 3: Aggressive Fuel Sub | SDG&E | Com | HVAC | Com - Grocery | Program Administrator Cost Test | Energy Efficiency | 25351.3522 | 28686.7384 | 32043.0038 | 35601.8891 | 39269.1992 | 44091.2697 | 49081.4204 | 54147.9806 | 35623.6713 | 32176.6201 | 35501.9544 | 39060.4646 | 36663.705
Scenario 3: Aggressive Fuel Sub | SDG&E | Com | HVAC | Com - Grocery | Program Administrator Cost Test | Fuel Substitution | 300.2613 | 346.3412 | 397.355 | 454.3069 | 517.9677 | 0 | 0 | 0 | 0 | 0 | 0 | 0 | 0
Scenario 3: Aggressive Fuel Sub | SDG&E | Com | HVAC | Com - Grocery | Rate Impact Measure Test | Energy Efficiency | 25351.3522 | 28686.7384 | 32043.0038 | 35601.8891 | 39269.1992 | 44091.2697 | 49081.4204 | 54147.9806 | 35623.6713 | 32176.6201 | 35501.9544 | 39060.4646 | 36663.705
Scenario 3: Aggressive Fuel Sub | SDG&E | Com | HVAC | Com - Grocery | Rate Impact Measure Test | Fuel Substitution | 412.3445 | 462.9427 | 516.5961 | 573.7174 | 635.9653 | 0 | 0 | 0 | 0 | 0 | 0 | 0 | 0
Scenario 3: Aggressive Fuel Sub | SDG&E | Com | HVAC | Com - Grocery | Total Resource Cost Test | Energy Efficiency | 28857.8334 | 32556.9488 | 36282.7699 | 40243.7627 | 44296.1798 | 49560.9462 | 55013.8424 | 60553.4219 | 35623.6713 | 32176.6201 | 35501.9544 | 39060.4646 | 36663.705
Scenario 3: Aggressive Fuel Sub | SDG&E | Com | HVAC | Com - Grocery | Total Resource Cost Test | Fuel Substitution | 325.6501 | 374.1652 | 427.6787 | 487.2294 | 553.5938 | 0 | 0 | 0 | 0 | 0 | 0 | 0 | 0
Scenario 3: Aggressive Fuel Sub | SDG&E | Com | HVAC | Com - Health | Participant Cost Test | Energy Efficiency | 321622.4539 | 339810.6516 | 356284.6079 | 413979.0908 | 446838.7994 | 388500.88 | 369503.9468 | 370483.6502 | 257097.9277 | 290961.0318 | 260246.8898 | 212475.5777 | 150781.7591
Scenario 3: Aggressive Fuel Sub | SDG&E | Com | HVAC | Com - Health | Participant Cost Test | Fuel Substitution | 27.9478 | 30.0721 | 32.0213 | 33.713 | 35.1758 | 0 | 0 | 0 | 0 | 0 | 0 | 0 | 0
Scenario 3: Aggressive Fuel Sub | SDG&E | Com | HVAC | Com - Health | Program Administrator Cost Test | Energy Efficiency | 105919.2558 | 115843.7615 | 126306.9525 | 151428.98 | 171190.164 | 162700.7613 | 165303.3614 | 178995.2005 | 150677.3465 | 212072.8553 | 244339.0383 | 256026.2268 | 266417.1153
Scenario 3: Aggressive Fuel Sub | SDG&E | Com | HVAC | Com - Health | Program Administrator Cost Test | Fuel Substitution | 20.9907 | 24.2311 | 27.7853 | 31.6892 | 36.0577 | 0 | 0 | 0 | 0 | 0 | 0 | 0 | 0
Scenario 3: Aggressive Fuel Sub | SDG&E | Com | HVAC | Com - Health | Rate Impact Measure Test | Energy Efficiency | 105919.2558 | 115843.7615 | 126306.9525 | 151428.98 | 171190.164 | 162700.7613 | 165303.3614 | 178995.2005 | 150677.3465 | 212072.8553 | 244339.0383 | 256026.2268 | 266417.1153
Scenario 3: Aggressive Fuel Sub | SDG&E | Com | HVAC | Com - Health | Rate Impact Measure Test | Fuel Substitution | 23.3918 | 26.7441 | 30.3659 | 34.2742 | 38.6093 | 0 | 0 | 0 | 0 | 0 | 0 | 0 | 0
Scenario 3: Aggressive Fuel Sub | SDG&E | Com | HVAC | Com - Health | Total Resource Cost Test | Energy Efficiency | 136171.3787 | 148031.8557 | 160479.6897 | 193158.5997 | 218008.0431 | 202883.8297 | 196667.7128 | 211723.8981 | 150677.3465 | 212072.8553 | 244339.0383 | 256026.2268 | 266417.1153
Scenario 3: Aggressive Fuel Sub | SDG&E | Com | HVAC | Com - Health | Total Resource Cost Test | Fuel Substitution | 23.213 | 26.6854 | 30.4804 | 34.6347 | 39.2638 | 0 | 0 | 0 | 0 | 0 | 0 | 0 | 0
Scenario 3: Aggressive Fuel Sub | SDG&E | Com | HVAC | Com - Lodging | Participant Cost Test | Energy Efficiency | 286565.6721 | 304115.2947 | 319942.7212 | 335767.0487 | 345073.5833 | 313001.0344 | 301600.51 | 301610.9813 | 92201.8754 | 71184.4482 | 78125.775 | 52367.3621 | 39580.6373
Scenario 3: Aggressive Fuel Sub | SDG&E | Com | HVAC | Com - Lodging | Participant Cost Test | Fuel Substitution | 69.3349 | 75.4525 | 81.0184 | 87.0134 | 85.3789 | 0 | 0 | 0 | 0 | 0 | 0 | 0 | 0
Scenario 3: Aggressive Fuel Sub | SDG&E | Com | HVAC | Com - Lodging | Program Administrator Cost Test | Energy Efficiency | 59205.64 | 65317.0999 | 71722.1187 | 79224.174 | 86081.3421 | 84369.4214 | 92230.3868 | 100216.2246 | 54046.9417 | 52971.553 | 61348.068 | 60922.9871 | 65666.4684
Scenario 3: Aggressive Fuel Sub | SDG&E | Com | HVAC | Com - Lodging | Program Administrator Cost Test | Fuel Substitution | 70.3949 | 81.2269 | 93.2548 | 106.6474 | 121.6149 | 0 | 0 | 0 | 0 | 0 | 0 | 0 | 0
Scenario 3: Aggressive Fuel Sub | SDG&E | Com | HVAC | Com - Lodging | Rate Impact Measure Test | Energy Efficiency | 59205.64 | 65317.0999 | 71722.1187 | 79224.174 | 86081.3421 | 84369.4214 | 92230.3868 | 100216.2246 | 54046.9417 | 52971.553 | 61348.068 | 60922.9871 | 65666.4684
Scenario 3: Aggressive Fuel Sub | SDG&E | Com | HVAC | Com - Lodging | Rate Impact Measure Test | Fuel Substitution | 87.7574 | 99.2721 | 111.6841 | 125.0338 | 139.7022 | 0 | 0 | 0 | 0 | 0 | 0 | 0 | 0
Scenario 3: Aggressive Fuel Sub | SDG&E | Com | HVAC | Com - Lodging | Total Resource Cost Test | Energy Efficiency | 120084.4931 | 130200.6704 | 140690.0779 | 152950.9205 | 163634.4054 | 151877.2836 | 147983.2057 | 158544.4003 | 54046.9417 | 52971.553 | 61348.068 | 60922.9871 | 65666.4684
Scenario 3: Aggressive Fuel Sub | SDG&E | Com | HVAC | Com - Lodging | Total Resource Cost Test | Fuel Substitution | 102.9735 | 116.9906 | 131.7804 | 148.555 | 159.4543 | 0 | 0 | 0 | 0 | 0 | 0 | 0 | 0
Scenario 3: Aggressive Fuel Sub | SDG&E | Com | HVAC | Com - Office (Large) | Participant Cost Test | Energy Efficiency | 394426.5568 | 372334.8388 | 344297.3562 | 313430.2892 | 290997.6577 | 50889.4481 | 1364.1963 | 1282.3399 | 1099.5225 | 970.4468 | 820.3072 | 648.1499 | 452.5927
Scenario 3: Aggressive Fuel Sub | SDG&E | Com | HVAC | Com - Office (Large) | Program Administrator Cost Test | Energy Efficiency | 69473.7468 | 69636.5314 | 69763.9472 | 70410.8482 | 73322.4564 | 482.6064 | 513.6312 | 539.6808 | 561.2299 | 582.6326 | 604.7072 | 621.4388 | 637.6882
Scenario 3: Aggressive Fuel Sub | SDG&E | Com | HVAC | Com - Office (Large) | Rate Impact Measure Test | Energy Efficiency | 69473.7468 | 69636.5314 | 69763.9472 | 70410.8482 | 73322.4564 | 482.6064 | 513.6312 | 539.6808 | 561.2299 | 582.6326 | 604.7072 | 621.4388 | 637.6882
Scenario 3: Aggressive Fuel Sub | SDG&E | Com | HVAC | Com - Office (Large) | Total Resource Cost Test | Energy Efficiency | 150512.6065 | 153841.8791 | 156905.9513 | 160527.914 | 166804.7706 | 50015.0387 | 581.6139 | 610.2308 | 561.2299 | 582.6326 | 604.7072 | 621.4388 | 637.6882
Scenario 3: Aggressive Fuel Sub | SDG&E | Com | HVAC | Com - Office (Small) | Participant Cost Test | Energy Efficiency | 28188.7074 | 29950.5231 | 31539.3229 | 20638.1364 | 15871.3019 | 15586.3894 | 15047.5662 | 14220.0479 | 11755.3117 | 10249.6099 | 8414.5808 | 6208.4957 | 3601.9921
Scenario 3: Aggressive Fuel Sub | SDG&E | Com | HVAC | Com - Office (Small) | Program Administrator Cost Test | Energy Efficiency | 7574.6632 | 8508.8658 | 9496.3612 | 10543.0468 | 11663.6007 | 12949.0084 | 14306.6553 | 15705.8168 | 17190.9875 | 18743.5094 | 20408.2438 | 22140.7741 | 23984.0328
Scenario 3: Aggressive Fuel Sub | SDG&E | Com | HVAC | Com - Office (Small) | Rate Impact Measure Test | Energy Efficiency | 7574.6632 | 8508.8658 | 9496.3612 | 10543.0468 | 11663.6007 | 12949.0084 | 14306.6553 | 15705.8168 | 17190.9875 | 18743.5094 | 20408.2438 | 22140.7741 | 23984.0328
Scenario 3: Aggressive Fuel Sub | SDG&E | Com | HVAC | Com - Office (Small) | Total Resource Cost Test | Energy Efficiency | 21695.1457 | 23907.8377 | 26182.4954 | 16248.9843 | 12748.7871 | 14100.4408 | 15524.3271 | 16986.472 | 17190.9875 | 18743.5094 | 20408.2438 | 22140.7741 | 23984.0328
Scenario 3: Aggressive Fuel Sub | SDG&E | Com | HVAC | Com - Other | Participant Cost Test | Energy Efficiency | 369364.0548 | 396685.8949 | 419115.0637 | 435902.559 | 443497.5692 | 450000.633 | 449508.1517 | 440572.2659 | 280565.5487 | 238263.5309 | 231920.7876 | 185946.207 | 117286.133
Scenario 3: Aggressive Fuel Sub | SDG&E | Com | HVAC | Com - Other | Participant Cost Test | Fuel Substitution | 114.2449 | 125.8321 | 137.6723 | 156.9712 | 169.6642 | 0 | 0 | 0 | 0 | 0 | 0 | 0 | 0
Scenario 3: Aggressive Fuel Sub | SDG&E | Com | HVAC | Com - Other | Program Administrator Cost Test | Energy Efficiency | 194348.6762 | 223990.5244 | 256270.1346 | 291567.1285 | 327003.7976 | 370775.0776 | 417997.417 | 467805.1857 | 501108.0871 | 550615.4415 | 630759.4586 | 703221.7258 | 776315.6085
Scenario 3: Aggressive Fuel Sub | SDG&E | Com | HVAC | Com - Other | Program Administrator Cost Test | Fuel Substitution | 184.4294 | 213.7726 | 246.4312 | 288.1948 | 329.7069 | 0 | 0 | 0 | 0 | 0 | 0 | 0 | 0
Scenario 3: Aggressive Fuel Sub | SDG&E | Com | HVAC | Com - Other | Rate Impact Measure Test | Energy Efficiency | 194348.6762 | 223990.5244 | 256270.1346 | 291567.1285 | 327003.7976 | 370775.0776 | 417997.417 | 467805.1857 | 501108.0871 | 550615.4415 | 630759.4586 | 703221.7258 | 776315.6085
Scenario 3: Aggressive Fuel Sub | SDG&E | Com | HVAC | Com - Other | Rate Impact Measure Test | Fuel Substitution | 241.8326 | 273.6824 | 307.8389 | 349.6732 | 390.3777 | 0 | 0 | 0 | 0 | 0 | 0 | 0 | 0
Scenario 3: Aggressive Fuel Sub | SDG&E | Com | HVAC | Com - Other | Total Resource Cost Test | Energy Efficiency | 246707.1765 | 281764.0589 | 319591.3884 | 360606.9461 | 401100.8193 | 450878.5433 | 504174.5927 | 559896.0158 | 501108.0871 | 550615.4415 | 630759.4586 | 703221.7258 | 776315.6085
Scenario 3: Aggressive Fuel Sub | SDG&E | Com | HVAC | Com - Other | Total Resource Cost Test | Fuel Substitution | 214.7434 | 247.1598 | 282.9965 | 328.9209 | 373.9436 | 0 | 0 | 0 | 0 | 0 | 0 | 0 | 0
Scenario 3: Aggressive Fuel Sub | SDG&E | Com | HVAC | Com - Restaurant | Participant Cost Test | Energy Efficiency | 77378.2235 | 83215.8547 | 89002.9987 | 94152.4402 | 115749.717 | 122604.9239 | 128804.9038 | 133831.2854 | 128921.092 | 129414.4322 | 127236.1537 | 121666.0564 | 111882.6656
Scenario 3: Aggressive Fuel Sub | SDG&E | Com | HVAC | Com - Restaurant | Participant Cost Test | Fuel Substitution | 0.29655 | 0.3182 | 2.0205 | 2.126 | 2.2161 | 0 | 0 | 0 | 0 | 0 | 0 | 0 | 0
Scenario 3: Aggressive Fuel Sub | SDG&E | Com | HVAC | Com - Restaurant | Program Administrator Cost Test | Energy Efficiency | 73486.2447 | 84774.2073 | 97664.5445 | 111792.3007 | 148901.2775 | 172857.4626 | 200501.7316 | 232029.6283 | 267588.9432 | 308077.6888 | 354152.5957 | 406371.9421 | 465311.3742
Scenario 3: Aggressive Fuel Sub | SDG&E | Com | HVAC | Com - Restaurant | Program Administrator Cost Test | Fuel Substitution | 0.24529 | 0.28226 | 1.5992 | 1.8174 | 2.059 | 0 | 0 | 0 | 0 | 0 | 0 | 0 | 0
Scenario 3: Aggressive Fuel Sub | SDG&E | Com | HVAC | Com - Restaurant | Rate Impact Measure Test | Energy Efficiency | 74115.1945 | 85323.8322 | 98143.7937 | 112179.7225 | 150031.7728 | 173946.6175 | 201533.5233 | 232984.0771 | 268439.3016 | 308804.1165 | 354736.6376 | 406788.4638 | 465534.1867
Scenario 3: Aggressive Fuel Sub | SDG&E | Com | HVAC | Com - Restaurant | Rate Impact Measure Test | Fuel Substitution | 0.24529 | 0.28226 | 1.5992 | 1.8174 | 2.059 | 0 | 0 | 0 | 0 | 0 | 0 | 0 | 0
Scenario 3: Aggressive Fuel Sub | SDG&E | Com | HVAC | Com - Restaurant | Total Resource Cost Test | Energy Efficiency | 76907.1176 | 88521.2582 | 101762.5569 | 116244.0226 | 154526.2363 | 179050.9447 | 207313.0535 | 239500.2824 | 267588.9432 | 308077.6888 | 354152.5957 | 406371.9421 | 465311.3742
Scenario 3: Aggressive Fuel Sub | SDG&E | Com | HVAC | Com - Restaurant | Total Resource Cost Test | Fuel Substitution | 0.25294 | 0.29066 | 1.6438 | 1.866 | 2.1116 | 0 | 0 | 0 | 0 | 0 | 0 | 0 | 0
Scenario 3: Aggressive Fuel Sub | SDG&E | Com | HVAC | Com - Retail | Participant Cost Test | Energy Efficiency | 223658.487 | 238323.5314 | 250900.9956 | 259419.0465 | 263548.879 | 224935.0926 | 213600.6392 | 208931.4554 | 3759.6282 | 678.0014 | 358.9106 | 196.5848 | 104.3672
Scenario 3: Aggressive Fuel Sub | SDG&E | Com | HVAC | Com - Retail | Participant Cost Test | Fuel Substitution | 19.5353 | 20.8988 | 22.1242 | 23.1621 | 24.0314 | 0 | 0 | 0 | 0 | 0 | 0 | 0 | 0
Scenario 3: Aggressive Fuel Sub | SDG&E | Com | HVAC | Com - Retail | Program Administrator Cost Test | Energy Efficiency | 33993.0541 | 38071.2514 | 42219.1737 | 46126.3388 | 49877.8651 | 41797.8032 | 45232.7651 | 48529.2925 | 1827.5084 | 728.0874 | 438.7463 | 276.9629 | 181.9439
Scenario 3: Aggressive Fuel Sub | SDG&E | Com | HVAC | Com - Retail | Program Administrator Cost Test | Fuel Substitution | 9.4531 | 10.8136 | 12.2795 | 13.8601 | 15.6134 | 0 | 0 | 0 | 0 | 0 | 0 | 0 | 0
Scenario 3: Aggressive Fuel Sub | SDG&E | Com | HVAC | Com - Retail | Rate Impact Measure Test | Energy Efficiency | 33993.0541 | 38071.2514 | 42219.1737 | 46126.3388 | 49877.8651 | 41797.8032 | 45232.7651 | 48529.2925 | 1827.5084 | 728.0874 | 438.7463 | 276.9629 | 181.9439
Scenario 3: Aggressive Fuel Sub | SDG&E | Com | HVAC | Com - Retail | Rate Impact Measure Test | Fuel Substitution | 9.4531 | 10.8136 | 12.2795 | 13.8601 | 15.6134 | 0 | 0 | 0 | 0 | 0 | 0 | 0 | 0
Scenario 3: Aggressive Fuel Sub | SDG&E | Com | HVAC | Com - Retail | Total Resource Cost Test | Energy Efficiency | 72087.6543 | 79382.5097 | 86774.7863 | 93741.7464 | 100172.0071 | 85500.0948 | 81384.9612 | 86564.4741 | 1827.5084 | 728.0874 | 438.7463 | 276.9629 | 181.9439
Scenario 3: Aggressive Fuel Sub | SDG&E | Com | HVAC | Com - Retail | Total Resource Cost Test | Fuel Substitution | 12.1479 | 13.7723 | 15.5094 | 17.3688 | 19.4087 | 0 | 0 | 0 | 0 | 0 | 0 | 0 | 0
Scenario 3: Aggressive Fuel Sub | SDG&E | Com | HVAC | Com - School | Participant Cost Test | Energy Efficiency | 223961.2999 | 223834.5776 | 220560.2685 | 214249.2294 | 206544.6567 | 196247.8697 | 167675.6221 | 153942.4996 | 126608.8265 | 117408.989 | 106043.3502 | 92035.9183 | 75080.9134
Scenario 3: Aggressive Fuel Sub | SDG&E | Com | HVAC | Com - School | Participant Cost Test | Fuel Substitution | 2.3395 | 2.5023 | 2.6535 | 2.7915 | 2.9145 | 0 | 0 | 0 | 0 | 0 | 0 | 0 | 0
Scenario 3: Aggressive Fuel Sub | SDG&E | Com | HVAC | Com - School | Program Administrator Cost Test | Energy Efficiency | 88409.6715 | 95691.9903 | 103180.0513 | 110940.283 | 119923.1284 | 129538.5175 | 139624.9277 | 150574.8162 | 163931.9685 | 178410.1753 | 194208.7941 | 210909.2338 | 228606.4543
Scenario 3: Aggressive Fuel Sub | SDG&E | Com | HVAC | Com - School | Program Administrator Cost Test | Fuel Substitution | 2.299 | 2.6172 | 2.9621 | 3.3364 | 3.7432 | 0 | 0 | 0 | 0 | 0 | 0 | 0 | 0
Scenario 3: Aggressive Fuel Sub | SDG&E | Com | HVAC | Com - School | Rate Impact Measure Test | Energy Efficiency | 88409.6715 | 95691.9903 | 103180.0513 | 110940.283 | 119923.1284 | 129538.5175 | 139624.9277 | 150574.8162 | 163931.9685 | 178410.1753 | 194208.7941 | 210909.2338 | 228606.4543
Scenario 3: Aggressive Fuel Sub | SDG&E | Com | HVAC | Com - School | Rate Impact Measure Test | Fuel Substitution | 2.299 | 2.6172 | 2.9621 | 3.3364 | 3.7432 | 0 | 0 | 0 | 0 | 0 | 0 | 0 | 0
Scenario 3: Aggressive Fuel Sub | SDG&E | Com | HVAC | Com - School | Total Resource Cost Test | Energy Efficiency | 118875.4939 | 127266.9265 | 135718.1319 | 144328.9225 | 154178.7463 | 164530.8855 | 158600.714 | 169319.3077 | 163931.9685 | 178410.1753 | 194208.7941 | 210909.2338 | 228606.4543
Scenario 3: Aggressive Fuel Sub | SDG&E | Com | HVAC | Com - School | Total Resource Cost Test | Fuel Substitution | 2.529 | 2.8658 | 3.2294 | 3.6223 | 4.0476 | 0 | 0 | 0 | 0 | 0 | 0 | 0 | 0
Scenario 3: Aggressive Fuel Sub | SDG&E | Com | HVAC | Com - Warehouse | Participant Cost Test | Energy Efficiency | 149.9999 | 157.1943 | 162.5468 | 166.1193 | 166.9471 | 166.1435 | 162.6858 | 157.0557 | 125.529 | 113.4351 | 98.5607 | 80.7648 | 15.0966
Scenario 3: Aggressive Fuel Sub | SDG&E | Com | HVAC | Com - Warehouse | Participant Cost Test | Fuel Substitution | 14.1453 | 15.5498 | 17.5838 | 19.0691 | 24.0443 | 0 | 0 | 0 | 0 | 0 | 0 | 0 | 0
Scenario 3: Aggressive Fuel Sub | SDG&E | Com | HVAC | Com - Warehouse | Program Administrator Cost Test | Energy Efficiency | 32.2887 | 35.6192 | 38.7628 | 41.816 | 44.8878 | 48.8407 | 52.371 | 55.6049 | 58.7809 | 61.8645 | 65.0319 | 67.6199 | 17.6893
Scenario 3: Aggressive Fuel Sub | SDG&E | Com | HVAC | Com - Warehouse | Program Administrator Cost Test | Fuel Substitution | 31.8396 | 36.9542 | 43.1668 | 49.6582 | 60.1666 | 0 | 0 | 0 | 0 | 0 | 0 | 0 | 0
Scenario 3: Aggressive Fuel Sub | SDG&E | Com | HVAC | Com - Warehouse | Rate Impact Measure Test | Energy Efficiency | 32.2887 | 35.6192 | 38.7628 | 41.816 | 44.8878 | 48.8407 | 52.371 | 55.6049 | 58.7809 | 61.8645 | 65.0319 | 67.6199 | 17.6893
Scenario 3: Aggressive Fuel Sub | SDG&E | Com | HVAC | Com - Warehouse | Rate Impact Measure Test | Fuel Substitution | 40.975 | 46.4896 | 52.9463 | 59.4578 | 69.8493 | 0 | 0 | 0 | 0 | 0 | 0 | 0 | 0
Scenario 3: Aggressive Fuel Sub | SDG&E | Com | HVAC | Com - Warehouse | Total Resource Cost Test | Energy Efficiency | 46.4075 | 50.9112 | 55.2117 | 59.4578 | 63.6111 | 68.6835 | 73.2615 | 77.512 | 58.7809 | 61.8645 | 65.0319 | 67.6199 | 17.6893
Scenario 3: Aggressive Fuel Sub | SDG&E | Com | HVAC | Com - Warehouse | Total Resource Cost Test | Fuel Substitution | 35.1453 | 40.5994 | 47.2534 | 54.1212 | 65.5546 | 0 | 0 | 0 | 0 | 0 | 0 | 0 | 0
Scenario 3: Aggressive Fuel Sub | SDG&E | Com | Lighting | Com - College | Participant Cost Test | Energy Efficiency | 0 | 61587.994 | 86300.7658 | 83347.5005 | 78935.6338 | 74481.193 | 69450.0168 | 63733.4096 | 16998.3393 | 0 | 0 | 0 | 0
Scenario 3: Aggressive Fuel Sub | SDG&E | Com | Lighting | Com - College | Program Administrator Cost Test | Energy Efficiency | 0 | 15877.9463 | 23978.1419 | 25076.8731 | 25988.7041 | 27247.3382 | 28198.5601 | 28881.5639 | 9046.4569 | 0 | 0 | 0 | 0
Scenario 3: Aggressive Fuel Sub | SDG&E | Com | Lighting | Com - College | Rate Impact Measure Test | Energy Efficiency | 0 | 15877.9463 | 23978.1419 | 25076.8731 | 25988.7041 | 27247.3382 | 28198.5601 | 28881.5639 | 9046.4569 | 0 | 0 | 0 | 0
Scenario 3: Aggressive Fuel Sub | SDG&E | Com | Lighting | Com - College | Total Resource Cost Test | Energy Efficiency | 0 | 17185.1686 | 25887.1614 | 27016.6117 | 27935.5435 | 29218.3447 | 30192.6804 | 30891.4967 | 9046.4569 | 0 | 0 | 0 | 0
Scenario 3: Aggressive Fuel Sub | SDG&E | Com | Lighting | Com - Grocery | Participant Cost Test | Energy Efficiency | 145347.9841 | 139020.3678 | 131979.5944 | 124448.969 | 116050.4864 | 107787.6634 | 98984.384 | 89652.6339 | 78019.8367 | 47849.5581 | 31931.2353 | 25006.2856 | 17409.6911
Scenario 3: Aggressive Fuel Sub | SDG&E | Com | Lighting | Com - Grocery | Program Administrator Cost Test | Energy Efficiency | 30183.2101 | 31053.0823 | 31759.3358 | 32404.2468 | 33079.1449 | 34109.9365 | 34632.3915 | 34826.7239 | 34854.364 | 24981.7305 | 20480.0165 | 20585.5035 | 20611.5266
Scenario 3: Aggressive Fuel Sub | SDG&E | Com | Lighting | Com - Grocery | Rate Impact Measure Test | Energy Efficiency | 30183.2101 | 31053.0823 | 31759.3358 | 32404.2468 | 33079.1449 | 34109.9365 | 34632.3915 | 34826.7239 | 34854.364 | 24981.7305 | 20480.0165 | 20585.5035 | 20611.5266
Scenario 3: Aggressive Fuel Sub | SDG&E | Com | Lighting | Com - Grocery | Total Resource Cost Test | Energy Efficiency | 31713.2141 | 32573.9022 | 33271.393 | 33913.4849 | 34580.4758 | 35613.2104 | 36139.1849 | 36336.7597 | 34854.364 | 24981.7305 | 20480.0165 | 20585.5035 | 20611.5266
Scenario 3: Aggressive Fuel Sub | SDG&E | Com | Lighting | Com - Health | Participant Cost Test | Energy Efficiency | 381354.8068 | 361765.2279 | 341450.0401 | 322937.8547 | 299254.2715 | 273538.1813 | 238892.647 | 214672.7724 | 185745.12 | 164234.3546 | 141530.6004 | 107038.472 | 73793.0004
Scenario 3: Aggressive Fuel Sub | SDG&E | Com | Lighting | Com - Health | Program Administrator Cost Test | Energy Efficiency | 94289.0215 | 96466.0164 | 98461.1952 | 101266.2467 | 103163.5188 | 105052.6704 | 102143.0078 | 102850.5125 | 104742.0157 | 108210.8436 | 113940.1353 | 111173.1398 | 109924.9854
Scenario 3: Aggressive Fuel Sub | SDG&E | Com | Lighting | Com - Health | Rate Impact Measure Test | Energy Efficiency | 94289.0215 | 96466.0164 | 98461.1952 | 101266.2467 | 103163.5188 | 105052.6704 | 102143.0078 | 102850.5125 | 104742.0157 | 108210.8436 | 113940.1353 | 111173.1398 | 109924.9854
Scenario 3: Aggressive Fuel Sub | SDG&E | Com | Lighting | Com - Health | Total Resource Cost Test | Energy Efficiency | 101117.3294 | 103192.9022 | 105104.681 | 107909.764 | 109722.3852 | 111506.1003 | 108283.6275 | 108943.5196 | 104742.0157 | 108210.8436 | 113940.1353 | 111173.1398 | 109924.9854
Scenario 3: Aggressive Fuel Sub | SDG&E | Com | Lighting | Com - Office (Large) | Participant Cost Test | Energy Efficiency | 425638.4325 | 407904.9906 | 387022.6655 | 364206.4101 | 339230.8445 | 315717.6215 | 291475.0622 | 264893.0513 | 222587.7675 | 192612.5401 | 161218.5521 | 128295.5401 | 93532.887
Scenario 3: Aggressive Fuel Sub | SDG&E | Com | Lighting | Com - Office (Large) | Program Administrator Cost Test | Energy Efficiency | 108799.0405 | 112179.1568 | 115150.0026 | 117868.7825 | 120618.9136 | 124836.113 | 128165.0132 | 130333.5898 | 131425.3905 | 132552.0293 | 134541.3549 | 136115.0121 | 137647.2846
Scenario 3: Aggressive Fuel Sub | SDG&E | Com | Lighting | Com - Office (Large) | Rate Impact Measure Test | Energy Efficiency | 108799.0405 | 112179.1568 | 115150.0026 | 117868.7825 | 120618.9136 | 124836.113 | 128165.0132 | 130333.5898 | 131425.3905 | 132552.0293 | 134541.3549 | 136115.0121 | 137647.2846
Scenario 3: Aggressive Fuel Sub | SDG&E | Com | Lighting | Com - Office (Large) | Total Resource Cost Test | Energy Efficiency | 122022.1277 | 125285.706 | 128137.6635 | 130756.2757 | 133365.4221 | 137552.3801 | 140888.2211 | 143016.1103 | 131425.3905 | 132552.0293 | 134541.3549 | 136115.0121 | 137647.2846
Scenario 3: Aggressive Fuel Sub | SDG&E | Com | Lighting | Com - Refrig. Warehouse | Participant Cost Test | Energy Efficiency | 542.3114 | 518.4286 | 492.4824 | 458.4243 | 426.3484 | 393.1791 | 359.4145 | 323.7698 | 283.2043 | 242.6981 | 199.9074 | 153.2161 | 101.7998
Scenario 3: Aggressive Fuel Sub | SDG&E | Com | Lighting | Com - Refrig. Warehouse | Program Administrator Cost Test | Energy Efficiency | 159.102 | 164.7155 | 170.1211 | 173.3789 | 178.5433 | 184.8702 | 190.2847 | 194.8758 | 200.1584 | 204.5652 | 211.2844 | 217.5887 | 223.6641
Scenario 3: Aggressive Fuel Sub | SDG&E | Com | Lighting | Com - Refrig. Warehouse | Rate Impact Measure Test | Energy Efficiency | 159.102 | 164.7155 | 170.1211 | 173.3789 | 178.5433 | 184.8702 | 190.2847 | 194.8758 | 200.1584 | 204.5652 | 211.2844 | 217.5887 | 223.6641
Scenario 3: Aggressive Fuel Sub | SDG&E | Com | Lighting | Com - Refrig. Warehouse | Total Resource Cost Test | Energy Efficiency | 162.6463 | 168.2418 | 173.6355 | 176.8491 | 181.9955 | 188.3142 | 193.7368 | 198.3378 | 200.1584 | 204.5652 | 211.2844 | 217.5887 | 223.6641
Scenario 3: Aggressive Fuel Sub | SDG&E | Com | Lighting | Com - Restaurant | Participant Cost Test | Energy Efficiency | 101091.0604 | 93770.6936 | 86843.2981 | 79415.0993 | 88092.1307 | 81740.6037 | 75145.3117 | 68220.3332 | 60184.9735 | 52328.578 | 44023.6611 | 35084.998 | 25430.1919
Scenario 3: Aggressive Fuel Sub | SDG&E | Com | Lighting | Com - Restaurant | Program Administrator Cost Test | Energy Efficiency | 26415.7388 | 26436.4511 | 26494.3843 | 26370.4867 | 32184.8835 | 33279.7905 | 34099.22 | 34738.7332 | 35306.8045 | 35782.5453 | 36574.0245 | 37213.4064 | 37805.3225
Scenario 3: Aggressive Fuel Sub | SDG&E | Com | Lighting | Com - Restaurant | Rate Impact Measure Test | Energy Efficiency | 26415.7388 | 26436.4511 | 26494.3843 | 26370.4867 | 32184.8835 | 33279.7905 | 34099.22 | 34738.7332 | 35306.8045 | 35782.5453 | 36574.0245 | 37213.4064 | 37805.3225
Scenario 3: Aggressive Fuel Sub | SDG&E | Com | Lighting | Com - Restaurant | Total Resource Cost Test | Energy Efficiency | 26968.8384 | 26968.948 | 27010.0667 | 26868.6816 | 32773.226 | 33866.793 | 34686.4047 | 35326.4015 | 35306.8045 | 35782.5453 | 36574.0245 | 37213.4064 | 37805.3225
Scenario 3: Aggressive Fuel Sub | SDG&E | Com | Lighting | Com - Retail | Participant Cost Test | Energy Efficiency | 757581.6162 | 707805.6525 | 659004.6068 | 607342.1413 | 553365.7009 | 504889.464 | 455407.1434 | 407177.5936 | 296083.1128 | 251692.919 | 206983.0265 | 161718.1383 | 114937.0723
Scenario 3: Aggressive Fuel Sub | SDG&E | Com | Lighting | Com - Retail | Program Administrator Cost Test | Energy Efficiency | 184360.9225 | 185232.5076 | 185878.6347 | 185492.9149 | 184714.4809 | 186259.599 | 185403.1347 | 183741.9251 | 182442.8007 | 181340.9433 | 181785.5131 | 182181.3718 | 182778.376
Scenario 3: Aggressive Fuel Sub | SDG&E | Com | Lighting | Com - Retail | Rate Impact Measure Test | Energy Efficiency | 184360.9225 | 185232.5076 | 185878.6347 | 185492.9149 | 184714.4809 | 186259.599 | 185403.1347 | 183741.9251 | 182442.8007 | 181340.9433 | 181785.5131 | 182181.3718 | 182778.376
Scenario 3: Aggressive Fuel Sub | SDG&E | Com | Lighting | Com - Retail | Total Resource Cost Test | Energy Efficiency | 266579.362 | 264657.6656 | 262837.9634 | 259964.6609 | 256409.1959 | 255962.6026 | 253048.3572 | 249489.1121 | 182442.8007 | 181340.9433 | 181785.5131 | 182181.3718 | 182778.376
Scenario 3: Aggressive Fuel Sub | SDG&E | Com | Lighting | Com - Warehouse | Participant Cost Test | Energy Efficiency | 12912.1055 | 12588.2055 | 12198.5931 | 11766.6871 | 11213.3109 | 10642.2561 | 9978.1344 | 9260.8095 | 2068.0348 | 0 | 0 | 0 | 0
Scenario 3: Aggressive Fuel Sub | SDG&E | Com | Lighting | Com - Warehouse | Program Administrator Cost Test | Energy Efficiency | 2931.1933 | 3073.7516 | 3210.1744 | 3351.7544 | 3490.2998 | 3660.7421 | 3785.0937 | 3889.8428 | 1140.5572 | 0 | 0 | 0 | 0
Scenario 3: Aggressive Fuel Sub | SDG&E | Com | Lighting | Com - Warehouse | Rate Impact Measure Test | Energy Efficiency | 2931.1933 | 3073.7516 | 3210.1744 | 3351.7544 | 3490.2998 | 3660.7421 | 3785.0937 | 3889.8428 | 1140.5572 | 0 | 0 | 0 | 0
Scenario 3: Aggressive Fuel Sub | SDG&E | Com | Lighting | Com - Warehouse | Total Resource Cost Test | Energy Efficiency | 4073.1508 | 4225.8579 | 4373.0393 | 4530.4622 | 4678.1629 | 4863.057 | 4999.0662 | 5115.8537 | 1140.5572 | 0 | 0 | 0 | 0
Scenario 3: Aggressive Fuel Sub | SDG&E | Com | WaterHeat | Com - College | Participant Cost Test | Energy Efficiency | 208493.892 | 212675.6414 | 212674.7749 | 214331.8056 | 213212.0006 | 163495.4969 | 152157.0188 | 147817.4132 | 67984.4933 | 59147.5076 | 88149.8839 | 65829.1591 | 39245.7072
Scenario 3: Aggressive Fuel Sub | SDG&E | Com | WaterHeat | Com - College | Participant Cost Test | Fuel Substitution | 455525.4407 | 500599.687 | 598194.2244 | 571395.7111 | 477831.52 | 3233196.2866 | 3358476.1799 | 3347976.5999 | 2877914.9104 | 2664089.9401 | 2320232.2807 | 1742542.3237 | 982746.8
Scenario 3: Aggressive Fuel Sub | SDG&E | Com | WaterHeat | Com - College | Program Administrator Cost Test | Energy Efficiency | 110889.4092 | 120730.4064 | 131189.5633 | 143278.7052 | 154980.5414 | 59577.8526 | 63898.2059 | 68083.04 | 39406.9062 | 42077.1671 | 81566.0017 | 86996.534 | 92018.0321
Scenario 3: Aggressive Fuel Sub | SDG&E | Com | WaterHeat | Com - College | Program Administrator Cost Test | Fuel Substitution | 1687154.3824 | 1948852.4241 | 2232185.6 | 2540682.0496 | 2876025.3937 | 1579827.7739 | 1863586.5869 | 2126355.3504 | 2355226.0164 | 2671964.1878 | 3048710.5814 | 3333628.7533 | 3547760.6414
Scenario 3: Aggressive Fuel Sub | SDG&E | Com | WaterHeat | Com - College | Rate Impact Measure Test | Energy Efficiency | 110889.4092 | 120730.4064 | 131189.5633 | 143278.7052 | 154980.5414 | 59577.8526 | 63898.2059 | 68083.04 | 39406.9062 | 42077.1671 | 81566.0017 | 86996.534 | 92018.0321
Scenario 3: Aggressive Fuel Sub | SDG&E | Com | WaterHeat | Com - College | Rate Impact Measure Test | Fuel Substitution | 2585952.3627 | 2885905.4986 | 3189167.5696 | 3494082.1315 | 3810371.5376 | 1579827.7739 | 1863586.5869 | 2126355.3504 | 2355226.0164 | 2671964.1878 | 3048710.5814 | 3333628.7533 | 3547760.6414
Scenario 3: Aggressive Fuel Sub | SDG&E | Com | WaterHeat | Com - College | Total Resource Cost Test | Energy Efficiency | 159204.9199 | 169971.4004 | 178442.038 | 191443.095 | 203756.5356 | 97178.6583 | 93068.6435 | 97416.822 | 39406.9062 | 42077.1671 | 81566.0017 | 86996.534 | 92018.0321
Scenario 3: Aggressive Fuel Sub | SDG&E | Com | WaterHeat | Com - College | Total Resource Cost Test | Fuel Substitution | 2084474.3829 | 2385600.2126 | 2760938.0772 | 3037050.642 | 3273262.411 | 1795639.0307 | 2107358.5687 | 2398303.0726 | 2355226.0164 | 2671964.1878 | 3048710.5814 | 3333628.7533 | 3547760.6414
Scenario 3: Aggressive Fuel Sub | SDG&E | Com | WaterHeat | Com - Grocery | Participant Cost Test | Energy Efficiency | 360817.5618 | 371397.8667 | 377496.2165 | 378914.1262 | 375002.8994 | 360556.6655 | 346463.1839 | 328283.7654 | 246966.5969 | 214480.6897 | 202318.5265 | 147770.8607 | 83394.1388
Scenario 3: Aggressive Fuel Sub | SDG&E | Com | WaterHeat | Com - Grocery | Participant Cost Test | Fuel Substitution | 9495.6717 | 10195.9592 | 10879.9566 | 11570.3795 | 12266.0495 | 0 | 0 | 0 | 0 | 0 | 0 | 0 | 0
Scenario 3: Aggressive Fuel Sub | SDG&E | Com | WaterHeat | Com - Grocery | Program Administrator Cost Test | Energy Efficiency | 96485.9852 | 106460.8771 | 116752.7033 | 127613.0304 | 139128.6094 | 137491.3226 | 148873.5667 | 159770.8269 | 147307.1647 | 157170.0621 | 193574.5746 | 205768.3247 | 218170.9642
Scenario 3: Aggressive Fuel Sub | SDG&E | Com | WaterHeat | Com - Grocery | Program Administrator Cost Test | Fuel Substitution | 72072.5889 | 81460.4085 | 91522.4943 | 102511.0622 | 114498.3585 | 0 | 0 | 0 | 0 | 0 | 0 | 0 | 0
Scenario 3: Aggressive Fuel Sub | SDG&E | Com | WaterHeat | Com - Grocery | Rate Impact Measure Test | Energy Efficiency | 96485.9852 | 106460.8771 | 116752.7033 | 127613.0304 | 139128.6094 | 137491.3226 | 148873.5667 | 159770.8269 | 147307.1647 | 157170.0621 | 193574.5746 | 205768.3247 | 218170.9642
Scenario 3: Aggressive Fuel Sub | SDG&E | Com | WaterHeat | Com - Grocery | Rate Impact Measure Test | Fuel Substitution | 97485.9264 | 107232.0902 | 117152.439 | 127384.4456 | 138296.241 | 0 | 0 | 0 | 0 | 0 | 0 | 0 | 0
Scenario 3: Aggressive Fuel Sub | SDG&E | Com | WaterHeat | Com - Grocery | Total Resource Cost Test | Energy Efficiency | 120641.3416 | 131156.8879 | 141961.4737 | 153348.4347 | 165337.907 | 162930.5024 | 173472.9301 | 184817.3795 | 147307.1647 | 157170.0621 | 193574.5746 | 205768.3247 | 218170.9642
Scenario 3: Aggressive Fuel Sub | SDG&E | Com | WaterHeat | Com - Grocery | Total Resource Cost Test | Fuel Substitution | 78906.6661 | 88798.4858 | 99352.8476 | 110838.3159 | 123326.289 | 0 | 0 | 0 | 0 | 0 | 0 | 0 | 0
Scenario 3: Aggressive Fuel Sub | SDG&E | Com | WaterHeat | Com - Health | Participant Cost Test | Energy Efficiency | 871029.9408 | 891283.7171 | 896591.4381 | 903216.0351 | 891281.7998 | 721013.4209 | 652086.4656 | 615325.5537 | 460056.9851 | 405880.0377 | 391671.2738 | 279701.8058 | 155347.6849
Scenario 3: Aggressive Fuel Sub | SDG&E | Com | WaterHeat | Com - Health | Participant Cost Test | Fuel Substitution | 1023316.0841 | 1129100.9709 | 1359150.9442 | 1314681.4592 | 1187454.2044 | 8889973.3446 | 9283911.013 | 9297473.6483 | 7979548.0084 | 7377195.5273 | 6453128.906 | 4840469.9975 | 2694810.7058
Scenario 3: Aggressive Fuel Sub | SDG&E | Com | WaterHeat | Com - Health | Program Administrator Cost Test | Energy Efficiency | 387843.923 | 424182.6639 | 462682.7824 | 508220.283 | 550817.3697 | 256571.3742 | 270654.1313 | 289775.7849 | 267557.4823 | 290055.7148 | 366926.4326 | 381700.631 | 399323.8696
Scenario 3: Aggressive Fuel Sub | SDG&E | Com | WaterHeat | Com - Health | Program Administrator Cost Test | Fuel Substitution | 4631731.3528 | 5364244.6739 | 6160631.29 | 7032220.5045 | 7983160.9279 | 4351300.4375 | 5163139.3146 | 5920312.0238 | 6584418.9945 | 7472931.0163 | 8587703.8128 | 9430137.9383 | 10064099.3396
Scenario 3: Aggressive Fuel Sub | SDG&E | Com | WaterHeat | Com - Health | Rate Impact Measure Test | Energy Efficiency | 387843.923 | 424182.6639 | 462682.7824 | 508220.283 | 550817.3697 | 256571.3742 | 270654.1313 | 289775.7849 | 267557.4823 | 290055.7148 | 366926.4326 | 381700.631 | 399323.8696
Scenario 3: Aggressive Fuel Sub | SDG&E | Com | WaterHeat | Com - Health | Rate Impact Measure Test | Fuel Substitution | 7036226.346 | 7877284.5675 | 8733540.6474 | 9601940.1385 | 10507736.3281 | 4351300.4375 | 5163139.3146 | 5920312.0238 | 6584418.9945 | 7472931.0163 | 8587703.8128 | 9430137.9383 | 10064099.3396
Scenario 3: Aggressive Fuel Sub | SDG&E | Com | WaterHeat | Com - Health | Total Resource Cost Test | Energy Efficiency | 489160.4447 | 528274.3777 | 563058.9424 | 611819.3546 | 656445.6266 | 331377.673 | 321144.408 | 341411.1945 | 267557.4823 | 290055.7148 | 366926.4326 | 381700.631 | 399323.8696
Scenario 3: Aggressive Fuel Sub | SDG&E | Com | WaterHeat | Com - Health | Total Resource Cost Test | Fuel Substitution | 5539214.3887 | 6364440.1778 | 7377503.4517 | 8190779.869 | 9000229.4377 | 4977771.7474 | 5871948.7713 | 6714127.8119 | 6584418.9945 | 7472931.0163 | 8587703.8128 | 9430137.9383 | 10064099.3396
Scenario 3: Aggressive Fuel Sub | SDG&E | Com | WaterHeat | Com - Lodging | Participant Cost Test | Energy Efficiency | 2510200.2576 | 2496852.1544 | 2453738.8152 | 2455410.9973 | 2411161.8274 | 1043513.3165 | 389669.9904 | 381133.0048 | 99478.4289 | 85569.8006 | 121258.0406 | 88846.6392 | 53598.9643
Scenario 3: Aggressive Fuel Sub | SDG&E | Com | WaterHeat | Com - Lodging | Participant Cost Test | Fuel Substitution | 5290271.6322 | 5783253.9567 | 6728550.3053 | 6295558.1679 | 5432762.4396 | 13018131.7607 | 12727189.9175 | 12819339.1478 | 9766272.0575 | 8943191.1423 | 7749030.9091 | 5764081.8751 | 3178446.0806
Scenario 3: Aggressive Fuel Sub | SDG&E | Com | WaterHeat | Com - Lodging | Program Administrator Cost Test | Energy Efficiency | 1462184.4965 | 1549742.1793 | 1644111.1434 | 1765472.24 | 1863512.8617 | 120331.2987 | 127324.478 | 134186.2883 | 58422.8422 | 61767.714 | 113346.1557 | 119013.7532 | 129335.2971
Scenario 3: Aggressive Fuel Sub | SDG&E | Com | WaterHeat | Com - Lodging | Program Administrator Cost Test | Fuel Substitution | 6214582.9215 | 7150035.1695 | 8157765.6013 | 9250166.1554 | 10430925.1036 | 5423020.3335 | 6396265.8977 | 7295026.6829 | 8072379.1008 | 9078116.0972 | 10340382.6061 | 11274396.6462 | 11961740.1702
Scenario 3: Aggressive Fuel Sub | SDG&E | Com | WaterHeat | Com - Lodging | Rate Impact Measure Test | Energy Efficiency | 1462184.4965 | 1549742.1793 | 1644111.1434 | 1765472.24 | 1863512.8617 | 120331.2987 | 127324.478 | 134186.2883 | 58422.8422 | 61767.714 | 113346.1557 | 119013.7532 | 129335.2971
Scenario 3: Aggressive Fuel Sub | SDG&E | Com | WaterHeat | Com - Lodging | Rate Impact Measure Test | Fuel Substitution | 9563227.4392 | 10629146.9026 | 11699038.7752 | 12766919.3647 | 13866174.7371 | 5423020.3335 | 6396265.8977 | 7295026.6829 | 8072379.1008 | 9078116.0972 | 10340382.6061 | 11274396.6462 | 11961740.1702
Scenario 3: Aggressive Fuel Sub | SDG&E | Com | WaterHeat | Com - Lodging | Total Resource Cost Test | Energy Efficiency | 2939106.3623 | 3032389.2555 | 3107480.3051 | 3251194.2698 | 3347203.803 | 941488.2746 | 300565.9632 | 306743.7928 | 58422.8422 | 61767.714 | 113346.1557 | 119013.7532 | 129335.2971
Scenario 3: Aggressive Fuel Sub | SDG&E | Com | WaterHeat | Com - Lodging | Total Resource Cost Test | Fuel Substitution | 11365889.8295 | 12780103.6806 | 14718793.4286 | 15363566.2945 | 15666661.9154 | 8153620.5378 | 8513478.069 | 9651069.0402 | 8072379.1008 | 9078116.0972 | 10340382.6061 | 11274396.6462 | 11961740.1702
Scenario 3: Aggressive Fuel Sub | SDG&E | Com | WaterHeat | Com - Office (Large) | Participant Cost Test | Energy Efficiency | 590158.7992 | 591193.9871 | 584381.4893 | 575189.0601 | 560444.3218 | 430143.6651 | 380768.9949 | 358024.1395 | 206726.6263 | 178102.2119 | 191410.3238 | 137617.1503 | 77571.2922
Scenario 3: Aggressive Fuel Sub | SDG&E | Com | WaterHeat | Com - Office (Large) | Participant Cost Test | Fuel Substitution | 363620.5644 | 396717.0629 | 479982.2168 | 446512.4734 | 356402.9354 | 2115594.7912 | 2178968.6389 | 2160509.8476 | 1784408.668 | 1684666.0619 | 1461029.3554 | 1091547.1116 | 612765.6581
Scenario 3: Aggressive Fuel Sub | SDG&E | Com | WaterHeat | Com - Office (Large) | Program Administrator Cost Test | Energy Efficiency | 262418.223 | 280585.202 | 299239.7613 | 318836.1551 | 338728.8339 | 141907.3569 | 149962.7222 | 157144.9837 | 119136.1336 | 125934.0209 | 177013.4023 | 183728.1343 | 190346.6198
Scenario 3: Aggressive Fuel Sub | SDG&E | Com | WaterHeat | Com - Office (Large) | Program Administrator Cost Test | Fuel Substitution | 970881.1362 | 1114514.356 | 1269109.04 | 1436170.8403 | 1616750.188 | 1007542.9649 | 1175244.3929 | 1328276.3446 | 1458888.7244 | 1687597.0223 | 1916711.1809 | 2083414.5764 | 2202499.825
Scenario 3: Aggressive Fuel Sub | SDG&E | Com | WaterHeat | Com - Office (Large) | Rate Impact Measure Test | Energy Efficiency | 262418.223 | 280585.202 | 299239.7613 | 318836.1551 | 338728.8339 | 141907.3569 | 149962.7222 | 157144.9837 | 119136.1336 | 125934.0209 | 177013.4023 | 183728.1343 | 190346.6198
Scenario 3: Aggressive Fuel Sub | SDG&E | Com | WaterHeat | Com - Office (Large) | Rate Impact Measure Test | Fuel Substitution | 1505405.3638 | 1667933.8959 | 1830715.1599 | 1992335.5396 | 2158746.0985 | 1007542.9649 | 1175244.3929 | 1328276.3446 | 1458888.7244 | 1687597.0223 | 1916711.1809 | 2083414.5764 | 2202499.825
Scenario 3: Aggressive Fuel Sub | SDG&E | Com | WaterHeat | Com - Office (Large) | Total Resource Cost Test | Energy Efficiency | 411167.354 | 427710.1434 | 441367.0972 | 459110.623 | 476842.0506 | 243181.2045 | 217251.4165 | 222141.3455 | 119136.1336 | 125934.0209 | 177013.4023 | 183728.1343 | 190346.6198
Scenario 3: Aggressive Fuel Sub | SDG&E | Com | WaterHeat | Com - Office (Large) | Total Resource Cost Test | Fuel Substitution | 1301240.5962 | 1474962.9411 | 1709870.6623 | 1840546.5471 | 1928134.1697 | 1197557.8537 | 1388553.8694 | 1565679.4543 | 1458888.7244 | 1687597.0223 | 1916711.1809 | 2083414.5764 | 2202499.825
Scenario 3: Aggressive Fuel Sub | SDG&E | Com | WaterHeat | Com - Office (Small) | Participant Cost Test | Energy Efficiency | 189691.7194 | 193052.1236 | 194997.2378 | 195227.0865 | 194049.5402 | 188050.2014 | 183800.3867 | 178013.2598 | 73311.1594 | 63336.7602 | 113119.6548 | 83743.8254 | 50233.566
Scenario 3: Aggressive Fuel Sub | SDG&E | Com | WaterHeat | Com - Office (Small) | Participant Cost Test | Fuel Substitution | 46948.6214 | 51333.2482 | 55638.9755 | 59888.1025 | 64084.0239 | 829983.4903 | 853706.2298 | 841257.1736 | 759427.6113 | 699134.7351 | 605295.5665 | 452184.5863 | 254453.1085
Scenario 3: Aggressive Fuel Sub | SDG&E | Com | WaterHeat | Com - Office (Small) | Program Administrator Cost Test | Energy Efficiency | 64689.0499 | 69542.6858 | 74560.1799 | 79746.5716 | 85299.5535 | 80485.5433 | 85252.2311 | 89884.9949 | 42200.1634 | 44720.8618 | 104069.2091 | 109399.6276 | 114515.8631
Scenario 3: Aggressive Fuel Sub | SDG&E | Com | WaterHeat | Com - Office (Small) | Program Administrator Cost Test | Fuel Substitution | 423408.896 | 487371.0968 | 556244.4693 | 630646.18 | 711044.3999 | 423556.4732 | 496467.0359 | 563150.3833 | 620296.4109 | 699529.7778 | 792863.5476 | 861141.9537 | 910720.8278
Scenario 3: Aggressive Fuel Sub | SDG&E | Com | WaterHeat | Com - Office (Small) | Rate Impact Measure Test | Energy Efficiency | 64689.0499 | 69542.6858 | 74560.1799 | 79746.5716 | 85299.5535 | 80485.5433 | 85252.2311 | 89884.9949 | 42200.1634 | 44720.8618 | 104069.2091 | 109399.6276 | 114515.8631
Scenario 3: Aggressive Fuel Sub | SDG&E | Com | WaterHeat | Com - Office (Small) | Rate Impact Measure Test | Fuel Substitution | 660778.728 | 733876.4321 | 807053.4339 | 879597.4127 | 954135.9251 | 423556.4732 | 496467.0359 | 563150.3833 | 620296.4109 | 699529.7778 | 792863.5476 | 861141.9537 | 910720.8278
Scenario 3: Aggressive Fuel Sub | SDG&E | Com | WaterHeat | Com - Office (Small) | Total Resource Cost Test | Energy Efficiency | 92827.1865 | 97663.8421 | 102635.7647 | 107754.8399 | 113221.1247 | 107746.3685 | 112371.6415 | 116848.014 | 42200.1634 | 44720.8618 | 104069.2091 | 109399.6276 | 114515.8631
Scenario 3: Aggressive Fuel Sub | SDG&E | Com | WaterHeat | Com - Office (Small) | Total Resource Cost Test | Fuel Substitution | 455909.5583 | 522907.7697 | 594762.5533 | 672106.4752 | 755410.0528 | 443559.1448 | 519228.3503 | 588410.455 | 620296.4109 | 699529.7778 | 792863.5476 | 861141.9537 | 910720.8278
Scenario 3: Aggressive Fuel Sub | SDG&E | Com | WaterHeat | Com - Other | Participant Cost Test | Energy Efficiency | 3418110.0945 | 3540304.452 | 3589565.3328 | 3620379.4036 | 3601163.3499 | 3331681.4951 | 3195973.3253 | 3031701.8662 | 2329881.1216 | 2029479.9177 | 1790091.5342 | 1310236.7938 | 735162.283
Scenario 3: Aggressive Fuel Sub | SDG&E | Com | WaterHeat | Com - Other | Participant Cost Test | Fuel Substitution | 5353065.0632 | 5883153.6785 | 7081670.0156 | 6803609.9668 | 6104370.9049 | 30391935.5921 | 31667459.43 | 31766021.272 | 25695046.5975 | 23941874.5734 | 20868469.6567 | 15656937.5819 | 8789253.2996
Scenario 3: Aggressive Fuel Sub | SDG&E | Com | WaterHeat | Com - Other | Program Administrator Cost Test | Energy Efficiency | 993670.4158 | 1110853.3183 | 1235121.2832 | 1366564.4374 | 1506895.9578 | 1164992.2198 | 1269168.9072 | 1368708.502 | 1357626.7805 | 1452173.8214 | 1679959.911 | 1794116.3073 | 1908242.6785
Scenario 3: Aggressive Fuel Sub | SDG&E | Com | WaterHeat | Com - Other | Program Administrator Cost Test | Fuel Substitution | 15614028.9429 | 18018556.6374 | 20628052.8369 | 23472303.8587 | 26570892.6448 | 14154941.3865 | 16684381.0206 | 19037819.0508 | 21095914.5545 | 24102473.0704 | 27546981.8405 | 30143079.8023 | 32089486.2063
Scenario 3: Aggressive Fuel Sub | SDG&E | Com | WaterHeat | Com - Other | Rate Impact Measure Test | Energy Efficiency | 993670.4158 | 1110853.3183 | 1235121.2832 | 1366564.4374 | 1506895.9578 | 1164992.2198 | 1269168.9072 | 1368708.502 | 1357626.7805 | 1452173.8214 | 1679959.911 | 1794116.3073 | 1908242.6785
Scenario 3: Aggressive Fuel Sub | SDG&E | Com | WaterHeat | Com - Other | Rate Impact Measure Test | Fuel Substitution | 24304158.2693 | 27072504.0808 | 29873779.8462 | 32686867.9796 | 35607647.1902 | 14154941.3865 | 16684381.0206 | 19037819.0508 | 21095914.5545 | 24102473.0704 | 27546981.8405 | 30143079.8023 | 32089486.2063
Scenario 3: Aggressive Fuel Sub | SDG&E | Com | WaterHeat | Com - Other | Total Resource Cost Test | Energy Efficiency | 1346181.3395 | 1479369.9734 | 1583933.0909 | 1729202.5091 | 1882546.6979 | 1488013.7918 | 1578509.0996 | 1688156.6108 | 1357626.7805 | 1452173.8214 | 1679959.911 | 1794116.3073 | 1908242.6785
Scenario 3: Aggressive Fuel Sub | SDG&E | Com | WaterHeat | Com - Other | Total Resource Cost Test | Fuel Substitution | 20465795.2184 | 23346979.0313 | 27100708.3946 | 29611376.2611 | 31953950.6589 | 17577434.8485 | 20539297.2558 | 23342068.7723 | 21095914.5545 | 24102473.0704 | 27546981.8405 | 30143079.8023 | 32089486.2063
Scenario 3: Aggressive Fuel Sub | SDG&E | Com | WaterHeat | Com - Refrig. Warehouse | Participant Cost Test | Energy Efficiency | 3323.9389 | 3422.2978 | 3476.131 | 3449.6237 | 3391.7216 | 3214.8736 | 3061.9998 | 4428.9245 | 2554.5691 | 2217.3826 | 3073.6052 | 2286.8548 | 1348.1967
Scenario 3: Aggressive Fuel Sub | SDG&E | Com | WaterHeat | Com - Refrig. Warehouse | Participant Cost Test | Fuel Substitution | 265.3189 | 289.6558 | 313.8438 | 338.0341 | 362.3155 | 7992.1719 | 8241.4311 | 8133.9977 | 7499.0197 | 6797.2909 | 5888.5802 | 4384.1096 | 2424.1702
Scenario 3: Aggressive Fuel Sub | SDG&E | Com | WaterHeat | Com - Refrig. Warehouse | Program Administrator Cost Test | Energy Efficiency | 837.3967 | 936.6168 | 1040.2345 | 1139.004 | 1252.6556 | 1177.0672 | 1281.055 | 2386.0891 | 1482.291 | 1581.1514 | 2854.3147 | 3046.6764 | 3227.5318
Scenario 3: Aggressive Fuel Sub | SDG&E | Com | WaterHeat | Com - Refrig. Warehouse | Program Administrator Cost Test | Fuel Substitution | 4921.6914 | 5633.2288 | 6398.1608 | 7223.3582 | 8115.2269 | 4169.724 | 4911.6679 | 5597.8105 | 6191.8155 | 6890.8664 | 7844.3998 | 8553.8036 | 9079.2966
Scenario 3: Aggressive Fuel Sub | SDG&E | Com | WaterHeat | Com - Refrig. Warehouse | Rate Impact Measure Test | Energy Efficiency | 837.3967 | 936.6168 | 1040.2345 | 1139.004 | 1252.6556 | 1177.0672 | 1281.055 | 2386.0891 | 1482.291 | 1581.1514 | 2854.3147 | 3046.6764 | 3227.5318
Scenario 3: Aggressive Fuel Sub | SDG&E | Com | WaterHeat | Com - Refrig. Warehouse | Rate Impact Measure Test | Fuel Substitution | 7388.0993 | 8182.0229 | 8979.4864 | 9773.2039 | 10593.9546 | 4169.724 | 4911.6679 | 5597.8105 | 6191.8155 | 6890.8664 | 7844.3998 | 8553.8036 | 9079.2966
Scenario 3: Aggressive Fuel Sub | SDG&E | Com | WaterHeat | Com - Refrig. Warehouse | Total Resource Cost Test | Energy Efficiency | 864.1701 | 965.318 | 1070.8644 | 1171.3138 | 1286.7734 | 1208.0161 | 1313.7546 | 2605.8723 | 1482.291 | 1581.1514 | 2854.3147 | 3046.6764 | 3227.5318
Scenario 3: Aggressive Fuel Sub | SDG&E | Com | WaterHeat | Com - Refrig. Warehouse | Total Resource Cost Test | Fuel Substitution | 5065.9747 | 5790.0695 | 6567.3079 | 7404.6316 | 8308.4896 | 4246.4687 | 4999.4287 | 5695.6678 | 6191.8155 | 6890.8664 | 7844.3998 | 8553.8036 | 9079.2966
Scenario 3: Aggressive Fuel Sub | SDG&E | Com | WaterHeat | Com - Restaurant | Participant Cost Test | Energy Efficiency | 731107.179 | 735084.4907 | 730888.8418 | 713259.0145 | 818340.1283 | 714851.9033 | 682362.8379 | 663235.5438 | 570301.8702 | 494516.3857 | 422987.2423 | 308502.3367 | 173090.6662
Scenario 3: Aggressive Fuel Sub | SDG&E | Com | WaterHeat | Com - Restaurant | Participant Cost Test | Fuel Substitution | 662240.4082 | 721453.5388 | 778721.5602 | 834280.4736 | 892124.352 | 20600517.2301 | 21150564.5673 | 20797928.9333 | 19132938.52 | 17598821.9451 | 15268626.2548 | 11425600.9366 | 6426279.1127
Scenario 3: Aggressive Fuel Sub | SDG&E | Com | WaterHeat | Com - Restaurant | Program Administrator Cost Test | Energy Efficiency | 301080.1524 | 327317.2661 | 354773.4772 | 381368.1437 | 504395.8835 | 274277.6949 | 297847.7832 | 336286.5574 | 342611.5991 | 364606.7439 | 408177.3632 | 433836.3247 | 459637.9309
Scenario 3: Aggressive Fuel Sub | SDG&E | Com | WaterHeat | Com - Restaurant | Program Administrator Cost Test | Fuel Substitution | 10330413.2436 | 11847811.6488 | 13466111.8822 | 15196250.6786 | 17121571.9659 | 10680872.3168 | 12518112.8638 | 14201535.1299 | 15651852.0423 | 17642295.4038 | 20049774.8373 | 21837895.111 | 23158465.4809
Scenario 3: Aggressive Fuel Sub | SDG&E | Com | WaterHeat | Com - Restaurant | Rate Impact Measure Test | Energy Efficiency | 301080.1524 | 327317.2661 | 354773.4772 | 381368.1437 | 504395.8835 | 274277.6949 | 297847.7832 | 336286.5574 | 342611.5991 | 364606.7439 | 408177.3632 | 433836.3247 | 459637.9309
Scenario 3: Aggressive Fuel Sub | SDG&E | Com | WaterHeat | Com - Restaurant | Rate Impact Measure Test | Fuel Substitution | 15607279.7606 | 17303769.1773 | 18988778.8068 | 20644191.688 | 22427921.1431 | 10680872.3168 | 12518112.8638 | 14201535.1299 | 15651852.0423 | 17642295.4038 | 20049774.8373 | 21837895.111 | 23158465.4809
Scenario 3: Aggressive Fuel Sub | SDG&E | Com | WaterHeat | Com - Restaurant | Total Resource Cost Test | Energy Efficiency | 311301.96 | 337867.1636 | 365650.339 | 392512.7152 | 518183.8939 | 282932.0479 | 306894.799 | 348668.064 | 342611.5991 | 364606.7439 | 408177.3632 | 433836.3247 | 459637.9309
Scenario 3: Aggressive Fuel Sub | SDG&E | Com | WaterHeat | Com - Restaurant | Total Resource Cost Test | Fuel Substitution | 10633207.5814 | 12177690.1833 | 13822185.7283 | 15577738.4171 | 17529515.0685 | 10876385.3439 | 12740565.7671 | 14448444.6194 | 15651852.0423 | 17642295.4038 | 20049774.8373 | 21837895.111 | 23158465.4809
Scenario 3: Aggressive Fuel Sub | SDG&E | Com | WaterHeat | Com - Retail | Participant Cost Test | Energy Efficiency | 437941.9954 | 442196.1028 | 445513.4169 | 440844.7005 | 435895.2644 | 425904.6116 | 416810.2205 | 405731.7942 | 112695.4811 | 95600.1164 | 194906.4965 | 143796.5284 | 86799.2956
Scenario 3: Aggressive Fuel Sub | SDG&E | Com | WaterHeat | Com - Retail | Participant Cost Test | Fuel Substitution | 67369.4442 | 73437.634 | 163422.2662 | 210629.0201 | 261713.1505 | 1317718.221 | 1382411.4376 | 1404392.7643 | 871235.4184 | 775746.6146 | 665604.9542 | 492901.022 | 274682.26
Scenario 3: Aggressive Fuel Sub | SDG&E | Com | WaterHeat | Com - Retail | Program Administrator Cost Test | Energy Efficiency | 113016.9198 | 120562.2216 | 128223.7797 | 135854.976 | 143664.5683 | 142948.1366 | 150279.7174 | 157326.2655 | 64990.3049 | 67654.3153 | 179376.5304 | 187350.8853 | 195427.3145
Scenario 3: Aggressive Fuel Sub | SDG&E | Com | WaterHeat | Com - Retail | Program Administrator Cost Test | Fuel Substitution | 480717.3896 | 551953.5263 | 628033.465 | 709452.7578 | 796520.7324 | 490212.8122 | 573715.8513 | 649191.3929 | 712719.1641 | 777663.9537 | 874030.9274 | 942088.7911 | 989872.7062
Scenario 3: Aggressive Fuel Sub | SDG&E | Com | WaterHeat | Com - Retail | Rate Impact Measure Test | Energy Efficiency | 113016.9198 | 120562.2216 | 128223.7797 | 135854.976 | 143664.5683 | 142948.1366 | 150279.7174 | 157326.2655 | 64990.3049 | 67654.3153 | 179376.5304 | 187350.8853 | 195427.3145
Scenario 3: Aggressive Fuel Sub | SDG&E | Com | WaterHeat | Com - Retail | Rate Impact Measure Test | Fuel Substitution | 759329.0834 | 840508.2854 | 920717.478 | 998971.4328 | 1078110.9355 | 490212.8122 | 573715.8513 | 649191.3929 | 712719.1641 | 777663.9537 | 874030.9274 | 942088.7911 | 989872.7062
Scenario 3: Aggressive Fuel Sub | SDG&E | Com | WaterHeat | Com - Retail | Total Resource Cost Test | Energy Efficiency | 258324.8156 | 266844.0495 | 276747.0134 | 282344.0772 | 290429.0845 | 288807.0041 | 296220.1563 | 303239.9294 | 64990.3049 | 67654.3153 | 179376.5304 | 187350.8853 | 195427.3145
Scenario 3: Aggressive Fuel Sub | SDG&E | Com | WaterHeat | Com - Retail | Total Resource Cost Test | Fuel Substitution | 531806.3016 | 607633.7004 | 772266.6035 | 899501.4421 | 1036304.0254 | 871415.5071 | 996972.6971 | 1114138.4875 | 712719.1641 | 777663.9537 | 874030.9274 | 942088.7911 | 989872.7062
Scenario 3: Aggressive Fuel Sub | SDG&E | Com | WaterHeat | Com - School | Participant Cost Test | Energy Efficiency | 396359.3055 | 404874.5456 | 418011.9395 | 409256.5738 | 405457.1727 | 323414.9119 | 311723.6035 | 296040.8352 | 198812.5557 | 172846.7728 | 171308.4926 | 125125.6176 | 71609.4856
Scenario 3: Aggressive Fuel Sub | SDG&E | Com | WaterHeat | Com - School | Participant Cost Test | Fuel Substitution | 211990.1863 | 231868.9636 | 251495.4412 | 304931.6373 | 779529.5224 | 6496513.2904 | 6749347.1591 | 6771331.1072 | 5109516.2938 | 4837417.9233 | 4208747.207 | 3161087.3088 | 1793764.8253
Scenario 3: Aggressive Fuel Sub | SDG&E | Com | WaterHeat | Com - School | Program Administrator Cost Test | Energy Efficiency | 200552.7415 | 219541.4543 | 239624.3161 | 260851.4166 | 284286.1939 | 119202.8466 | 127566.4894 | 135549.6281 | 116746.566 | 124391.9829 | 160621.2895 | 169379.685 | 178142.1351
Scenario 3: Aggressive Fuel Sub | SDG&E | Com | WaterHeat | Com - School | Program Administrator Cost Test | Fuel Substitution | 2790188.6008 | 3213414.3246 | 3670707.7164 | 4166714.0127 | 4705252.8738 | 2857556.4706 | 3340375.6682 | 3781203.4294 | 4159638.5344 | 4820477.3872 | 5483734.6568 | 5975004.734 | 6334796.3242
Scenario 3: Aggressive Fuel Sub | SDG&E | Com | WaterHeat | Com - School | Rate Impact Measure Test | Energy Efficiency | 200552.7415 | 219541.4543 | 239624.3161 | 260851.4166 | 284286.1939 | 119202.8466 | 127566.4894 | 135549.6281 | 116746.566 | 124391.9829 | 160621.2895 | 169379.685 | 178142.1351
Scenario 3: Aggressive Fuel Sub | SDG&E | Com | WaterHeat | Com - School | Rate Impact Measure Test | Fuel Substitution | 4252346.3918 | 4731564.2278 | 5215305.3719 | 5699757.1898 | 6202541.3208 | 2857556.4706 | 3340375.6682 | 3781203.4294 | 4159638.5344 | 4820477.3872 | 5483734.6568 | 5975004.734 | 6334796.3242
Scenario 3: Aggressive Fuel Sub | SDG&E | Com | WaterHeat | Com - School | Total Resource Cost Test | Energy Efficiency | 248048.603 | 268085.8508 | 295940.216 | 311447.6359 | 335950.1338 | 158161.5162 | 167118.4397 | 175710.5435 | 116746.566 | 124391.9829 | 160621.2895 | 169379.685 | 178142.1351
Scenario 3: Aggressive Fuel Sub | SDG&E | Com | WaterHeat | Com - School | Total Resource Cost Test | Fuel Substitution | 2905592.2646 | 3339619.6411 | 3807577.038 | 4348116.3254 | 5352391.037 | 3877778.8097 | 4485336.0685 | 5058303.8761 | 4159638.5344 | 4820477.3872 | 5483734.6568 | 5975004.734 | 6334796.3242
Scenario 3: Aggressive Fuel Sub | SDG&E | Com | WaterHeat | Com - Warehouse | Participant Cost Test | Energy Efficiency | 209325.153 | 213149.6116 | 216582.4329 | 219307.2005 | 221607.909 | 220161.9742 | 220694.9082 | 221766.4603 | 23245.2706 | 20222.2707 | 116118.4651 | 88722.6919 | 56158.1808
Scenario 3: Aggressive Fuel Sub | SDG&E | Com | WaterHeat | Com - Warehouse | Participant Cost Test | Fuel Substitution | 4193.0374 | 4575.2047 | 9763.3873 | 12339.462 | 15148.9898 | 76597.1699 | 80842.8311 | 82633.6201 | 54314.176 | 50086.9895 | 43583.7589 | 32683.1118 | 18400.0572
Scenario 3: Aggressive Fuel Sub | SDG&E | Com | WaterHeat | Com - Warehouse | Program Administrator Cost Test | Energy Efficiency | 64897.4808 | 69122.1795 | 73524.3819 | 78179.8821 | 83058.9002 | 81652.3604 | 86460.8486 | 91430.0843 | 13415.8438 | 14324.7632 | 106467.8454 | 113731.7192 | 120044.8428
Scenario 3: Aggressive Fuel Sub | SDG&E | Com | WaterHeat | Com - Warehouse | Program Administrator Cost Test | Fuel Substitution | 37613.3481 | 43255.8747 | 49359.0092 | 56000.7928 | 63224.2631 | 29821.6005 | 35163.5752 | 40129.1368 | 44461.5144 | 50251.623 | 57292.3226 | 62564.776 | 66503.9977
Scenario 3: Aggressive Fuel Sub | SDG&E | Com | WaterHeat | Com - Warehouse | Rate Impact Measure Test | Energy Efficiency | 64897.4808 | 69122.1795 | 73524.3819 | 78179.8821 | 83058.9002 | 81652.3604 | 86460.8486 | 91430.0843 | 13415.8438 | 14324.7632 | 106467.8454 | 113731.7192 | 120044.8428
Scenario 3: Aggressive Fuel Sub | SDG&E | Com | WaterHeat | Com - Warehouse | Rate Impact Measure Test | Fuel Substitution | 57665.9199 | 64079.4147 | 70554.4194 | 77056.8676 | 83811.1114 | 29821.6005 | 35163.5752 | 40129.1368 | 44461.5144 | 50251.623 | 57292.3226 | 62564.776 | 66503.9977
Scenario 3: Aggressive Fuel Sub | SDG&E | Com | WaterHeat | Com - Warehouse | Total Resource Cost Test | Energy Efficiency | 150171.5005 | 155083.8098 | 160186.2612 | 165274.9883 | 170666.0616 | 168743.4311 | 173015.5245 | 178355.2443 | 13415.8438 | 14324.7632 | 106467.8454 | 113731.7192 | 120044.8428
Scenario 3: Aggressive Fuel Sub | SDG&E | Com | WaterHeat | Com - Warehouse | Total Resource Cost Test | Fuel Substitution | 40508.9557 | 46414.2049 | 57587.381 | 66687.1947 | 76602.331 | 49471.0121 | 57247.3269 | 64724.2731 | 44461.5144 | 50251.623 | 57292.3226 | 62564.776 | 66503.9977
Scenario 3: Aggressive Fuel Sub | SDG&E | Com | WholeBlg | Com - College | Participant Cost Test | Energy Efficiency | 171575.6458 | 175873.4927 | 179932.6076 | 183533.6733 | 189003.6432 | 200701.4881 | 213539.7576 | 224629.3449 | 235945.7682 | 247715.7225 | 258241.8622 | 262874.0757 | 264791.9026
Scenario 3: Aggressive Fuel Sub | SDG&E | Com | WholeBlg | Com - College | Program Administrator Cost Test | Energy Efficiency | 171575.6458 | 175873.4927 | 179932.6076 | 183533.6733 | 189003.6432 | 200701.4881 | 213539.7576 | 224629.3449 | 235945.7682 | 247715.7225 | 258241.8622 | 262874.0757 | 264791.9026
Scenario 3: Aggressive Fuel Sub | SDG&E | Com | WholeBlg | Com - College | Rate Impact Measure Test | Energy Efficiency | 171575.6458 | 175873.4927 | 179932.6076 | 183533.6733 | 189003.6432 | 200701.4881 | 213539.7576 | 224629.3449 | 235945.7682 | 247715.7225 | 258241.8622 | 262874.0757 | 264791.9026
Scenario 3: Aggressive Fuel Sub | SDG&E | Com | WholeBlg | Com - College | Total Resource Cost Test | Energy Efficiency | 171575.6458 | 175873.4927 | 179932.6076 | 183533.6733 | 189003.6432 | 200701.4881 | 213539.7576 | 224629.3449 | 235945.7682 | 247715.7225 | 258241.8622 | 262874.0757 | 264791.9026
Scenario 3: Aggressive Fuel Sub | SDG&E | Com | WholeBlg | Com - Grocery | Participant Cost Test | Energy Efficiency | 368828.3898 | 376374.0907 | 383513.2311 | 389211.3706 | 399265.5514 | 424262.1111 | 450228.5675 | 472551.5157 | 495408.1683 | 518073.2707 | 538404.5704 | 544952.6448 | 536722.0878
Scenario 3: Aggressive Fuel Sub | SDG&E | Com | WholeBlg | Com - Grocery | Program Administrator Cost Test | Energy Efficiency | 368828.3898 | 376374.0907 | 383513.2311 | 389211.3706 | 399265.5514 | 424262.1111 | 450228.5675 | 472551.5157 | 495408.1683 | 518073.2707 | 538404.5704 | 544952.6448 | 536722.0878
Scenario 3: Aggressive Fuel Sub | SDG&E | Com | WholeBlg | Com - Grocery | Rate Impact Measure Test | Energy Efficiency | 368828.3898 | 376374.0907 | 383513.2311 | 389211.3706 | 399265.5514 | 424262.1111 | 450228.5675 | 472551.5157 | 495408.1683 | 518073.2707 | 538404.5704 | 544952.6448 | 536722.0878
Scenario 3: Aggressive Fuel Sub | SDG&E | Com | WholeBlg | Com - Grocery | Total Resource Cost Test | Energy Efficiency | 368828.3898 | 376374.0907 | 383513.2311 | 389211.3706 | 399265.5514 | 424262.1111 | 450228.5675 | 472551.5157 | 495408.1683 | 518073.2707 | 538404.5704 | 544952.6448 | 536722.0878
Scenario 3: Aggressive Fuel Sub | SDG&E | Com | WholeBlg | Com - Health | Participant Cost Test | Energy Efficiency | 453924.4792 | 464550.0474 | 474326.9241 | 482381.224 | 495211.0878 | 524528.7826 | 555693.6203 | 581636.6931 | 608089.3014 | 635611.1308 | 660523.5722 | 669363.7806 | 676835.7008
Scenario 3: Aggressive Fuel Sub | SDG&E | Com | WholeBlg | Com - Health | Program Administrator Cost Test | Energy Efficiency | 453924.4792 | 464550.0474 | 474326.9241 | 482381.224 | 495211.0878 | 524528.7826 | 555693.6203 | 581636.6931 | 608089.3014 | 635611.1308 | 660523.5722 | 669363.7806 | 676835.7008
Scenario 3: Aggressive Fuel Sub | SDG&E | Com | WholeBlg | Com - Health | Rate Impact Measure Test | Energy Efficiency | 453924.4792 | 464550.0474 | 474326.9241 | 482381.224 | 495211.0878 | 524528.7826 | 555693.6203 | 581636.6931 | 608089.3014 | 635611.1308 | 660523.5722 | 669363.7806 | 676835.7008
Scenario 3: Aggressive Fuel Sub | SDG&E | Com | WholeBlg | Com - Health | Total Resource Cost Test | Energy Efficiency | 453924.4792 | 464550.0474 | 474326.9241 | 482381.224 | 495211.0878 | 524528.7826 | 555693.6203 | 581636.6931 | 608089.3014 | 635611.1308 | 660523.5722 | 669363.7806 | 676835.7008
Scenario 3: Aggressive Fuel Sub | SDG&E | Com | WholeBlg | Com - Lodging | Participant Cost Test | Energy Efficiency | 236351.8281 | 240713.807 | 244689.8217 | 248116.3714 | 253823.7568 | 267717.2757 | 282689.4935 | 295074.9037 | 307544.4245 | 320291.0641 | 331140.77 | 334258.6118 | 337457.3833
Scenario 3: Aggressive Fuel Sub | SDG&E | Com | WholeBlg | Com - Lodging | Program Administrator Cost Test | Energy Efficiency | 236351.8281 | 240713.807 | 244689.8217 | 248116.3714 | 253823.7568 | 267717.2757 | 282689.4935 | 295074.9037 | 307544.4245 | 320291.0641 | 331140.77 | 334258.6118 | 337457.3833
Scenario 3: Aggressive Fuel Sub | SDG&E | Com | WholeBlg | Com - Lodging | Rate Impact Measure Test | Energy Efficiency | 236351.8281 | 240713.807 | 244689.8217 | 248116.3714 | 253823.7568 | 267717.2757 | 282689.4935 | 295074.9037 | 307544.4245 | 320291.0641 | 331140.77 | 334258.6118 | 337457.3833
Scenario 3: Aggressive Fuel Sub | SDG&E | Com | WholeBlg | Com - Lodging | Total Resource Cost Test | Energy Efficiency | 236351.8281 | 240713.807 | 244689.8217 | 248116.3714 | 253823.7568 | 267717.2757 | 282689.4935 | 295074.9037 | 307544.4245 | 320291.0641 | 331140.77 | 334258.6118 | 337457.3833
Scenario 3: Aggressive Fuel Sub | SDG&E | Com | WholeBlg | Com - Office (Large) | Participant Cost Test | Energy Efficiency | 764787.3414 | 776617.6045 | 786674.7008 | 793425.9799 | 807999.2111 | 850522.007 | 897343.5847 | 934934.5016 | 972340.2349 | 1010409.3902 | 1041656.7585 | 1047282.6557 | 1061921.1435
Scenario 3: Aggressive Fuel Sub | SDG&E | Com | WholeBlg | Com - Office (Large) | Program Administrator Cost Test | Energy Efficiency | 764787.3414 | 776617.6045 | 786674.7008 | 793425.9799 | 807999.2111 | 850522.007 | 897343.5847 | 934934.5016 | 972340.2349 | 1010409.3902 | 1041656.7585 | 1047282.6557 | 1061921.1435
Scenario 3: Aggressive Fuel Sub | SDG&E | Com | WholeBlg | Com - Office (Large) | Rate Impact Measure Test | Energy Efficiency | 764787.3414 | 776617.6045 | 786674.7008 | 793425.9799 | 807999.2111 | 850522.007 | 897343.5847 | 934934.5016 | 972340.2349 | 1010409.3902 | 1041656.7585 | 1047282.6557 | 1061921.1435
Scenario 3: Aggressive Fuel Sub | SDG&E | Com | WholeBlg | Com - Office (Large) | Total Resource Cost Test | Energy Efficiency | 764787.3414 | 776617.6045 | 786674.7008 | 793425.9799 | 807999.2111 | 850522.007 | 897343.5847 | 934934.5016 | 972340.2349 | 1010409.3902 | 1041656.7585 | 1047282.6557 | 1061921.1435
Scenario 3: Aggressive Fuel Sub | SDG&E | Com | WholeBlg | Com - Office (Small) | Participant Cost Test | Energy Efficiency | 219507.7641 | 221685.9961 | 223522.9059 | 224545.6429 | 228066.6523 | 239904.9661 | 252671.2878 | 262935.7795 | 273238.8292 | 284390.7021 | 292971.3657 | 293998.6489 | 294220.2545
Scenario 3: Aggressive Fuel Sub | SDG&E | Com | WholeBlg | Com - Office (Small) | Program Administrator Cost Test | Energy Efficiency | 219507.7641 | 221685.9961 | 223522.9059 | 224545.6429 | 228066.6523 | 239904.9661 | 252671.2878 | 262935.7795 | 273238.8292 | 284390.7021 | 292971.3657 | 293998.6489 | 294220.2545
Scenario 3: Aggressive Fuel Sub | SDG&E | Com | WholeBlg | Com - Office (Small) | Rate Impact Measure Test | Energy Efficiency | 219507.7641 | 221685.9961 | 223522.9059 | 224545.6429 | 228066.6523 | 239904.9661 | 252671.2878 | 262935.7795 | 273238.8292 | 284390.7021 | 292971.3657 | 293998.6489 | 294220.2545
Scenario 3: Aggressive Fuel Sub | SDG&E | Com | WholeBlg | Com - Office (Small) | Total Resource Cost Test | Energy Efficiency | 219507.7641 | 221685.9961 | 223522.9059 | 224545.6429 | 228066.6523 | 239904.9661 | 252671.2878 | 262935.7795 | 273238.8292 | 284390.7021 | 292971.3657 | 293998.6489 | 294220.2545
Scenario 3: Aggressive Fuel Sub | SDG&E | Com | WholeBlg | Com - Other | Participant Cost Test | Energy Efficiency | 439735.7101 | 449533.8003 | 458666.1232 | 466792.3411 | 479385.4766 | 507042.2317 | 537683.7896 | 563645.0394 | 589990.3567 | 617059.9746 | 640960.2776 | 650893.8622 | 663825.7699
Scenario 3: Aggressive Fuel Sub | SDG&E | Com | WholeBlg | Com - Other | Program Administrator Cost Test | Energy Efficiency | 439735.7101 | 449533.8003 | 458666.1232 | 466792.3411 | 479385.4766 | 507042.2317 | 537683.7896 | 563645.0394 | 589990.3567 | 617059.9746 | 640960.2776 | 650893.8622 | 663825.7699
Scenario 3: Aggressive Fuel Sub | SDG&E | Com | WholeBlg | Com - Other | Rate Impact Measure Test | Energy Efficiency | 439735.7101 | 449533.8003 | 458666.1232 | 466792.3411 | 479385.4766 | 507042.2317 | 537683.7896 | 563645.0394 | 589990.3567 | 617059.9746 | 640960.2776 | 650893.8622 | 663825.7699
Scenario 3: Aggressive Fuel Sub | SDG&E | Com | WholeBlg | Com - Other | Total Resource Cost Test | Energy Efficiency | 439735.7101 | 449533.8003 | 458666.1232 | 466792.3411 | 479385.4766 | 507042.2317 | 537683.7896 | 563645.0394 | 589990.3567 | 617059.9746 | 640960.2776 | 650893.8622 | 663825.7699
Scenario 3: Aggressive Fuel Sub | SDG&E | Com | WholeBlg | Com - Refrig. Warehouse | Participant Cost Test | Energy Efficiency | 8147.489 | 8474.3534 | 8803.9949 | 9119.7136 | 9513.1501 | 10196.3352 | 10900.5042 | 11538.3027 | 12206.2829 | 12882.4587 | 13526.3364 | 13838.4182 | 13700.5364
Scenario 3: Aggressive Fuel Sub | SDG&E | Com | WholeBlg | Com - Refrig. Warehouse | Program Administrator Cost Test | Energy Efficiency | 8147.489 | 8474.3534 | 8803.9949 | 9119.7136 | 9513.1501 | 10196.3352 | 10900.5042 | 11538.3027 | 12206.2829 | 12882.4587 | 13526.3364 | 13838.4182 | 13700.5364
Scenario 3: Aggressive Fuel Sub | SDG&E | Com | WholeBlg | Com - Refrig. Warehouse | Rate Impact Measure Test | Energy Efficiency | 8147.489 | 8474.3534 | 8803.9949 | 9119.7136 | 9513.1501 | 10196.3352 | 10900.5042 | 11538.3027 | 12206.2829 | 12882.4587 | 13526.3364 | 13838.4182 | 13700.5364
Scenario 3: Aggressive Fuel Sub | SDG&E | Com | WholeBlg | Com - Refrig. Warehouse | Total Resource Cost Test | Energy Efficiency | 8147.489 | 8474.3534 | 8803.9949 | 9119.7136 | 9513.1501 | 10196.3352 | 10900.5042 | 11538.3027 | 12206.2829 | 12882.4587 | 13526.3364 | 13838.4182 | 13700.5364
Scenario 3: Aggressive Fuel Sub | SDG&E | Com | WholeBlg | Com - Restaurant | Participant Cost Test | Energy Efficiency | 1897246.0062 | 2114074.6702 | 2322181.8715 | 254478.8998 | 261539.3781 | 277318.8897 | 293896.686 | 308347.3416 | 323207.1583 | 338070.935 | 351608.1779 | 357068.6737 | 355247.4311
Scenario 3: Aggressive Fuel Sub | SDG&E | Com | WholeBlg | Com - Restaurant | Program Administrator Cost Test | Energy Efficiency | 519852.6924 | 565280.563 | 608009.349 | 254478.8998 | 261539.3781 | 277318.8897 | 293896.686 | 308347.3416 | 323207.1583 | 338070.935 | 351608.1779 | 357068.6737 | 355247.4311
Scenario 3: Aggressive Fuel Sub | SDG&E | Com | WholeBlg | Com - Restaurant | Rate Impact Measure Test | Energy Efficiency | 519852.6924 | 565280.563 | 608009.349 | 254478.8998 | 261539.3781 | 277318.8897 | 293896.686 | 308347.3416 | 323207.1583 | 338070.935 | 351608.1779 | 357068.6737 | 355247.4311
Scenario 3: Aggressive Fuel Sub | SDG&E | Com | WholeBlg | Com - Restaurant | Total Resource Cost Test | Energy Efficiency | 519852.6924 | 565280.563 | 608009.349 | 254478.8998 | 261539.3781 | 277318.8897 | 293896.686 | 308347.3416 | 323207.1583 | 338070.935 | 351608.1779 | 357068.6737 | 355247.4311
Scenario 3: Aggressive Fuel Sub | SDG&E | Com | WholeBlg | Com - Retail | Participant Cost Test | Energy Efficiency | 6515552.9956 | 7451281.2154 | 8308589.5703 | 8973820.8057 | 9266203.382 | 9439816.4314 | 9313867.9678 | 8874614.9919 | 8155653.7829 | 7215865.3006 | 6048667.5477 | 4682430.8626 | 3133489.8339
Scenario 3: Aggressive Fuel Sub | SDG&E | Com | WholeBlg | Com - Retail | Program Administrator Cost Test | Energy Efficiency | 2088492.1988 | 2458669.4127 | 2843629.6641 | 3222030.4128 | 3555139.6882 | 3993284.025 | 4413840.6673 | 4777888.6343 | 5105106.7841 | 5418054.5435 | 5690882.3198 | 5910898.9885 | 6154413.7761
Scenario 3: Aggressive Fuel Sub | SDG&E | Com | WholeBlg | Com - Retail | Rate Impact Measure Test | Energy Efficiency | 2088492.1988 | 2458669.4127 | 2843629.6641 | 3222030.4128 | 3555139.6882 | 3993284.025 | 4413840.6673 | 4777888.6343 | 5105106.7841 | 5418054.5435 | 5690882.3198 | 5910898.9885 | 6154413.7761
Scenario 3: Aggressive Fuel Sub | SDG&E | Com | WholeBlg | Com - Retail | Total Resource Cost Test | Energy Efficiency | 2088492.1988 | 2458669.4127 | 2843629.6641 | 3222030.4128 | 3555139.6882 | 3993284.025 | 4413840.6673 | 4777888.6343 | 5105106.7841 | 5418054.5435 | 5690882.3198 | 5910898.9885 | 6154413.7761
Scenario 3: Aggressive Fuel Sub | SDG&E | Com | WholeBlg | Com - School | Participant Cost Test | Energy Efficiency | 141358.5789 | 143684.0099 | 145775.9202 | 147488.4834 | 150753.6843 | 159148.7312 | 168585.838 | 176407.8511 | 184264.7816 | 192338.6727 | 199216.0635 | 201303.505 | 203779.4388
Scenario 3: Aggressive Fuel Sub | SDG&E | Com | WholeBlg | Com - School | Program Administrator Cost Test | Energy Efficiency | 141358.5789 | 143684.0099 | 145775.9202 | 147488.4834 | 150753.6843 | 159148.7312 | 168585.838 | 176407.8511 | 184264.7816 | 192338.6727 | 199216.0635 | 201303.505 | 203779.4388
Scenario 3: Aggressive Fuel Sub | SDG&E | Com | WholeBlg | Com - School | Rate Impact Measure Test | Energy Efficiency | 141358.5789 | 143684.0099 | 145775.9202 | 147488.4834 | 150753.6843 | 159148.7312 | 168585.838 | 176407.8511 | 184264.7816 | 192338.6727 | 199216.0635 | 201303.505 | 203779.4388
Scenario 3: Aggressive Fuel Sub | SDG&E | Com | WholeBlg | Com - School | Total Resource Cost Test | Energy Efficiency | 141358.5789 | 143684.0099 | 145775.9202 | 147488.4834 | 150753.6843 | 159148.7312 | 168585.838 | 176407.8511 | 184264.7816 | 192338.6727 | 199216.0635 | 201303.505 | 203779.4388
Scenario 3: Aggressive Fuel Sub | SDG&E | Com | WholeBlg | Com - Warehouse | Participant Cost Test | Energy Efficiency | 137166.3886 | 140383.7676 | 143450.71 | 146195.0991 | 150377.8071 | 159407.9873 | 169175.5881 | 177507.6674 | 186015.5 | 194693.8617 | 202431.6716 | 205578.1182 | 209491.4025
Scenario 3: Aggressive Fuel Sub | SDG&E | Com | WholeBlg | Com - Warehouse | Program Administrator Cost Test | Energy Efficiency | 137166.3886 | 140383.7676 | 143450.71 | 146195.0991 | 150377.8071 | 159407.9873 | 169175.5881 | 177507.6674 | 186015.5 | 194693.8617 | 202431.6716 | 205578.1182 | 209491.4025
Scenario 3: Aggressive Fuel Sub | SDG&E | Com | WholeBlg | Com - Warehouse | Rate Impact Measure Test | Energy Efficiency | 137166.3886 | 140383.7676 | 143450.71 | 146195.0991 | 150377.8071 | 159407.9873 | 169175.5881 | 177507.6674 | 186015.5 | 194693.8617 | 202431.6716 | 205578.1182 | 209491.4025
Scenario 3: Aggressive Fuel Sub | SDG&E | Com | WholeBlg | Com - Warehouse | Total Resource Cost Test | Energy Efficiency | 137166.3886 | 140383.7676 | 143450.71 | 146195.0991 | 150377.8071 | 159407.9873 | 169175.5881 | 177507.6674 | 186015.5 | 194693.8617 | 202431.6716 | 205578.1182 | 209491.4025
Scenario 3: Aggressive Fuel Sub | SDG&E | Ind | WholeBlg | Ind - All Other Industrial | Participant Cost Test | Energy Efficiency | 285729.3646 | 295053.056 | 303930.8327 | 312723.1571 | 322908.0409 | 337448.0824 | 353810.7439 | 370162.0915 | 387250.28 | 405311.3546 | 424043.9109 | 441554.057 | 460431.6122
Scenario 3: Aggressive Fuel Sub | SDG&E | Ind | WholeBlg | Ind - All Other Industrial | Program Administrator Cost Test | Energy Efficiency | 285729.3646 | 295053.056 | 303930.8327 | 312723.1571 | 322908.0409 | 337448.0824 | 353810.7439 | 370162.0915 | 387250.28 | 405311.3546 | 424043.9109 | 441554.057 | 460431.6122
Scenario 3: Aggressive Fuel Sub | SDG&E | Ind | WholeBlg | Ind - All Other Industrial | Rate Impact Measure Test | Energy Efficiency | 285729.3646 | 295053.056 | 303930.8327 | 312723.1571 | 322908.0409 | 337448.0824 | 353810.7439 | 370162.0915 | 387250.28 | 405311.3546 | 424043.9109 | 441554.057 | 460431.6122
Scenario 3: Aggressive Fuel Sub | SDG&E | Ind | WholeBlg | Ind - All Other Industrial | Total Resource Cost Test | Energy Efficiency | 285729.3646 | 295053.056 | 303930.8327 | 312723.1571 | 322908.0409 | 337448.0824 | 353810.7439 | 370162.0915 | 387250.28 | 405311.3546 | 424043.9109 | 441554.057 | 460431.6122
Scenario 3: Aggressive Fuel Sub | SDG&E | Ind | WholeBlg | Ind - Chemicals | Participant Cost Test | Energy Efficiency | 341052.3448 | 353967.6485 | 366553.0499 | 378939.1022 | 392939.4879 | 412062.5897 | 433166.1345 | 453987.1967 | 475713.6638 | 498479.5771 | 521824.7233 | 543471.6866 | 566499.2877
Scenario 3: Aggressive Fuel Sub | SDG&E | Ind | WholeBlg | Ind - Chemicals | Program Administrator Cost Test | Energy Efficiency | 341052.3448 | 353967.6485 | 366553.0499 | 378939.1022 | 392939.4879 | 412062.5897 | 433166.1345 | 453987.1967 | 475713.6638 | 498479.5771 | 521824.7233 | 543471.6866 | 566499.2877
Scenario 3: Aggressive Fuel Sub | SDG&E | Ind | WholeBlg | Ind - Chemicals | Rate Impact Measure Test | Energy Efficiency | 341052.3448 | 353967.6485 | 366553.0499 | 378939.1022 | 392939.4879 | 412062.5897 | 433166.1345 | 453987.1967 | 475713.6638 | 498479.5771 | 521824.7233 | 543471.6866 | 566499.2877
Scenario 3: Aggressive Fuel Sub | SDG&E | Ind | WholeBlg | Ind - Chemicals | Total Resource Cost Test | Energy Efficiency | 341052.3448 | 353967.6485 | 366553.0499 | 378939.1022 | 392939.4879 | 412062.5897 | 433166.1345 | 453987.1967 | 475713.6638 | 498479.5771 | 521824.7233 | 543471.6866 | 566499.2877
Scenario 3: Aggressive Fuel Sub | SDG&E | Ind | WholeBlg | Ind - Electronics | Participant Cost Test | Energy Efficiency | 563405.7588 | 579292.3906 | 593466.3555 | 605960.0043 | 622338.5789 | 654632.999 | 693174.4972 | 730229.1747 | 768391.2355 | 808196.4678 | 848217.4743 | 880826.3217 | 916035.2963
Scenario 3: Aggressive Fuel Sub | SDG&E | Ind | WholeBlg | Ind - Electronics | Program Administrator Cost Test | Energy Efficiency | 563405.7588 | 579292.3906 | 593466.3555 | 605960.0043 | 622338.5789 | 654632.999 | 693174.4972 | 730229.1747 | 768391.2355 | 808196.4678 | 848217.4743 | 880826.3217 | 916035.2963
Scenario 3: Aggressive Fuel Sub | SDG&E | Ind | WholeBlg | Ind - Electronics | Rate Impact Measure Test | Energy Efficiency | 563405.7588 | 579292.3906 | 593466.3555 | 605960.0043 | 622338.5789 | 654632.999 | 693174.4972 | 730229.1747 | 768391.2355 | 808196.4678 | 848217.4743 | 880826.3217 | 916035.2963
Scenario 3: Aggressive Fuel Sub | SDG&E | Ind | WholeBlg | Ind - Electronics | Total Resource Cost Test | Energy Efficiency | 563405.7588 | 579292.3906 | 593466.3555 | 605960.0043 | 622338.5789 | 654632.999 | 693174.4972 | 730229.1747 | 768391.2355 | 808196.4678 | 848217.4743 | 880826.3217 | 916035.2963
Scenario 3: Aggressive Fuel Sub | SDG&E | Ind | WholeBlg | Ind - Fabricated Metals | Participant Cost Test | Energy Efficiency | 122196.6758 | 126068.7789 | 129746.4486 | 132824.39 | 136401.7503 | 142325.5136 | 149045.2903 | 155447.5848 | 161998.6015 | 168809.1167 | 175610.8045 | 181234.9009 | 187205.0331
Scenario 3: Aggressive Fuel Sub | SDG&E | Ind | WholeBlg | Ind - Fabricated Metals | Program Administrator Cost Test | Energy Efficiency | 122196.6758 | 126068.7789 | 129746.4486 | 132824.39 | 136401.7503 | 142325.5136 | 149045.2903 | 155447.5848 | 161998.6015 | 168809.1167 | 175610.8045 | 181234.9009 | 187205.0331
Scenario 3: Aggressive Fuel Sub | SDG&E | Ind | WholeBlg | Ind - Fabricated Metals | Rate Impact Measure Test | Energy Efficiency | 122196.6758 | 126068.7789 | 129746.4486 | 132824.39 | 136401.7503 | 142325.5136 | 149045.2903 | 155447.5848 | 161998.6015 | 168809.1167 | 175610.8045 | 181234.9009 | 187205.0331
Scenario 3: Aggressive Fuel Sub | SDG&E | Ind | WholeBlg | Ind - Fabricated Metals | Total Resource Cost Test | Energy Efficiency | 122196.6758 | 126068.7789 | 129746.4486 | 132824.39 | 136401.7503 | 142325.5136 | 149045.2903 | 155447.5848 | 161998.6015 | 168809.1167 | 175610.8045 | 181234.9009 | 187205.0331
Scenario 3: Aggressive Fuel Sub | SDG&E | Ind | WholeBlg | Ind - Food | Participant Cost Test | Energy Efficiency | 533109.3331 | 548161.6052 | 562622.869 | 576982.2127 | 593461.7447 | 616922.64 | 643191.4583 | 669187.757 | 696202.9019 | 724573.5744 | 753594.7729 | 780345.3587 | 808833.2547
Scenario 3: Aggressive Fuel Sub | SDG&E | Ind | WholeBlg | Ind - Food | Program Administrator Cost Test | Energy Efficiency | 533109.3331 | 548161.6052 | 562622.869 | 576982.2127 | 593461.7447 | 616922.64 | 643191.4583 | 669187.757 | 696202.9019 | 724573.5744 | 753594.7729 | 780345.3587 | 808833.2547
Scenario 3: Aggressive Fuel Sub | SDG&E | Ind | WholeBlg | Ind - Food | Rate Impact Measure Test | Energy Efficiency | 533109.3331 | 548161.6052 | 562622.869 | 576982.2127 | 593461.7447 | 616922.64 | 643191.4583 | 669187.757 | 696202.9019 | 724573.5744 | 753594.7729 | 780345.3587 | 808833.2547
Scenario 3: Aggressive Fuel Sub | SDG&E | Ind | WholeBlg | Ind - Food | Total Resource Cost Test | Energy Efficiency | 533109.3331 | 548161.6052 | 562622.869 | 576982.2127 | 593461.7447 | 616922.64 | 643191.4583 | 669187.757 | 696202.9019 | 724573.5744 | 753594.7729 | 780345.3587 | 808833.2547
Scenario 3: Aggressive Fuel Sub | SDG&E | Ind | WholeBlg | Ind - Industrial Machinery | Participant Cost Test | Energy Efficiency | 602722.1167 | 635232.9647 | 669211.9635 | 700617.463 | 732288.7018 | 768326.2991 | 807263.7287 | 847229.1376 | 889291.3985 | 933918.3379 | 980028.7581 | 1025336.3901 | 1072806.8377
Scenario 3: Aggressive Fuel Sub | SDG&E | Ind | WholeBlg | Ind - Industrial Machinery | Program Administrator Cost Test | Energy Efficiency | 602722.1167 | 635232.9647 | 669211.9635 | 700617.463 | 732288.7018 | 768326.2991 | 807263.7287 | 847229.1376 | 889291.3985 | 933918.3379 | 980028.7581 | 1025336.3901 | 1072806.8377
Scenario 3: Aggressive Fuel Sub | SDG&E | Ind | WholeBlg | Ind - Industrial Machinery | Rate Impact Measure Test | Energy Efficiency | 602722.1167 | 635232.9647 | 669211.9635 | 700617.463 | 732288.7018 | 768326.2991 | 807263.7287 | 847229.1376 | 889291.3985 | 933918.3379 | 980028.7581 | 1025336.3901 | 1072806.8377
Scenario 3: Aggressive Fuel Sub | SDG&E | Ind | WholeBlg | Ind - Industrial Machinery | Total Resource Cost Test | Energy Efficiency | 602722.1167 | 635232.9647 | 669211.9635 | 700617.463 | 732288.7018 | 768326.2991 | 807263.7287 | 847229.1376 | 889291.3985 | 933918.3379 | 980028.7581 | 1025336.3901 | 1072806.8377
Scenario 3: Aggressive Fuel Sub | SDG&E | Ind | WholeBlg | Ind - Lumber & Furniture | Participant Cost Test | Energy Efficiency | 8913.6565 | 8928.6986 | 8892.3688 | 8809.7578 | 8798.3008 | 9087.8478 | 9463.6022 | 9775.106 | 10077.7253 | 10380.7535 | 10657.2386 | 10756.4702 | 10873.206
Scenario 3: Aggressive Fuel Sub | SDG&E | Ind | WholeBlg | Ind - Lumber & Furniture | Program Administrator Cost Test | Energy Efficiency | 8913.6565 | 8928.6986 | 8892.3688 | 8809.7578 | 8798.3008 | 9087.8478 | 9463.6022 | 9775.106 | 10077.7253 | 10380.7535 | 10657.2386 | 10756.4702 | 10873.206
Scenario 3: Aggressive Fuel Sub | SDG&E | Ind | WholeBlg | Ind - Lumber & Furniture | Rate Impact Measure Test | Energy Efficiency | 8913.6565 | 8928.6986 | 8892.3688 | 8809.7578 | 8798.3008 | 9087.8478 | 9463.6022 | 9775.106 | 10077.7253 | 10380.7535 | 10657.2386 | 10756.4702 | 10873.206
Scenario 3: Aggressive Fuel Sub | SDG&E | Ind | WholeBlg | Ind - Lumber & Furniture | Total Resource Cost Test | Energy Efficiency | 8913.6565 | 8928.6986 | 8892.3688 | 8809.7578 | 8798.3008 | 9087.8478 | 9463.6022 | 9775.106 | 10077.7253 | 10380.7535 | 10657.2386 | 10756.4702 | 10873.206
Scenario 3: Aggressive Fuel Sub | SDG&E | Ind | WholeBlg | Ind - Paper | Participant Cost Test | Energy Efficiency | 8318.3866 | 8103.3224 | 7816.4894 | 7482.5303 | 7230.4292 | 7357.9778 | 7601.5703 | 7756.4226 | 7894.1533 | 8024.0351 | 8107.9446 | 7957.6627 | 7816.9013
Scenario 3: Aggressive Fuel Sub | SDG&E | Ind | WholeBlg | Ind - Paper | Program Administrator Cost Test | Energy Efficiency | 8318.3866 | 8103.3224 | 7816.4894 | 7482.5303 | 7230.4292 | 7357.9778 | 7601.5703 | 7756.4226 | 7894.1533 | 8024.0351 | 8107.9446 | 7957.6627 | 7816.9013
Scenario 3: Aggressive Fuel Sub | SDG&E | Ind | WholeBlg | Ind - Paper | Rate Impact Measure Test | Energy Efficiency | 8318.3866 | 8103.3224 | 7816.4894 | 7482.5303 | 7230.4292 | 7357.9778 | 7601.5703 | 7756.4226 | 7894.1533 | 8024.0351 | 8107.9446 | 7957.6627 | 7816.9013
Scenario 3: Aggressive Fuel Sub | SDG&E | Ind | WholeBlg | Ind - Paper | Total Resource Cost Test | Energy Efficiency | 8318.3866 | 8103.3224 | 7816.4894 | 7482.5303 | 7230.4292 | 7357.9778 | 7601.5703 | 7756.4226 | 7894.1533 | 8024.0351 | 8107.9446 | 7957.6627 | 7816.9013
Scenario 3: Aggressive Fuel Sub | SDG&E | Ind | WholeBlg | Ind - Petroleum | Participant Cost Test | Energy Efficiency | 4973.5342 | 4875.3475 | 4736.5973 | 4559.8189 | 4430.4487 | 4533.4641 | 4706.9852 | 4824.4692 | 4927.6844 | 5022.2458 | 5087.1647 | 5011.4022 | 4942.0044
Scenario 3: Aggressive Fuel Sub | SDG&E | Ind | WholeBlg | Ind - Petroleum | Program Administrator Cost Test | Energy Efficiency | 4973.5342 | 4875.3475 | 4736.5973 | 4559.8189 | 4430.4487 | 4533.4641 | 4706.9852 | 4824.4692 | 4927.6844 | 5022.2458 | 5087.1647 | 5011.4022 | 4942.0044
Scenario 3: Aggressive Fuel Sub | SDG&E | Ind | WholeBlg | Ind - Petroleum | Rate Impact Measure Test | Energy Efficiency | 4973.5342 | 4875.3475 | 4736.5973 | 4559.8189 | 4430.4487 | 4533.4641 | 4706.9852 | 4824.4692 | 4927.6844 | 5022.2458 | 5087.1647 | 5011.4022 | 4942.0044
Scenario 3: Aggressive Fuel Sub | SDG&E | Ind | WholeBlg | Ind - Petroleum | Total Resource Cost Test | Energy Efficiency | 4973.5342 | 4875.3475 | 4736.5973 | 4559.8189 | 4430.4487 | 4533.4641 | 4706.9852 | 4824.4692 | 4927.6844 | 5022.2458 | 5087.1647 | 5011.4022 | 4942.0044
Scenario 3: Aggressive Fuel Sub | SDG&E | Ind | WholeBlg | Ind - Plastics | Participant Cost Test | Energy Efficiency | 85478.1082 | 89808.332 | 93978.3783 | 98013.3353 | 102662.6891 | 108900.103 | 115417.7355 | 121395.6693 | 127744.1045 | 134464.4226 | 141358.0125 | 147551.6195 | 154095.4758
Scenario 3: Aggressive Fuel Sub | SDG&E | Ind | WholeBlg | Ind - Plastics | Program Administrator Cost Test | Energy Efficiency | 85478.1082 | 89808.332 | 93978.3783 | 98013.3353 | 102662.6891 | 108900.103 | 115417.7355 | 121395.6693 | 127744.1045 | 134464.4226 | 141358.0125 | 147551.6195 | 154095.4758
Scenario 3: Aggressive Fuel Sub | SDG&E | Ind | WholeBlg | Ind - Plastics | Rate Impact Measure Test | Energy Efficiency | 85478.1082 | 89808.332 | 93978.3783 | 98013.3353 | 102662.6891 | 108900.103 | 115417.7355 | 121395.6693 | 127744.1045 | 134464.4226 | 141358.0125 | 147551.6195 | 154095.4758
Scenario 3: Aggressive Fuel Sub | SDG&E | Ind | WholeBlg | Ind - Plastics | Total Resource Cost Test | Energy Efficiency | 85478.1082 | 89808.332 | 93978.3783 | 98013.3353 | 102662.6891 | 108900.103 | 115417.7355 | 121395.6693 | 127744.1045 | 134464.4226 | 141358.0125 | 147551.6195 | 154095.4758
Scenario 3: Aggressive Fuel Sub | SDG&E | Ind | WholeBlg | Ind - Primary Metals | Participant Cost Test | Energy Efficiency | 278527.3778 | 292564.0676 | 307343.0061 | 322681.3981 | 338818.5312 | 356245.0086 | 374794.8252 | 394336.7887 | 414996.9112 | 436877.7494 | 459878.9882 | 483801.3492 | 509106.9449
Scenario 3: Aggressive Fuel Sub | SDG&E | Ind | WholeBlg | Ind - Primary Metals | Program Administrator Cost Test | Energy Efficiency | 278527.3778 | 292564.0676 | 307343.0061 | 322681.3981 | 338818.5312 | 356245.0086 | 374794.8252 | 394336.7887 | 414996.9112 | 436877.7494 | 459878.9882 | 483801.3492 | 509106.9449
Scenario 3: Aggressive Fuel Sub | SDG&E | Ind | WholeBlg | Ind - Primary Metals | Rate Impact Measure Test | Energy Efficiency | 278527.3778 | 292564.0676 | 307343.0061 | 322681.3981 | 338818.5312 | 356245.0086 | 374794.8252 | 394336.7887 | 414996.9112 | 436877.7494 | 459878.9882 | 483801.3492 | 509106.9449
Scenario 3: Aggressive Fuel Sub | SDG&E | Ind | WholeBlg | Ind - Primary Metals | Total Resource Cost Test | Energy Efficiency | 278527.3778 | 292564.0676 | 307343.0061 | 322681.3981 | 338818.5312 | 356245.0086 | 374794.8252 | 394336.7887 | 414996.9112 | 436877.7494 | 459878.9882 | 483801.3492 | 509106.9449
Scenario 3: Aggressive Fuel Sub | SDG&E | Ind | WholeBlg | Ind - Printing & Publishing | Participant Cost Test | Energy Efficiency | 59499.885 | 59706.1237 | 59597.0992 | 59216.0068 | 59280.7845 | 61393.2513 | 64179.873 | 66567.9356 | 68934.6182 | 71326.0524 | 73543.4906 | 74609.4028 | 75826.718
Scenario 3: Aggressive Fuel Sub | SDG&E | Ind | WholeBlg | Ind - Printing & Publishing | Program Administrator Cost Test | Energy Efficiency | 59499.885 | 59706.1237 | 59597.0992 | 59216.0068 | 59280.7845 | 61393.2513 | 64179.873 | 66567.9356 | 68934.6182 | 71326.0524 | 73543.4906 | 74609.4028 | 75826.718
Scenario 3: Aggressive Fuel Sub | SDG&E | Ind | WholeBlg | Ind - Printing & Publishing | Rate Impact Measure Test | Energy Efficiency | 59499.885 | 59706.1237 | 59597.0992 | 59216.0068 | 59280.7845 | 61393.2513 | 64179.873 | 66567.9356 | 68934.6182 | 71326.0524 | 73543.4906 | 74609.4028 | 75826.718
Scenario 3: Aggressive Fuel Sub | SDG&E | Ind | WholeBlg | Ind - Printing & Publishing | Total Resource Cost Test | Energy Efficiency | 59499.885 | 59706.1237 | 59597.0992 | 59216.0068 | 59280.7845 | 61393.2513 | 64179.873 | 66567.9356 | 68934.6182 | 71326.0524 | 73543.4906 | 74609.4028 | 75826.718
Scenario 3: Aggressive Fuel Sub | SDG&E | Ind | WholeBlg | Ind - Stone-Glass-Clay | Participant Cost Test | Energy Efficiency | 229742.6298 | 244562.2357 | 259200.1634 | 274138.3545 | 289842.4806 | 306383.1277 | 323393.6882 | 341190.7807 | 359967.9146 | 379939.7779 | 401105.2967 | 423195.7713 | 446498.9737
Scenario 3: Aggressive Fuel Sub | SDG&E | Ind | WholeBlg | Ind - Stone-Glass-Clay | Program Administrator Cost Test | Energy Efficiency | 229742.6298 | 244562.2357 | 259200.1634 | 274138.3545 | 289842.4806 | 306383.1277 | 323393.6882 | 341190.7807 | 359967.9146 | 379939.7779 | 401105.2967 | 423195.7713 | 446498.9737
Scenario 3: Aggressive Fuel Sub | SDG&E | Ind | WholeBlg | Ind - Stone-Glass-Clay | Rate Impact Measure Test | Energy Efficiency | 229742.6298 | 244562.2357 | 259200.1634 | 274138.3545 | 289842.4806 | 306383.1277 | 323393.6882 | 341190.7807 | 359967.9146 | 379939.7779 | 401105.2967 | 423195.7713 | 446498.9737
Scenario 3: Aggressive Fuel Sub | SDG&E | Ind | WholeBlg | Ind - Stone-Glass-Clay | Total Resource Cost Test | Energy Efficiency | 229742.6298 | 244562.2357 | 259200.1634 | 274138.3545 | 289842.4806 | 306383.1277 | 323393.6882 | 341190.7807 | 359967.9146 | 379939.7779 | 401105.2967 | 423195.7713 | 446498.9737
Scenario 3: Aggressive Fuel Sub | SDG&E | Ind | WholeBlg | Ind - Textiles | Participant Cost Test | Energy Efficiency | 7734.2304 | 7769.2819 | 7767.6745 | 7723.3401 | 7727.84 | 7968.9841 | 8284.8607 | 8551.9071 | 8814.925 | 9082.2055 | 9331.4676 | 9455.3925 | 9599.7085
Scenario 3: Aggressive Fuel Sub | SDG&E | Ind | WholeBlg | Ind - Textiles | Program Administrator Cost Test | Energy Efficiency | 7734.2304 | 7769.2819 | 7767.6745 | 7723.3401 | 7727.84 | 7968.9841 | 8284.8607 | 8551.9071 | 8814.925 | 9082.2055 | 9331.4676 | 9455.3925 | 9599.7085
Scenario 3: Aggressive Fuel Sub | SDG&E | Ind | WholeBlg | Ind - Textiles | Rate Impact Measure Test | Energy Efficiency | 7734.2304 | 7769.2819 | 7767.6745 | 7723.3401 | 7727.84 | 7968.9841 | 8284.8607 | 8551.9071 | 8814.925 | 9082.2055 | 9331.4676 | 9455.3925 | 9599.7085
Scenario 3: Aggressive Fuel Sub | SDG&E | Ind | WholeBlg | Ind - Textiles | Total Resource Cost Test | Energy Efficiency | 7734.2304 | 7769.2819 | 7767.6745 | 7723.3401 | 7727.84 | 7968.9841 | 8284.8607 | 8551.9071 | 8814.925 | 9082.2055 | 9331.4676 | 9455.3925 | 9599.7085
Scenario 3: Aggressive Fuel Sub | SDG&E | Ind | WholeBlg | Ind - Transportation Equipment | Participant Cost Test | Energy Efficiency | 345231.4735 | 350389.3078 | 355283.598 | 358043.3432 | 362452.4481 | 376029.2297 | 393113.535 | 408742.5956 | 424630.8787 | 440978.6314 | 456719.8263 | 467397.8464 | 478883.433
Scenario 3: Aggressive Fuel Sub | SDG&E | Ind | WholeBlg | Ind - Transportation Equipment | Program Administrator Cost Test | Energy Efficiency | 345231.4735 | 350389.3078 | 355283.598 | 358043.3432 | 362452.4481 | 376029.2297 | 393113.535 | 408742.5956 | 424630.8787 | 440978.6314 | 456719.8263 | 467397.8464 | 478883.433
Scenario 3: Aggressive Fuel Sub | SDG&E | Ind | WholeBlg | Ind - Transportation Equipment | Rate Impact Measure Test | Energy Efficiency | 345231.4735 | 350389.3078 | 355283.598 | 358043.3432 | 362452.4481 | 376029.2297 | 393113.535 | 408742.5956 | 424630.8787 | 440978.6314 | 456719.8263 | 467397.8464 | 478883.433
Scenario 3: Aggressive Fuel Sub | SDG&E | Ind | WholeBlg | Ind - Transportation Equipment | Total Resource Cost Test | Energy Efficiency | 345231.4735 | 350389.3078 | 355283.598 | 358043.3432 | 362452.4481 | 376029.2297 | 393113.535 | 408742.5956 | 424630.8787 | 440978.6314 | 456719.8263 | 467397.8464 | 478883.433
Scenario 3: Aggressive Fuel Sub | SDG&E | Res | AppPlug | Res - Multi Family | Participant Cost Test | Energy Efficiency | 621.6868 | 642.9745 | 661.1039 | 4529.7317 | 13305.4616 | 12674.6248 | 11941.9416 | 11059.7523 | 10050.2689 | 8930.9101 | 7688.9697 | 6287.2387 | 4640.0378
Scenario 3: Aggressive Fuel Sub | SDG&E | Res | AppPlug | Res - Multi Family | Participant Cost Test | Fuel Substitution | 6.8576 | 7.5036 | 8.1459 | 8.8079 | 9.3923 | 0 | 0 | 0 | 0 | 0 | 0 | 0 | 0
Scenario 3: Aggressive Fuel Sub | SDG&E | Res | AppPlug | Res - Multi Family | Program Administrator Cost Test | Energy Efficiency | 90.9948 | 97.3432 | 103.5147 | 741.24 | 2397.9396 | 2565.2762 | 2735.9994 | 2902.2575 | 3077.6387 | 3271.5948 | 3506.0783 | 3785.6116 | 4105.1468
Scenario 3: Aggressive Fuel Sub | SDG&E | Res | AppPlug | Res - Multi Family | Program Administrator Cost Test | Fuel Substitution | 25.1245 | 28.6243 | 32.431 | 36.582 | 41.075 | 0 | 0 | 0 | 0 | 0 | 0 | 0 | 0
Scenario 3: Aggressive Fuel Sub | SDG&E | Res | AppPlug | Res - Multi Family | Rate Impact Measure Test | Energy Efficiency | 90.9948 | 97.3432 | 103.5147 | 741.24 | 2397.9396 | 2565.2762 | 2735.9994 | 2902.2575 | 3077.6387 | 3271.5948 | 3506.0783 | 3785.6116 | 4105.1468
Scenario 3: Aggressive Fuel Sub | SDG&E | Res | AppPlug | Res - Multi Family | Rate Impact Measure Test | Fuel Substitution | 25.1245 | 28.6243 | 32.431 | 36.582 | 41.075 | 0 | 0 | 0 | 0 | 0 | 0 | 0 | 0
Scenario 3: Aggressive Fuel Sub | SDG&E | Res | AppPlug | Res - Multi Family | Total Resource Cost Test | Energy Efficiency | 90.9948 | 97.3432 | 103.5147 | 741.24 | 2397.9396 | 2565.2762 | 2735.9994 | 2902.2575 | 3077.6387 | 3271.5948 | 3506.0783 | 3785.6116 | 4105.1468
Scenario 3: Aggressive Fuel Sub | SDG&E | Res | AppPlug | Res - Multi Family | Total Resource Cost Test | Fuel Substitution | 25.1245 | 28.6243 | 32.431 | 36.582 | 41.075 | 0 | 0 | 0 | 0 | 0 | 0 | 0 | 0
Scenario 3: Aggressive Fuel Sub | SDG&E | Res | AppPlug | Res - Single Family | Participant Cost Test | Energy Efficiency | 0.070408 | 0.083803 | 0.096458 | 0.10804 | 0.10957 | 98.1148 | 215.7631 | 197.5743 | 177.4332 | 154.8515 | 128.9707 | 98.6296 | 62.1276
Scenario 3: Aggressive Fuel Sub | SDG&E | Res | AppPlug | Res - Single Family | Participant Cost Test | Fuel Substitution | 8.1114 | 8.8338 | 9.5559 | 10.2978 | 10.9688 | 0 | 0 | 0 | 0 | 0 | 0 | 0 | 0
Scenario 3: Aggressive Fuel Sub | SDG&E | Res | AppPlug | Res - Single Family | Program Administrator Cost Test | Energy Efficiency | 0.043366 | 0.052725 | 0.061989 | 0.070918 | 0.078413 | 26.257 | 66.0362 | 70.3061 | 75.2222 | 80.9363 | 87.7809 | 95.8966 | 105.2365
Scenario 3: Aggressive Fuel Sub | SDG&E | Res | AppPlug | Res - Single Family | Program Administrator Cost Test | Fuel Substitution | 25.1845 | 28.5231 | 32.1521 | 36.0947 | 40.3679 | 0 | 0 | 0 | 0 | 0 | 0 | 0 | 0
Scenario 3: Aggressive Fuel Sub | SDG&E | Res | AppPlug | Res - Single Family | Rate Impact Measure Test | Energy Efficiency | 0.043366 | 0.052725 | 0.061989 | 0.070918 | 0.078413 | 26.257 | 66.0362 | 70.3061 | 75.2222 | 80.9363 | 87.7809 | 95.8966 | 105.2365
Scenario 3: Aggressive Fuel Sub | SDG&E | Res | AppPlug | Res - Single Family | Rate Impact Measure Test | Fuel Substitution | 25.1845 | 28.5231 | 32.1521 | 36.0947 | 40.3679 | 0 | 0 | 0 | 0 | 0 | 0 | 0 | 0
Scenario 3: Aggressive Fuel Sub | SDG&E | Res | AppPlug | Res - Single Family | Total Resource Cost Test | Energy Efficiency | 0.043366 | 0.052725 | 0.061989 | 0.070918 | 0.078413 | 26.257 | 66.0362 | 70.3061 | 75.2222 | 80.9363 | 87.7809 | 95.8966 | 105.2365
Scenario 3: Aggressive Fuel Sub | SDG&E | Res | AppPlug | Res - Single Family | Total Resource Cost Test | Fuel Substitution | 25.1845 | 28.5231 | 32.1521 | 36.0947 | 40.3679 | 0 | 0 | 0 | 0 | 0 | 0 | 0 | 0
Scenario 3: Aggressive Fuel Sub | SDG&E | Res | BROs | Income Qualified - Multi Family IQ | Participant Cost Test | Energy Efficiency | 443465.6029 | 499791.816 | 557016.4521 | 574200.0435 | 609039.0917 | 758592.9072 | 870343.3225 | 938559.063 | 1039215.73 | 1032580.4937 | 1125602.5861 | 1176024.3621 | 1283947.794
Scenario 3: Aggressive Fuel Sub | SDG&E | Res | BROs | Income Qualified - Multi Family IQ | Program Administrator Cost Test | Energy Efficiency | 443465.6029 | 499791.816 | 557016.4521 | 574200.0435 | 609039.0917 | 758592.9072 | 870343.3225 | 938559.063 | 1039215.73 | 1032580.4937 | 1125602.5861 | 1176024.3621 | 1283947.794
Scenario 3: Aggressive Fuel Sub | SDG&E | Res | BROs | Income Qualified - Multi Family IQ | Rate Impact Measure Test | Energy Efficiency | 443465.6029 | 499791.816 | 557016.4521 | 574200.0435 | 609039.0917 | 758592.9072 | 870343.3225 | 938559.063 | 1039215.73 | 1032580.4937 | 1125602.5861 | 1176024.3621 | 1283947.794
Scenario 3: Aggressive Fuel Sub | SDG&E | Res | BROs | Income Qualified - Multi Family IQ | Total Resource Cost Test | Energy Efficiency | 443465.6029 | 499791.816 | 557016.4521 | 574200.0435 | 609039.0917 | 758592.9072 | 870343.3225 | 938559.063 | 1039215.73 | 1032580.4937 | 1125602.5861 | 1176024.3621 | 1283947.794
Scenario 3: Aggressive Fuel Sub | SDG&E | Res | BROs | Income Qualified - Single Family IQ | Participant Cost Test | Energy Efficiency | 995634.4377 | 1106305.3176 | 1218607.5848 | 1260702.6019 | 1336372.5628 | 1622255.3532 | 1839084.4206 | 1977574.3193 | 2176172.0772 | 2182634.7398 | 2371436.9343 | 2495087.5699 | 2717754.1335
Scenario 3: Aggressive Fuel Sub | SDG&E | Res | BROs | Income Qualified - Single Family IQ | Program Administrator Cost Test | Energy Efficiency | 995634.4377 | 1106305.3176 | 1218607.5848 | 1260702.6019 | 1336372.5628 | 1622255.3532 | 1839084.4206 | 1977574.3193 | 2176172.0772 | 2182634.7398 | 2371436.9343 | 2495087.5699 | 2717754.1335
Scenario 3: Aggressive Fuel Sub | SDG&E | Res | BROs | Income Qualified - Single Family IQ | Rate Impact Measure Test | Energy Efficiency | 995634.4377 | 1106305.3176 | 1218607.5848 | 1260702.6019 | 1336372.5628 | 1622255.3532 | 1839084.4206 | 1977574.3193 | 2176172.0772 | 2182634.7398 | 2371436.9343 | 2495087.5699 | 2717754.1335
Scenario 3: Aggressive Fuel Sub | SDG&E | Res | BROs | Income Qualified - Single Family IQ | Total Resource Cost Test | Energy Efficiency | 995634.4377 | 1106305.3176 | 1218607.5848 | 1260702.6019 | 1336372.5628 | 1622255.3532 | 1839084.4206 | 1977574.3193 | 2176172.0772 | 2182634.7398 | 2371436.9343 | 2495087.5699 | 2717754.1335
Scenario 3: Aggressive Fuel Sub | SDG&E | Res | BROs | Res - Multi Family | Participant Cost Test | Energy Efficiency | 3462892.1659 | 3853473.9471 | 4250193.0075 | 4397399.1855 | 4663370.2481 | 5675249.9397 | 6442974.2728 | 6932804.0936 | 7636413.1991 | 7656216.219 | 8324500.8592 | 9077588.3852 | 9910697.4861
Scenario 3: Aggressive Fuel Sub | SDG&E | Res | BROs | Res - Multi Family | Program Administrator Cost Test | Energy Efficiency | 3462892.1659 | 3853473.9471 | 4250193.0075 | 4397399.1855 | 4663370.2481 | 5675249.9397 | 6442974.2728 | 6932804.0936 | 7636413.1991 | 7656216.219 | 8324500.8592 | 9077588.3852 | 9910697.4861
Scenario 3: Aggressive Fuel Sub | SDG&E | Res | BROs | Res - Multi Family | Rate Impact Measure Test | Energy Efficiency | 3462892.1659 | 3853473.9471 | 4250193.0075 | 4397399.1855 | 4663370.2481 | 5675249.9397 | 6442974.2728 | 6932804.0936 | 7636413.1991 | 7656216.219 | 8324500.8592 | 9077588.3852 | 9910697.4861
Scenario 3: Aggressive Fuel Sub | SDG&E | Res | BROs | Res - Multi Family | Total Resource Cost Test | Energy Efficiency | 3462892.1659 | 3853473.9471 | 4250193.0075 | 4397399.1855 | 4663370.2481 | 5675249.9397 | 6442974.2728 | 6932804.0936 | 7636413.1991 | 7656216.219 | 8324500.8592 | 9077588.3852 | 9910697.4861
Scenario 3: Aggressive Fuel Sub | SDG&E | Res | BROs | Res - Single Family | Participant Cost Test | Energy Efficiency | 1269479.4071 | 1428644.0664 | 1590647.3432 | 1641603.5637 | 1741822.6669 | 2160102.2668 | 2473883.7305 | 2667373.0504 | 2951080.6464 | 2938383.5245 | 3202108.968 | 3499393.2821 | 3827611.8436
Scenario 3: Aggressive Fuel Sub | SDG&E | Res | BROs | Res - Single Family | Program Administrator Cost Test | Energy Efficiency | 1269479.4071 | 1428644.0664 | 1590647.3432 | 1641603.5637 | 1741822.6669 | 2160102.2668 | 2473883.7305 | 2667373.0504 | 2951080.6464 | 2938383.5245 | 3202108.968 | 3499393.2821 | 3827611.8436
Scenario 3: Aggressive Fuel Sub | SDG&E | Res | BROs | Res - Single Family | Rate Impact Measure Test | Energy Efficiency | 1269479.4071 | 1428644.0664 | 1590647.3432 | 1641603.5637 | 1741822.6669 | 2160102.2668 | 2473883.7305 | 2667373.0504 | 2951080.6464 | 2938383.5245 | 3202108.968 | 3499393.2821 | 3827611.8436
Scenario 3: Aggressive Fuel Sub | SDG&E | Res | BROs | Res - Single Family | Total Resource Cost Test | Energy Efficiency | 1269479.4071 | 1428644.0664 | 1590647.3432 | 1641603.5637 | 1741822.6669 | 2160102.2668 | 2473883.7305 | 2667373.0504 | 2951080.6464 | 2938383.5245 | 3202108.968 | 3499393.2821 | 3827611.8436
Scenario 3: Aggressive Fuel Sub | SDG&E | Res | BldgEnv | Res - Multi Family | Participant Cost Test | Energy Efficiency | 0 | 0 | 0 | 1843.162 | 1772.9161 | 7684.8999 | 7186.4602 | 6580.7099 | 5855.4746 | 4999.5168 | 4000.771 | 2842.9662 | 1514.9184
Scenario 3: Aggressive Fuel Sub | SDG&E | Res | BldgEnv | Res - Multi Family | Program Administrator Cost Test | Energy Efficiency | 0 | 0 | 0 | 411.2708 | 442.4375 | 2284.4644 | 2449.5741 | 2622.3269 | 2805.2958 | 2997.6806 | 3204.8345 | 3423.7157 | 3655.5557
Scenario 3: Aggressive Fuel Sub | SDG&E | Res | BldgEnv | Res - Multi Family | Rate Impact Measure Test | Energy Efficiency | 0 | 0 | 0 | 411.2708 | 442.4375 | 2284.4644 | 2449.5741 | 2622.3269 | 2805.2958 | 2997.6806 | 3204.8345 | 3423.7157 | 3655.5557
Scenario 3: Aggressive Fuel Sub | SDG&E | Res | BldgEnv | Res - Multi Family | Total Resource Cost Test | Energy Efficiency | 0 | 0 | 0 | 411.2708 | 442.4375 | 2284.4644 | 2449.5741 | 2622.3269 | 2805.2958 | 2997.6806 | 3204.8345 | 3423.7157 | 3655.5557
Scenario 3: Aggressive Fuel Sub | SDG&E | Res | BldgEnv | Res - Single Family | Participant Cost Test | Energy Efficiency | 164277.5823 | 181614.9759 | 193682.541 | 199517.1822 | 190176.6906 | 182745.053 | 173508.5745 | 162854.5752 | 16998.9296 | 7389.428 | 5878.9458 | 4156.6802 | 2205.7295
Scenario 3: Aggressive Fuel Sub | SDG&E | Res | BldgEnv | Res - Single Family | Program Administrator Cost Test | Energy Efficiency | 18831.1949 | 21864.7292 | 24735.1454 | 27079.4426 | 28341.7203 | 29969.8871 | 31449.0971 | 32838.6266 | 14094.8293 | 3835.7658 | 4081.2211 | 4338.7916 | 4610.7496
Scenario 3: Aggressive Fuel Sub | SDG&E | Res | BldgEnv | Res - Single Family | Rate Impact Measure Test | Energy Efficiency | 22327.2631 | 25451.9394 | 28225.8085 | 30310.461 | 31181.9188 | 32500.2345 | 33679.0593 | 34702.911 | 15577.8131 | 3835.7658 | 4081.2211 | 4338.7916 | 4610.7496
Scenario 3: Aggressive Fuel Sub | SDG&E | Res | BldgEnv | Res - Single Family | Total Resource Cost Test | Energy Efficiency | 100071.526 | 113978.5524 | 123694.5358 | 128473.8204 | 125783.7313 | 125833.0869 | 125108.3437 | 123912.4008 | 14094.8293 | 3835.7658 | 4081.2211 | 4338.7916 | 4610.7496
Scenario 3: Aggressive Fuel Sub | SDG&E | Res | HVAC | Res - Multi Family | Participant Cost Test | Energy Efficiency | 0 | 0 | 0 | 0 | 0 | 52617.3405 | 47112.7298 | 41110.5776 | 34955.0198 | 28974.178 | 23322.9453 | 18080.9462 | 12985.6485
Scenario 3: Aggressive Fuel Sub | SDG&E | Res | HVAC | Res - Multi Family | Participant Cost Test | Fuel Substitution | 94441.1635 | 13288.9817 | 14716.9777 | 14303.0901 | 13853.6823 | 0 | 0 | 0 | 0 | 0 | 0 | 0 | 0
Scenario 3: Aggressive Fuel Sub | SDG&E | Res | HVAC | Res - Multi Family | Program Administrator Cost Test | Energy Efficiency | 0 | 0 | 0 | 0 | 0 | 16036.9595 | 16177.9003 | 16090.8959 | 15859.8859 | 15553.2082 | 15342.3764 | 15278.1184 | 15241.2004
Scenario 3: Aggressive Fuel Sub | SDG&E | Res | HVAC | Res - Multi Family | Program Administrator Cost Test | Fuel Substitution | 18851.4721 | 19944.6847 | 23516.0402 | 24681.985 | 25984.2783 | 0 | 0 | 0 | 0 | 0 | 0 | 0 | 0
Scenario 3: Aggressive Fuel Sub | SDG&E | Res | HVAC | Res - Multi Family | Rate Impact Measure Test | Energy Efficiency | 0 | 0 | 0 | 0 | 0 | 16036.9595 | 16177.9003 | 16090.8959 | 15859.8859 | 15553.2082 | 15342.3764 | 15278.1184 | 15241.2004
Scenario 3: Aggressive Fuel Sub | SDG&E | Res | HVAC | Res - Multi Family | Rate Impact Measure Test | Fuel Substitution | 18851.4721 | 19944.6847 | 23516.0402 | 24681.985 | 25984.2783 | 0 | 0 | 0 | 0 | 0 | 0 | 0 | 0
Scenario 3: Aggressive Fuel Sub | SDG&E | Res | HVAC | Res - Multi Family | Total Resource Cost Test | Energy Efficiency | 0 | 0 | 0 | 0 | 0 | 16036.9595 | 16177.9003 | 16090.8959 | 15859.8859 | 15553.2082 | 15342.3764 | 15278.1184 | 15241.2004
Scenario 3: Aggressive Fuel Sub | SDG&E | Res | HVAC | Res - Multi Family | Total Resource Cost Test | Fuel Substitution | 18851.4721 | 19944.6847 | 23516.0402 | 24681.985 | 25984.2783 | 0 | 0 | 0 | 0 | 0 | 0 | 0 | 0
Scenario 3: Aggressive Fuel Sub | SDG&E | Res | HVAC | Res - Single Family | Participant Cost Test | Energy Efficiency | 5583230.7056 | 6053711.0968 | 6284218.9933 | 6282954.5901 | 5441982.5077 | 2129898.2008 | 2035657.1897 | 1934446.49 | 122169.8819 | 54110.8704 | 43131.8851 | 33079.0157 | 23496.0208
Scenario 3: Aggressive Fuel Sub | SDG&E | Res | HVAC | Res - Single Family | Participant Cost Test | Fuel Substitution | 1980918.7413 | 622431.7142 | 621604.4556 | 619822.2735 | 544293.8674 | 9585.3275 | 9140.9833 | 9440.2194 | 0 | 0 | 0 | 0 | 0
Scenario 3: Aggressive Fuel Sub | SDG&E | Res | HVAC | Res - Single Family | Program Administrator Cost Test | Energy Efficiency | 790688.2983 | 901053.0635 | 977354.7921 | 1016187.5596 | 996966.3255 | 274042.5536 | 274393.6378 | 271607.8403 | 60668.7058 | 29042.3753 | 28371.7534 | 27953.6445 | 27585.9457
Scenario 3: Aggressive Fuel Sub | SDG&E | Res | HVAC | Res - Single Family | Program Administrator Cost Test | Fuel Substitution | 658117.9463 | 698096.5938 | 735789.3215 | 774368.5825 | 812144.7372 | 284.8203 | 327.3269 | 350.4406 | 0 | 0 | 0 | 0 | 0
Scenario 3: Aggressive Fuel Sub | SDG&E | Res | HVAC | Res - Single Family | Rate Impact Measure Test | Energy Efficiency | 790688.2983 | 901053.0635 | 977354.7921 | 1016187.5596 | 996966.3255 | 274042.5536 | 274393.6378 | 271607.8403 | 60668.7058 | 29042.3753 | 28371.7534 | 27953.6445 | 27585.9457
Scenario 3: Aggressive Fuel Sub | SDG&E | Res | HVAC | Res - Single Family | Rate Impact Measure Test | Fuel Substitution | 658117.9463 | 698096.5938 | 735789.3215 | 774368.5825 | 812144.7372 | 284.8203 | 327.3269 | 350.4406 | 0 | 0 | 0 | 0 | 0
Scenario 3: Aggressive Fuel Sub | SDG&E | Res | HVAC | Res - Single Family | Total Resource Cost Test | Energy Efficiency | 4644484.7488 | 5134783.6032 | 5432143.2312 | 5540964.7867 | 4844030.4061 | 1664111.5048 | 1647299.1493 | 1623316.5121 | 60668.7058 | 29042.3753 | 28371.7534 | 27953.6445 | 27585.9457
Scenario 3: Aggressive Fuel Sub | SDG&E | Res | HVAC | Res - Single Family | Total Resource Cost Test | Fuel Substitution | 987590.6651 | 1029879.9252 | 1067424.717 | 1105060.6466 | 1071485.8917 | 9462.5711 | 9050.1635 | 9394.2556 | 0 | 0 | 0 | 0 | 0
Scenario 3: Aggressive Fuel Sub | SDG&E | Res | WaterHeat | Res - Multi Family | Participant Cost Test | Energy Efficiency | 13167327.3307 | 12130213.3051 | 11005868.5213 | 9910847.7954 | 8606319.9945 | 6750883.2369 | 5713553.7551 | 4732336.3179 | 3817050.5644 | 2974764.0426 | 2201101.1176 | 1482472.5386 | 801087.9823
Scenario 3: Aggressive Fuel Sub | SDG&E | Res | WaterHeat | Res - Multi Family | Participant Cost Test | Fuel Substitution | 21633.643 | 13097.8838 | 13028.0857 | 12960.3406 | 12870.9737 | 6887.679 | 7231.024 | 7262.3714 | 6808.0049 | 5949.1598 | 4801.3079 | 3443.2403 | 1935.8134
Scenario 3: Aggressive Fuel Sub | SDG&E | Res | WaterHeat | Res - Multi Family | Program Administrator Cost Test | Energy Efficiency | 5678368.906 | 5650234.1725 | 5567651.285 | 5491361.2867 | 5324670.0599 | 3785882.5648 | 3612489.5224 | 3424084.2671 | 3241504.629 | 3066465.55 | 2923507.5992 | 2795216.3855 | 2681468.2897
Scenario 3: Aggressive Fuel Sub | SDG&E | Res | WaterHeat | Res - Multi Family | Program Administrator Cost Test | Fuel Substitution | 332729.4265 | 349911.3308 | 364876.3409 | 379579.0693 | 394218.3247 | 3900.7234 | 4655.3902 | 5382.9462 | 5954.4132 | 6351.6317 | 6655.8659 | 6840.1407 | 6955.6494
Scenario 3: Aggressive Fuel Sub | SDG&E | Res | WaterHeat | Res - Multi Family | Rate Impact Measure Test | Energy Efficiency | 5678368.906 | 5650234.1725 | 5567651.285 | 5491361.2867 | 5324670.0599 | 3785882.5648 | 3612489.5224 | 3424084.2671 | 3241504.629 | 3066465.55 | 2923507.5992 | 2795216.3855 | 2681468.2897
Scenario 3: Aggressive Fuel Sub | SDG&E | Res | WaterHeat | Res - Multi Family | Rate Impact Measure Test | Fuel Substitution | 616581.1334 | 617817.8027 | 612704.1364 | 604234.6469 | 595305.4694 | 3900.7234 | 4655.3902 | 5382.9462 | 5954.4132 | 6351.6317 | 6655.8659 | 6840.1407 | 6955.6494
Scenario 3: Aggressive Fuel Sub | SDG&E | Res | WaterHeat | Res - Multi Family | Total Resource Cost Test | Energy Efficiency | 5678368.906 | 5650234.1725 | 5567651.285 | 5491361.2867 | 5324670.0599 | 3785882.5648 | 3612489.5224 | 3424084.2671 | 3241504.629 | 3066465.55 | 2923507.5992 | 2795216.3855 | 2681468.2897
Scenario 3: Aggressive Fuel Sub | SDG&E | Res | WaterHeat | Res - Multi Family | Total Resource Cost Test | Fuel Substitution | 332729.4265 | 349911.3308 | 364876.3409 | 379579.0693 | 394218.3247 | 3900.7234 | 4655.3902 | 5382.9462 | 5954.4132 | 6351.6317 | 6655.8659 | 6840.1407 | 6955.6494
Scenario 3: Aggressive Fuel Sub | SDG&E | Res | WaterHeat | Res - Single Family | Participant Cost Test | Energy Efficiency | 23825255.4111 | 23751628.7367 | 21475667.877 | 17768418.6303 | 15787203.0497 | 7030102.9418 | 5829822.6099 | 4735323.4153 | 3394467.4865 | 2568974.6139 | 1851169.0026 | 1222421.4576 | 662276.2023
Scenario 3: Aggressive Fuel Sub | SDG&E | Res | WaterHeat | Res - Single Family | Participant Cost Test | Fuel Substitution | 49609.5498 | 8155.4442 | 8316.7946 | 8576.4884 | 8812.4785 | 42034.5825 | 43153.6266 | 43512.1721 | 33394.0153 | 29090.9057 | 23428.9545 | 16778.6269 | 9425.3857
Scenario 3: Aggressive Fuel Sub | SDG&E | Res | WaterHeat | Res - Single Family | Program Administrator Cost Test | Energy Efficiency | 11375511.6254 | 11968242.5054 | 12292341.2133 | 12348993.2516 | 12062850.6816 | 4459297.3945 | 4084155.9566 | 3718707.5999 | 3381967.8166 | 3077065.7128 | 2816653.0088 | 2590019.0702 | 2393857.5396
Scenario 3: Aggressive Fuel Sub | SDG&E | Res | WaterHeat | Res - Single Family | Program Administrator Cost Test | Fuel Substitution | 47852.9992 | 51051.7858 | 54163.9051 | 57450.5273 | 60954.2984 | 20294.8141 | 23315.625 | 26520.9872 | 29207.0536 | 31058.9604 | 32478.6456 | 33331.4436 | 33866.7344
Scenario 3: Aggressive Fuel Sub | SDG&E | Res | WaterHeat | Res - Single Family | Rate Impact Measure Test | Energy Efficiency | 11375511.6254 | 11968242.5054 | 12292341.2133 | 12348993.2516 | 12062850.6816 | 4459297.3945 | 4084155.9566 | 3718707.5999 | 3381967.8166 | 3077065.7128 | 2816653.0088 | 2590019.0702 | 2393857.5396
Scenario 3: Aggressive Fuel Sub | SDG&E | Res | WaterHeat | Res - Single Family | Rate Impact Measure Test | Fuel Substitution | 50894.3924 | 53520.5068 | 56083.3634 | 58797.1354 | 61765.9697 | 20294.8141 | 23315.625 | 26520.9872 | 29207.0536 | 31058.9604 | 32478.6456 | 33331.4436 | 33866.7344
Scenario 3: Aggressive Fuel Sub | SDG&E | Res | WaterHeat | Res - Single Family | Total Resource Cost Test | Energy Efficiency | 18980805.1354 | 19985148.6499 | 18922512.8201 | 16491626.018 | 16054030.0275 | 4911775.1999 | 4505450.2619 | 4111331.7583 | 3381967.8166 | 3077065.7128 | 2816653.0088 | 2590019.0702 | 2393857.5396
Scenario 3: Aggressive Fuel Sub | SDG&E | Res | WaterHeat | Res - Single Family | Total Resource Cost Test | Fuel Substitution | 53229.0702 | 56497.4284 | 59647.0828 | 62967.3734 | 66505.1404 | 26493.9499 | 30254.0611 | 34252.5194 | 29207.0536 | 31058.9604 | 32478.6456 | 33331.4436 | 33866.7344

## Cum. Achievable Pot. Detail (hidden)
Scenario | Utility | Sector | End Use | Building Type | Savings Type | Measure Type | 2025 | 2026 | 2027 | 2028 | 2029 | 2030 | 2031 | 2032 | 2033 | 2034 | 2035 | 2036 | 2037
Scenario 1: Reference | PG&E | Ag | WholeBlg | Ag - Dairies, fishing, hunting | Electric Demand (MW) | Energy Efficiency | 0.1733 | 0.34846 | 0.52588 | 0.7055 | 0.8876 | 1.0717 | 1.2578 | 1.4457 | 1.5507 | 1.5682 | 1.5855 | 1.6023 | 1.6184
Scenario 1: Reference | PG&E | Ag | WholeBlg | Ag - Dairies, fishing, hunting | Electric Energy (GWh/year) | Energy Efficiency | 0.73826 | 1.4844 | 2.2402 | 3.0054 | 3.7812 | 4.5654 | 5.3581 | 6.1585 | 6.6057 | 6.6804 | 6.7542 | 6.8257 | 6.8944
Scenario 1: Reference | PG&E | Ag | WholeBlg | Ag - Dairies, fishing, hunting | Gas Energy (MMTherm/year) | Energy Efficiency | 0.0037985 | 0.0075969 | 0.011395 | 0.015194 | 0.018992 | 0.022791 | 0.026589 | 0.030388 | 0.032324 | 0.032324 | 0.032324 | 0.032324 | 0.032324
Scenario 1: Reference | PG&E | Ag | WholeBlg | Ag - Irrigated Agriculture, vineyards, forestry and greenhouses | Electric Demand (MW) | Energy Efficiency | 1.4155 | 2.8718 | 4.3694 | 5.9072 | 7.4847 | 9.0978 | 10.7467 | 12.4307 | 13.4571 | 13.7763 | 14.0881 | 14.3918 | 14.6878
Scenario 1: Reference | PG&E | Ag | WholeBlg | Ag - Irrigated Agriculture, vineyards, forestry and greenhouses | Electric Energy (GWh/year) | Energy Efficiency | 6.0301 | 12.2339 | 18.6134 | 25.1647 | 31.8845 | 38.7565 | 45.7807 | 52.9544 | 57.327 | 58.6866 | 60.015 | 61.3088 | 62.5695
Scenario 1: Reference | PG&E | Ag | WholeBlg | Ag - Irrigated Agriculture, vineyards, forestry and greenhouses | Gas Energy (MMTherm/year) | Energy Efficiency | 0.031117 | 0.062234 | 0.093351 | 0.12447 | 0.15558 | 0.1867 | 0.21782 | 0.24894 | 0.2648 | 0.2648 | 0.2648 | 0.2648 | 0.2648
Scenario 1: Reference | PG&E | Ag | WholeBlg | Ag - Water pumping | Electric Demand (MW) | Energy Efficiency | 0.93665 | 1.8621 | 2.7758 | 3.6775 | 4.5668 | 5.4453 | 6.3138 | 7.1723 | 7.5602 | 7.4639 | 7.366 | 7.2668 | 7.1662
Scenario 1: Reference | PG&E | Ag | WholeBlg | Ag - Water pumping | Electric Energy (GWh/year) | Energy Efficiency | 3.9901 | 7.9324 | 11.8246 | 15.6659 | 19.4545 | 23.197 | 26.8968 | 30.5537 | 32.2062 | 31.7959 | 31.379 | 30.9564 | 30.5277
Scenario 1: Reference | PG&E | Ag | WholeBlg | Ag - Water pumping | Gas Energy (MMTherm/year) | Energy Efficiency | 0.0015981 | 0.0031962 | 0.0047944 | 0.0063925 | 0.0079906 | 0.0095887 | 0.011187 | 0.012785 | 0.0136 | 0.0136 | 0.0136 | 0.0136 | 0.0136
Scenario 1: Reference | PG&E | Com | AppPlug | Com - Health | Gas Energy (MMTherm/year) | Energy Efficiency | 0.74397 | 1.5342 | 2.362 | 3.211 | 3.3176 | 3.3848 | 4.1339 | 4.3717 | 4.7776 | 4.9984 | 5.1927 | 5.2065 | 5.1853
Scenario 1: Reference | PG&E | Com | AppPlug | Com - Lodging | Gas Energy (MMTherm/year) | Energy Efficiency | 0.56683 | 1.1718 | 1.7949 | 2.4307 | 2.7061 | 2.9756 | 3.2368 | 3.4891 | 3.7315 | 3.9638 | 3.7767 | 3.5296 | 4.6044
Scenario 1: Reference | PG&E | Com | AppPlug | Com - Other | Gas Energy (MMTherm/year) | Energy Efficiency | 0.0016137 | 0.0034208 | 0.005438 | 0.0076578 | 0.010057 | 0.012676 | 0.013905 | 0.01514 | 0.016318 | 0.017458 | 0.032264 | 0.045332 | 0.042987
Scenario 1: Reference | PG&E | Com | BROs | Com - Lodging | Electric Energy (GWh/year) | Energy Efficiency | 0.0092629 | 0.028303 | 0.048333 | 0.069439 | 0.091887 | 0.11582 | 0.1415 | 0.16859 | 0.19725 | 0.23009 | 0.26451 | 0.29744 | 0.3298
Scenario 1: Reference | PG&E | Com | BROs | Com - Other | Electric Energy (GWh/year) | Energy Efficiency | 0.035729 | 0.11297 | 0.20124 | 0.29925 | 0.40928 | 0.53746 | 0.68187 | 0.82265 | 0.96827 | 1.1441 | 1.3315 | 1.5157 | 1.6951
Scenario 1: Reference | PG&E | Com | BROs | Com - Retail | Electric Demand (MW) | Energy Efficiency | 0.0042778 | 0.01298 | 0.021951 | 0.03122 | 0.040884 | 0.051 | 0.061733 | 0.073691 | 0.086155 | 0.099434 | 0.1131 | 0.12583 | 0.13947
Scenario 1: Reference | PG&E | Com | BROs | Com - Retail | Electric Energy (GWh/year) | Energy Efficiency | 0.046249 | 0.14033 | 0.23733 | 0.33754 | 0.44201 | 0.55139 | 0.66742 | 0.79671 | 0.93146 | 1.075 | 1.2228 | 1.3604 | 1.5079
Scenario 1: Reference | PG&E | Com | BldgEnv | Com - College | Electric Demand (MW) | Energy Efficiency | 0.00063766 | 0.001296 | 0.0019987 | 0.0027531 | 0.0035344 | 0.0043355 | 0.0051678 | 0.0059531 | 0.0067907 | 0.007635 | 0.0084748 | 0.0093062 | 0.01014
Scenario 1: Reference | PG&E | Com | BldgEnv | Com - College | Electric Energy (GWh/year) | Energy Efficiency | 0.00018335 | 0.00037326 | 0.00057537 | 0.00079176 | 0.0010158 | 0.0012454 | 0.0014839 | 0.0017095 | 0.0019495 | 0.0021921 | 0.0024341 | 0.0026739 | 0.0029147
Scenario 1: Reference | PG&E | Com | BldgEnv | Com - College | Gas Energy (MMTherm/year) | Energy Efficiency | 4.2484e-05 | 8.4981e-05 | 0.00013179 | 0.00018351 | 0.00023734 | 0.00029281 | 0.0003506 | 0.00040423 | 0.00046266 | 0.00052006 | 0.00057545 | 0.00062963 | 0.00068324
Scenario 1: Reference | PG&E | Com | BldgEnv | Com - Grocery | Electric Demand (MW) | Energy Efficiency | 0.0011848 | 0.0024061 | 0.0035822 | 0.0047721 | 0.0060119 | 0.0073154 | 0.0086769 | 0.0097275 | 0.010851 | 0.012136 | 0.01352 | 0.014949 | 0.016424
Scenario 1: Reference | PG&E | Com | BldgEnv | Com - Grocery | Electric Energy (GWh/year) | Energy Efficiency | 0.00033988 | 0.00069052 | 0.001022 | 0.0013652 | 0.0017228 | 0.0020988 | 0.0024915 | 0.0027968 | 0.0031229 | 0.0035016 | 0.0039015 | 0.0043143 | 0.0047403
Scenario 1: Reference | PG&E | Com | BldgEnv | Com - Grocery | Gas Energy (MMTherm/year) | Energy Efficiency | 7.787e-05 | 0.00015742 | 0.00023385 | 0.00031077 | 0.00039092 | 0.00047518 | 0.00056318 | 0.00062979 | 0.00070178 | 0.00078439 | 0.00087384 | 0.00096616 | 0.0010615
Scenario 1: Reference | PG&E | Com | BldgEnv | Com - Health | Electric Demand (MW) | Energy Efficiency | 0.071609 | 0.14582 | 0.22001 | 0.29124 | 0.35685 | 0.41491 | 0.46396 | 0.43289 | 0.38982 | 0.3381 | 0.28156 | 0.22414 | 0.16965
Scenario 1: Reference | PG&E | Com | BldgEnv | Com - Health | Electric Energy (GWh/year) | Energy Efficiency | 0.02764 | 0.056253 | 0.084814 | 0.11218 | 0.13733 | 0.1595 | 0.17816 | 0.16588 | 0.149 | 0.12885 | 0.10691 | 0.084732 | 0.063888
Scenario 1: Reference | PG&E | Com | BldgEnv | Com - Health | Gas Energy (MMTherm/year) | Energy Efficiency | 0.01201 | 0.02446 | 0.03691 | 0.04887 | 0.059882 | 0.069645 | 0.077902 | 0.072722 | 0.065526 | 0.056873 | 0.047403 | 0.037787 | 0.028628
Scenario 1: Reference | PG&E | Com | BldgEnv | Com - Lodging | Electric Demand (MW) | Energy Efficiency | 0.055052 | 0.10717 | 0.15423 | 0.19458 | 0.2273 | 0.25208 | 0.26927 | 0.22562 | 0.17912 | 0.13499 | 0.097647 | 0.068065 | 0.046498
Scenario 1: Reference | PG&E | Com | BldgEnv | Com - Lodging | Electric Energy (GWh/year) | Energy Efficiency | 0.027732 | 0.05394 | 0.077548 | 0.097734 | 0.11403 | 0.12632 | 0.13478 | 0.11262 | 0.089087 | 0.066969 | 0.048322 | 0.033617 | 0.022968
Scenario 1: Reference | PG&E | Com | BldgEnv | Com - Lodging | Gas Energy (MMTherm/year) | Energy Efficiency | 0.016088 | 0.031325 | 0.04509 | 0.056902 | 0.066486 | 0.073755 | 0.078805 | 0.066076 | 0.052502 | 0.039588 | 0.028655 | 0.019983 | 0.013651
Scenario 1: Reference | PG&E | Com | BldgEnv | Com - Office (Large) | Electric Demand (MW) | Energy Efficiency | 0.0088531 | 0.018032 | 0.027592 | 0.037416 | 0.047752 | 0.058294 | 0.069066 | 0.079236 | 0.089242 | 0.099339 | 0.10948 | 0.11942 | 0.1294
Scenario 1: Reference | PG&E | Com | BldgEnv | Com - Office (Large) | Electric Energy (GWh/year) | Energy Efficiency | 0.0025542 | 0.0052027 | 0.007961 | 0.010796 | 0.013805 | 0.016873 | 0.020006 | 0.022966 | 0.025855 | 0.028772 | 0.0317 | 0.034546 | 0.037403
Scenario 1: Reference | PG&E | Com | BldgEnv | Com - Office (Large) | Gas Energy (MMTherm/year) | Energy Efficiency | 0.00057221 | 0.0011655 | 0.0017833 | 0.0024182 | 0.0030848 | 0.0037648 | 0.0044597 | 0.0051156 | 0.005762 | 0.0064144 | 0.0070694 | 0.0077135 | 0.0083597
Scenario 1: Reference | PG&E | Com | BldgEnv | Com - Office (Small) | Electric Demand (MW) | Energy Efficiency | 0.0016576 | 0.0033988 | 0.0052275 | 0.005465 | 0.024682 | 0.026561 | 0.028503 | 0.030223 | 0.032002 | 0.033837 | 0.035726 | 0.037663 | 0.039648
Scenario 1: Reference | PG&E | Com | BldgEnv | Com - Office (Small) | Electric Energy (GWh/year) | Energy Efficiency | 0.00047779 | 0.00097975 | 0.0015071 | 0.0015749 | 0.0071233 | 0.0076653 | 0.0082254 | 0.0087224 | 0.0092363 | 0.0097665 | 0.010312 | 0.010872 | 0.011445
Scenario 1: Reference | PG&E | Com | BldgEnv | Com - Office (Small) | Gas Energy (MMTherm/year) | Energy Efficiency | 0.00010718 | 0.00021975 | 0.00033799 | 0.00035338 | 0.001595 | 0.0017165 | 0.001842 | 0.0019531 | 0.002068 | 0.0021866 | 0.0023086 | 0.0024338 | 0.0025621
Scenario 1: Reference | PG&E | Com | BldgEnv | Com - Other | Electric Demand (MW) | Energy Efficiency | 0.0015574 | 0.0031835 | 0.0048859 | 0.0067959 | 0.0087487 | 0.010767 | 0.012856 | 0.014585 | 0.016246 | 0.017968 | 0.019607 | 0.021305 | 0.023063
Scenario 1: Reference | PG&E | Com | BldgEnv | Com - Other | Electric Energy (GWh/year) | Energy Efficiency | 0.00045112 | 0.00092227 | 0.0014156 | 0.0019862 | 0.0025683 | 0.0031689 | 0.003789 | 0.0043051 | 0.0047879 | 0.0052883 | 0.0057478 | 0.0062253 | 0.0067211
Scenario 1: Reference | PG&E | Com | BldgEnv | Com - Other | Gas Energy (MMTherm/year) | Energy Efficiency | 0.00010072 | 0.00020588 | 0.00031596 | 0.00043854 | 0.00056393 | 0.00069362 | 0.00082786 | 0.00093879 | 0.0010461 | 0.0011573 | 0.0012641 | 0.0013747 | 0.0014891
Scenario 1: Reference | PG&E | Com | BldgEnv | Com - Refrig. Warehouse | Electric Demand (MW) | Energy Efficiency | 0.00041775 | 0.00085666 | 0.0013158 | 0.0017944 | 0.0022916 | 0.002807 | 0.003336 | 0.0038081 | 0.0042874 | 0.0047746 | 0.0052684 | 0.0057697 | 0.0062793
Scenario 1: Reference | PG&E | Com | BldgEnv | Com - Refrig. Warehouse | Electric Energy (GWh/year) | Energy Efficiency | 0.0001243 | 0.00025497 | 0.00039159 | 0.00053382 | 0.00068125 | 0.00083366 | 0.00098958 | 0.001125 | 0.0012618 | 0.0014002 | 0.0015401 | 0.0016819 | 0.001826
Scenario 1: Reference | PG&E | Com | BldgEnv | Com - Refrig. Warehouse | Gas Energy (MMTherm/year) | Energy Efficiency | 3.7769e-05 | 7.7542e-05 | 0.00011892 | 0.00016147 | 0.00020472 | 0.0002483 | 0.0002916 | 0.00031927 | 0.00034536 | 0.00037027 | 0.0003944 | 0.00041834 | 0.0004427
Scenario 1: Reference | PG&E | Com | BldgEnv | Com - Restaurant | Electric Demand (MW) | Energy Efficiency | 0.00058186 | 0.0010865 | 0.0016133 | 0.0021606 | 0.0027264 | 0.0033083 | 0.0039091 | 0.0043287 | 0.0048605 | 0.0054108 | 0.0059776 | 0.0059523 | 0.01273
Scenario 1: Reference | PG&E | Com | BldgEnv | Com - Restaurant | Electric Energy (GWh/year) | Energy Efficiency | 0.00016665 | 0.00031202 | 0.00046382 | 0.00062151 | 0.00078456 | 0.00095229 | 0.0011255 | 0.0012476 | 0.0014012 | 0.00156 | 0.0017237 | 0.0017165 | 0.0036737
Scenario 1: Reference | PG&E | Com | BldgEnv | Com - Restaurant | Gas Energy (MMTherm/year) | Energy Efficiency | 3.7842e-05 | 7.0436e-05 | 0.00010446 | 0.00013981 | 0.00017635 | 0.00021393 | 0.00025273 | 0.00027953 | 0.00031384 | 0.00034935 | 0.00038592 | 0.00038428 | 0.00082214
Scenario 1: Reference | PG&E | Com | BldgEnv | Com - Retail | Electric Demand (MW) | Energy Efficiency | 0.067717 | 0.13625 | 0.13915 | 0.19608 | 0.27523 | 0.32388 | 0.36541 | 0.33339 | 0.27103 | 0.27458 | 0.22166 | 0.17333 | 0.13139
Scenario 1: Reference | PG&E | Com | BldgEnv | Com - Retail | Electric Energy (GWh/year) | Energy Efficiency | 0.027363 | 0.055038 | 0.05589 | 0.07909 | 0.10817 | 0.12767 | 0.14422 | 0.13074 | 0.10484 | 0.10585 | 0.083804 | 0.063625 | 0.046044
Scenario 1: Reference | PG&E | Com | BldgEnv | Com - Retail | Gas Energy (MMTherm/year) | Energy Efficiency | 0.0039688 | 0.0079862 | 0.0081727 | 0.011507 | 0.016305 | 0.01917 | 0.021621 | 0.019777 | 0.016165 | 0.016399 | 0.013326 | 0.01052 | 0.008088
Scenario 1: Reference | PG&E | Com | BldgEnv | Com - School | Electric Demand (MW) | Energy Efficiency | 0.0024736 | 0.0050613 | 0.0077541 | 0.010533 | 0.013367 | 0.016262 | 0.019203 | 0.021957 | 0.02476 | 0.027611 | 0.030504 | 0.033448 | 0.036426
Scenario 1: Reference | PG&E | Com | BldgEnv | Com - School | Electric Energy (GWh/year) | Energy Efficiency | 0.0007135 | 0.00146 | 0.0022369 | 0.0030388 | 0.0038564 | 0.0046919 | 0.0055404 | 0.0063359 | 0.0071456 | 0.0079689 | 0.0088046 | 0.0096549 | 0.010515
Scenario 1: Reference | PG&E | Com | BldgEnv | Com - School | Gas Energy (MMTherm/year) | Energy Efficiency | 0.00015989 | 0.00032716 | 0.00050121 | 0.00068085 | 0.00086398 | 0.0010511 | 0.0012412 | 0.0014191 | 0.0016002 | 0.0017844 | 0.0019714 | 0.0021616 | 0.002354
Scenario 1: Reference | PG&E | Com | BldgEnv | Com - Warehouse | Electric Demand (MW) | Energy Efficiency | 0.14531 | 0.28797 | 0.42211 | 0.54261 | 0.64565 | 0.72918 | 0.79263 | 0.69496 | 0.58278 | 0.46444 | 0.35355 | 0.26037 | 0.18705
Scenario 1: Reference | PG&E | Com | BldgEnv | Com - Warehouse | Electric Energy (GWh/year) | Energy Efficiency | 0.073265 | 0.14511 | 0.21254 | 0.27298 | 0.32452 | 0.36616 | 0.39764 | 0.34791 | 0.291 | 0.23116 | 0.17561 | 0.1291 | 0.092662
Scenario 1: Reference | PG&E | Com | BldgEnv | Com - Warehouse | Gas Energy (MMTherm/year) | Energy Efficiency | 0.042456 | 0.084151 | 0.12337 | 0.15862 | 0.18879 | 0.21326 | 0.23187 | 0.2034 | 0.17067 | 0.13612 | 0.10367 | 0.076376 | 0.054876
Scenario 1: Reference | PG&E | Com | ComRefrig | Com - College | Electric Demand (MW) | Energy Efficiency | 0.0001902 | 0.00031074 | 0.00038013 | 0.00041556 | 0.00043522 | 0.0007515 | 0.0011061 | 0.0014627 | 0.0018222 | 0.002184 | 0.0025476 | 0.0029122 | 0.0032785
Scenario 1: Reference | PG&E | Com | ComRefrig | Com - College | Electric Energy (GWh/year) | Energy Efficiency | 0.0013661 | 0.0022408 | 0.0027504 | 0.003015 | 0.003162 | 0.0055931 | 0.008319 | 0.011061 | 0.013826 | 0.016608 | 0.019405 | 0.02221 | 0.025028
Scenario 1: Reference | PG&E | Com | ComRefrig | Com - College | Gas Energy (MMTherm/year) | Energy Efficiency | 0 | 0 | 0 | 0 | 0 | -1.4078e-05 | -3.0109e-05 | -4.6263e-05 | -6.2572e-05 | -7.9012e-05 | -9.5559e-05 | -0.00011217 | -0.00012888
Scenario 1: Reference | PG&E | Com | ComRefrig | Com - Grocery | Electric Demand (MW) | Energy Efficiency | 0.14027 | 0.20863 | 0.24141 | 0.26018 | 0.2719 | 0.65182 | 1.0885 | 1.529 | 1.9721 | 2.4179 | 2.8662 | 3.317 | 3.7704
Scenario 1: Reference | PG&E | Com | ComRefrig | Com - Grocery | Electric Energy (GWh/year) | Energy Efficiency | 1.0242 | 1.5349 | 1.783 | 1.9209 | 2.0038 | 4.9236 | 8.2816 | 11.6685 | 15.0768 | 18.5054 | 21.9542 | 25.4223 | 28.9112
Scenario 1: Reference | PG&E | Com | ComRefrig | Com - Grocery | Gas Energy (MMTherm/year) | Energy Efficiency | 0 | 0 | 0 | 0 | 0 | -0.017114 | -0.036895 | -0.056878 | -0.077016 | -0.097301 | -0.11773 | -0.1383 | -0.15901
Scenario 1: Reference | PG&E | Com | ComRefrig | Com - Refrig. Warehouse | Electric Demand (MW) | Energy Efficiency | 0.00040922 | 0.00065768 | 0.00079314 | 0.00085628 | 0.00089565 | 0.0017136 | 0.0026901 | 0.0036786 | 0.0046768 | 0.0056846 | 0.0067013 | 0.0077269 | 0.0087616
Scenario 1: Reference | PG&E | Com | ComRefrig | Com - Refrig. Warehouse | Electric Energy (GWh/year) | Energy Efficiency | 0.0029456 | 0.004753 | 0.0057513 | 0.006227 | 0.0065182 | 0.012806 | 0.020315 | 0.027918 | 0.035597 | 0.04335 | 0.051172 | 0.059063 | 0.067025
Scenario 1: Reference | PG&E | Com | ComRefrig | Com - Refrig. Warehouse | Gas Energy (MMTherm/year) | Energy Efficiency | 0 | 0 | 0 | 0 | 0 | -3.6773e-05 | -8.1085e-05 | -0.00012602 | -0.00017146 | -0.00021741 | -0.00026381 | -0.00031068 | -0.00035801
Scenario 1: Reference | PG&E | Com | ComRefrig | Com - Restaurant | Electric Demand (MW) | Energy Efficiency | 0.004957 | 0.0074423 | 0.0086291 | 0.009324 | 0.0097306 | 0.022688 | 0.037203 | 0.051785 | 0.066414 | 0.081087 | 0.095796 | 0.10767 | 0.13807
Scenario 1: Reference | PG&E | Com | ComRefrig | Com - Restaurant | Electric Energy (GWh/year) | Energy Efficiency | 0.036176 | 0.054713 | 0.063711 | 0.068843 | 0.071717 | 0.1713 | 0.28289 | 0.39502 | 0.50752 | 0.62037 | 0.73352 | 0.82486 | 1.0589
Scenario 1: Reference | PG&E | Com | ComRefrig | Com - Restaurant | Gas Energy (MMTherm/year) | Energy Efficiency | 0 | 0 | 0 | 0 | 0 | -0.00058338 | -0.0012401 | -0.001901 | -0.0025651 | -0.0032322 | -0.0039018 | -0.0044408 | -0.0058396
Scenario 1: Reference | PG&E | Com | ComRefrig | Com - Retail | Electric Demand (MW) | Energy Efficiency | 0.064774 | 0.097323 | 0.10319 | 0.11496 | 0.12182 | 0.28494 | 0.46962 | 0.65583 | 0.84317 | 1.0316 | 1.221 | 1.4115 | 1.6031
Scenario 1: Reference | PG&E | Com | ComRefrig | Com - Retail | Electric Energy (GWh/year) | Energy Efficiency | 0.47217 | 0.71427 | 0.75571 | 0.84418 | 0.89404 | 2.1476 | 3.5675 | 4.9993 | 6.44 | 7.8891 | 9.3465 | 10.812 | 12.286
Scenario 1: Reference | PG&E | Com | ComRefrig | Com - Retail | Gas Energy (MMTherm/year) | Energy Efficiency | 0 | 0 | 0 | 0 | 0 | -0.0073417 | -0.015698 | -0.024138 | -0.032643 | -0.04121 | -0.049837 | -0.058522 | -0.067267
Scenario 1: Reference | PG&E | Com | ComRefrig | Com - School | Electric Demand (MW) | Energy Efficiency | 1.6961e-05 | 3.2335e-05 | 4.6729e-05 | 6.0208e-05 | 7.2828e-05 | 0.00068249 | 0.0014489 | 0.0022194 | 0.0029935 | 0.003771 | 0.004552 | 0.0053373 | 0.0061264
Scenario 1: Reference | PG&E | Com | ComRefrig | Com - School | Electric Energy (GWh/year) | Energy Efficiency | 0.00012012 | 0.00022857 | 0.00033009 | 0.00042514 | 0.00051412 | 0.0052032 | 0.0111 | 0.01703 | 0.022987 | 0.028971 | 0.034982 | 0.041027 | 0.047101
Scenario 1: Reference | PG&E | Com | ComRefrig | Com - School | Gas Energy (MMTherm/year) | Energy Efficiency | 0 | 0 | 0 | 0 | 0 | -2.7732e-05 | -6.2768e-05 | -9.8031e-05 | -0.00013349 | -0.00016913 | -0.00020496 | -0.00024102 | -0.00027728
Scenario 1: Reference | PG&E | Com | FoodServ | Com - College | Electric Demand (MW) | Energy Efficiency | 0.013619 | 0.027699 | 0.042155 | 0.057013 | 0.077818 | 0.099681 | 0.12195 | 0.14454 | 0.16758 | 0.191 | 0.21476 | 0.23819 | 0.2619
Scenario 1: Reference | PG&E | Com | FoodServ | Com - College | Electric Demand (MW) | Fuel Substitution | -0.00016033 | -0.00034246 | -0.00054713 | -0.00077492 | -0.0010263 | -0.0013016 | -0.0016012 | -0.0019255 | -0.0022747 | -0.0026491 | -0.003049 | -0.0034749 | -0.0039273
Scenario 1: Reference | PG&E | Com | FoodServ | Com - College | Electric Energy (GWh/year) | Energy Efficiency | 0.064667 | 0.1316 | 0.20039 | 0.2712 | 0.3606 | 0.45381 | 0.54903 | 0.64582 | 0.74478 | 0.84566 | 0.94821 | 1.0471 | 1.1474
Scenario 1: Reference | PG&E | Com | FoodServ | Com - College | Electric Energy (GWh/year) | Fuel Substitution | -0.001479 | -0.0031386 | -0.0049815 | -0.0070091 | -0.009221 | -0.011617 | -0.0142 | -0.017038 | -0.020151 | -0.023587 | -0.027391 | -0.031606 | -0.036281
Scenario 1: Reference | PG&E | Com | FoodServ | Com - College | Gas Energy (MMTherm/year) | Energy Efficiency | 0.031278 | 0.063043 | 0.094785 | 0.12888 | 0.1617 | 0.19477 | 0.22816 | 0.26175 | 0.29565 | 0.32981 | 0.3643 | 0.39897 | 0.43124
Scenario 1: Reference | PG&E | Com | FoodServ | Com - College | Gas Energy (MMTherm/year) | Fuel Substitution | 0.00015248 | 0.00032341 | 0.00051302 | 0.00072143 | 0.00094858 | 0.0011945 | 0.0014593 | 0.0017498 | 0.0020682 | 0.0024192 | 0.0028073 | 0.0032369 | 0.0037128
Scenario 1: Reference | PG&E | Com | FoodServ | Com - Grocery | Electric Demand (MW) | Energy Efficiency | 0.073904 | 0.14996 | 0.22821 | 0.30859 | 0.41212 | 0.52095 | 0.63201 | 0.74527 | 0.86046 | 0.9776 | 1.0967 | 1.2143 | 1.3338
Scenario 1: Reference | PG&E | Com | FoodServ | Com - Grocery | Electric Demand (MW) | Fuel Substitution | -0.00082189 | -0.0017529 | -0.002796 | -0.0039537 | -0.0052272 | -0.0066176 | -0.0081256 | -0.0097519 | -0.011497 | -0.01336 | -0.015342 | -0.017443 | -0.019665
Scenario 1: Reference | PG&E | Com | FoodServ | Com - Grocery | Electric Energy (GWh/year) | Energy Efficiency | 0.34987 | 0.71028 | 1.0816 | 1.4635 | 1.919 | 2.3949 | 2.8818 | 3.3796 | 3.8872 | 4.4046 | 4.9317 | 5.4394 | 5.9563
Scenario 1: Reference | PG&E | Com | FoodServ | Com - Grocery | Electric Energy (GWh/year) | Fuel Substitution | -0.014135 | -0.029986 | -0.047572 | -0.066897 | -0.087944 | -0.1107 | -0.13515 | -0.16151 | -0.18984 | -0.22029 | -0.25297 | -0.28805 | -0.32569
Scenario 1: Reference | PG&E | Com | FoodServ | Com - Grocery | Gas Energy (MMTherm/year) | Energy Efficiency | 0.16887 | 0.34095 | 0.51612 | 0.69409 | 0.87432 | 1.057 | 1.2419 | 1.4289 | 1.6174 | 1.8075 | 2.0012 | 2.1976 | 2.3455
Scenario 1: Reference | PG&E | Com | FoodServ | Com - Grocery | Gas Energy (MMTherm/year) | Fuel Substitution | 0.0014639 | 0.0031047 | 0.0049241 | 0.0069226 | 0.0090982 | 0.011449 | 0.013974 | 0.016695 | 0.019617 | 0.022755 | 0.026122 | 0.029732 | 0.033603
Scenario 1: Reference | PG&E | Com | FoodServ | Com - Health | Electric Demand (MW) | Energy Efficiency | 0.025436 | 0.051825 | 0.079663 | 0.10825 | 0.15954 | 0.21488 | 0.27139 | 0.32897 | 0.38744 | 0.44649 | 0.50582 | 0.56472 | 0.62454
Scenario 1: Reference | PG&E | Com | FoodServ | Com - Health | Electric Demand (MW) | Fuel Substitution | -0.00036122 | -0.00077354 | -0.0012385 | -0.0017573 | -0.0023308 | -0.00296 | -0.0036455 | -0.0043882 | -0.0051889 | -0.0060484 | -0.0069678 | -0.0079482 | -0.0089911
Scenario 1: Reference | PG&E | Com | FoodServ | Com - Health | Electric Energy (GWh/year) | Energy Efficiency | 0.12351 | 0.25177 | 0.38726 | 0.52659 | 0.73632 | 0.96031 | 1.1898 | 1.4244 | 1.6633 | 1.9051 | 2.1485 | 2.3845 | 2.6247
Scenario 1: Reference | PG&E | Com | FoodServ | Com - Health | Electric Energy (GWh/year) | Fuel Substitution | -0.0040066 | -0.0085557 | -0.013654 | -0.019315 | -0.025599 | -0.032527 | -0.040144 | -0.048499 | -0.057639 | -0.067622 | -0.078514 | -0.090395 | -0.10336
Scenario 1: Reference | PG&E | Com | FoodServ | Com - Health | Gas Energy (MMTherm/year) | Energy Efficiency | 0.079877 | 0.16117 | 0.24452 | 0.32885 | 0.41439 | 0.5003 | 0.58964 | 0.67829 | 0.76768 | 0.85755 | 0.94824 | 1.0401 | 1.1184
Scenario 1: Reference | PG&E | Com | FoodServ | Com - Health | Gas Energy (MMTherm/year) | Fuel Substitution | 0.00042379 | 0.00090441 | 0.0014425 | 0.0020393 | 0.0027008 | 0.0034291 | 0.0042287 | 0.0051045 | 0.0060612 | 0.0071047 | 0.0082416 | 0.0094803 | 0.01083
Scenario 1: Reference | PG&E | Com | FoodServ | Com - Lodging | Electric Demand (MW) | Energy Efficiency | 0.03623 | 0.073998 | 0.11336 | 0.15427 | 0.2078 | 0.2652 | 0.32442 | 0.38543 | 0.44818 | 0.51273 | 0.579 | 0.63619 | 0.6949
Scenario 1: Reference | PG&E | Com | FoodServ | Com - Lodging | Electric Demand (MW) | Fuel Substitution | -0.00038148 | -0.00081612 | -0.0013055 | -0.001851 | -0.0024533 | -0.003113 | -0.0038307 | -0.0046068 | -0.0054417 | -0.0063356 | -0.0072889 | -0.0083023 | -0.0093783
Scenario 1: Reference | PG&E | Com | FoodServ | Com - Lodging | Electric Energy (GWh/year) | Energy Efficiency | 0.21781 | 0.44414 | 0.67936 | 0.92325 | 1.2097 | 1.5123 | 1.8247 | 2.1471 | 2.4791 | 2.821 | 3.1725 | 3.4389 | 3.7134
Scenario 1: Reference | PG&E | Com | FoodServ | Com - Lodging | Electric Energy (GWh/year) | Fuel Substitution | -0.0042359 | -0.009014 | -0.01434 | -0.020218 | -0.026688 | -0.033761 | -0.041474 | -0.049846 | -0.058902 | -0.068673 | -0.079193 | -0.090513 | -0.1027
Scenario 1: Reference | PG&E | Com | FoodServ | Com - Lodging | Gas Energy (MMTherm/year) | Energy Efficiency | 0.060488 | 0.12244 | 0.18577 | 0.25029 | 0.31607 | 0.38287 | 0.45061 | 0.51925 | 0.58869 | 0.659 | 0.73074 | 0.80342 | 0.86323
Scenario 1: Reference | PG&E | Com | FoodServ | Com - Lodging | Gas Energy (MMTherm/year) | Fuel Substitution | 0.00043531 | 0.00092586 | 0.0014722 | 0.0020745 | 0.0027369 | 0.0034604 | 0.0042484 | 0.005103 | 0.0060266 | 0.0070221 | 0.0080932 | 0.0092447 | 0.010484
Scenario 1: Reference | PG&E | Com | FoodServ | Com - Office (Large) | Electric Demand (MW) | Energy Efficiency | 0.0024134 | 0.0048388 | 0.0072817 | 0.0097375 | 0.01221 | 0.014697 | 0.017203 | 0.019721 | 0.022249 | 0.02479 | 0.027344 | 0.027498 | 0.027654
Scenario 1: Reference | PG&E | Com | FoodServ | Com - Office (Large) | Electric Energy (GWh/year) | Energy Efficiency | 0.021168 | 0.042442 | 0.063869 | 0.085409 | 0.1071 | 0.12891 | 0.15089 | 0.17298 | 0.19515 | 0.21744 | 0.23984 | 0.24119 | 0.24256
Scenario 1: Reference | PG&E | Com | FoodServ | Com - Office (Small) | Electric Demand (MW) | Energy Efficiency | 0.00061793 | 0.0012418 | 0.0018718 | 0.002327 | 0.0038638 | 0.0045027 | 0.0051475 | 0.0057982 | 0.0064545 | 0.0071164 | 0.0077841 | 0.0078398 | 0.0078955
Scenario 1: Reference | PG&E | Com | FoodServ | Com - Office (Small) | Electric Energy (GWh/year) | Energy Efficiency | 0.0054199 | 0.010892 | 0.016418 | 0.020411 | 0.03389 | 0.039494 | 0.04515 | 0.050857 | 0.056613 | 0.062419 | 0.068276 | 0.068764 | 0.069253
Scenario 1: Reference | PG&E | Com | FoodServ | Com - Other | Electric Demand (MW) | Energy Efficiency | 0.12405 | 0.25237 | 0.38512 | 0.52224 | 0.68349 | 0.852 | 1.0256 | 1.2041 | 1.3871 | 1.5748 | 1.7673 | 1.9642 | 2.1656
Scenario 1: Reference | PG&E | Com | FoodServ | Com - Other | Electric Demand (MW) | Fuel Substitution | -0.0032801 | -0.0070174 | -0.011229 | -0.015928 | -0.021125 | -0.026828 | -0.033044 | -0.039781 | -0.047043 | -0.054836 | -0.063164 | -0.072034 | -0.081454
Scenario 1: Reference | PG&E | Com | FoodServ | Com - Other | Electric Energy (GWh/year) | Energy Efficiency | 0.58692 | 1.1961 | 1.8287 | 2.4847 | 3.2236 | 3.9958 | 4.7951 | 5.6212 | 6.472 | 7.3488 | 8.2512 | 9.1784 | 10.13
Scenario 1: Reference | PG&E | Com | FoodServ | Com - Other | Electric Energy (GWh/year) | Fuel Substitution | -0.01811 | -0.038655 | -0.061707 | -0.087325 | -0.11554 | -0.1464 | -0.1799 | -0.21622 | -0.25551 | -0.29791 | -0.34359 | -0.39273 | -0.44551
Scenario 1: Reference | PG&E | Com | FoodServ | Com - Other | Gas Energy (MMTherm/year) | Energy Efficiency | 0.22844 | 0.46113 | 0.69783 | 0.93797 | 1.181 | 1.427 | 1.6761 | 1.9278 | 2.1811 | 2.4365 | 2.6943 | 2.9542 | 3.2018
Scenario 1: Reference | PG&E | Com | FoodServ | Com - Other | Gas Energy (MMTherm/year) | Fuel Substitution | 0.0017247 | 0.0036797 | 0.0058717 | 0.008306 | 0.010986 | 0.013914 | 0.017092 | 0.020535 | 0.02426 | 0.02828 | 0.032613 | 0.037275 | 0.042284
Scenario 1: Reference | PG&E | Com | FoodServ | Com - Restaurant | Electric Demand (MW) | Energy Efficiency | 0.18934 | 0.38357 | 0.58319 | 0.78816 | 1.0432 | 1.309 | 1.5806 | 1.8581 | 2.1411 | 2.4297 | 2.7238 | 2.9285 | 3.7392
Scenario 1: Reference | PG&E | Com | FoodServ | Com - Restaurant | Electric Demand (MW) | Fuel Substitution | -0.0048436 | -0.010347 | -0.016532 | -0.023415 | -0.031006 | -0.039313 | -0.048343 | -0.058102 | -0.068593 | -0.079818 | -0.091781 | -0.10311 | -0.11499
Scenario 1: Reference | PG&E | Com | FoodServ | Com - Restaurant | Electric Energy (GWh/year) | Energy Efficiency | 0.98052 | 1.9871 | 3.0227 | 4.0873 | 5.3158 | 6.5901 | 7.8965 | 9.2344 | 10.6033 | 12.0034 | 13.4341 | 14.3644 | 18.2416
Scenario 1: Reference | PG&E | Com | FoodServ | Com - Restaurant | Electric Energy (GWh/year) | Fuel Substitution | -0.044264 | -0.094191 | -0.1499 | -0.21147 | -0.27891 | -0.35223 | -0.43143 | -0.51678 | -0.60845 | -0.70665 | -0.81163 | -0.91148 | -1.0152
Scenario 1: Reference | PG&E | Com | FoodServ | Com - Restaurant | Gas Energy (MMTherm/year) | Energy Efficiency | 0.44215 | 0.89182 | 1.3488 | 1.812 | 2.2805 | 2.7537 | 3.2313 | 3.7126 | 4.197 | 4.6846 | 5.1793 | 5.5712 | 6.5942
Scenario 1: Reference | PG&E | Com | FoodServ | Com - Restaurant | Gas Energy (MMTherm/year) | Fuel Substitution | 0.004421 | 0.009404 | 0.01496 | 0.021097 | 0.027815 | 0.035114 | 0.042993 | 0.05148 | 0.060591 | 0.070349 | 0.080775 | 0.090688 | 0.10095
Scenario 1: Reference | PG&E | Com | FoodServ | Com - Retail | Electric Demand (MW) | Energy Efficiency | 0.0028876 | 0.0059072 | 0.0090738 | 0.010472 | 0.029363 | 0.032722 | 0.036318 | 0.040047 | 0.04388 | 0.047812 | 0.051842 | 0.05429 | 0.056814
Scenario 1: Reference | PG&E | Com | FoodServ | Com - Retail | Electric Energy (GWh/year) | Energy Efficiency | 0.020605 | 0.041898 | 0.063958 | 0.076223 | 0.18072 | 0.20378 | 0.22808 | 0.25307 | 0.27861 | 0.30469 | 0.33128 | 0.34372 | 0.35653
Scenario 1: Reference | PG&E | Com | FoodServ | Com - Retail | Gas Energy (MMTherm/year) | Energy Efficiency | 0.0002873 | 0.00060314 | 0.00095079 | 0.00095079 | 0.0046734 | 0.0050631 | 0.0055038 | 0.0059731 | 0.0064643 | 0.0069763 | 0.0075084 | 0.0080583 | 0.0086257
Scenario 1: Reference | PG&E | Com | FoodServ | Com - School | Electric Demand (MW) | Energy Efficiency | 0.063148 | 0.1285 | 0.19599 | 0.26549 | 0.34731 | 0.43383 | 0.5222 | 0.61246 | 0.70456 | 0.79851 | 0.89424 | 0.98717 | 1.0817
Scenario 1: Reference | PG&E | Com | FoodServ | Com - School | Electric Demand (MW) | Fuel Substitution | -0.00019524 | -0.00041399 | -0.00065632 | -0.00092211 | -0.001211 | -0.0015226 | -0.0018564 | -0.0022119 | -0.0025885 | -0.0029858 | -0.0034033 | -0.0038421 | -0.0043109
Scenario 1: Reference | PG&E | Com | FoodServ | Com - School | Electric Energy (GWh/year) | Energy Efficiency | 0.311 | 0.63318 | 0.96642 | 1.3102 | 1.6951 | 2.0987 | 2.5121 | 2.9358 | 3.3693 | 3.8128 | 4.2661 | 4.6883 | 5.1193
Scenario 1: Reference | PG&E | Com | FoodServ | Com - School | Electric Energy (GWh/year) | Fuel Substitution | -0.0018861 | -0.0039465 | -0.0061891 | -0.0086775 | -0.011461 | -0.01457 | -0.018031 | -0.021888 | -0.026187 | -0.030977 | -0.036312 | -0.042264 | -0.049126
Scenario 1: Reference | PG&E | Com | FoodServ | Com - School | Gas Energy (MMTherm/year) | Energy Efficiency | 0.076185 | 0.1533 | 0.23124 | 0.30978 | 0.38867 | 0.46802 | 0.54774 | 0.62791 | 0.70851 | 0.78957 | 0.87133 | 0.95383 | 1.0311
Scenario 1: Reference | PG&E | Com | FoodServ | Com - School | Gas Energy (MMTherm/year) | Fuel Substitution | 0.00019693 | 0.00041183 | 0.00064544 | 0.00090404 | 0.0011925 | 0.0015138 | 0.0018706 | 0.0022671 | 0.002708 | 0.0031981 | 0.0037427 | 0.0043495 | 0.0050506
Scenario 1: Reference | PG&E | Com | HVAC | Com - College | Electric Demand (MW) | Energy Efficiency | 0.14209 | 0.27845 | 0.40815 | 0.531 | 0.64374 | 0.75735 | 0.81268 | 0.87132 | 0.92605 | 0.99219 | 1.0677 | 1.1385 | 1.215
Scenario 1: Reference | PG&E | Com | HVAC | Com - College | Electric Energy (GWh/year) | Energy Efficiency | 0.38861 | 0.74473 | 1.0723 | 1.3623 | 1.6098 | 1.8262 | 1.7837 | 1.7603 | 1.7469 | 1.783 | 1.8598 | 1.959 | 2.0809
Scenario 1: Reference | PG&E | Com | HVAC | Com - College | Electric Energy (GWh/year) | Fuel Substitution | -0.080577 | -0.16682 | -0.25913 | -0.35685 | -0.45923 | -0.45923 | -0.45923 | -0.45923 | -0.45923 | -0.45923 | -0.45923 | -0.45923 | -0.45923
Scenario 1: Reference | PG&E | Com | HVAC | Com - College | Gas Energy (MMTherm/year) | Energy Efficiency | 0.011603 | 0.023763 | 0.037132 | 0.056732 | 0.070544 | 0.07918 | 0.08881 | 0.098271 | 0.10487 | 0.11277 | 0.12061 | 0.12789 | 0.13516
Scenario 1: Reference | PG&E | Com | HVAC | Com - College | Gas Energy (MMTherm/year) | Fuel Substitution | 0.014944 | 0.031756 | 0.049743 | 0.068781 | 0.088732 | 0.088732 | 0.088732 | 0.088732 | 0.088732 | 0.088732 | 0.088732 | 0.088732 | 0.088732
Scenario 1: Reference | PG&E | Com | HVAC | Com - Grocery | Electric Demand (MW) | Energy Efficiency | 0.19183 | 0.40059 | 0.62547 | 0.86522 | 1.1181 | 1.3833 | 1.6598 | 1.9475 | 2.2446 | 2.5501 | 2.8629 | 3.1819 | 3.5065
Scenario 1: Reference | PG&E | Com | HVAC | Com - Grocery | Electric Demand (MW) | Fuel Substitution | 0 | 0 | 0 | 0 | 0 | 0.0041457 | 0.0084703 | 0.012898 | 0.01738 | 0.021892 | 0.026414 | 0.030932 | 0.035437
Scenario 1: Reference | PG&E | Com | HVAC | Com - Grocery | Electric Energy (GWh/year) | Energy Efficiency | 0.72531 | 1.5152 | 2.3667 | 3.3252 | 4.3349 | 5.3925 | 6.4936 | 7.6379 | 8.7662 | 9.8764 | 11.0134 | 12.2212 | 13.4479
Scenario 1: Reference | PG&E | Com | HVAC | Com - Grocery | Electric Energy (GWh/year) | Fuel Substitution | -0.6883 | -1.4315 | -2.2251 | -3.0636 | -3.9404 | -3.9028 | -3.8636 | -3.8235 | -3.7829 | -3.7421 | -3.7012 | -3.6604 | -3.6196
Scenario 1: Reference | PG&E | Com | HVAC | Com - Grocery | Gas Energy (MMTherm/year) | Energy Efficiency | 0.013308 | 0.027791 | 0.043405 | 0.068681 | 0.095053 | 0.12243 | 0.15067 | 0.17969 | 0.20038 | 0.21307 | 0.22608 | 0.24756 | 0.269
Scenario 1: Reference | PG&E | Com | HVAC | Com - Grocery | Gas Energy (MMTherm/year) | Fuel Substitution | 0.10158 | 0.2112 | 0.3282 | 0.45176 | 0.58095 | 0.58095 | 0.58095 | 0.58095 | 0.58095 | 0.58095 | 0.58095 | 0.58095 | 0.58095
Scenario 1: Reference | PG&E | Com | HVAC | Com - Health | Electric Demand (MW) | Energy Efficiency | 0.27003 | 0.55378 | 0.84941 | 1.1509 | 1.4575 | 1.7658 | 2.0161 | 2.2748 | 2.5444 | 2.826 | 3.1191 | 3.4261 | 3.7463
Scenario 1: Reference | PG&E | Com | HVAC | Com - Health | Electric Demand (MW) | Fuel Substitution | 0 | 0 | 0 | 0 | 0 | 0.0024834 | 0.0050981 | 0.0077984 | 0.010555 | 0.013349 | 0.016166 | 0.018997 | 0.021835
Scenario 1: Reference | PG&E | Com | HVAC | Com - Health | Electric Energy (GWh/year) | Energy Efficiency | 1.5318 | 3.121 | 4.7552 | 6.3997 | 8.0499 | 9.6943 | 10.7599 | 11.8488 | 12.9814 | 14.167 | 15.4065 | 16.7144 | 18.087
Scenario 1: Reference | PG&E | Com | HVAC | Com - Health | Electric Energy (GWh/year) | Fuel Substitution | -0.16499 | -0.34425 | -0.53661 | -0.74067 | -0.95482 | -0.93766 | -0.9196 | -0.90094 | -0.8819 | -0.8626 | -0.84314 | -0.82358 | -0.80397
Scenario 1: Reference | PG&E | Com | HVAC | Com - Health | Gas Energy (MMTherm/year) | Energy Efficiency | 0.061186 | 0.12613 | 0.19542 | 0.26773 | 0.34309 | 0.41476 | 0.45754 | 0.50019 | 0.54213 | 0.58272 | 0.62147 | 0.65876 | 0.69455
Scenario 1: Reference | PG&E | Com | HVAC | Com - Health | Gas Energy (MMTherm/year) | Fuel Substitution | 0.035445 | 0.073894 | 0.11511 | 0.15881 | 0.20469 | 0.20469 | 0.20469 | 0.20469 | 0.20469 | 0.20469 | 0.20469 | 0.20469 | 0.20469
Scenario 1: Reference | PG&E | Com | HVAC | Com - Lodging | Electric Demand (MW) | Energy Efficiency | 0.145 | 0.29612 | 0.45746 | 0.62813 | 0.8082 | 0.99565 | 1.1798 | 1.3775 | 1.5769 | 1.7826 | 1.9948 | 2.213 | 2.436
Scenario 1: Reference | PG&E | Com | HVAC | Com - Lodging | Electric Demand (MW) | Fuel Substitution | 0 | 0 | 0 | 0 | 0 | 0.002686 | 0.0054846 | 0.0083472 | 0.0098676 | 0.011399 | 0.012936 | 0.014472 | 0.01739
Scenario 1: Reference | PG&E | Com | HVAC | Com - Lodging | Electric Energy (GWh/year) | Energy Efficiency | 0.81988 | 1.6332 | 2.4837 | 3.3676 | 4.2859 | 5.2307 | 5.9168 | 6.6842 | 7.366 | 8.1556 | 8.9657 | 9.7921 | 10.628
Scenario 1: Reference | PG&E | Com | HVAC | Com - Lodging | Electric Energy (GWh/year) | Fuel Substitution | -0.1941 | -0.40383 | -0.62781 | -0.86436 | -1.1116 | -1.1005 | -1.0889 | -1.077 | -1.0685 | -1.0599 | -1.0513 | -1.0427 | -1.0306
Scenario 1: Reference | PG&E | Com | HVAC | Com - Lodging | Gas Energy (MMTherm/year) | Energy Efficiency | 0.033984 | 0.070345 | 0.1089 | 0.14934 | 0.19154 | 0.23274 | 0.25735 | 0.28161 | 0.29653 | 0.31968 | 0.34208 | 0.36375 | 0.38467
Scenario 1: Reference | PG&E | Com | HVAC | Com - Lodging | Gas Energy (MMTherm/year) | Fuel Substitution | 0.032867 | 0.068356 | 0.10623 | 0.14623 | 0.18803 | 0.18803 | 0.18803 | 0.18803 | 0.18803 | 0.18803 | 0.18803 | 0.18803 | 0.18803
Scenario 1: Reference | PG&E | Com | HVAC | Com - Office (Large) | Electric Demand (MW) | Energy Efficiency | 0.073393 | 0.15 | 0.22971 | 0.31201 | 0.39671 | 0.46978 | 0.53548 | 0.60309 | 0.65814 | 0.71142 | 0.76609 | 0.82205 | 0.87913
Scenario 1: Reference | PG&E | Com | HVAC | Com - Office (Large) | Electric Energy (GWh/year) | Energy Efficiency | 0.51987 | 1.0558 | 1.6085 | 2.1729 | 2.7489 | 3.2869 | 3.7794 | 4.2788 | 4.7118 | 5.1357 | 5.5633 | 5.9944 | 6.4285
Scenario 1: Reference | PG&E | Com | HVAC | Com - Office (Large) | Electric Energy (GWh/year) | Fuel Substitution | -0.00021834 | 0.0015216 | 0.0033295 | 0.00519 | 0.0070882 | 0.0070882 | 0.0070882 | 0.0070882 | 0.0070882 | 0.0070882 | 0.0070882 | 0.0070882 | 0.0070882
Scenario 1: Reference | PG&E | Com | HVAC | Com - Office (Large) | Gas Energy (MMTherm/year) | Energy Efficiency | 0.043426 | 0.088434 | 0.1349 | 0.18237 | 0.23074 | 0.24176 | 0.25292 | 0.26407 | 0.27509 | 0.28606 | 0.29693 | 0.30772 | 0.31843
Scenario 1: Reference | PG&E | Com | HVAC | Com - Office (Large) | Gas Energy (MMTherm/year) | Fuel Substitution | 2.7139e-05 | 0.00025712 | 0.00049619 | 0.00074224 | 0.00099319 | 0.00099319 | 0.00099319 | 0.00099319 | 0.00099319 | 0.00099319 | 0.00099319 | 0.00099319 | 0.00099319
Scenario 1: Reference | PG&E | Com | HVAC | Com - Office (Small) | Electric Demand (MW) | Energy Efficiency | 0.073774 | 0.15035 | 0.22953 | 0.2543 | 0.85243 | 0.92531 | 1.0021 | 1.0806 | 1.1573 | 1.2341 | 1.3117 | 1.39 | 1.4688
Scenario 1: Reference | PG&E | Com | HVAC | Com - Office (Small) | Electric Energy (GWh/year) | Energy Efficiency | 0.14543 | 0.29736 | 0.45534 | 0.52751 | 1.4618 | 1.6036 | 1.7596 | 1.9218 | 2.0744 | 2.2261 | 2.3799 | 2.5357 | 2.693
Scenario 1: Reference | PG&E | Com | HVAC | Com - Office (Small) | Electric Energy (GWh/year) | Fuel Substitution | -0.033125 | -0.068842 | -0.13675 | -0.19486 | -0.25543 | -0.25543 | -0.25543 | -0.25543 | -0.25543 | -0.25543 | -0.25543 | -0.25543 | -0.25543
Scenario 1: Reference | PG&E | Com | HVAC | Com - Office (Small) | Gas Energy (MMTherm/year) | Energy Efficiency | 0.020639 | 0.042192 | 0.064566 | 0.076457 | 0.18743 | 0.19272 | 0.19807 | 0.2035 | 0.20899 | 0.21452 | 0.22009 | 0.22571 | 0.23138
Scenario 1: Reference | PG&E | Com | HVAC | Com - Office (Small) | Gas Energy (MMTherm/year) | Fuel Substitution | 0.0058632 | 0.012179 | 0.022556 | 0.031436 | 0.040692 | 0.040692 | 0.040692 | 0.040692 | 0.040692 | 0.040692 | 0.040692 | 0.040692 | 0.040692
Scenario 1: Reference | PG&E | Com | HVAC | Com - Other | Electric Demand (MW) | Energy Efficiency | 1.9104 | 3.2966 | 4.3971 | 5.5278 | 6.6783 | 7.8583 | 8.0188 | 8.7734 | 9.8438 | 10.939 | 12.0571 | 13.1935 | 14.3491
Scenario 1: Reference | PG&E | Com | HVAC | Com - Other | Electric Energy (GWh/year) | Energy Efficiency | 2.8352 | 5.0512 | 6.9507 | 8.915 | 10.9269 | 12.9959 | 13.6317 | 15.0103 | 16.5297 | 18.0977 | 19.7043 | 21.3415 | 23.0116
Scenario 1: Reference | PG&E | Com | HVAC | Com - Other | Electric Energy (GWh/year) | Fuel Substitution | -1.1667 | -2.4288 | -3.778 | -5.2042 | -6.6963 | -6.6963 | -6.6963 | -6.6963 | -6.6963 | -6.6963 | -6.6963 | -6.6963 | -6.6963
Scenario 1: Reference | PG&E | Com | HVAC | Com - Other | Gas Energy (MMTherm/year) | Energy Efficiency | 0.27093 | 0.47038 | 0.6321 | 0.79747 | 0.96493 | 1.1356 | 1.1439 | 1.2307 | 1.3334 | 1.4377 | 1.5438 | 1.6517 | 1.7618
Scenario 1: Reference | PG&E | Com | HVAC | Com - Other | Gas Energy (MMTherm/year) | Fuel Substitution | 0.20207 | 0.42051 | 0.6539 | 0.90056 | 1.1586 | 1.1586 | 1.1586 | 1.1586 | 1.1586 | 1.1586 | 1.1586 | 1.1586 | 1.1586
Scenario 1: Reference | PG&E | Com | HVAC | Com - Restaurant | Electric Demand (MW) | Energy Efficiency | 0.033587 | 0.067848 | 0.10306 | 0.13898 | 0.17545 | 0.2123 | 0.24973 | 0.28752 | 0.32556 | 0.36392 | 0.40254 | 0.40922 | 0.80611
Scenario 1: Reference | PG&E | Com | HVAC | Com - Restaurant | Electric Demand (MW) | Fuel Substitution | 0 | 0 | 0 | 0 | 0 | 2.2326e-06 | 4.5578e-06 | 6.9354e-06 | 9.3427e-06 | 1.1765e-05 | 1.4192e-05 | 1.6379e-05 | 1.8559e-05
Scenario 1: Reference | PG&E | Com | HVAC | Com - Restaurant | Electric Energy (GWh/year) | Energy Efficiency | 0.050394 | 0.10211 | 0.15564 | 0.21065 | 0.2669 | 0.32411 | 0.38227 | 0.44141 | 0.50122 | 0.56176 | 0.62509 | 0.69312 | 1.3777
Scenario 1: Reference | PG&E | Com | HVAC | Com - Restaurant | Electric Energy (GWh/year) | Fuel Substitution | -0.04568 | -0.09502 | -0.14765 | -0.20315 | -0.26106 | -0.26104 | -0.26102 | -0.261 | -0.26098 | -0.26096 | -0.26094 | -0.26093 | -0.26091
Scenario 1: Reference | PG&E | Com | HVAC | Com - Restaurant | Gas Energy (MMTherm/year) | Energy Efficiency | 0.10682 | 0.22334 | 0.3491 | 0.48316 | 0.62446 | 0.77194 | 0.92474 | 1.0819 | 1.2427 | 1.4064 | 1.5727 | 1.7077 | 2.1278
Scenario 1: Reference | PG&E | Com | HVAC | Com - Restaurant | Gas Energy (MMTherm/year) | Fuel Substitution | 0.0098712 | 0.020517 | 0.031863 | 0.043825 | 0.056312 | 0.056312 | 0.056312 | 0.056312 | 0.056312 | 0.056312 | 0.056312 | 0.056312 | 0.056312
Scenario 1: Reference | PG&E | Com | HVAC | Com - Retail | Electric Demand (MW) | Energy Efficiency | 0.41111 | 0.85325 | 1.3216 | 1.6435 | 3.4217 | 3.9425 | 4.4957 | 5.0688 | 5.5982 | 6.13 | 6.6769 | 7.2365 | 7.8082
Scenario 1: Reference | PG&E | Com | HVAC | Com - Retail | Electric Demand (MW) | Fuel Substitution | 0 | 0 | 0 | 0 | 0 | 0.0075342 | 0.015436 | 0.023567 | 0.023567 | 0.023567 | 0.023567 | 0.023567 | 0.023567
Scenario 1: Reference | PG&E | Com | HVAC | Com - Retail | Electric Energy (GWh/year) | Energy Efficiency | 0.97591 | 2.0238 | 2.9906 | 3.7579 | 7.186 | 8.3491 | 9.5587 | 10.8229 | 11.8363 | 12.9045 | 14.0842 | 15.2943 | 16.5321
Scenario 1: Reference | PG&E | Com | HVAC | Com - Retail | Electric Energy (GWh/year) | Fuel Substitution | -0.12761 | -0.26555 | -0.41277 | -0.55369 | -0.70083 | -0.67734 | -0.65268 | -0.6273 | -0.6273 | -0.6273 | -0.6273 | -0.6273 | -0.6273
Scenario 1: Reference | PG&E | Com | HVAC | Com - Retail | Gas Energy (MMTherm/year) | Energy Efficiency | 0.027046 | 0.056077 | 0.087049 | 0.10691 | 0.23396 | 0.26132 | 0.29089 | 0.32151 | 0.35296 | 0.38526 | 0.41837 | 0.45222 | 0.48676
Scenario 1: Reference | PG&E | Com | HVAC | Com - Retail | Gas Energy (MMTherm/year) | Fuel Substitution | 0.029439 | 0.061206 | 0.095081 | 0.12749 | 0.16135 | 0.16135 | 0.16135 | 0.16135 | 0.16135 | 0.16135 | 0.16135 | 0.16135 | 0.16135
Scenario 1: Reference | PG&E | Com | HVAC | Com - School | Electric Demand (MW) | Energy Efficiency | 0.070032 | 0.1484 | 0.23017 | 0.32062 | 0.41599 | 0.50842 | 0.59851 | 0.69198 | 0.75725 | 0.81408 | 0.87183 | 0.9535 | 1.0439
Scenario 1: Reference | PG&E | Com | HVAC | Com - School | Electric Energy (GWh/year) | Energy Efficiency | 0.41789 | 0.86926 | 1.332 | 1.8535 | 2.4053 | 2.9505 | 3.4821 | 4.0358 | 4.473 | 4.8788 | 5.2894 | 5.7573 | 6.2472
Scenario 1: Reference | PG&E | Com | HVAC | Com - School | Electric Energy (GWh/year) | Fuel Substitution | -0.15062 | -0.3107 | -0.47875 | -0.65296 | -0.83194 | -0.83194 | -0.83194 | -0.83194 | -0.83194 | -0.83194 | -0.83194 | -0.83194 | -0.83194
Scenario 1: Reference | PG&E | Com | HVAC | Com - School | Gas Energy (MMTherm/year) | Energy Efficiency | 0.050721 | 0.10399 | 0.15891 | 0.21675 | 0.27596 | 0.32008 | 0.36464 | 0.41069 | 0.45133 | 0.49056 | 0.5299 | 0.57214 | 0.61541
Scenario 1: Reference | PG&E | Com | HVAC | Com - School | Gas Energy (MMTherm/year) | Fuel Substitution | 0.02415 | 0.049804 | 0.076729 | 0.10557 | 0.13522 | 0.13522 | 0.13522 | 0.13522 | 0.13522 | 0.13522 | 0.13522 | 0.13522 | 0.13522
Scenario 1: Reference | PG&E | Com | HVAC | Com - Warehouse | Electric Demand (MW) | Energy Efficiency | 0.02771 | 0.057869 | 0.09038 | 0.12512 | 0.16192 | 0.20072 | 0.24121 | 0.28327 | 0.31059 | 0.335 | 0.36004 | 0.38564 | 0.41176
Scenario 1: Reference | PG&E | Com | HVAC | Com - Warehouse | Electric Energy (GWh/year) | Energy Efficiency | 0.10729 | 0.22398 | 0.34974 | 0.48409 | 0.62638 | 0.7765 | 0.93307 | 1.0957 | 1.2038 | 1.2914 | 1.3812 | 1.4788 | 1.5783
Scenario 1: Reference | PG&E | Com | HVAC | Com - Warehouse | Electric Energy (GWh/year) | Fuel Substitution | -0.10402 | -0.21685 | -0.33779 | -0.466 | -0.60053 | -0.60053 | -0.60053 | -0.60053 | -0.60053 | -0.60053 | -0.60053 | -0.60053 | -0.60053
Scenario 1: Reference | PG&E | Com | HVAC | Com - Warehouse | Gas Energy (MMTherm/year) | Energy Efficiency | 0.0028473 | 0.0059462 | 0.0092865 | 0.012855 | 0.016632 | 0.020617 | 0.02477 | 0.02908 | 0.032258 | 0.034854 | 0.037519 | 0.040475 | 0.043492
Scenario 1: Reference | PG&E | Com | HVAC | Com - Warehouse | Gas Energy (MMTherm/year) | Fuel Substitution | 0.016135 | 0.033628 | 0.052371 | 0.072237 | 0.093083 | 0.093083 | 0.093083 | 0.093083 | 0.093083 | 0.093083 | 0.093083 | 0.093083 | 0.093083
Scenario 1: Reference | PG&E | Com | Lighting | Com - Grocery | Electric Demand (MW) | Energy Efficiency | 0.021952 | 0.044689 | 0.068156 | 0.092278 | 0.11695 | 0.14217 | 0.16784 | 0.19388 | 0.22025 | 0.24694 | 0.27393 | 0.30122 | 0.32881
Scenario 1: Reference | PG&E | Com | Lighting | Com - Grocery | Electric Energy (GWh/year) | Energy Efficiency | 0.12554 | 0.25556 | 0.38975 | 0.52769 | 0.66876 | 0.81297 | 0.95976 | 1.1087 | 1.2595 | 1.412 | 1.5664 | 1.7224 | 1.8802
Scenario 1: Reference | PG&E | Com | Lighting | Com - Grocery | Gas Energy (MMTherm/year) | Energy Efficiency | -0.0017333 | -0.0035284 | -0.005381 | -0.0072854 | -0.0092329 | -0.011224 | -0.01325 | -0.015306 | -0.017387 | -0.019493 | -0.021624 | -0.023777 | -0.025955
Scenario 1: Reference | PG&E | Com | Lighting | Com - Health | Electric Demand (MW) | Energy Efficiency | 0.053579 | 0.10911 | 0.16692 | 0.22618 | 0.28697 | 0.34919 | 0.41256 | 0.47689 | 0.542 | 0.60768 | 0.67369 | 0.74048 | 0.80802
Scenario 1: Reference | PG&E | Com | Lighting | Com - Health | Electric Energy (GWh/year) | Energy Efficiency | 0.31954 | 0.65073 | 0.99548 | 1.3488 | 1.7113 | 2.0823 | 2.4602 | 2.8437 | 3.2319 | 3.6234 | 4.017 | 4.4151 | 4.8177
Scenario 1: Reference | PG&E | Com | Lighting | Com - Health | Gas Energy (MMTherm/year) | Energy Efficiency | -0.0038755 | -0.0078922 | -0.012074 | -0.016359 | -0.020756 | -0.025256 | -0.029839 | -0.034492 | -0.039201 | -0.04395 | -0.048724 | -0.053554 | -0.058438
Scenario 1: Reference | PG&E | Com | Lighting | Com - Office (Large) | Electric Demand (MW) | Energy Efficiency | 0.037152 | 0.076687 | 0.11855 | 0.16242 | 0.20821 | 0.25568 | 0.30478 | 0.35543 | 0.40758 | 0.46126 | 0.51631 | 0.57264 | 0.63019
Scenario 1: Reference | PG&E | Com | Lighting | Com - Office (Large) | Electric Energy (GWh/year) | Energy Efficiency | 0.26626 | 0.54959 | 0.84961 | 1.164 | 1.4922 | 1.8324 | 2.1843 | 2.5472 | 2.921 | 3.3057 | 3.7002 | 4.1039 | 4.5164
Scenario 1: Reference | PG&E | Com | Lighting | Com - Office (Large) | Gas Energy (MMTherm/year) | Energy Efficiency | -0.0012418 | -0.0025633 | -0.0039627 | -0.005429 | -0.0069596 | -0.0085465 | -0.010188 | -0.011881 | -0.013624 | -0.015418 | -0.017258 | -0.019141 | -0.021065
Scenario 1: Reference | PG&E | Com | Lighting | Com - Refrig. Warehouse | Electric Demand (MW) | Energy Efficiency | 0.00029811 | 0.00060799 | 0.00092866 | 0.0012593 | 0.0015993 | 0.0019482 | 0.0023042 | 0.0026667 | 0.0030349 | 0.0034088 | 0.003788 | 0.0041724 | 0.0045619
Scenario 1: Reference | PG&E | Com | Lighting | Com - Refrig. Warehouse | Electric Energy (GWh/year) | Energy Efficiency | 0.0027386 | 0.0055854 | 0.0085315 | 0.01157 | 0.014694 | 0.017899 | 0.021169 | 0.024501 | 0.027884 | 0.03132 | 0.034804 | 0.038337 | 0.041917
Scenario 1: Reference | PG&E | Com | Lighting | Com - Restaurant | Electric Demand (MW) | Energy Efficiency | 0.0044859 | 0.0092555 | 0.014295 | 0.019576 | 0.025074 | 0.038633 | 0.053269 | 0.068066 | 0.083005 | 0.090547 | 0.097403 | 0.10271 | 0.12196
Scenario 1: Reference | PG&E | Com | Lighting | Com - Restaurant | Electric Energy (GWh/year) | Energy Efficiency | 0.026904 | 0.055509 | 0.08573 | 0.1174 | 0.15038 | 0.23165 | 0.31938 | 0.40807 | 0.49761 | 0.54284 | 0.58396 | 0.61577 | 0.73123
Scenario 1: Reference | PG&E | Com | Lighting | Com - Restaurant | Gas Energy (MMTherm/year) | Energy Efficiency | -0.00029156 | -0.00060155 | -0.00092906 | -0.0012723 | -0.0016297 | -0.0025107 | -0.0034617 | -0.0044232 | -0.0053939 | -0.0058841 | -0.0063297 | -0.0066744 | -0.0079256
Scenario 1: Reference | PG&E | Com | Lighting | Com - Retail | Electric Demand (MW) | Energy Efficiency | 0.10724 | 0.21829 | 0.33287 | 0.42501 | 0.68542 | 0.80695 | 0.93145 | 1.0578 | 1.1858 | 1.3153 | 1.4463 | 1.5788 | 1.7128
Scenario 1: Reference | PG&E | Com | Lighting | Com - Retail | Electric Energy (GWh/year) | Energy Efficiency | 0.63849 | 1.2996 | 1.9818 | 2.5304 | 4.0809 | 4.8045 | 5.5457 | 6.2981 | 7.0599 | 7.831 | 8.6111 | 9.4 | 10.1977
Scenario 1: Reference | PG&E | Com | Lighting | Com - Retail | Gas Energy (MMTherm/year) | Energy Efficiency | -0.0039271 | -0.0079934 | -0.012189 | -0.015564 | -0.025102 | -0.029552 | -0.034112 | -0.03874 | -0.043426 | -0.048169 | -0.052968 | -0.057821 | -0.062729
Scenario 1: Reference | PG&E | Com | Lighting | Com - Warehouse | Electric Demand (MW) | Energy Efficiency | 0.00060073 | 0.001241 | 0.0019191 | 0.0026331 | 0.0033802 | 0.0041597 | 0.0049758 | 0.0058285 | 0.0060128 | 0.0060128 | 0.0060128 | 0.0060128 | 0.0060128
Scenario 1: Reference | PG&E | Com | Lighting | Com - Warehouse | Electric Energy (GWh/year) | Energy Efficiency | 0.0048102 | 0.0099373 | 0.015367 | 0.021084 | 0.027066 | 0.033308 | 0.039843 | 0.046671 | 0.048146 | 0.048146 | 0.048146 | 0.048146 | 0.048146
Scenario 1: Reference | PG&E | Com | Lighting | Com - Warehouse | Gas Energy (MMTherm/year) | Energy Efficiency | -3.3855e-05 | -6.994e-05 | -0.00010816 | -0.00014839 | -0.0001905 | -0.00023442 | -0.00028042 | -0.00032847 | -0.00033886 | -0.00033886 | -0.00033886 | -0.00033886 | -0.00033886
Scenario 1: Reference | PG&E | Com | WaterHeat | Com - College | Electric Demand (MW) | Energy Efficiency | 1.8624e-06 | -1.8873e-06 | -2.3032e-05 | 1.5794e-05 | -5.4173e-06 | 2.5138e-05 | 6.3537e-05 | 0.00011168 | 0.00017217 | 0.00024809 | 0.00034327 | 0.00046231 | 0.00061139
Scenario 1: Reference | PG&E | Com | WaterHeat | Com - College | Electric Demand (MW) | Fuel Substitution | 0 | 0 | 0 | 0 | 0 | 0.22287 | 0.50623 | 0.85915 | 1.2883 | 1.8334 | 2.527 | 3.3718 | 4.3703
Scenario 1: Reference | PG&E | Com | WaterHeat | Com - College | Electric Energy (GWh/year) | Energy Efficiency | 1.4571e-05 | -2.4129e-05 | -0.00022545 | 0.00012427 | -8.4113e-05 | 0.00016656 | 0.00048157 | 0.00087651 | 0.0013728 | 0.0019956 | 0.0027765 | 0.003753 | 0.004976
Scenario 1: Reference | PG&E | Com | WaterHeat | Com - College | Electric Energy (GWh/year) | Fuel Substitution | -0.67801 | -1.5147 | -2.5367 | -3.775 | -5.2641 | -3.3616 | -0.94273 | 2.07 | 5.7335 | 10.3871 | 16.3083 | 23.5201 | 32.0443
Scenario 1: Reference | PG&E | Com | WaterHeat | Com - College | Gas Energy (MMTherm/year) | Energy Efficiency | 0.053916 | 0.13517 | 0.20792 | 0.32153 | 0.40007 | 0.44078 | 0.50334 | 0.56873 | 0.63034 | 0.68143 | 0.71368 | 0.72029 | 0.69862
Scenario 1: Reference | PG&E | Com | WaterHeat | Com - College | Gas Energy (MMTherm/year) | Fuel Substitution | 0.076702 | 0.17133 | 0.28694 | 0.42708 | 0.59571 | 0.59571 | 0.59571 | 0.59571 | 0.59571 | 0.59571 | 0.59571 | 0.59571 | 0.59571
Scenario 1: Reference | PG&E | Com | WaterHeat | Com - Grocery | Electric Demand (MW) | Energy Efficiency | 5.7973e-05 | 0.00012772 | 0.0002122 | 0.00031504 | 0.00044067 | 0.00057981 | 0.00075481 | 0.00097483 | 0.0012511 | 0.0015978 | 0.0020332 | 0.0025795 | 0.0032654
Scenario 1: Reference | PG&E | Com | WaterHeat | Com - Grocery | Electric Energy (GWh/year) | Energy Efficiency | 0.00030601 | 0.00067423 | 0.0011202 | 0.0016632 | 0.0023266 | 0.0030616 | 0.0039861 | 0.0051483 | 0.0066074 | 0.0084392 | 0.010739 | 0.013625 | 0.017248
Scenario 1: Reference | PG&E | Com | WaterHeat | Com - Grocery | Electric Energy (GWh/year) | Fuel Substitution | -0.028587 | -0.063407 | -0.10579 | -0.15732 | -0.21982 | -0.21982 | -0.21982 | -0.21982 | -0.21982 | -0.21982 | -0.21982 | -0.21982 | -0.21982
Scenario 1: Reference | PG&E | Com | WaterHeat | Com - Grocery | Gas Energy (MMTherm/year) | Energy Efficiency | 0.032553 | 0.070301 | 0.11406 | 0.16374 | 0.19824 | 0.23239 | 0.26385 | 0.2971 | 0.33057 | 0.36215 | 0.38919 | 0.40875 | 0.41814
Scenario 1: Reference | PG&E | Com | WaterHeat | Com - Grocery | Gas Energy (MMTherm/year) | Fuel Substitution | 0.0038358 | 0.008508 | 0.014195 | 0.02111 | 0.029495 | 0.029495 | 0.029495 | 0.029495 | 0.029495 | 0.029495 | 0.029495 | 0.029495 | 0.029495
Scenario 1: Reference | PG&E | Com | WaterHeat | Com - Health | Electric Demand (MW) | Energy Efficiency | 7.8121e-05 | 0.00015105 | 0.00022123 | 0.000291 | 0.00036599 | 0.00058202 | 0.00085451 | 0.0011978 | 0.0016294 | 0.0021706 | 0.0028476 | 0.0036981 | 0.0047666
Scenario 1: Reference | PG&E | Com | WaterHeat | Com - Health | Electric Demand (MW) | Fuel Substitution | 0 | 0 | 0 | 0 | 0 | 0.58443 | 1.3322 | 2.2691 | 3.4146 | 4.869 | 6.7348 | 9.0224 | 11.7413
Scenario 1: Reference | PG&E | Com | WaterHeat | Com - Health | Electric Energy (GWh/year) | Energy Efficiency | 0.00058673 | 0.0011273 | 0.0016415 | 0.0021496 | 0.0026986 | 0.0045052 | 0.006784 | 0.0096548 | 0.013264 | 0.01779 | 0.023452 | 0.030565 | 0.0395
Scenario 1: Reference | PG&E | Com | WaterHeat | Com - Health | Electric Energy (GWh/year) | Fuel Substitution | -1.7774 | -3.9857 | -6.7007 | -10.0092 | -14.0093 | -8.9324 | -2.4365 | 5.7025 | 15.6536 | 28.2888 | 44.4976 | 64.3719 | 87.9927
Scenario 1: Reference | PG&E | Com | WaterHeat | Com - Health | Gas Energy (MMTherm/year) | Energy Efficiency | 0.12834 | 0.27323 | 0.43801 | 0.62226 | 0.7673 | 0.8405 | 0.91519 | 0.98521 | 1.0509 | 1.0902 | 1.1003 | 1.0777 | 1.0239
Scenario 1: Reference | PG&E | Com | WaterHeat | Com - Health | Gas Energy (MMTherm/year) | Fuel Substitution | 0.20685 | 0.46364 | 0.77932 | 1.1641 | 1.6297 | 1.6297 | 1.6297 | 1.6297 | 1.6297 | 1.6297 | 1.6297 | 1.6297 | 1.6297
Scenario 1: Reference | PG&E | Com | WaterHeat | Com - Lodging | Electric Demand (MW) | Energy Efficiency | 0.01089 | 0.021799 | 0.032436 | 0.032721 | 0.032009 | 0.02969 | 0.026805 | 0.023566 | 0.016316 | 0.010213 | 0.0054181 | 0.0054658 | 0.0058274
Scenario 1: Reference | PG&E | Com | WaterHeat | Com - Lodging | Electric Demand (MW) | Fuel Substitution | 0 | 0 | 0 | 0 | 0 | 0.56847 | 1.2923 | 2.1961 | 3.2985 | 4.7164 | 6.5341 | 8.7615 | 11.4072
Scenario 1: Reference | PG&E | Com | WaterHeat | Com - Lodging | Electric Energy (GWh/year) | Energy Efficiency | 0.039751 | 0.07961 | 0.11863 | 0.12481 | 0.12707 | 0.12007 | 0.11128 | 0.10138 | 0.077884 | 0.058106 | 0.043073 | 0.04353 | 0.046376
Scenario 1: Reference | PG&E | Com | WaterHeat | Com - Lodging | Electric Energy (GWh/year) | Fuel Substitution | -1.8164 | -4.061 | -6.81 | -10.1513 | -14.1846 | -9.3747 | -3.2504 | 4.3969 | 13.7242 | 25.7214 | 41.1019 | 59.9489 | 82.335
Scenario 1: Reference | PG&E | Com | WaterHeat | Com - Lodging | Gas Energy (MMTherm/year) | Energy Efficiency | 0.49195 | 1.0112 | 1.5586 | 2.1229 | 2.6368 | 2.7141 | 2.7755 | 2.8192 | 2.8065 | 2.763 | 2.5898 | 2.5116 | 2.4209
Scenario 1: Reference | PG&E | Com | WaterHeat | Com - Lodging | Gas Energy (MMTherm/year) | Fuel Substitution | 0.20757 | 0.46398 | 0.77805 | 1.16 | 1.6215 | 1.6215 | 1.6215 | 1.6215 | 1.6215 | 1.6215 | 1.6215 | 1.6215 | 1.6215
Scenario 1: Reference | PG&E | Com | WaterHeat | Com - Office (Large) | Electric Demand (MW) | Energy Efficiency | 5.7095e-05 | 0.0001161 | 0.00017773 | 0.00024284 | 0.00031292 | 0.00036418 | 0.0004294 | 0.00051162 | 0.00061488 | 0.0007448 | 0.0009086 | 0.0011152 | 0.0013753
Scenario 1: Reference | PG&E | Com | WaterHeat | Com - Office (Large) | Electric Demand (MW) | Fuel Substitution | 0 | 0 | 0 | 0 | 0 | 0.067481 | 0.15255 | 0.25782 | 0.38518 | 0.5516 | 0.76354 | 1.0216 | 1.3261
Scenario 1: Reference | PG&E | Com | WaterHeat | Com - Office (Large) | Electric Energy (GWh/year) | Energy Efficiency | 0.0011093 | 0.0022496 | 0.0034337 | 0.0046758 | 0.0060031 | 0.0069398 | 0.0081269 | 0.0096256 | 0.011512 | 0.013891 | 0.016887 | 0.020662 | 0.025415
Scenario 1: Reference | PG&E | Com | WaterHeat | Com - Office (Large) | Electric Energy (GWh/year) | Fuel Substitution | -0.38465 | -0.85801 | -1.4345 | -2.1303 | -2.9639 | -1.6811 | -0.06399 | 1.9372 | 4.3585 | 7.5223 | 11.5515 | 16.4575 | 22.2473
Scenario 1: Reference | PG&E | Com | WaterHeat | Com - Office (Large) | Gas Energy (MMTherm/year) | Energy Efficiency | 0.32413 | 0.66613 | 1.0094 | 1.3302 | 1.347 | 1.2305 | 1.0577 | 0.85475 | 0.65125 | 0.49542 | 0.39575 | 0.34702 | 0.33834
Scenario 1: Reference | PG&E | Com | WaterHeat | Com - Office (Large) | Gas Energy (MMTherm/year) | Fuel Substitution | 0.042675 | 0.09519 | 0.15915 | 0.23638 | 0.32893 | 0.32893 | 0.32893 | 0.32893 | 0.32893 | 0.32893 | 0.32893 | 0.32893 | 0.32893
Scenario 1: Reference | PG&E | Com | WaterHeat | Com - Office (Small) | Electric Demand (MW) | Energy Efficiency | -2.2391e-07 | -4.2895e-07 | -5.8976e-07 | -6.0256e-07 | -1.032e-06 | 7.5696e-07 | 3.0544e-06 | 5.9828e-06 | 9.696e-06 | 1.439e-05 | 2.0313e-05 | 2.7776e-05 | 3.7169e-05
Scenario 1: Reference | PG&E | Com | WaterHeat | Com - Office (Small) | Electric Demand (MW) | Fuel Substitution | 0 | 0 | 0 | 0 | 0 | 0.0027259 | 0.0062013 | 0.010543 | 0.015837 | 0.022829 | 0.031744 | 0.042616 | 0.055472
Scenario 1: Reference | PG&E | Com | WaterHeat | Com - Office (Small) | Electric Energy (GWh/year) | Energy Efficiency | -3.153e-05 | -6.2177e-05 | -8.9292e-05 | -9.8084e-05 | -0.00018042 | 1.4933e-05 | 0.0002658 | 0.00058557 | 0.00099103 | 0.0015036 | 0.0021504 | 0.0029652 | 0.0039909
Scenario 1: Reference | PG&E | Com | WaterHeat | Com - Office (Small) | Electric Energy (GWh/year) | Fuel Substitution | -0.10265 | -0.22926 | -0.38372 | -0.54031 | -0.7355 | -0.42587 | -0.031088 | 0.46214 | 1.0635 | 1.8577 | 2.8705 | 4.1055 | 5.566
Scenario 1: Reference | PG&E | Com | WaterHeat | Com - Office (Small) | Gas Energy (MMTherm/year) | Energy Efficiency | 0.06813 | 0.153 | 0.15707 | 0.24383 | 0.28535 | 0.323 | 0.45383 | 0.50933 | 0.54856 | 0.56312 | 0.54768 | 0.50234 | 0.43317
Scenario 1: Reference | PG&E | Com | WaterHeat | Com - Office (Small) | Gas Energy (MMTherm/year) | Fuel Substitution | 0.011309 | 0.025256 | 0.042272 | 0.059526 | 0.081105 | 0.081105 | 0.081105 | 0.081105 | 0.081105 | 0.081105 | 0.081105 | 0.081105 | 0.081105
Scenario 1: Reference | PG&E | Com | WaterHeat | Com - Other | Electric Demand (MW) | Energy Efficiency | -0.00017951 | -0.00036588 | -0.00054314 | -0.00068685 | -0.00076221 | 0.00053794 | 0.0021669 | 0.004206 | 0.0067381 | 0.0099109 | 0.013885 | 0.018868 | 0.025102
Scenario 1: Reference | PG&E | Com | WaterHeat | Com - Other | Electric Demand (MW) | Fuel Substitution | 0 | 0 | 0 | 0 | 0 | 2.6561 | 6.0262 | 10.2175 | 15.3071 | 21.747 | 29.9314 | 39.8879 | 51.6408
Scenario 1: Reference | PG&E | Com | WaterHeat | Com - Other | Electric Energy (GWh/year) | Energy Efficiency | -0.0011507 | -0.0023433 | -0.0034736 | -0.004383 | -0.0048452 | 0.003563 | 0.014109 | 0.02732 | 0.043789 | 0.064415 | 0.090241 | 0.12258 | 0.16305
Scenario 1: Reference | PG&E | Com | WaterHeat | Com - Other | Electric Energy (GWh/year) | Fuel Substitution | -6.8676 | -15.3101 | -25.5913 | -38.0129 | -52.9152 | -34.9567 | -12.1707 | 16.1676 | 50.5805 | 94.1242 | 149.4637 | 216.7857 | 296.2547
Scenario 1: Reference | PG&E | Com | WaterHeat | Com - Other | Gas Energy (MMTherm/year) | Energy Efficiency | 0.25327 | 0.55221 | 0.90167 | 1.2839 | 1.5935 | 1.819 | 2.0482 | 2.2843 | 2.4994 | 2.6756 | 2.7843 | 2.8089 | 2.7287
Scenario 1: Reference | PG&E | Com | WaterHeat | Com - Other | Gas Energy (MMTherm/year) | Fuel Substitution | 0.76622 | 1.7079 | 2.8547 | 4.241 | 5.9051 | 5.9051 | 5.9051 | 5.9051 | 5.9051 | 5.9051 | 5.9051 | 5.9051 | 5.9051
Scenario 1: Reference | PG&E | Com | WaterHeat | Com - Refrig. Warehouse | Electric Demand (MW) | Energy Efficiency | 2.5366e-06 | 5.6734e-06 | 9.5893e-06 | 1.4518e-05 | 2.0762e-05 | 2.9938e-05 | 4.1538e-05 | 5.6197e-05 | 7.4688e-05 | 9.8008e-05 | 0.0001274 | 0.00016442 | 0.00021106
Scenario 1: Reference | PG&E | Com | WaterHeat | Com - Refrig. Warehouse | Electric Demand (MW) | Fuel Substitution | 0 | 0 | 0 | 0 | 0 | 0.003893 | 0.0088557 | 0.015063 | 0.022645 | 0.032388 | 0.044887 | 0.060214 | 0.078424
Scenario 1: Reference | PG&E | Com | WaterHeat | Com - Refrig. Warehouse | Electric Energy (GWh/year) | Energy Efficiency | 2.9228e-05 | 6.5345e-05 | 0.00011041 | 0.00016713 | 0.00023899 | 0.00034513 | 0.00047932 | 0.00064888 | 0.00086277 | 0.0011325 | 0.0014725 | 0.0019007 | 0.0024402
Scenario 1: Reference | PG&E | Com | WaterHeat | Com - Refrig. Warehouse | Electric Energy (GWh/year) | Fuel Substitution | -0.017067 | -0.038173 | -0.064048 | -0.095538 | -0.1336 | -0.086875 | -0.027307 | 0.047194 | 0.13821 | 0.25515 | 0.40519 | 0.58916 | 0.80774
Scenario 1: Reference | PG&E | Com | WaterHeat | Com - Refrig. Warehouse | Gas Energy (MMTherm/year) | Energy Efficiency | 0.0071471 | 0.016346 | 0.027657 | 0.041055 | 0.050862 | 0.061665 | 0.074081 | 0.087859 | 0.10241 | 0.11674 | 0.12945 | 0.13892 | 0.14359
Scenario 1: Reference | PG&E | Com | WaterHeat | Com - Refrig. Warehouse | Gas Energy (MMTherm/year) | Fuel Substitution | 0.0020209 | 0.0045192 | 0.0075827 | 0.011314 | 0.015828 | 0.015828 | 0.015828 | 0.015828 | 0.015828 | 0.015828 | 0.015828 | 0.015828 | 0.015828
Scenario 1: Reference | PG&E | Com | WaterHeat | Com - Restaurant | Electric Demand (MW) | Energy Efficiency | -0.00038318 | -0.0008205 | -0.0013131 | -0.0018586 | -0.0024514 | -0.0021361 | -0.0017412 | -0.0012471 | -0.00062919 | 0.00014336 | 0.0011089 | 0.0020905 | 0.0050279
Scenario 1: Reference | PG&E | Com | WaterHeat | Com - Restaurant | Electric Demand (MW) | Fuel Substitution | 0 | 0 | 0 | 0 | 0 | 1.9612 | 4.4401 | 7.5111 | 11.2275 | 15.9228 | 21.8687 | 28.3668 | 36.4777
Scenario 1: Reference | PG&E | Com | WaterHeat | Com - Restaurant | Electric Energy (GWh/year) | Energy Efficiency | -0.0019581 | -0.004193 | -0.0067105 | -0.0094988 | -0.012529 | -0.010913 | -0.0088896 | -0.0063575 | -0.0031913 | 0.00076747 | 0.0057153 | 0.010745 | 0.025797
Scenario 1: Reference | PG&E | Com | WaterHeat | Com - Restaurant | Electric Energy (GWh/year) | Fuel Substitution | -3.0577 | -6.8169 | -11.3866 | -16.8896 | -23.4629 | -12.9987 | 0.22732 | 16.6134 | 36.4431 | 61.4963 | 93.2231 | 127.8969 | 171.1762
Scenario 1: Reference | PG&E | Com | WaterHeat | Com - Restaurant | Gas Energy (MMTherm/year) | Energy Efficiency | 0.070427 | 0.15072 | 0.24187 | 0.34449 | 0.43814 | 0.48467 | 0.51222 | 0.53528 | 0.54995 | 0.5529 | 0.49518 | 0.47325 | 0.45358
Scenario 1: Reference | PG&E | Com | WaterHeat | Com - Restaurant | Gas Energy (MMTherm/year) | Fuel Substitution | 0.3491 | 0.77825 | 1.2999 | 1.9283 | 2.6791 | 2.6791 | 2.6791 | 2.6791 | 2.6791 | 2.6791 | 2.6791 | 2.6791 | 2.6791
Scenario 1: Reference | PG&E | Com | WaterHeat | Com - Retail | Electric Demand (MW) | Energy Efficiency | 0.0036516 | 0.0074114 | 0.007946 | 0.0076565 | 0.0071852 | 0.0098038 | 0.0093564 | 0.0087015 | 0.0058056 | 0.0032204 | 0.0010201 | 0.0013492 | 0.001762
Scenario 1: Reference | PG&E | Com | WaterHeat | Com - Retail | Electric Demand (MW) | Fuel Substitution | 0 | 0 | 0 | 0 | 0 | 0.085647 | 0.1944 | 0.32977 | 0.49429 | 0.70542 | 0.97394 | 1.3007 | 1.6866
Scenario 1: Reference | PG&E | Com | WaterHeat | Com - Retail | Electric Energy (GWh/year) | Energy Efficiency | 0.011582 | 0.023516 | 0.025238 | 0.024361 | 0.022967 | 0.031523 | 0.030431 | 0.028768 | 0.020106 | 0.012563 | 0.0064077 | 0.0084792 | 0.011078
Scenario 1: Reference | PG&E | Com | WaterHeat | Com - Retail | Electric Energy (GWh/year) | Fuel Substitution | -0.17504 | -0.39032 | -0.65206 | -0.94085 | -1.29 | -0.72776 | -0.01387 | 0.87476 | 1.9547 | 3.3407 | 5.1034 | 7.2487 | 9.7819
Scenario 1: Reference | PG&E | Com | WaterHeat | Com - Retail | Gas Energy (MMTherm/year) | Energy Efficiency | 0.12648 | 0.28503 | 0.43661 | 0.64843 | 0.78507 | 0.93372 | 1.1277 | 1.2986 | 1.4482 | 1.5606 | 1.6164 | 1.6052 | 1.5192
Scenario 1: Reference | PG&E | Com | WaterHeat | Com - Retail | Gas Energy (MMTherm/year) | Fuel Substitution | 0.018676 | 0.041645 | 0.06957 | 0.10038 | 0.13764 | 0.13764 | 0.13764 | 0.13764 | 0.13764 | 0.13764 | 0.13764 | 0.13764 | 0.13764
Scenario 1: Reference | PG&E | Com | WaterHeat | Com - School | Electric Demand (MW) | Energy Efficiency | 0.0014295 | 0.0022147 | 0.0026193 | 0.0015336 | 0.0010407 | 0.00088458 | 0.00075178 | 0.00063884 | 0.00039006 | 0.0001785 | -1.4397e-06 | -1.8494e-06 | -2.3624e-06
Scenario 1: Reference | PG&E | Com | WaterHeat | Com - School | Electric Demand (MW) | Fuel Substitution | 0 | 0 | 0 | 0 | 0 | -0.00044006 | -0.00099436 | -0.0016791 | -0.0025058 | -0.0035804 | -0.0049427 | -0.0065963 | -0.0085436
Scenario 1: Reference | PG&E | Com | WaterHeat | Com - School | Electric Energy (GWh/year) | Energy Efficiency | 0.0043171 | 0.0064936 | 0.0073648 | 0.0034191 | 0.0012759 | 0.0016133 | 0.0022419 | 0.0032071 | 0.0040855 | 0.0055148 | 0.0075889 | 0.01092 | 0.015113
Scenario 1: Reference | PG&E | Com | WaterHeat | Com - School | Electric Energy (GWh/year) | Fuel Substitution | -1.15 | -2.5644 | -4.2857 | -6.3621 | -8.8472 | -5.1167 | -0.41756 | 5.3878 | 12.3972 | 21.5075 | 33.0582 | 47.079 | 63.5913
Scenario 1: Reference | PG&E | Com | WaterHeat | Com - School | Gas Energy (MMTherm/year) | Energy Efficiency | 0.17707 | 0.37481 | 0.58812 | 0.80805 | 0.88957 | 0.88723 | 0.84001 | 0.75654 | 0.64874 | 0.53271 | 0.42371 | 0.34313 | 0.2929
Scenario 1: Reference | PG&E | Com | WaterHeat | Com - School | Gas Energy (MMTherm/year) | Fuel Substitution | 0.13034 | 0.29064 | 0.48575 | 0.72115 | 1.003 | 1.003 | 1.003 | 1.003 | 1.003 | 1.003 | 1.003 | 1.003 | 1.003
Scenario 1: Reference | PG&E | Com | WaterHeat | Com - Warehouse | Electric Demand (MW) | Energy Efficiency | 0.002409 | 0.0050439 | 0.0079101 | 0.008592 | 0.0092438 | 0.0098147 | 0.010254 | 0.010515 | 0.0070961 | 0.0035905 | 7.3558e-05 | 9.2638e-05 | 0.00011663
Scenario 1: Reference | PG&E | Com | WaterHeat | Com - Warehouse | Electric Demand (MW) | Fuel Substitution | 0 | 0 | 0 | 0 | 0 | 0.0015517 | 0.0035345 | 0.006018 | 0.0090542 | 0.012989 | 0.018022 | 0.024177 | 0.031477
Scenario 1: Reference | PG&E | Com | WaterHeat | Com - Warehouse | Electric Energy (GWh/year) | Energy Efficiency | 0.0077056 | 0.016136 | 0.02531 | 0.027573 | 0.029758 | 0.031681 | 0.033218 | 0.034226 | 0.023613 | 0.012786 | 0.0019969 | 0.0025107 | 0.0031569
Scenario 1: Reference | PG&E | Com | WaterHeat | Com - Warehouse | Electric Energy (GWh/year) | Fuel Substitution | -0.017961 | -0.040377 | -0.068037 | -0.10186 | -0.14289 | -0.099376 | -0.043776 | 0.025865 | 0.111 | 0.22135 | 0.36248 | 0.53508 | 0.73979
Scenario 1: Reference | PG&E | Com | WaterHeat | Com - Warehouse | Gas Energy (MMTherm/year) | Energy Efficiency | 0.091969 | 0.20607 | 0.34647 | 0.51061 | 0.62527 | 0.75195 | 0.89087 | 1.0339 | 1.1665 | 1.277 | 1.3513 | 1.3797 | 1.3507
Scenario 1: Reference | PG&E | Com | WaterHeat | Com - Warehouse | Gas Energy (MMTherm/year) | Fuel Substitution | 0.0020502 | 0.0046061 | 0.0077586 | 0.011614 | 0.016293 | 0.016293 | 0.016293 | 0.016293 | 0.016293 | 0.016293 | 0.016293 | 0.016293 | 0.016293
Scenario 1: Reference | PG&E | Com | WholeBlg | Com - College | Electric Demand (MW) | Energy Efficiency | 0.046922 | 0.094756 | 0.14341 | 0.193 | 0.24367 | 0.29507 | 0.34798 | 0.40255 | 0.45309 | 0.46818 | 0.48064 | 0.49305 | 0.50644
Scenario 1: Reference | PG&E | Com | WholeBlg | Com - College | Electric Energy (GWh/year) | Energy Efficiency | 0.43532 | 0.87949 | 1.3316 | 1.7929 | 2.2645 | 2.7435 | 3.2371 | 3.7461 | 4.2192 | 4.3697 | 4.4969 | 4.624 | 4.7604
Scenario 1: Reference | PG&E | Com | WholeBlg | Com - College | Gas Energy (MMTherm/year) | Energy Efficiency | 0.0076038 | 0.015153 | 0.02262 | 0.029774 | 0.035912 | 0.035658 | 0.035372 | 0.03507 | 0.034766 | 0.034488 | 0.034249 | 0.034039 | 0.033974
Scenario 1: Reference | PG&E | Com | WholeBlg | Com - Grocery | Electric Demand (MW) | Energy Efficiency | 0.41062 | 0.83225 | 1.2645 | 1.7089 | 2.167 | 2.6358 | 3.1202 | 3.6361 | 4.1214 | 4.2979 | 4.4542 | 4.6124 | 4.7665
Scenario 1: Reference | PG&E | Com | WholeBlg | Com - Grocery | Electric Energy (GWh/year) | Energy Efficiency | 3.7421 | 7.5844 | 11.5236 | 15.5735 | 19.7483 | 24.0225 | 28.4397 | 33.1433 | 37.5676 | 39.1757 | 40.5997 | 42.0418 | 43.4466
Scenario 1: Reference | PG&E | Com | WholeBlg | Com - Grocery | Gas Energy (MMTherm/year) | Energy Efficiency | 0.0062871 | 0.012605 | 0.018937 | 0.02509 | 0.030475 | 0.030553 | 0.030604 | 0.030644 | 0.03068 | 0.030723 | 0.030807 | 0.030921 | 0.03106
Scenario 1: Reference | PG&E | Com | WholeBlg | Com - Health | Electric Demand (MW) | Energy Efficiency | 0.45365 | 0.92124 | 1.4021 | 1.8979 | 2.4104 | 2.9361 | 3.4812 | 4.0519 | 4.59 | 4.79 | 4.967 | 5.1456 | 5.3218
Scenario 1: Reference | PG&E | Com | WholeBlg | Com - Health | Electric Energy (GWh/year) | Energy Efficiency | 4.1342 | 8.3954 | 12.7777 | 17.296 | 21.9661 | 26.7597 | 31.7303 | 36.9332 | 41.8396 | 43.6611 | 45.2746 | 46.9027 | 48.5083
Scenario 1: Reference | PG&E | Com | WholeBlg | Com - Health | Gas Energy (MMTherm/year) | Energy Efficiency | 0.02402 | 0.048441 | 0.073201 | 0.097574 | 0.1193 | 0.12097 | 0.1225 | 0.12397 | 0.12541 | 0.12682 | 0.12838 | 0.13008 | 0.13165
Scenario 1: Reference | PG&E | Com | WholeBlg | Com - Lodging | Electric Demand (MW) | Energy Efficiency | 0.059227 | 0.12012 | 0.18259 | 0.24682 | 0.31306 | 0.38092 | 0.45121 | 0.52367 | 0.59182 | 0.61559 | 0.63647 | 0.65771 | 0.6786
Scenario 1: Reference | PG&E | Com | WholeBlg | Com - Lodging | Electric Energy (GWh/year) | Energy Efficiency | 0.53975 | 1.0947 | 1.6639 | 2.2493 | 2.853 | 3.4717 | 4.1127 | 4.7733 | 5.3946 | 5.6111 | 5.8014 | 5.995 | 6.1855
Scenario 1: Reference | PG&E | Com | WholeBlg | Com - Lodging | Gas Energy (MMTherm/year) | Energy Efficiency | 0.008521 | 0.017052 | 0.025571 | 0.033822 | 0.04101 | 0.040991 | 0.040946 | 0.040898 | 0.040859 | 0.040851 | 0.040914 | 0.041039 | 0.04122
Scenario 1: Reference | PG&E | Com | WholeBlg | Com - Office (Large) | Electric Demand (MW) | Energy Efficiency | 0.64263 | 1.3019 | 1.9764 | 2.6681 | 3.3792 | 4.1054 | 4.8565 | 5.6133 | 6.3205 | 6.5423 | 6.7312 | 6.9228 | 7.1175
Scenario 1: Reference | PG&E | Com | WholeBlg | Com - Office (Large) | Electric Energy (GWh/year) | Energy Efficiency | 5.8564 | 11.8642 | 18.0115 | 24.3146 | 30.795 | 37.4173 | 44.2656 | 51.1665 | 57.6131 | 59.6334 | 61.3552 | 63.1019 | 64.8765
Scenario 1: Reference | PG&E | Com | WholeBlg | Com - Office (Large) | Gas Energy (MMTherm/year) | Energy Efficiency | 0.025769 | 0.05174 | 0.077841 | 0.10328 | 0.12565 | 0.12633 | 0.12693 | 0.12749 | 0.12806 | 0.12887 | 0.12985 | 0.13094 | 0.13202
Scenario 1: Reference | PG&E | Com | WholeBlg | Com - Office (Small) | Electric Demand (MW) | Energy Efficiency | 0.11595 | 0.23502 | 0.35708 | 0.4825 | 0.61174 | 0.74396 | 0.88078 | 1.0263 | 1.1632 | 1.2129 | 1.2568 | 1.3012 | 1.3456
Scenario 1: Reference | PG&E | Com | WholeBlg | Com - Office (Small) | Electric Energy (GWh/year) | Energy Efficiency | 1.0567 | 2.1418 | 3.2541 | 4.3971 | 5.5749 | 6.7805 | 8.028 | 9.3552 | 10.6029 | 11.0557 | 11.4557 | 11.8604 | 12.2649
Scenario 1: Reference | PG&E | Com | WholeBlg | Com - Office (Small) | Gas Energy (MMTherm/year) | Energy Efficiency | 0.00384 | 0.007725 | 0.011646 | 0.015486 | 0.018886 | 0.019067 | 0.019233 | 0.019393 | 0.019553 | 0.01971 | 0.019897 | 0.020108 | 0.020308
Scenario 1: Reference | PG&E | Com | WholeBlg | Com - Other | Electric Demand (MW) | Energy Efficiency | 0.4569 | 0.95091 | 1.4798 | 2.0406 | 2.6398 | 3.2834 | 3.9715 | 4.6783 | 5.3671 | 5.7285 | 6.061 | 6.389 | 6.704
Scenario 1: Reference | PG&E | Com | WholeBlg | Com - Other | Electric Energy (GWh/year) | Energy Efficiency | 4.1638 | 8.6658 | 13.4858 | 18.5962 | 24.0573 | 29.9247 | 36.1987 | 42.6426 | 48.9218 | 52.2153 | 55.2462 | 58.236 | 61.107
Scenario 1: Reference | PG&E | Com | WholeBlg | Com - Other | Gas Energy (MMTherm/year) | Energy Efficiency | 0.044658 | 0.089772 | 0.13523 | 0.17967 | 0.21891 | 0.2206 | 0.22205 | 0.22338 | 0.22466 | 0.22595 | 0.22755 | 0.22943 | 0.23134
Scenario 1: Reference | PG&E | Com | WholeBlg | Com - Refrig. Warehouse | Electric Demand (MW) | Energy Efficiency | 0.061301 | 0.12505 | 0.19126 | 0.26018 | 0.33207 | 0.40638 | 0.48386 | 0.56908 | 0.65083 | 0.68743 | 0.72143 | 0.75606 | 0.78881
Scenario 1: Reference | PG&E | Com | WholeBlg | Com - Refrig. Warehouse | Electric Energy (GWh/year) | Energy Efficiency | 0.55865 | 1.1396 | 1.743 | 2.3711 | 3.0262 | 3.7038 | 4.4102 | 5.1872 | 5.9325 | 6.2659 | 6.5758 | 6.8915 | 7.1901
Scenario 1: Reference | PG&E | Com | WholeBlg | Com - Refrig. Warehouse | Gas Energy (MMTherm/year) | Energy Efficiency | 0.00025113 | 0.00050812 | 0.00077041 | 0.0010305 | 0.0012646 | 0.0012905 | 0.0013151 | 0.0013391 | 0.0013628 | 0.0013861 | 0.0014115 | 0.0014387 | 0.001463
Scenario 1: Reference | PG&E | Com | WholeBlg | Com - Restaurant | Electric Demand (MW) | Energy Efficiency | 0.15489 | 0.31349 | 0.47564 | 0.64178 | 0.81253 | 0.98671 | 1.1662 | 1.3525 | 1.5267 | 1.5848 | 1.635 | 1.6844 | 1.7453
Scenario 1: Reference | PG&E | Com | WholeBlg | Com - Restaurant | Electric Energy (GWh/year) | Energy Efficiency | 1.4185 | 2.8714 | 4.3573 | 5.8803 | 7.446 | 9.0446 | 10.6924 | 12.4032 | 14.0033 | 14.5465 | 15.0178 | 15.4686 | 16.1927
Scenario 1: Reference | PG&E | Com | WholeBlg | Com - Restaurant | Gas Energy (MMTherm/year) | Energy Efficiency | 0.014659 | 0.029528 | 0.044569 | 0.059336 | 0.072442 | 0.073193 | 0.073834 | 0.074408 | 0.074939 | 0.075414 | 0.075982 | 0.076788 | 0.075703
Scenario 1: Reference | PG&E | Com | WholeBlg | Com - Retail | Electric Demand (MW) | Energy Efficiency | 0.23434 | 0.47273 | 0.71474 | 0.96145 | 1.2083 | 1.4629 | 1.7243 | 1.9967 | 2.2485 | 2.3207 | 2.3798 | 2.439 | 2.5018
Scenario 1: Reference | PG&E | Com | WholeBlg | Com - Retail | Electric Energy (GWh/year) | Energy Efficiency | 2.1955 | 4.4346 | 6.7143 | 8.9626 | 12.0298 | 14.4434 | 16.928 | 19.5213 | 21.9345 | 22.7172 | 23.3903 | 24.0732 | 24.7975
Scenario 1: Reference | PG&E | Com | WholeBlg | Com - Retail | Gas Energy (MMTherm/year) | Energy Efficiency | 0.0062528 | 0.012563 | 0.018922 | 0.024588 | 0.035133 | 0.035764 | 0.036432 | 0.037151 | 0.037925 | 0.03878 | 0.039734 | 0.040781 | 0.04192
Scenario 1: Reference | PG&E | Com | WholeBlg | Com - School | Electric Demand (MW) | Energy Efficiency | 0.073245 | 0.14828 | 0.22503 | 0.30368 | 0.3845 | 0.46709 | 0.55259 | 0.64294 | 0.72773 | 0.75738 | 0.78341 | 0.80986 | 0.83707
Scenario 1: Reference | PG&E | Com | WholeBlg | Com - School | Electric Energy (GWh/year) | Energy Efficiency | 0.6675 | 1.3513 | 2.0507 | 2.7675 | 3.5041 | 4.2571 | 5.0367 | 5.8605 | 6.6335 | 6.9035 | 7.1408 | 7.3819 | 7.6299
Scenario 1: Reference | PG&E | Com | WholeBlg | Com - School | Gas Energy (MMTherm/year) | Energy Efficiency | 0.018048 | 0.036005 | 0.053811 | 0.070907 | 0.085596 | 0.0849 | 0.084114 | 0.083281 | 0.082423 | 0.081613 | 0.080885 | 0.08022 | 0.079805
Scenario 1: Reference | PG&E | Com | WholeBlg | Com - Warehouse | Electric Demand (MW) | Energy Efficiency | 0.26706 | 0.54367 | 0.82974 | 1.1262 | 1.4339 | 1.7513 | 2.0819 | 2.4498 | 2.8017 | 2.9568 | 3.1007 | 3.2476 | 3.3899
Scenario 1: Reference | PG&E | Com | WholeBlg | Com - Warehouse | Electric Energy (GWh/year) | Energy Efficiency | 2.46 | 5.0091 | 7.6469 | 10.382 | 13.1858 | 16.0803 | 19.0946 | 22.4484 | 25.6566 | 27.0697 | 28.3817 | 29.7205 | 31.0173
Scenario 1: Reference | PG&E | Com | WholeBlg | Com - Warehouse | Gas Energy (MMTherm/year) | Energy Efficiency | 0.003706 | 0.0074318 | 0.011162 | 0.014772 | 0.018281 | 0.018441 | 0.018586 | 0.018726 | 0.018867 | 0.019021 | 0.019203 | 0.019405 | 0.019596
Scenario 1: Reference | PG&E | Ind | WholeBlg | Ind - All Other Industrial | Electric Demand (MW) | Energy Efficiency | 0.067562 | 0.13554 | 0.20359 | 0.27179 | 0.33995 | 0.35258 | 0.36491 | 0.37733 | 0.38963 | 0.40207 | 0.41438 | 0.42416 | 0.42452
Scenario 1: Reference | PG&E | Ind | WholeBlg | Ind - All Other Industrial | Electric Energy (GWh/year) | Energy Efficiency | 0.49523 | 0.99347 | 1.4923 | 1.9921 | 2.4917 | 2.5973 | 2.7008 | 2.8049 | 2.9082 | 3.0124 | 3.1158 | 3.1978 | 3.2005
Scenario 1: Reference | PG&E | Ind | WholeBlg | Ind - All Other Industrial | Gas Energy (MMTherm/year) | Energy Efficiency | 0.027599 | 0.055261 | 0.082958 | 0.11068 | 0.13841 | 0.15952 | 0.18059 | 0.20163 | 0.22266 | 0.24368 | 0.26473 | 0.28129 | 0.2814
Scenario 1: Reference | PG&E | Ind | WholeBlg | Ind - Chemicals | Electric Demand (MW) | Energy Efficiency | 0.28191 | 0.56798 | 0.85667 | 1.148 | 1.4411 | 1.5041 | 1.5653 | 1.6261 | 1.6858 | 1.7458 | 1.8048 | 1.8532 | 1.862
Scenario 1: Reference | PG&E | Ind | WholeBlg | Ind - Chemicals | Electric Energy (GWh/year) | Energy Efficiency | 2.0664 | 4.1633 | 6.2793 | 8.4146 | 10.5628 | 11.0792 | 11.5823 | 12.0835 | 12.5776 | 13.0731 | 13.5628 | 13.9626 | 14.0297
Scenario 1: Reference | PG&E | Ind | WholeBlg | Ind - Chemicals | Gas Energy (MMTherm/year) | Energy Efficiency | 0.92088 | 1.8463 | 2.7754 | 3.7074 | 4.6419 | 5.3573 | 6.0718 | 6.7853 | 7.4979 | 8.2098 | 8.9212 | 9.4812 | 9.49
Scenario 1: Reference | PG&E | Ind | WholeBlg | Ind - Electronics | Electric Demand (MW) | Energy Efficiency | 0.54716 | 1.0998 | 1.6554 | 2.2142 | 2.7749 | 2.8879 | 2.9989 | 3.1109 | 3.2221 | 3.3347 | 3.4463 | 3.5373 | 3.5518
Scenario 1: Reference | PG&E | Ind | WholeBlg | Ind - Electronics | Electric Energy (GWh/year) | Energy Efficiency | 4.0107 | 8.0615 | 12.1337 | 16.2297 | 20.339 | 21.2731 | 22.1926 | 23.1203 | 24.0431 | 24.9759 | 25.9021 | 26.6554 | 26.7645
Scenario 1: Reference | PG&E | Ind | WholeBlg | Ind - Electronics | Gas Energy (MMTherm/year) | Energy Efficiency | 0.11882 | 0.23788 | 0.35714 | 0.47655 | 0.59608 | 0.68724 | 0.77835 | 0.86943 | 0.96047 | 1.0515 | 1.1425 | 1.214 | 1.2145
Scenario 1: Reference | PG&E | Ind | WholeBlg | Ind - Fabricated Metals | Electric Demand (MW) | Energy Efficiency | 0.10767 | 0.21695 | 0.32728 | 0.43836 | 0.54975 | 0.57283 | 0.59472 | 0.61603 | 0.63671 | 0.65731 | 0.67751 | 0.69354 | 0.69432
Scenario 1: Reference | PG&E | Ind | WholeBlg | Ind - Fabricated Metals | Electric Energy (GWh/year) | Energy Efficiency | 0.78924 | 1.5903 | 2.3989 | 3.2131 | 4.0295 | 4.2195 | 4.4009 | 4.5783 | 4.7512 | 4.9236 | 5.0931 | 5.2276 | 5.234
Scenario 1: Reference | PG&E | Ind | WholeBlg | Ind - Fabricated Metals | Gas Energy (MMTherm/year) | Energy Efficiency | 0.064759 | 0.13026 | 0.19643 | 0.26299 | 0.32979 | 0.38115 | 0.4323 | 0.48322 | 0.53398 | 0.58463 | 0.63519 | 0.67505 | 0.676
Scenario 1: Reference | PG&E | Ind | WholeBlg | Ind - Food | Electric Demand (MW) | Energy Efficiency | 0.65948 | 1.323 | 1.9873 | 2.6528 | 3.3176 | 3.4401 | 3.5593 | 3.6791 | 3.7972 | 3.9163 | 4.0337 | 4.1258 | 4.1251
Scenario 1: Reference | PG&E | Ind | WholeBlg | Ind - Food | Electric Energy (GWh/year) | Energy Efficiency | 4.834 | 9.6975 | 14.5666 | 19.4443 | 24.3172 | 25.342 | 26.3436 | 27.3489 | 28.3429 | 29.3437 | 30.3319 | 31.107 | 31.1024
Scenario 1: Reference | PG&E | Ind | WholeBlg | Ind - Food | Gas Energy (MMTherm/year) | Energy Efficiency | 1.7476 | 3.4976 | 5.2483 | 6.9982 | 8.7461 | 10.0726 | 11.3946 | 12.7121 | 14.0255 | 15.3353 | 16.6415 | 17.6577 | 17.6261
Scenario 1: Reference | PG&E | Ind | WholeBlg | Ind - Industrial Machinery | Electric Demand (MW) | Energy Efficiency | 0.097289 | 0.19607 | 0.29589 | 0.39642 | 0.49718 | 0.51813 | 0.53805 | 0.55747 | 0.57641 | 0.59545 | 0.61426 | 0.62934 | 0.63069
Scenario 1: Reference | PG&E | Ind | WholeBlg | Ind - Industrial Machinery | Electric Energy (GWh/year) | Energy Efficiency | 0.71313 | 1.4372 | 2.1688 | 2.9057 | 3.6442 | 3.8165 | 3.9815 | 4.143 | 4.3012 | 4.4601 | 4.6174 | 4.7433 | 4.7538
Scenario 1: Reference | PG&E | Ind | WholeBlg | Ind - Industrial Machinery | Gas Energy (MMTherm/year) | Energy Efficiency | 0.032913 | 0.066383 | 0.1004 | 0.13474 | 0.16926 | 0.19599 | 0.22266 | 0.24926 | 0.27585 | 0.30247 | 0.32914 | 0.35044 | 0.352
Scenario 1: Reference | PG&E | Ind | WholeBlg | Ind - Lumber & Furniture | Electric Demand (MW) | Energy Efficiency | 0.082926 | 0.16622 | 0.24951 | 0.33289 | 0.41614 | 0.43116 | 0.44583 | 0.4606 | 0.47518 | 0.48986 | 0.50431 | 0.51557 | 0.51519
Scenario 1: Reference | PG&E | Ind | WholeBlg | Ind - Lumber & Furniture | Electric Energy (GWh/year) | Energy Efficiency | 0.60785 | 1.2184 | 1.8289 | 2.44 | 3.0502 | 3.1763 | 3.2998 | 3.4241 | 3.547 | 3.6706 | 3.7925 | 3.8876 | 3.8848
Scenario 1: Reference | PG&E | Ind | WholeBlg | Ind - Lumber & Furniture | Gas Energy (MMTherm/year) | Energy Efficiency | 0.01824 | 0.036527 | 0.054841 | 0.073178 | 0.091529 | 0.10549 | 0.11937 | 0.1332 | 0.14697 | 0.16071 | 0.17441 | 0.18512 | 0.1849
Scenario 1: Reference | PG&E | Ind | WholeBlg | Ind - Paper | Electric Demand (MW) | Energy Efficiency | 0.036398 | 0.072932 | 0.10948 | 0.14611 | 0.18276 | 0.18948 | 0.19612 | 0.2029 | 0.20971 | 0.21674 | 0.22391 | 0.22994 | 0.23107
Scenario 1: Reference | PG&E | Ind | WholeBlg | Ind - Paper | Electric Energy (GWh/year) | Energy Efficiency | 0.2668 | 0.53459 | 0.80245 | 1.071 | 1.3395 | 1.3958 | 1.4515 | 1.5083 | 1.5653 | 1.6238 | 1.6834 | 1.7331 | 1.7415
Scenario 1: Reference | PG&E | Ind | WholeBlg | Ind - Paper | Gas Energy (MMTherm/year) | Energy Efficiency | 0.061175 | 0.12262 | 0.18438 | 0.24647 | 0.30883 | 0.35673 | 0.4047 | 0.45279 | 0.50106 | 0.54957 | 0.5984 | 0.63757 | 0.64052
Scenario 1: Reference | PG&E | Ind | WholeBlg | Ind - Petroleum | Electric Demand (MW) | Energy Efficiency | 0.52269 | 1.0474 | 1.5719 | 2.0967 | 2.6206 | 2.7143 | 2.806 | 2.8984 | 2.9898 | 3.0819 | 3.1726 | 3.243 | 3.24
Scenario 1: Reference | PG&E | Ind | WholeBlg | Ind - Petroleum | Electric Energy (GWh/year) | Energy Efficiency | 3.8313 | 7.6774 | 11.5218 | 15.3685 | 19.2082 | 19.9954 | 20.7685 | 21.5472 | 22.318 | 23.0939 | 23.8588 | 24.454 | 24.4312
Scenario 1: Reference | PG&E | Ind | WholeBlg | Ind - Petroleum | Gas Energy (MMTherm/year) | Energy Efficiency | 2.6217 | 5.2459 | 7.872 | 10.4992 | 13.1257 | 15.1202 | 17.1075 | 19.0866 | 21.0583 | 23.0232 | 24.9811 | 26.5023 | 26.4503
Scenario 1: Reference | PG&E | Ind | WholeBlg | Ind - Plastics | Electric Demand (MW) | Energy Efficiency | 0.10169 | 0.20416 | 0.30694 | 0.4101 | 0.51337 | 0.53322 | 0.55258 | 0.57199 | 0.59111 | 0.61032 | 0.62919 | 0.64413 | 0.64477
Scenario 1: Reference | PG&E | Ind | WholeBlg | Ind - Plastics | Electric Energy (GWh/year) | Energy Efficiency | 0.74539 | 1.4965 | 2.2499 | 3.006 | 3.7629 | 3.9279 | 4.0896 | 4.2516 | 4.4116 | 4.5722 | 4.7304 | 4.8556 | 4.8606
Scenario 1: Reference | PG&E | Ind | WholeBlg | Ind - Plastics | Gas Energy (MMTherm/year) | Energy Efficiency | 0.024031 | 0.049416 | 0.076087 | 0.10395 | 0.13296 | 0.15724 | 0.18202 | 0.20715 | 0.23269 | 0.25866 | 0.28511 | 0.3081 | 0.31701
Scenario 1: Reference | PG&E | Ind | WholeBlg | Ind - Primary Metals | Electric Demand (MW) | Energy Efficiency | 0.057611 | 0.11634 | 0.17592 | 0.23631 | 0.29724 | 0.31135 | 0.32509 | 0.33881 | 0.35236 | 0.36605 | 0.37966 | 0.39111 | 0.39445
Scenario 1: Reference | PG&E | Ind | WholeBlg | Ind - Primary Metals | Electric Energy (GWh/year) | Energy Efficiency | 0.42229 | 0.85277 | 1.2895 | 1.7321 | 2.1787 | 2.2932 | 2.4053 | 2.5172 | 2.6282 | 2.7402 | 2.8518 | 2.9452 | 2.9706
Scenario 1: Reference | PG&E | Ind | WholeBlg | Ind - Primary Metals | Gas Energy (MMTherm/year) | Energy Efficiency | 0.091853 | 0.18399 | 0.27639 | 0.36897 | 0.46166 | 0.5324 | 0.60307 | 0.67366 | 0.74419 | 0.81467 | 0.88508 | 0.94037 | 0.9407
Scenario 1: Reference | PG&E | Ind | WholeBlg | Ind - Printing & Publishing | Electric Demand (MW) | Energy Efficiency | 0.058941 | 0.11812 | 0.17728 | 0.23648 | 0.29557 | 0.30614 | 0.31645 | 0.32684 | 0.3371 | 0.34744 | 0.35764 | 0.36558 | 0.36524
Scenario 1: Reference | PG&E | Ind | WholeBlg | Ind - Printing & Publishing | Electric Energy (GWh/year) | Energy Efficiency | 0.43204 | 0.86581 | 1.2994 | 1.7334 | 2.1665 | 2.2552 | 2.3422 | 2.4298 | 2.5163 | 2.6035 | 2.6896 | 2.7567 | 2.7541
Scenario 1: Reference | PG&E | Ind | WholeBlg | Ind - Printing & Publishing | Gas Energy (MMTherm/year) | Energy Efficiency | 0.019147 | 0.038385 | 0.057702 | 0.077091 | 0.096523 | 0.11137 | 0.12618 | 0.14096 | 0.15574 | 0.17051 | 0.18529 | 0.19695 | 0.19717
Scenario 1: Reference | PG&E | Ind | WholeBlg | Ind - Stone-Glass-Clay | Electric Demand (MW) | Energy Efficiency | 0.18882 | 0.38081 | 0.57466 | 0.77024 | 0.9669 | 1.0093 | 1.05 | 1.0902 | 1.1296 | 1.1691 | 1.2079 | 1.2397 | 1.245
Scenario 1: Reference | PG&E | Ind | WholeBlg | Ind - Stone-Glass-Clay | Electric Energy (GWh/year) | Energy Efficiency | 1.3841 | 2.7913 | 4.2122 | 5.6457 | 7.0871 | 7.4344 | 7.7693 | 8.1015 | 8.428 | 8.7548 | 9.0778 | 9.3411 | 9.3816
Scenario 1: Reference | PG&E | Ind | WholeBlg | Ind - Stone-Glass-Clay | Gas Energy (MMTherm/year) | Energy Efficiency | 0.73384 | 1.4763 | 2.2255 | 2.98 | 3.7392 | 4.326 | 4.913 | 5.5003 | 6.088 | 6.6763 | 7.2655 | 7.7356 | 7.7672
Scenario 1: Reference | PG&E | Ind | WholeBlg | Ind - Textiles | Electric Demand (MW) | Energy Efficiency | 0.0038965 | 0.0078097 | 0.01172 | 0.015619 | 0.019491 | 0.020132 | 0.020731 | 0.021312 | 0.021872 | 0.022433 | 0.022984 | 0.023389 | 0.02325
Scenario 1: Reference | PG&E | Ind | WholeBlg | Ind - Textiles | Electric Energy (GWh/year) | Energy Efficiency | 0.028562 | 0.057244 | 0.085903 | 0.11448 | 0.14287 | 0.14831 | 0.15346 | 0.15847 | 0.16332 | 0.16818 | 0.17296 | 0.17649 | 0.17546
Scenario 1: Reference | PG&E | Ind | WholeBlg | Ind - Textiles | Gas Energy (MMTherm/year) | Energy Efficiency | 0.0023595 | 0.0047167 | 0.0070715 | 0.0094215 | 0.011765 | 0.013536 | 0.015298 | 0.017051 | 0.018795 | 0.020532 | 0.02226 | 0.023596 | 0.023515
Scenario 1: Reference | PG&E | Ind | WholeBlg | Ind - Transportation Equipment | Electric Demand (MW) | Energy Efficiency | 0.095686 | 0.19253 | 0.29062 | 0.38951 | 0.48864 | 0.5093 | 0.52935 | 0.54898 | 0.56836 | 0.58816 | 0.60804 | 0.62436 | 0.62715
Scenario 1: Reference | PG&E | Ind | WholeBlg | Ind - Transportation Equipment | Electric Energy (GWh/year) | Energy Efficiency | 0.70138 | 1.4112 | 2.1302 | 2.855 | 3.5816 | 3.7514 | 3.9171 | 4.0798 | 4.2409 | 4.405 | 4.5699 | 4.7046 | 4.7258
Scenario 1: Reference | PG&E | Ind | WholeBlg | Ind - Transportation Equipment | Gas Energy (MMTherm/year) | Energy Efficiency | 0.067362 | 0.13453 | 0.20151 | 0.2683 | 0.33486 | 0.38508 | 0.43508 | 0.48487 | 0.53444 | 0.5838 | 0.63294 | 0.67083 | 0.66833
Scenario 1: Reference | PG&E | Res | AppPlug | Res - Multi Family | Electric Demand (MW) | Energy Efficiency | 0 | 0 | 0.005634 | 0.011977 | 0.018361 | 0.024776 | 0.031219 | 0.037606 | 0.044008 | 0.050426 | 0.056861 | 0.063319 | 0.069756
Scenario 1: Reference | PG&E | Res | AppPlug | Res - Multi Family | Electric Energy (GWh/year) | Energy Efficiency | 0 | 0 | 0.03537 | 0.075192 | 0.11527 | 0.15554 | 0.19599 | 0.23608 | 0.27628 | 0.31657 | 0.35697 | 0.39751 | 0.43792
Scenario 1: Reference | PG&E | Res | AppPlug | Res - Multi Family | Electric Energy (GWh/year) | Fuel Substitution | -9.3345e-06 | -1.9543e-05 | -3.0649e-05 | -4.2668e-05 | -5.5612e-05 | -5.5612e-05 | -5.5612e-05 | -5.5612e-05 | -5.5612e-05 | -5.5612e-05 | -5.5612e-05 | -5.5612e-05 | -5.5612e-05
Scenario 1: Reference | PG&E | Res | AppPlug | Res - Multi Family | Gas Energy (MMTherm/year) | Energy Efficiency | 0 | 0 | 0.004051 | 0.0086119 | 0.013202 | 0.017814 | 0.022447 | 0.027039 | 0.031643 | 0.036257 | 0.040884 | 0.045528 | 0.050156
Scenario 1: Reference | PG&E | Res | AppPlug | Res - Multi Family | Gas Energy (MMTherm/year) | Fuel Substitution | 1.9007e-06 | 3.9794e-06 | 6.2408e-06 | 8.6881e-06 | 1.1324e-05 | 1.1324e-05 | 1.1324e-05 | 1.1324e-05 | 1.1324e-05 | 1.1324e-05 | 1.1324e-05 | 1.1324e-05 | 1.1324e-05
Scenario 1: Reference | PG&E | Res | AppPlug | Res - Single Family | Electric Demand (MW) | Energy Efficiency | 0 | 0 | 0 | 0 | 0 | 0 | 0 | 0 | 0 | 0 | 0 | 0.014097 | 0.029077
Scenario 1: Reference | PG&E | Res | AppPlug | Res - Single Family | Electric Energy (GWh/year) | Energy Efficiency | 0 | 0 | 0 | 0 | 0 | 0 | 0 | 0 | 0 | 0 | 0 | 0.080899 | 0.16686
Scenario 1: Reference | PG&E | Res | AppPlug | Res - Single Family | Electric Energy (GWh/year) | Fuel Substitution | -5.3844e-05 | -0.00011244 | -0.00017584 | -0.00024411 | -0.00031728 | -0.00031728 | -0.00031728 | -0.00031728 | -0.00031728 | -0.00031728 | -0.00031728 | -0.00031728 | -0.00031728
Scenario 1: Reference | PG&E | Res | AppPlug | Res - Single Family | Gas Energy (MMTherm/year) | Energy Efficiency | 1.6407e-05 | 3.5727e-05 | 5.7619e-05 | 8.1711e-05 | 0.00010779 | 0.00010779 | 0.00010779 | 0.00010779 | 0.00010779 | 0.00010779 | 0.00010779 | 0.012222 | 0.025093
Scenario 1: Reference | PG&E | Res | AppPlug | Res - Single Family | Gas Energy (MMTherm/year) | Fuel Substitution | 1.0982e-05 | 2.2934e-05 | 3.5867e-05 | 4.979e-05 | 6.4716e-05 | 6.4716e-05 | 6.4716e-05 | 6.4716e-05 | 6.4716e-05 | 6.4716e-05 | 6.4716e-05 | 6.4716e-05 | 6.4716e-05
Scenario 1: Reference | PG&E | Res | BROs | Income Qualified - Multi Family IQ | Electric Demand (MW) | Energy Efficiency | 1.623 | 1.6709 | 1.7214 | 1.7831 | 1.8478 | 1.9187 | 1.982 | 2.0541 | 2.1245 | 2.1955 | 2.2587 | 1.8609 | 1.8945
Scenario 1: Reference | PG&E | Res | BROs | Income Qualified - Multi Family IQ | Electric Energy (GWh/year) | Energy Efficiency | 10.6811 | 10.9986 | 11.335 | 11.7479 | 12.1836 | 12.6629 | 13.0969 | 13.5941 | 14.086 | 14.5894 | 15.0493 | 13.6623 | 14.0609
Scenario 1: Reference | PG&E | Res | BROs | Income Qualified - Multi Family IQ | Gas Energy (MMTherm/year) | Energy Efficiency | 0.33747 | 0.3416 | 0.34653 | 0.35218 | 0.35848 | 0.36518 | 0.37096 | 0.37786 | 0.38531 | 0.3932 | 0.40185 | 0.37716 | 0.38512
Scenario 1: Reference | PG&E | Res | BROs | Income Qualified - Single Family IQ | Electric Demand (MW) | Energy Efficiency | 6.1031 | 6.2502 | 6.4032 | 6.6001 | 6.8056 | 7.0298 | 7.2345 | 7.464 | 7.6846 | 7.9 | 8.0855 | 6.766 | 6.8634
Scenario 1: Reference | PG&E | Res | BROs | Income Qualified - Single Family IQ | Electric Energy (GWh/year) | Energy Efficiency | 40.3232 | 41.3154 | 42.3541 | 43.6939 | 45.1022 | 46.649 | 48.0842 | 49.705 | 51.2902 | 52.8685 | 54.2785 | 49.6746 | 50.9392
Scenario 1: Reference | PG&E | Res | BROs | Income Qualified - Single Family IQ | Gas Energy (MMTherm/year) | Energy Efficiency | 1.1712 | 1.1841 | 1.1994 | 1.2169 | 1.2365 | 1.2571 | 1.2757 | 1.2974 | 1.3208 | 1.3447 | 1.371 | 1.2945 | 1.3191
Scenario 1: Reference | PG&E | Res | BROs | Res - Multi Family | Electric Demand (MW) | Energy Efficiency | 14.4651 | 14.8265 | 15.2033 | 15.6855 | 16.1896 | 16.74 | 17.2452 | 17.8118 | 18.3592 | 18.8969 | 19.3653 | 19.9455 | 20.5435
Scenario 1: Reference | PG&E | Res | BROs | Res - Multi Family | Electric Energy (GWh/year) | Energy Efficiency | 95.1952 | 97.5953 | 100.1119 | 103.3436 | 106.7446 | 110.4812 | 113.9553 | 117.88 | 121.7288 | 125.5728 | 129.0254 | 133.3031 | 137.7944
Scenario 1: Reference | PG&E | Res | BROs | Res - Multi Family | Gas Energy (MMTherm/year) | Energy Efficiency | 4.0162 | 4.0618 | 4.1158 | 4.1776 | 4.2467 | 4.3194 | 4.3851 | 4.4616 | 4.5442 | 4.6287 | 4.7217 | 4.8246 | 4.9387
Scenario 1: Reference | PG&E | Res | BROs | Res - Single Family | Electric Demand (MW) | Energy Efficiency | 3.7579 | 3.8667 | 3.9812 | 4.1214 | 4.2681 | 4.4286 | 4.571 | 4.7333 | 4.891 | 5.0499 | 5.1903 | 5.3602 | 5.5342
Scenario 1: Reference | PG&E | Res | BROs | Res - Single Family | Electric Energy (GWh/year) | Energy Efficiency | 24.8286 | 25.5597 | 26.3341 | 27.2841 | 28.2858 | 29.3876 | 30.3811 | 31.5201 | 32.6449 | 33.7953 | 34.8429 | 36.1128 | 37.4389
Scenario 1: Reference | PG&E | Res | BROs | Res - Single Family | Gas Energy (MMTherm/year) | Energy Efficiency | 0.99461 | 1.0065 | 1.0208 | 1.0372 | 1.0555 | 1.075 | 1.0917 | 1.1116 | 1.1332 | 1.1561 | 1.1812 | 1.2088 | 1.2395
Scenario 1: Reference | PG&E | Res | BldgEnv | Res - Single Family | Electric Demand (MW) | Energy Efficiency | 0.015015 | 0.032388 | 0.050605 | 0.068728 | 0.086318 | 0.10319 | 0.11924 | 0.1285 | 0.13712 | 0.13168 | 0.12646 | 0.12146 | 0.11667
Scenario 1: Reference | PG&E | Res | BldgEnv | Res - Single Family | Electric Energy (GWh/year) | Energy Efficiency | -0.0047044 | -0.0092285 | -0.013577 | -0.017755 | -0.021768 | -0.02562 | -0.029314 | -0.02813 | -0.026976 | -0.022625 | -0.018452 | -0.014452 | -0.01062
Scenario 1: Reference | PG&E | Res | BldgEnv | Res - Single Family | Gas Energy (MMTherm/year) | Energy Efficiency | 0.002649 | 0.0057634 | 0.0090507 | 0.01233 | 0.015515 | 0.018572 | 0.02148 | 0.023334 | 0.025067 | 0.024244 | 0.023455 | 0.0227 | 0.021976
Scenario 1: Reference | PG&E | Res | HVAC | Res - Multi Family | Electric Demand (MW) | Energy Efficiency | 0.013924 | 0.029248 | 0.98786 | 1.0055 | 0.082163 | 0.10164 | 0.12192 | 0.14168 | 0.1621 | 0.18316 | 0.20484 | 0.22717 | 0.24961
Scenario 1: Reference | PG&E | Res | HVAC | Res - Multi Family | Electric Demand (MW) | Fuel Substitution | 0 | 0 | 0 | 0 | 0 | 2.3059e-05 | 4.7717e-05 | 7.3845e-05 | 0.00010124 | 0.00013031 | 0.00016092 | 0.0001927 | 0.00022539
Scenario 1: Reference | PG&E | Res | HVAC | Res - Multi Family | Electric Energy (GWh/year) | Energy Efficiency | 0.10847 | 0.22798 | 1.0691 | 1.2069 | 0.64057 | 0.79241 | 0.95054 | 1.104 | 1.2625 | 1.4261 | 1.5945 | 1.7835 | 1.9694
Scenario 1: Reference | PG&E | Res | HVAC | Res - Multi Family | Electric Energy (GWh/year) | Fuel Substitution | -7.5115e-05 | -0.00017715 | -0.00028517 | -0.000399 | -0.00052873 | -0.00035484 | -0.00016887 | 2.8193e-05 | 0.00023485 | 0.00045409 | 0.000685 | 0.00092475 | 0.0011713
Scenario 1: Reference | PG&E | Res | HVAC | Res - Multi Family | Gas Energy (MMTherm/year) | Energy Efficiency | 4.7627e-07 | 1.1117e-06 | 1.7984e-06 | 2.4836e-06 | 3.1932e-06 | 3.1932e-06 | 3.1932e-06 | 3.1932e-06 | 3.1932e-06 | 3.1932e-06 | 3.1932e-06 | 0.0023671 | 0.0041134
Scenario 1: Reference | PG&E | Res | HVAC | Res - Multi Family | Gas Energy (MMTherm/year) | Fuel Substitution | 1.9436e-05 | 4.678e-05 | 7.574e-05 | 0.00010627 | 0.00014072 | 0.00014072 | 0.00014072 | 0.00014072 | 0.00014072 | 0.00014072 | 0.00014072 | 0.00014072 | 0.00014072
Scenario 1: Reference | PG&E | Res | HVAC | Res - Single Family | Electric Demand (MW) | Energy Efficiency | 3.3858 | 6.902 | 18.2724 | 19.8083 | 13.6314 | 14.4418 | 12.9119 | 11.4504 | 9.4355 | 9.4692 | 9.5042 | 9.5405 | 9.5783
Scenario 1: Reference | PG&E | Res | HVAC | Res - Single Family | Electric Demand (MW) | Fuel Substitution | 0 | 0 | 0 | 0 | 0 | 0.00048352 | 0.0010021 | 0.0015555 | 0.0015883 | 0.0016241 | 0.0016622 | 0.0017022 | 0.0017437
Scenario 1: Reference | PG&E | Res | HVAC | Res - Single Family | Electric Energy (GWh/year) | Energy Efficiency | 6.7194 | 13.5201 | 24.0439 | 25.7087 | 23.7311 | 24.5981 | 19.9001 | 15.3367 | 10.4104 | 10.6524 | 10.9015 | 11.2732 | 11.6481
Scenario 1: Reference | PG&E | Res | HVAC | Res - Single Family | Electric Energy (GWh/year) | Fuel Substitution | -0.0076096 | -0.015762 | -0.025013 | -0.034808 | -0.045134 | -0.04301 | -0.040735 | -0.038315 | -0.038161 | -0.037992 | -0.037813 | -0.037625 | -0.03743
Scenario 1: Reference | PG&E | Res | HVAC | Res - Single Family | Gas Energy (MMTherm/year) | Energy Efficiency | 0.0078537 | 0.023621 | 0.045063 | 0.098632 | 0.15444 | 0.14968 | 0.17529 | 0.20015 | 0.22844 | 0.2285 | 0.22857 | 0.24337 | 0.25772
Scenario 1: Reference | PG&E | Res | HVAC | Res - Single Family | Gas Energy (MMTherm/year) | Fuel Substitution | 0.0010861 | 0.0022499 | 0.003588 | 0.0050047 | 0.0064983 | 0.0064983 | 0.0064983 | 0.0064983 | 0.0064983 | 0.0064983 | 0.0064983 | 0.0064983 | 0.0064983
Scenario 1: Reference | PG&E | Res | WaterHeat | Res - Multi Family | Electric Demand (MW) | Energy Efficiency | 0.082252 | 0.17094 | 0.26601 | 0.36668 | 0.47252 | 0.58421 | 0.70089 | 0.81854 | 0.94083 | 1.0678 | 1.1996 | 1.3336 | 1.4701
Scenario 1: Reference | PG&E | Res | WaterHeat | Res - Multi Family | Electric Demand (MW) | Fuel Substitution | 0 | 0 | 0 | 0 | 0 | 0.014581 | 0.031914 | 0.051965 | 0.074495 | 0.099766 | 0.12858 | 0.16084 | 0.1958
Scenario 1: Reference | PG&E | Res | WaterHeat | Res - Multi Family | Electric Energy (GWh/year) | Energy Efficiency | 0.47152 | 0.97968 | 1.5241 | 2.1002 | 2.7055 | 3.3438 | 4.0103 | 4.6818 | 5.3794 | 6.1035 | 6.8546 | 7.6143 | 8.3874
Scenario 1: Reference | PG&E | Res | WaterHeat | Res - Multi Family | Electric Energy (GWh/year) | Fuel Substitution | -2.6944 | -5.6426 | -8.8543 | -12.3376 | -16.0973 | -16.011 | -15.9084 | -15.7897 | -15.6564 | -15.5069 | -15.3365 | -15.1458 | -14.9391
Scenario 1: Reference | PG&E | Res | WaterHeat | Res - Multi Family | Gas Energy (MMTherm/year) | Energy Efficiency | 0.067411 | 0.13678 | 0.20786 | 0.27936 | 0.35043 | 0.38399 | 0.41585 | 0.4442 | 0.47095 | 0.4962 | 0.52016 | 0.50512 | 0.48789
Scenario 1: Reference | PG&E | Res | WaterHeat | Res - Multi Family | Gas Energy (MMTherm/year) | Fuel Substitution | 0.20625 | 0.43201 | 0.67797 | 0.94483 | 1.233 | 1.233 | 1.233 | 1.233 | 1.233 | 1.233 | 1.233 | 1.233 | 1.233
Scenario 1: Reference | PG&E | Res | WaterHeat | Res - Single Family | Electric Demand (MW) | Energy Efficiency | 0.24955 | 0.52092 | 0.80999 | 1.1142 | 1.4322 | 1.7674 | 2.1154 | 2.4761 | 2.8492 | 3.2352 | 3.6341 | 4.044 | 4.4671
Scenario 1: Reference | PG&E | Res | WaterHeat | Res - Single Family | Electric Demand (MW) | Fuel Substitution | 0 | 0 | 0 | 0 | 0 | 0.086116 | 0.18833 | 0.30634 | 0.43873 | 0.58524 | 0.75151 | 0.93764 | 1.1396
Scenario 1: Reference | PG&E | Res | WaterHeat | Res - Single Family | Electric Energy (GWh/year) | Energy Efficiency | 1.6998 | 3.547 | 5.5142 | 7.5841 | 9.7476 | 12.0306 | 14.401 | 16.8567 | 19.3973 | 22.0246 | 24.74 | 27.528 | 30.4048
Scenario 1: Reference | PG&E | Res | WaterHeat | Res - Single Family | Electric Energy (GWh/year) | Fuel Substitution | -0.055877 | -0.1354 | -0.23718 | -0.36145 | -0.50928 | 0.10468 | 0.83339 | 1.6748 | 2.6186 | 3.6631 | 4.8484 | 6.1754 | 7.6153
Scenario 1: Reference | PG&E | Res | WaterHeat | Res - Single Family | Gas Energy (MMTherm/year) | Energy Efficiency | 0.33921 | 0.70775 | 1.0945 | 1.4901 | 1.8888 | 2.0216 | 2.1473 | 2.2659 | 2.3778 | 2.4839 | 2.5849 | 2.5424 | 2.4869
Scenario 1: Reference | PG&E | Res | WaterHeat | Res - Single Family | Gas Energy (MMTherm/year) | Fuel Substitution | 0.0075677 | 0.018338 | 0.032122 | 0.04895 | 0.068969 | 0.068969 | 0.068969 | 0.068969 | 0.068969 | 0.068969 | 0.068969 | 0.068969 | 0.068969
Scenario 1: Reference | PG&E | Res | WholeBlg | Res - Multi Family | Electric Demand (MW) | Energy Efficiency | 0 | 0 | 0.00093991 | 0.0019101 | 0.0028669 | 0.003811 | 0.24775 | 0.48108 | 0.69899 | 0.90338 | 1.0923 | 1.4107 | 1.7066
Scenario 1: Reference | PG&E | Res | WholeBlg | Res - Multi Family | Electric Energy (GWh/year) | Energy Efficiency | 0 | 0 | 0.0090796 | 0.018452 | 0.027694 | 0.036814 | 2.1802 | 4.2303 | 6.145 | 7.9408 | 9.6006 | 12.1555 | 14.5303
Scenario 1: Reference | PG&E | Res | WholeBlg | Res - Multi Family | Gas Energy (MMTherm/year) | Energy Efficiency | 0 | 0 | 6.7456e-05 | 0.00013708 | 0.00020575 | 0.00027351 | 0.018942 | 0.036797 | 0.053474 | 0.069115 | 0.083571 | 0.10739 | 0.12952
Scenario 1: Reference | PG&E | Res | WholeBlg | Res - Single Family | Electric Demand (MW) | Energy Efficiency | 0 | 0 | 0.0076699 | 0.015622 | 0.023392 | 0.030994 | 0.038204 | 0.04496 | 0.051169 | 0.056941 | 0.062215 | 0.067075 | 0.698
Scenario 1: Reference | PG&E | Res | WholeBlg | Res - Single Family | Electric Energy (GWh/year) | Energy Efficiency | 0 | 0 | 0.034337 | 0.069936 | 0.10472 | 0.13876 | 0.17103 | 0.20128 | 0.22908 | 0.25491 | 0.27852 | 0.30028 | 3.6931
Scenario 1: Reference | PG&E | Res | WholeBlg | Res - Single Family | Gas Energy (MMTherm/year) | Energy Efficiency | 0 | 0 | 0.00019799 | 0.00040325 | 0.00060383 | 0.00080007 | 0.00098618 | 0.0011606 | 0.0013209 | 0.0014698 | 0.001606 | 0.0017314 | 0.022618
Scenario 1: Reference | SCE | Ag | WholeBlg | Ag - Dairies, fishing, hunting | Electric Demand (MW) | Energy Efficiency | 0.072711 | 0.14585 | 0.21938 | 0.29326 | 0.36748 | 0.44202 | 0.51685 | 0.59201 | 0.63184 | 0.63472 | 0.6375 | 0.6402 | 0.64284
Scenario 1: Reference | SCE | Ag | WholeBlg | Ag - Dairies, fishing, hunting | Electric Energy (GWh/year) | Energy Efficiency | 0.30975 | 0.62133 | 0.93455 | 1.2493 | 1.5655 | 1.883 | 2.2018 | 2.5219 | 2.6916 | 2.7039 | 2.7157 | 2.7273 | 2.7385
Scenario 1: Reference | SCE | Ag | WholeBlg | Ag - Irrigated Agriculture, vineyards, forestry and greenhouses | Electric Demand (MW) | Energy Efficiency | 0.17501 | 0.35913 | 0.55165 | 0.75215 | 0.96038 | 1.1758 | 1.3981 | 1.6275 | 1.7782 | 1.8426 | 1.9055 | 1.9673 | 2.0284
Scenario 1: Reference | SCE | Ag | WholeBlg | Ag - Irrigated Agriculture, vineyards, forestry and greenhouses | Electric Energy (GWh/year) | Energy Efficiency | 0.74555 | 1.5299 | 2.35 | 3.2041 | 4.0912 | 5.0089 | 5.9559 | 6.9329 | 7.5752 | 7.8494 | 8.1172 | 8.3806 | 8.6408
Scenario 1: Reference | SCE | Ag | WholeBlg | Ag - Water pumping | Electric Demand (MW) | Energy Efficiency | 1.0129 | 2.0249 | 3.0361 | 4.0463 | 5.0555 | 6.0638 | 7.0714 | 8.0784 | 8.588 | 8.581 | 8.5737 | 8.5663 | 8.5584
Scenario 1: Reference | SCE | Ag | WholeBlg | Ag - Water pumping | Electric Energy (GWh/year) | Energy Efficiency | 4.3148 | 8.6261 | 12.9336 | 17.237 | 21.5362 | 25.8317 | 30.124 | 34.4136 | 36.5847 | 36.5547 | 36.5239 | 36.4921 | 36.4585
Scenario 1: Reference | SCE | Com | BROs | Com - Lodging | Electric Energy (GWh/year) | Energy Efficiency | 0.024629 | 0.075049 | 0.12786 | 0.1837 | 0.24339 | 0.3069 | 0.37469 | 0.4464 | 0.52142 | 0.60058 | 0.68322 | 0.76716 | 0.84977
Scenario 1: Reference | SCE | Com | BROs | Com - Other | Electric Energy (GWh/year) | Energy Efficiency | 0.039575 | 0.12025 | 0.20412 | 0.29214 | 0.38552 | 0.48417 | 0.58908 | 0.69953 | 0.81427 | 0.93457 | 1.0593 | 1.1855 | 1.3193
Scenario 1: Reference | SCE | Com | BROs | Com - Retail | Electric Demand (MW) | Energy Efficiency | 0.0073178 | 0.022189 | 0.037579 | 0.053618 | 0.070487 | 0.0882 | 0.10692 | 0.12652 | 0.14672 | 0.16773 | 0.18929 | 0.21088 | 0.23333
Scenario 1: Reference | SCE | Com | BROs | Com - Retail | Electric Energy (GWh/year) | Energy Efficiency | 0.079116 | 0.23989 | 0.40628 | 0.57969 | 0.76207 | 0.95357 | 1.156 | 1.3678 | 1.5863 | 1.8134 | 2.0465 | 2.2799 | 2.5227
Scenario 1: Reference | SCE | Com | BldgEnv | Com - College | Electric Demand (MW) | Energy Efficiency | 0.0014447 | 0.0029746 | 0.004543 | 0.0060953 | 0.0075732 | 0.0089285 | 0.010122 | 0.0097247 | 0.0083085 | 0.0067855 | 0.0052829 | 0.003857 | 0.0025579
Scenario 1: Reference | SCE | Com | BldgEnv | Com - College | Electric Energy (GWh/year) | Energy Efficiency | 0.000493 | 0.0010151 | 0.0015503 | 0.00208 | 0.0025842 | 0.0030464 | 0.0034535 | 0.0033169 | 0.0028322 | 0.002312 | 0.0017987 | 0.0013116 | 0.00086788
Scenario 1: Reference | SCE | Com | BldgEnv | Com - College | Gas Energy (MMTherm/year) | Energy Efficiency | 0.001571 | 0.0032348 | 0.0049403 | 0.0066274 | 0.0082331 | 0.0097044 | 0.010999 | 0.010556 | 0.0090013 | 0.0073394 | 0.0056997 | 0.0041437 | 0.0027262
Scenario 1: Reference | SCE | Com | BldgEnv | Com - Grocery | Electric Demand (MW) | Energy Efficiency | 0.0001349 | 0.00027651 | 0.00042277 | 0.000563 | 0.00071135 | 0.00086678 | 0.0010279 | 0.0011633 | 0.0013061 | 0.0012776 | 0.0012628 | 0.0012488 | 0.0012355
Scenario 1: Reference | SCE | Com | BldgEnv | Com - Grocery | Electric Energy (GWh/year) | Energy Efficiency | 4.4433e-05 | 9.1073e-05 | 0.00013925 | 0.00018544 | 0.0002343 | 0.00028549 | 0.00033858 | 0.00038316 | 0.0004302 | 0.00042081 | 0.00041595 | 0.00041133 | 0.00040695
Scenario 1: Reference | SCE | Com | BldgEnv | Com - Grocery | Gas Energy (MMTherm/year) | Energy Efficiency | 9.3978e-05 | 0.00019263 | 0.00029452 | 0.00039222 | 0.00049557 | 0.00060386 | 0.00071614 | 0.00081046 | 0.00090995 | 0.0008901 | 0.00087983 | 0.00087006 | 0.00086079
Scenario 1: Reference | SCE | Com | BldgEnv | Com - Health | Electric Demand (MW) | Energy Efficiency | 0.0027372 | 0.0051685 | 0.0055853 | 0.0059402 | 0.0062348 | 0.0064715 | 0.0066583 | 0.0041625 | 0.0019817 | 0.0016739 | 0.0014321 | 0.0012569 | 0.0011444
Scenario 1: Reference | SCE | Com | BldgEnv | Com - Health | Electric Energy (GWh/year) | Energy Efficiency | 0.0012638 | 0.0023863 | 0.0025485 | 0.0026893 | 0.0028093 | 0.0029094 | 0.0029923 | 0.0018399 | 0.00083301 | 0.00072114 | 0.00063263 | 0.00056772 | 0.00052503
Scenario 1: Reference | SCE | Com | BldgEnv | Com - Health | Gas Energy (MMTherm/year) | Energy Efficiency | 0.0021648 | 0.0040877 | 0.0042921 | 0.0044771 | 0.004644 | 0.0047929 | 0.0049268 | 0.0029529 | 0.0012281 | 0.0011098 | 0.0010143 | 0.00094188 | 0.0008912
Scenario 1: Reference | SCE | Com | BldgEnv | Com - Lodging | Electric Demand (MW) | Energy Efficiency | 0.00012181 | 0.00026953 | 0.00044828 | 0.0006641 | 0.00092411 | 0.0012365 | 0.0016108 | 0.001937 | 0.0017952 | 0.0016182 | 0.0014043 | 0.0011465 | 0.00083651
Scenario 1: Reference | SCE | Com | BldgEnv | Com - Lodging | Electric Energy (GWh/year) | Energy Efficiency | 7.6281e-05 | 0.00016877 | 0.00028069 | 0.00041581 | 0.00057858 | 0.00077415 | 0.0010084 | 0.0012126 | 0.001124 | 0.0010132 | 0.00087929 | 0.00071793 | 0.00052394
Scenario 1: Reference | SCE | Com | BldgEnv | Com - Lodging | Gas Energy (MMTherm/year) | Energy Efficiency | 4.829e-05 | 0.00010691 | 0.00017789 | 0.00026368 | 0.00036708 | 0.00049141 | 0.00064042 | 0.00077031 | 0.00071267 | 0.00064195 | 0.00055648 | 0.00045341 | 0.00032948
Scenario 1: Reference | SCE | Com | BldgEnv | Com - Office (Large) | Electric Demand (MW) | Energy Efficiency | 0.0032079 | 0.0065191 | 0.0099089 | 0.013375 | 0.016937 | 0.020583 | 0.024278 | 0.027706 | 0.031155 | 0.030873 | 0.030606 | 0.030351 | 0.03011
Scenario 1: Reference | SCE | Com | BldgEnv | Com - Office (Large) | Electric Energy (GWh/year) | Energy Efficiency | 0.0010874 | 0.0022097 | 0.0033587 | 0.0045336 | 0.005741 | 0.0069768 | 0.0082291 | 0.0093913 | 0.01056 | 0.010465 | 0.010374 | 0.010288 | 0.010206
Scenario 1: Reference | SCE | Com | BldgEnv | Com - Office (Large) | Gas Energy (MMTherm/year) | Energy Efficiency | 0.0009075 | 0.0018442 | 0.0028031 | 0.0037837 | 0.0047914 | 0.0058228 | 0.006868 | 0.0078379 | 0.0088137 | 0.0087339 | 0.0086582 | 0.0085862 | 0.0085179
Scenario 1: Reference | SCE | Com | BldgEnv | Com - Office (Small) | Electric Demand (MW) | Energy Efficiency | 0.00013624 | 0.00027853 | 0.00042586 | 0.00056906 | 0.00057991 | 0.002235 | 0.0023793 | 0.0025025 | 0.0026305 | 0.0026086 | 0.0025972 | 0.0025863 | 0.002576
Scenario 1: Reference | SCE | Com | BldgEnv | Com - Office (Small) | Electric Energy (GWh/year) | Energy Efficiency | 4.4876e-05 | 9.1744e-05 | 0.00014027 | 0.00018744 | 0.00019102 | 0.00073618 | 0.0007837 | 0.00082429 | 0.00086645 | 0.00085923 | 0.00085547 | 0.00085189 | 0.0008485
Scenario 1: Reference | SCE | Com | BldgEnv | Com - Office (Small) | Gas Energy (MMTherm/year) | Energy Efficiency | 4.4758e-05 | 9.1501e-05 | 0.0001399 | 0.00018694 | 0.00019051 | 0.00073422 | 0.00078161 | 0.00082209 | 0.00086414 | 0.00085693 | 0.00085318 | 0.00084962 | 0.00084623
Scenario 1: Reference | SCE | Com | BldgEnv | Com - Other | Electric Demand (MW) | Energy Efficiency | 0.0060166 | 0.011503 | 0.016287 | 0.020272 | 0.023445 | 0.025854 | 0.027596 | 0.023847 | 0.02069 | 0.016883 | 0.013943 | 0.011883 | 0.010649
Scenario 1: Reference | SCE | Com | BldgEnv | Com - Other | Electric Energy (GWh/year) | Energy Efficiency | 0.0020539 | 0.0039263 | 0.0055583 | 0.0069174 | 0.0079984 | 0.0088182 | 0.0094101 | 0.0081251 | 0.0070427 | 0.0057421 | 0.0047376 | 0.0040336 | 0.0036122
Scenario 1: Reference | SCE | Com | BldgEnv | Com - Other | Gas Energy (MMTherm/year) | Energy Efficiency | 0.0042384 | 0.0080271 | 0.01123 | 0.013775 | 0.01565 | 0.016896 | 0.017589 | 0.01404 | 0.010958 | 0.0080511 | 0.0058239 | 0.0042861 | 0.0033964
Scenario 1: Reference | SCE | Com | BldgEnv | Com - Refrig. Warehouse | Electric Demand (MW) | Energy Efficiency | 2.3536e-05 | 2.5901e-05 | 2.8364e-05 | 3.0868e-05 | 3.3453e-05 | 3.6143e-05 | 3.8956e-05 | 4.1797e-05 | 4.4757e-05 | 4.4687e-05 | 4.4616e-05 | 4.4544e-05 | 4.447e-05
Scenario 1: Reference | SCE | Com | BldgEnv | Com - Refrig. Warehouse | Electric Energy (GWh/year) | Energy Efficiency | 1.0984e-05 | 1.2087e-05 | 1.3237e-05 | 1.4405e-05 | 1.5611e-05 | 1.6867e-05 | 1.8179e-05 | 1.9505e-05 | 2.0887e-05 | 2.0854e-05 | 2.0821e-05 | 2.0787e-05 | 2.0753e-05
Scenario 1: Reference | SCE | Com | BldgEnv | Com - Refrig. Warehouse | Gas Energy (MMTherm/year) | Energy Efficiency | 1.3285e-05 | 1.462e-05 | 1.601e-05 | 1.7423e-05 | 1.8882e-05 | 2.0401e-05 | 2.1988e-05 | 2.3592e-05 | 2.5263e-05 | 2.5223e-05 | 2.5183e-05 | 2.5143e-05 | 2.5101e-05
Scenario 1: Reference | SCE | Com | BldgEnv | Com - Retail | Electric Demand (MW) | Energy Efficiency | 0.00035586 | 0.00072576 | 0.0011054 | 0.0014954 | 0.0018964 | 0.0023017 | 0.0026843 | 0.0029903 | 0.0032994 | 0.0032241 | 0.0031523 | 0.0030843 | 0.0030221
Scenario 1: Reference | SCE | Com | BldgEnv | Com - Retail | Electric Energy (GWh/year) | Energy Efficiency | 0.00012058 | 0.000246 | 0.00037478 | 0.00050717 | 0.00064334 | 0.00078106 | 0.00091138 | 0.0010165 | 0.0011227 | 0.0010979 | 0.0010743 | 0.0010519 | 0.0010314
Scenario 1: Reference | SCE | Com | BldgEnv | Com - Retail | Gas Energy (MMTherm/year) | Energy Efficiency | 0.00012541 | 0.00025595 | 0.0003901 | 0.0005281 | 0.00067015 | 0.00081394 | 0.00095046 | 0.001062 | 0.0011746 | 0.0011499 | 0.0011263 | 0.0011039 | 0.0010835
Scenario 1: Reference | SCE | Com | BldgEnv | Com - School | Electric Demand (MW) | Energy Efficiency | 0.00018379 | 0.00037493 | 0.00057326 | 0.00077757 | 0.00098623 | 0.0011995 | 0.0014153 | 0.0016137 | 0.0018159 | 0.0017976 | 0.0017801 | 0.0017636 | 0.0017478
Scenario 1: Reference | SCE | Com | BldgEnv | Com - School | Electric Energy (GWh/year) | Energy Efficiency | 6.0536e-05 | 0.00012349 | 0.00018882 | 0.00025612 | 0.00032485 | 0.00039509 | 0.00046619 | 0.00053154 | 0.00059814 | 0.00059209 | 0.00058635 | 0.00058089 | 0.0005757
Scenario 1: Reference | SCE | Com | BldgEnv | Com - School | Gas Energy (MMTherm/year) | Energy Efficiency | 6.0375e-05 | 0.00012317 | 0.00018832 | 0.00025544 | 0.00032398 | 0.00039404 | 0.00046494 | 0.00053012 | 0.00059654 | 0.00059051 | 0.00058478 | 0.00057934 | 0.00057416
Scenario 1: Reference | SCE | Com | BldgEnv | Com - Warehouse | Electric Demand (MW) | Energy Efficiency | 0.0014879 | 0.0031856 | 0.0050878 | 0.0071815 | 0.0094415 | 0.011822 | 0.014267 | 0.015339 | 0.013984 | 0.012216 | 0.010268 | 0.0081684 | 0.0059583
Scenario 1: Reference | SCE | Com | BldgEnv | Com - Warehouse | Electric Energy (GWh/year) | Energy Efficiency | 0.00071957 | 0.0015391 | 0.0024557 | 0.0034639 | 0.0045522 | 0.0056987 | 0.0068767 | 0.0074119 | 0.006815 | 0.0059862 | 0.0050734 | 0.0040897 | 0.0030545
Scenario 1: Reference | SCE | Com | BldgEnv | Com - Warehouse | Gas Energy (MMTherm/year) | Energy Efficiency | 0.00084501 | 0.0018089 | 0.0028885 | 0.0040767 | 0.0053593 | 0.0067102 | 0.0080977 | 0.0087103 | 0.0079526 | 0.006954 | 0.0058537 | 0.0046677 | 0.0034195
Scenario 1: Reference | SCE | Com | ComRefrig | Com - College | Electric Demand (MW) | Energy Efficiency | 0.00015495 | 0.00026139 | 0.00032948 | 0.0003697 | 0.0024028 | 0.0047271 | 0.0071461 | 0.0098585 | 0.012634 | 0.015431 | 0.018671 | 0.022017 | 0.025389
Scenario 1: Reference | SCE | Com | ComRefrig | Com - College | Electric Energy (GWh/year) | Energy Efficiency | 0.0011387 | 0.0019291 | 0.002441 | 0.0027481 | 0.020526 | 0.040859 | 0.061973 | 0.085416 | 0.10937 | 0.13352 | 0.16154 | 0.19048 | 0.21964
Scenario 1: Reference | SCE | Com | ComRefrig | Com - College | Gas Energy (MMTherm/year) | Energy Efficiency | 0 | 0 | 0 | 0 | -0.00027245 | -0.00058532 | -0.00090473 | -0.0012343 | -0.001568 | -0.0019043 | -0.0023152 | -0.0027422 | -0.0031725
Scenario 1: Reference | SCE | Com | ComRefrig | Com - Grocery | Electric Demand (MW) | Energy Efficiency | 0.22182 | 0.35217 | 0.41634 | 0.45121 | 0.47271 | 0.4874 | 0.60361 | 1.1686 | 1.8133 | 2.4635 | 3.1192 | 3.7797 | 4.4449
Scenario 1: Reference | SCE | Com | ComRefrig | Com - Grocery | Electric Energy (GWh/year) | Energy Efficiency | 1.6516 | 2.6411 | 3.1447 | 3.4198 | 3.5826 | 3.6886 | 4.6046 | 9.0442 | 14.1098 | 19.2192 | 24.3718 | 29.5629 | 34.792
Scenario 1: Reference | SCE | Com | ComRefrig | Com - Grocery | Gas Energy (MMTherm/year) | Energy Efficiency | 0 | 0 | 0 | 0 | 0 | 0 | -0.0024951 | -0.01574 | -0.030908 | -0.046228 | -0.061694 | -0.077293 | -0.093021
Scenario 1: Reference | SCE | Com | ComRefrig | Com - Health | Electric Demand (MW) | Energy Efficiency | 0 | 0 | 0 | 0 | 0.013602 | 0.029552 | 0.045766 | 0.062169 | 0.078738 | 0.095412 | 0.11505 | 0.13529 | 0.15578
Scenario 1: Reference | SCE | Com | ComRefrig | Com - Health | Electric Energy (GWh/year) | Energy Efficiency | 0 | 0 | 0 | 0 | 0.11907 | 0.2587 | 0.40063 | 0.54422 | 0.68926 | 0.83523 | 1.0071 | 1.1843 | 1.3636
Scenario 1: Reference | SCE | Com | ComRefrig | Com - Health | Gas Energy (MMTherm/year) | Energy Efficiency | 0 | 0 | 0 | 0 | -0.0018419 | -0.0040017 | -0.0061972 | -0.0084183 | -0.010662 | -0.01292 | -0.015681 | -0.01854 | -0.021433
Scenario 1: Reference | SCE | Com | ComRefrig | Com - Refrig. Warehouse | Electric Demand (MW) | Energy Efficiency | 0.00036575 | 0.00063443 | 0.00081707 | 0.00093226 | 0.0009989 | 0.0010326 | 0.0011671 | 0.0017823 | 0.0024708 | 0.0031663 | 0.0038678 | 0.0045762 | 0.0052909
Scenario 1: Reference | SCE | Com | ComRefrig | Com - Refrig. Warehouse | Electric Energy (GWh/year) | Energy Efficiency | 0.002663 | 0.0046375 | 0.0059938 | 0.0068597 | 0.0073688 | 0.0076332 | 0.0086983 | 0.013534 | 0.018943 | 0.024408 | 0.029921 | 0.035488 | 0.041106
Scenario 1: Reference | SCE | Com | ComRefrig | Com - Refrig. Warehouse | Gas Energy (MMTherm/year) | Energy Efficiency | 0 | 0 | 0 | 0 | 0 | 0 | -2.7188e-06 | -1.7097e-05 | -3.329e-05 | -4.9669e-05 | -6.6215e-05 | -8.294e-05 | -9.9834e-05
Scenario 1: Reference | SCE | Com | ComRefrig | Com - Restaurant | Electric Demand (MW) | Energy Efficiency | 0.0090276 | 0.014347 | 0.016996 | 0.018432 | 0.01934 | 0.01999 | 0.026233 | 0.057505 | 0.093436 | 0.12968 | 0.16621 | 0.203 | 0.24005
Scenario 1: Reference | SCE | Com | ComRefrig | Com - Restaurant | Electric Energy (GWh/year) | Energy Efficiency | 0.067035 | 0.10725 | 0.1279 | 0.13915 | 0.14599 | 0.15067 | 0.19997 | 0.44576 | 0.72813 | 1.0129 | 1.3001 | 1.5893 | 1.8805
Scenario 1: Reference | SCE | Com | ComRefrig | Com - Restaurant | Gas Energy (MMTherm/year) | Energy Efficiency | 0 | 0 | 0 | 0 | 0 | 0 | -0.00013719 | -0.00087359 | -0.0017222 | -0.002579 | -0.0034435 | -0.004315 | -0.0051933
Scenario 1: Reference | SCE | Com | ComRefrig | Com - Retail | Electric Demand (MW) | Energy Efficiency | 0.1073 | 0.17164 | 0.20476 | 0.2217 | 0.23236 | 0.23922 | 0.29325 | 0.55753 | 0.85951 | 1.1636 | 1.4697 | 1.7774 | 2.0866
Scenario 1: Reference | SCE | Com | ComRefrig | Com - Retail | Electric Energy (GWh/year) | Energy Efficiency | 0.79754 | 1.2842 | 1.5419 | 1.6758 | 1.7571 | 1.8067 | 2.2326 | 4.3089 | 6.6814 | 9.0709 | 11.476 | 13.8939 | 16.3238
Scenario 1: Reference | SCE | Com | ComRefrig | Com - Retail | Gas Energy (MMTherm/year) | Energy Efficiency | 0 | 0 | 0 | 0 | 0 | 0 | -0.0011595 | -0.007354 | -0.014458 | -0.021622 | -0.028842 | -0.036107 | -0.043415
Scenario 1: Reference | SCE | Com | ComRefrig | Com - School | Electric Demand (MW) | Energy Efficiency | 4.0575e-05 | 5.9505e-05 | 7.4219e-05 | 8.7998e-05 | 0.0001009 | 0.00011298 | 0.00025988 | 0.001005 | 0.0018741 | 0.0027475 | 0.0036243 | 0.0045051 | 0.0053892
Scenario 1: Reference | SCE | Com | ComRefrig | Com - School | Electric Energy (GWh/year) | Energy Efficiency | 0.00032316 | 0.0004636 | 0.00056946 | 0.00066857 | 0.00076135 | 0.00084821 | 0.0020103 | 0.0078694 | 0.014702 | 0.021569 | 0.028463 | 0.035389 | 0.04234
Scenario 1: Reference | SCE | Com | ComRefrig | Com - School | Gas Energy (MMTherm/year) | Energy Efficiency | 0 | 0 | 0 | 0 | 0 | 0 | -3.302e-06 | -2.0924e-05 | -4.1525e-05 | -6.2243e-05 | -8.3056e-05 | -0.00010398 | -0.00012499
Scenario 1: Reference | SCE | Com | FoodServ | Com - College | Electric Demand (MW) | Energy Efficiency | 0.0033744 | 0.009248 | 0.015761 | 0.022639 | 0.029704 | 0.042371 | 0.056087 | 0.070018 | 0.086502 | 0.10442 | 0.12264 | 0.14078 | 0.15905
Scenario 1: Reference | SCE | Com | FoodServ | Com - College | Electric Demand (MW) | Fuel Substitution | -0.0001952 | -0.00042208 | -0.00068079 | -0.00097147 | -0.0012942 | -0.0016491 | -0.002036 | -0.0024548 | -0.0029054 | -0.0033874 | -0.0039004 | -0.0044439 | -0.0050189
Scenario 1: Reference | SCE | Com | FoodServ | Com - College | Electric Energy (GWh/year) | Energy Efficiency | 0.018656 | 0.051716 | 0.088326 | 0.12689 | 0.16648 | 0.23052 | 0.29936 | 0.36929 | 0.45055 | 0.53823 | 0.62732 | 0.71388 | 0.8011
Scenario 1: Reference | SCE | Com | FoodServ | Com - College | Electric Energy (GWh/year) | Fuel Substitution | -0.002269 | -0.0049155 | -0.0079451 | -0.011364 | -0.015179 | -0.019402 | -0.024056 | -0.029165 | -0.034744 | -0.040813 | -0.047394 | -0.054505 | -0.06217
Scenario 1: Reference | SCE | Com | FoodServ | Com - College | Gas Energy (MMTherm/year) | Energy Efficiency | 0.00030644 | 0.0011497 | 0.002085 | 0.0030508 | 0.0040286 | 0.0050352 | 0.006067 | 0.0071125 | 0.0081688 | 0.0092301 | 0.010299 | 0.011404 | 0.012516
Scenario 1: Reference | SCE | Com | FoodServ | Com - College | Gas Energy (MMTherm/year) | Fuel Substitution | 0.00023485 | 0.00050875 | 0.00082228 | 0.0011761 | 0.0015708 | 0.0020075 | 0.0024887 | 0.0030165 | 0.0035927 | 0.0042189 | 0.0048977 | 0.0056306 | 0.0064205
Scenario 1: Reference | SCE | Com | FoodServ | Com - Grocery | Electric Demand (MW) | Energy Efficiency | 0.017251 | 0.054706 | 0.097071 | 0.14135 | 0.18749 | 0.27854 | 0.37848 | 0.48014 | 0.6025 | 0.73755 | 0.87546 | 1.01 | 1.1456
Scenario 1: Reference | SCE | Com | FoodServ | Com - Grocery | Electric Demand (MW) | Fuel Substitution | -0.0011988 | -0.0025928 | -0.0041823 | -0.0059673 | -0.0079479 | -0.010124 | -0.012494 | -0.015058 | -0.017813 | -0.020757 | -0.023889 | -0.027205 | -0.030717
Scenario 1: Reference | SCE | Com | FoodServ | Com - Grocery | Electric Energy (GWh/year) | Energy Efficiency | 0.10265 | 0.32181 | 0.569 | 0.82683 | 1.095 | 1.5585 | 2.0618 | 2.574 | 3.178 | 3.8389 | 4.5132 | 5.1526 | 5.7977
Scenario 1: Reference | SCE | Com | FoodServ | Com - Grocery | Electric Energy (GWh/year) | Fuel Substitution | -0.023384 | -0.050368 | -0.080965 | -0.11519 | -0.15305 | -0.19464 | -0.24 | -0.28921 | -0.34243 | -0.39983 | -0.46151 | -0.52757 | -0.59839
Scenario 1: Reference | SCE | Com | FoodServ | Com - Grocery | Gas Energy (MMTherm/year) | Energy Efficiency | 0.001363 | 0.0071283 | 0.013693 | 0.020377 | 0.027195 | 0.034121 | 0.041129 | 0.048236 | 0.055425 | 0.062678 | 0.070002 | 0.077384 | 0.084826
Scenario 1: Reference | SCE | Com | FoodServ | Com - Grocery | Gas Energy (MMTherm/year) | Fuel Substitution | 0.0024263 | 0.0052257 | 0.0083993 | 0.011948 | 0.015875 | 0.020185 | 0.024887 | 0.029984 | 0.035496 | 0.041439 | 0.047822 | 0.054658 | 0.061988
Scenario 1: Reference | SCE | Com | FoodServ | Com - Health | Electric Demand (MW) | Energy Efficiency | 0.01002 | 0.025921 | 0.04365 | 0.061923 | 0.080884 | 0.10913 | 0.13945 | 0.17011 | 0.20439 | 0.24054 | 0.27681 | 0.31219 | 0.34819
Scenario 1: Reference | SCE | Com | FoodServ | Com - Health | Electric Demand (MW) | Fuel Substitution | -0.0004772 | -0.0010356 | -0.001676 | -0.0023989 | -0.003205 | -0.0040944 | -0.0050674 | -0.0061237 | -0.0072631 | -0.0084849 | -0.0097881 | -0.011174 | -0.012654
Scenario 1: Reference | SCE | Com | FoodServ | Com - Health | Electric Energy (GWh/year) | Energy Efficiency | 0.054349 | 0.14241 | 0.2406 | 0.34182 | 0.44678 | 0.59232 | 0.74738 | 0.90431 | 1.0773 | 1.2587 | 1.4406 | 1.613 | 1.7884
Scenario 1: Reference | SCE | Com | FoodServ | Com - Health | Electric Energy (GWh/year) | Fuel Substitution | -0.0064476 | -0.013958 | -0.022546 | -0.032227 | -0.043025 | -0.054977 | -0.068119 | -0.082479 | -0.098106 | -0.11506 | -0.13338 | -0.1531 | -0.17437
Scenario 1: Reference | SCE | Com | FoodServ | Com - Health | Gas Energy (MMTherm/year) | Energy Efficiency | 0.0009393 | 0.0028447 | 0.0049724 | 0.0071295 | 0.0093373 | 0.011575 | 0.01386 | 0.01616 | 0.018471 | 0.020765 | 0.023034 | 0.025334 | 0.02768
Scenario 1: Reference | SCE | Com | FoodServ | Com - Health | Gas Energy (MMTherm/year) | Fuel Substitution | 0.00068414 | 0.0014812 | 0.0023926 | 0.00342 | 0.0045658 | 0.0058337 | 0.007227 | 0.0087488 | 0.010404 | 0.012198 | 0.014135 | 0.01622 | 0.018469
Scenario 1: Reference | SCE | Com | FoodServ | Com - Lodging | Electric Demand (MW) | Energy Efficiency | 0.01913 | 0.054457 | 0.094464 | 0.13598 | 0.17894 | 0.23161 | 0.28713 | 0.34369 | 0.40261 | 0.46318 | 0.52455 | 0.57474 | 0.62537
Scenario 1: Reference | SCE | Com | FoodServ | Com - Lodging | Electric Demand (MW) | Fuel Substitution | -0.00049908 | -0.0010799 | -0.0017431 | -0.0024894 | -0.0033194 | -0.0042335 | -0.005232 | -0.0063149 | -0.0074819 | -0.0087325 | -0.010066 | -0.011484 | -0.012992
Scenario 1: Reference | SCE | Com | FoodServ | Com - Lodging | Electric Energy (GWh/year) | Energy Efficiency | 0.13941 | 0.37296 | 0.6338 | 0.90357 | 1.1819 | 1.5042 | 1.8405 | 2.183 | 2.5372 | 2.8998 | 3.267 | 3.5344 | 3.8042
Scenario 1: Reference | SCE | Com | FoodServ | Com - Lodging | Electric Energy (GWh/year) | Fuel Substitution | -0.0063102 | -0.013624 | -0.021951 | -0.031302 | -0.041697 | -0.053158 | -0.065706 | -0.079357 | -0.094158 | -0.11015 | -0.12736 | -0.14584 | -0.16569
Scenario 1: Reference | SCE | Com | FoodServ | Com - Lodging | Gas Energy (MMTherm/year) | Energy Efficiency | 0.00079502 | 0.0034867 | 0.006611 | 0.009789 | 0.013027 | 0.01632 | 0.01966 | 0.023045 | 0.026464 | 0.02991 | 0.033386 | 0.036889 | 0.040418
Scenario 1: Reference | SCE | Com | FoodServ | Com - Lodging | Gas Energy (MMTherm/year) | Fuel Substitution | 0.00065259 | 0.001409 | 0.0022701 | 0.003237 | 0.0043117 | 0.0054964 | 0.0067931 | 0.0082033 | 0.0097318 | 0.011383 | 0.013159 | 0.015067 | 0.017117
Scenario 1: Reference | SCE | Com | FoodServ | Com - Office (Large) | Electric Demand (MW) | Energy Efficiency | 0.002683 | 0.0053689 | 0.0080563 | 0.010748 | 0.01345 | 0.016164 | 0.018886 | 0.021618 | 0.024356 | 0.027099 | 0.02985 | 0.029925 | 0.030004
Scenario 1: Reference | SCE | Com | FoodServ | Com - Office (Large) | Electric Energy (GWh/year) | Energy Efficiency | 0.023533 | 0.047091 | 0.070663 | 0.094273 | 0.11798 | 0.14178 | 0.16565 | 0.18961 | 0.21363 | 0.23769 | 0.26182 | 0.26247 | 0.26317
Scenario 1: Reference | SCE | Com | FoodServ | Com - Office (Small) | Electric Demand (MW) | Energy Efficiency | 0.00069424 | 0.0013936 | 0.0020979 | 0.0028071 | 0.0033227 | 0.005056 | 0.0057715 | 0.0064924 | 0.0072186 | 0.0079498 | 0.0086862 | 0.0087336 | 0.0087812
Scenario 1: Reference | SCE | Com | FoodServ | Com - Office (Small) | Electric Energy (GWh/year) | Energy Efficiency | 0.0060893 | 0.012223 | 0.018401 | 0.024622 | 0.029144 | 0.044347 | 0.050623 | 0.056946 | 0.063315 | 0.069729 | 0.076189 | 0.076604 | 0.077022
Scenario 1: Reference | SCE | Com | FoodServ | Com - Other | Electric Demand (MW) | Energy Efficiency | 0.012287 | 0.11361 | 0.23642 | 0.36608 | 0.5017 | 0.71175 | 0.93955 | 1.1721 | 1.4274 | 1.6979 | 1.9736 | 2.2529 | 2.5357
Scenario 1: Reference | SCE | Com | FoodServ | Com - Other | Electric Demand (MW) | Fuel Substitution | -0.0047649 | -0.010308 | -0.016636 | -0.023754 | -0.031642 | -0.040347 | -0.049856 | -0.06017 | -0.071287 | -0.083205 | -0.095919 | -0.10943 | -0.12375
Scenario 1: Reference | SCE | Com | FoodServ | Com - Other | Electric Energy (GWh/year) | Energy Efficiency | 0.060185 | 0.63616 | 1.3362 | 2.0755 | 2.8489 | 3.9503 | 5.1345 | 6.3442 | 7.6575 | 9.0414 | 10.4517 | 11.88 | 13.3263
Scenario 1: Reference | SCE | Com | FoodServ | Com - Other | Electric Energy (GWh/year) | Fuel Substitution | -0.028626 | -0.061954 | -0.10003 | -0.14292 | -0.19056 | -0.24331 | -0.30116 | -0.36419 | -0.43251 | -0.50622 | -0.58541 | -0.67019 | -0.76074
Scenario 1: Reference | SCE | Com | FoodServ | Com - Other | Gas Energy (MMTherm/year) | Energy Efficiency | 0.0013328 | 0.019658 | 0.041152 | 0.062979 | 0.085117 | 0.10755 | 0.13029 | 0.15331 | 0.17656 | 0.20008 | 0.22385 | 0.24789 | 0.2722
Scenario 1: Reference | SCE | Com | FoodServ | Com - Other | Gas Energy (MMTherm/year) | Fuel Substitution | 0.0027505 | 0.0059529 | 0.0096117 | 0.013733 | 0.018312 | 0.023381 | 0.028941 | 0.035001 | 0.041569 | 0.048657 | 0.056274 | 0.064435 | 0.073159
Scenario 1: Reference | SCE | Com | FoodServ | Com - Restaurant | Electric Demand (MW) | Energy Efficiency | 0.10495 | 0.39641 | 0.73346 | 1.0851 | 1.4503 | 1.9358 | 2.4508 | 2.9747 | 3.5458 | 4.1475 | 4.759 | 5.3357 | 5.9177
Scenario 1: Reference | SCE | Com | FoodServ | Com - Restaurant | Electric Demand (MW) | Fuel Substitution | -0.011233 | -0.024279 | -0.039153 | -0.055869 | -0.074443 | -0.094885 | -0.11721 | -0.14141 | -0.16749 | -0.19544 | -0.22526 | -0.25694 | -0.29051
Scenario 1: Reference | SCE | Com | FoodServ | Com - Restaurant | Electric Energy (GWh/year) | Energy Efficiency | 0.67151 | 2.4223 | 4.4365 | 6.5346 | 8.7102 | 11.4198 | 14.2683 | 17.1669 | 20.2818 | 23.5392 | 26.847 | 29.8303 | 32.8411
Scenario 1: Reference | SCE | Com | FoodServ | Com - Restaurant | Electric Energy (GWh/year) | Fuel Substitution | -0.10929 | -0.23575 | -0.37952 | -0.54071 | -0.71955 | -0.9163 | -1.1312 | -1.3644 | -1.6165 | -1.8881 | -2.1795 | -2.4913 | -2.8248
Scenario 1: Reference | SCE | Com | FoodServ | Com - Restaurant | Gas Energy (MMTherm/year) | Energy Efficiency | 0.0069746 | 0.065636 | 0.13421 | 0.20393 | 0.27483 | 0.34659 | 0.41907 | 0.49234 | 0.56635 | 0.64102 | 0.71638 | 0.79236 | 0.86898
Scenario 1: Reference | SCE | Com | FoodServ | Com - Restaurant | Gas Energy (MMTherm/year) | Fuel Substitution | 0.010969 | 0.023658 | 0.038081 | 0.054249 | 0.072184 | 0.091912 | 0.11346 | 0.13683 | 0.1621 | 0.18932 | 0.21852 | 0.24977 | 0.28322
Scenario 1: Reference | SCE | Com | FoodServ | Com - Retail | Electric Demand (MW) | Energy Efficiency | 0.0065958 | 0.013459 | 0.020514 | 0.027767 | 0.035234 | 0.042859 | 0.050594 | 0.058458 | 0.066406 | 0.074413 | 0.082483 | 0.087957 | 0.093443
Scenario 1: Reference | SCE | Com | FoodServ | Com - Retail | Electric Energy (GWh/year) | Energy Efficiency | 0.042499 | 0.086394 | 0.13131 | 0.17728 | 0.22439 | 0.27238 | 0.32098 | 0.37031 | 0.42015 | 0.47036 | 0.52096 | 0.54873 | 0.57657
Scenario 1: Reference | SCE | Com | FoodServ | Com - Retail | Gas Energy (MMTherm/year) | Energy Efficiency | 0.00043005 | 0.00088658 | 0.0013618 | 0.0018562 | 0.002371 | 0.0029003 | 0.0034391 | 0.0039893 | 0.0045462 | 0.0051071 | 0.0056723 | 0.0062389 | 0.0068071
Scenario 1: Reference | SCE | Com | FoodServ | Com - School | Electric Demand (MW) | Energy Efficiency | 0.016433 | 0.051362 | 0.092034 | 0.13418 | 0.17743 | 0.25169 | 0.33326 | 0.4155 | 0.50086 | 0.5883 | 0.6763 | 0.75946 | 0.84285
Scenario 1: Reference | SCE | Com | FoodServ | Com - School | Electric Demand (MW) | Fuel Substitution | -0.00027441 | -0.00059227 | -0.00095343 | -0.0013577 | -0.0018047 | -0.0022942 | -0.0028257 | -0.0033988 | -0.0040127 | -0.0046668 | -0.0053602 | -0.0060925 | -0.0068693
Scenario 1: Reference | SCE | Com | FoodServ | Com - School | Electric Energy (GWh/year) | Energy Efficiency | 0.10092 | 0.30905 | 0.55032 | 0.80005 | 1.0561 | 1.4472 | 1.8707 | 2.2979 | 2.7394 | 3.1906 | 3.6446 | 4.0547 | 4.4659
Scenario 1: Reference | SCE | Com | FoodServ | Com - School | Electric Energy (GWh/year) | Fuel Substitution | -0.0037337 | -0.0080756 | -0.013031 | -0.018607 | -0.02482 | -0.031706 | -0.039297 | -0.04762 | -0.056715 | -0.066612 | -0.077343 | -0.088942 | -0.10148
Scenario 1: Reference | SCE | Com | FoodServ | Com - School | Gas Energy (MMTherm/year) | Energy Efficiency | 0.0012104 | 0.0038906 | 0.0069512 | 0.010046 | 0.013158 | 0.016288 | 0.019419 | 0.022554 | 0.025694 | 0.028838 | 0.031981 | 0.035129 | 0.038273
Scenario 1: Reference | SCE | Com | FoodServ | Com - School | Gas Energy (MMTherm/year) | Fuel Substitution | 0.00039008 | 0.00084356 | 0.001361 | 0.001943 | 0.0025911 | 0.0033091 | 0.0041 | 0.0049665 | 0.0059126 | 0.0069413 | 0.0080556 | 0.0092592 | 0.01056
Scenario 1: Reference | SCE | Com | HVAC | Com - College | Electric Demand (MW) | Energy Efficiency | 0.031443 | 0.064376 | 0.099451 | 0.13686 | 0.17568 | 0.21689 | 0.26034 | 0.30538 | 0.35183 | 0.39931 | 0.44794 | 0.49948 | 0.55202
Scenario 1: Reference | SCE | Com | HVAC | Com - College | Electric Energy (GWh/year) | Energy Efficiency | 0.073621 | 0.15009 | 0.23029 | 0.31443 | 0.40115 | 0.49176 | 0.58604 | 0.68303 | 0.78244 | 0.8837 | 0.98698 | 1.0947 | 1.2042
Scenario 1: Reference | SCE | Com | HVAC | Com - College | Electric Energy (GWh/year) | Fuel Substitution | 0.0087068 | 0.017668 | 0.026801 | 0.036039 | 0.045335 | 0.045335 | 0.045335 | 0.045335 | 0.045335 | 0.045335 | 0.045335 | 0.045335 | 0.045335
Scenario 1: Reference | SCE | Com | HVAC | Com - College | Gas Energy (MMTherm/year) | Energy Efficiency | 0.0011371 | 0.0023479 | 0.0036757 | 0.0051346 | 0.006668 | 0.0083391 | 0.01014 | 0.01203 | 0.013998 | 0.01602 | 0.018105 | 0.020368 | 0.022685
Scenario 1: Reference | SCE | Com | HVAC | Com - College | Gas Energy (MMTherm/year) | Fuel Substitution | 0.0011356 | 0.0023036 | 0.0034931 | 0.0046958 | 0.0059056 | 0.0059056 | 0.0059056 | 0.0059056 | 0.0059056 | 0.0059056 | 0.0059056 | 0.0059056 | 0.0059056
Scenario 1: Reference | SCE | Com | HVAC | Com - Grocery | Electric Demand (MW) | Energy Efficiency | 0.03656 | 0.088914 | 0.14732 | 0.21082 | 0.27961 | 0.3537 | 0.43307 | 0.5179 | 0.60771 | 0.70276 | 0.80329 | 0.90925 | 1.0207
Scenario 1: Reference | SCE | Com | HVAC | Com - Grocery | Electric Demand (MW) | Fuel Substitution | 0 | 0 | 0 | 0 | 0 | 0.013973 | 0.028052 | 0.042153 | 0.05622 | 0.07022 | 0.084129 | 0.097935 | 0.11163
Scenario 1: Reference | SCE | Com | HVAC | Com - Grocery | Electric Energy (GWh/year) | Energy Efficiency | 0.13414 | 0.33507 | 0.56119 | 0.80793 | 1.0762 | 1.366 | 1.6774 | 2.0109 | 2.3647 | 2.7399 | 3.1374 | 3.5572 | 3.9994
Scenario 1: Reference | SCE | Com | HVAC | Com - Grocery | Electric Energy (GWh/year) | Fuel Substitution | -0.68212 | -1.3776 | -2.0796 | -2.7837 | -3.487 | -3.4086 | -3.3296 | -3.2503 | -3.1712 | -3.0924 | -3.0142 | -2.9365 | -2.8594
Scenario 1: Reference | SCE | Com | HVAC | Com - Grocery | Gas Energy (MMTherm/year) | Energy Efficiency | 0.00048125 | 0.0010774 | 0.0017317 | 0.0024507 | 0.0032378 | 0.0040936 | 0.0050185 | 0.0060153 | 0.0069543 | 0.0079217 | 0.0089497 | 0.010038 | 0.011187
Scenario 1: Reference | SCE | Com | HVAC | Com - Grocery | Gas Energy (MMTherm/year) | Fuel Substitution | 0.11766 | 0.23782 | 0.35928 | 0.48125 | 0.60319 | 0.60319 | 0.60319 | 0.60319 | 0.60319 | 0.60319 | 0.60319 | 0.6032 | 0.6032
Scenario 1: Reference | SCE | Com | HVAC | Com - Health | Electric Demand (MW) | Energy Efficiency | 0.02993 | 0.060906 | 0.11341 | 0.1729 | 0.24021 | 0.31701 | 0.41781 | 0.52278 | 0.56627 | 0.60281 | 0.63972 | 0.67222 | 0.68546
Scenario 1: Reference | SCE | Com | HVAC | Com - Health | Electric Demand (MW) | Fuel Substitution | 0 | 0 | 0 | 0 | 0 | 0.010691 | 0.021572 | 0.032569 | 0.043628 | 0.054711 | 0.065795 | 0.076865 | 0.087904
Scenario 1: Reference | SCE | Com | HVAC | Com - Health | Electric Energy (GWh/year) | Energy Efficiency | 0.19641 | 0.39967 | 0.70128 | 1.0358 | 1.4112 | 1.8479 | 2.4601 | 3.0943 | 3.3656 | 3.6057 | 3.8482 | 4.0561 | 4.1132
Scenario 1: Reference | SCE | Com | HVAC | Com - Health | Electric Energy (GWh/year) | Fuel Substitution | -0.036137 | -0.072628 | -0.10908 | -0.14532 | -0.18126 | -0.11674 | -0.051015 | 0.015444 | 0.082295 | 0.14931 | 0.21633 | 0.28326 | 0.35002
Scenario 1: Reference | SCE | Com | HVAC | Com - Health | Gas Energy (MMTherm/year) | Energy Efficiency | 6.9437e-05 | 0.00014664 | 0.0011147 | 0.0023569 | 0.0039289 | 0.005633 | 0.0072635 | 0.0090483 | 0.0094032 | 0.0094032 | 0.0094032 | 0.0094474 | 0.009773
Scenario 1: Reference | SCE | Com | HVAC | Com - Health | Gas Energy (MMTherm/year) | Fuel Substitution | 0.026161 | 0.053025 | 0.080334 | 0.10791 | 0.13561 | 0.13561 | 0.13561 | 0.13561 | 0.13561 | 0.13561 | 0.13561 | 0.13561 | 0.13561
Scenario 1: Reference | SCE | Com | HVAC | Com - Lodging | Electric Demand (MW) | Energy Efficiency | 0.043718 | 0.091434 | 0.14321 | 0.21894 | 0.30746 | 0.40343 | 0.50637 | 0.61638 | 0.65547 | 0.67098 | 0.68684 | 0.7031 | 0.7198
Scenario 1: Reference | SCE | Com | HVAC | Com - Lodging | Electric Demand (MW) | Fuel Substitution | 0 | 0 | 0 | 0 | 0 | 0.0055748 | 0.011207 | 0.016862 | 0.022509 | 0.028137 | 0.033737 | 0.039301 | 0.044826
Scenario 1: Reference | SCE | Com | HVAC | Com - Lodging | Electric Energy (GWh/year) | Energy Efficiency | 0.19565 | 0.40702 | 0.63417 | 0.96808 | 1.3471 | 1.7529 | 2.1831 | 2.6376 | 2.8234 | 2.9022 | 2.9833 | 3.0669 | 3.1537
Scenario 1: Reference | SCE | Com | HVAC | Com - Lodging | Electric Energy (GWh/year) | Fuel Substitution | -0.08741 | -0.17646 | -0.26626 | -0.35624 | -0.44603 | -0.41838 | -0.39043 | -0.36234 | -0.33432 | -0.30638 | -0.27858 | -0.25096 | -0.22353
Scenario 1: Reference | SCE | Com | HVAC | Com - Lodging | Gas Energy (MMTherm/year) | Energy Efficiency | 0.0014489 | 0.0030714 | 0.0048766 | 0.0072541 | 0.010155 | 0.013385 | 0.016927 | 0.020793 | 0.021669 | 0.02184 | 0.022011 | 0.022178 | 0.022339
Scenario 1: Reference | SCE | Com | HVAC | Com - Lodging | Gas Energy (MMTherm/year) | Fuel Substitution | 0.019152 | 0.038724 | 0.058528 | 0.078427 | 0.098332 | 0.098332 | 0.098332 | 0.098332 | 0.098332 | 0.098332 | 0.098332 | 0.098332 | 0.098332
Scenario 1: Reference | SCE | Com | HVAC | Com - Office (Large) | Electric Demand (MW) | Energy Efficiency | 0.023584 | 0.047695 | 0.072261 | 0.097259 | 0.12271 | 0.14858 | 0.17479 | 0.20132 | 0.22809 | 0.25505 | 0.28221 | 0.30953 | 0.33701
Scenario 1: Reference | SCE | Com | HVAC | Com - Office (Large) | Electric Energy (GWh/year) | Energy Efficiency | 0.057146 | 0.11557 | 0.1751 | 0.23567 | 0.29734 | 0.36002 | 0.42352 | 0.48781 | 0.55268 | 0.618 | 0.68382 | 0.75002 | 0.81661
Scenario 1: Reference | SCE | Com | HVAC | Com - Office (Large) | Electric Energy (GWh/year) | Fuel Substitution | -0.00063862 | -0.0012744 | -0.0019009 | -0.0025143 | -0.0031121 | -0.0031121 | -0.0031121 | -0.0031121 | -0.0031121 | -0.0031121 | -0.0031121 | -0.0031121 | -0.0031121
Scenario 1: Reference | SCE | Com | HVAC | Com - Office (Large) | Gas Energy (MMTherm/year) | Fuel Substitution | 7.9666e-05 | 0.00015904 | 0.00023732 | 0.00031402 | 0.00038881 | 0.00038881 | 0.00038881 | 0.00038881 | 0.00038881 | 0.00038881 | 0.00038881 | 0.00038881 | 0.00038881
Scenario 1: Reference | SCE | Com | HVAC | Com - Office (Small) | Electric Demand (MW) | Energy Efficiency | 0.031248 | 0.064109 | 0.098522 | 0.13443 | 0.14545 | 0.44812 | 0.48548 | 0.5241 | 0.56384 | 0.60457 | 0.64622 | 0.68871 | 0.73196
Scenario 1: Reference | SCE | Com | HVAC | Com - Office (Small) | Electric Energy (GWh/year) | Energy Efficiency | 0.055691 | 0.11405 | 0.17496 | 0.23831 | 0.26192 | 0.73816 | 0.80402 | 0.8719 | 0.94163 | 1.013 | 1.0858 | 1.16 | 1.2355
Scenario 1: Reference | SCE | Com | HVAC | Com - Office (Small) | Electric Energy (GWh/year) | Fuel Substitution | 0.0021548 | 0.0043633 | 0.0066048 | 0.0088627 | 0.011252 | 0.011252 | 0.011252 | 0.011252 | 0.011252 | 0.011252 | 0.011252 | 0.011252 | 0.011252
Scenario 1: Reference | SCE | Com | HVAC | Com - Office (Small) | Gas Energy (MMTherm/year) | Energy Efficiency | 0.0010726 | 0.0022206 | 0.0034423 | 0.0047359 | 0.0047359 | 0.021154 | 0.022506 | 0.023921 | 0.025392 | 0.02691 | 0.028473 | 0.030076 | 0.031714
Scenario 1: Reference | SCE | Com | HVAC | Com - Office (Small) | Gas Energy (MMTherm/year) | Fuel Substitution | 0.0003743 | 0.00075714 | 0.0011448 | 0.0015346 | 0.0019087 | 0.0019087 | 0.0019087 | 0.0019087 | 0.0019087 | 0.0019087 | 0.0019087 | 0.0019087 | 0.0019087
Scenario 1: Reference | SCE | Com | HVAC | Com - Other | Electric Demand (MW) | Energy Efficiency | 0.44122 | 0.92104 | 1.4406 | 1.9987 | 2.5949 | 3.2285 | 3.8937 | 4.5937 | 5.3154 | 6.0694 | 6.8556 | 7.6714 | 8.5175
Scenario 1: Reference | SCE | Com | HVAC | Com - Other | Electric Demand (MW) | Fuel Substitution | 0 | 0 | 0 | 0 | 0 | 4.5099e-05 | 9.0568e-05 | 0.00013615 | 0.00018167 | 0.00022705 | 0.00027222 | 0.00031714 | 0.00036179
Scenario 1: Reference | SCE | Com | HVAC | Com - Other | Electric Energy (GWh/year) | Energy Efficiency | 0.77009 | 1.599 | 2.4866 | 3.4286 | 4.4226 | 5.465 | 6.4317 | 7.4372 | 8.3827 | 9.376 | 10.4196 | 11.5119 | 12.6557
Scenario 1: Reference | SCE | Com | HVAC | Com - Other | Electric Energy (GWh/year) | Fuel Substitution | -0.53073 | -0.9854 | -1.4441 | -1.9037 | -2.3501 | -2.3498 | -2.3495 | -2.3491 | -2.3488 | -2.3484 | -2.3481 | -2.3478 | -2.3474
Scenario 1: Reference | SCE | Com | HVAC | Com - Other | Gas Energy (MMTherm/year) | Energy Efficiency | 0.04755 | 0.098442 | 0.15255 | 0.20949 | 0.26892 | 0.33054 | 0.37942 | 0.42955 | 0.46991 | 0.51293 | 0.55893 | 0.60796 | 0.66032
Scenario 1: Reference | SCE | Com | HVAC | Com - Other | Gas Energy (MMTherm/year) | Fuel Substitution | 0.10873 | 0.22803 | 0.34891 | 0.47053 | 0.59386 | 0.59386 | 0.59386 | 0.59386 | 0.59386 | 0.59386 | 0.59386 | 0.59386 | 0.59386
Scenario 1: Reference | SCE | Com | HVAC | Com - Restaurant | Electric Demand (MW) | Energy Efficiency | 0.032946 | 0.068386 | 0.10635 | 0.14692 | 0.19021 | 0.23555 | 0.28264 | 0.33159 | 0.38216 | 0.43407 | 0.48726 | 0.54143 | 0.59652
Scenario 1: Reference | SCE | Com | HVAC | Com - Restaurant | Electric Demand (MW) | Fuel Substitution | 0 | 0 | 0 | 0 | 0 | 6.237e-06 | 1.2517e-05 | 1.8802e-05 | 2.507e-05 | 3.1307e-05 | 3.7503e-05 | 4.3653e-05 | 4.9755e-05
Scenario 1: Reference | SCE | Com | HVAC | Com - Restaurant | Electric Energy (GWh/year) | Energy Efficiency | 0.034535 | 0.071106 | 0.10971 | 0.15038 | 0.19319 | 0.23765 | 0.28355 | 0.33093 | 0.37965 | 0.42949 | 0.48041 | 0.53221 | 0.58483
Scenario 1: Reference | SCE | Com | HVAC | Com - Restaurant | Electric Energy (GWh/year) | Fuel Substitution | 0.012957 | 0.026243 | 0.039732 | 0.053326 | 0.066953 | 0.067004 | 0.067055 | 0.067106 | 0.067158 | 0.067209 | 0.067259 | 0.067309 | 0.067359
Scenario 1: Reference | SCE | Com | HVAC | Com - Restaurant | Gas Energy (MMTherm/year) | Energy Efficiency | 0.0017012 | 0.0035475 | 0.0055417 | 0.0076886 | 0.0099971 | 0.012427 | 0.014959 | 0.017601 | 0.020339 | 0.023156 | 0.026049 | 0.029 | 0.032005
Scenario 1: Reference | SCE | Com | HVAC | Com - Restaurant | Gas Energy (MMTherm/year) | Fuel Substitution | 0.0013527 | 0.0027387 | 0.0041447 | 0.0055608 | 0.0069797 | 0.0069797 | 0.0069797 | 0.0069797 | 0.0069797 | 0.0069797 | 0.0069797 | 0.0069797 | 0.0069797
Scenario 1: Reference | SCE | Com | HVAC | Com - Retail | Electric Demand (MW) | Energy Efficiency | 0.17953 | 0.377 | 0.63655 | 0.93962 | 1.2728 | 1.6331 | 2.0177 | 2.4301 | 2.6054 | 2.723 | 2.8433 | 2.9657 | 3.0898
Scenario 1: Reference | SCE | Com | HVAC | Com - Retail | Electric Demand (MW) | Fuel Substitution | 0 | 0 | 0 | 0 | 0 | 0.02243 | 0.045257 | 0.068296 | 0.069933 | 0.071568 | 0.073196 | 0.074814 | 0.074833
Scenario 1: Reference | SCE | Com | HVAC | Com - Retail | Electric Energy (GWh/year) | Energy Efficiency | 0.39317 | 0.82563 | 1.4102 | 2.0994 | 2.8575 | 3.6776 | 4.529 | 5.4525 | 5.7295 | 5.841 | 5.9559 | 6.0647 | 6.1762
Scenario 1: Reference | SCE | Com | HVAC | Com - Retail | Electric Energy (GWh/year) | Fuel Substitution | 0.045897 | 0.092979 | 0.1408 | 0.18901 | 0.23725 | 0.32248 | 0.40924 | 0.49682 | 0.50153 | 0.50624 | 0.51093 | 0.51559 | 0.51572
Scenario 1: Reference | SCE | Com | HVAC | Com - Retail | Gas Energy (MMTherm/year) | Energy Efficiency | 0.0045426 | 0.0094096 | 0.015178 | 0.021462 | 0.028111 | 0.035085 | 0.040962 | 0.047117 | 0.048823 | 0.04988 | 0.051064 | 0.052382 | 0.053848
Scenario 1: Reference | SCE | Com | HVAC | Com - Retail | Gas Energy (MMTherm/year) | Fuel Substitution | 0.0030762 | 0.0062299 | 0.009431 | 0.012657 | 0.015883 | 0.015883 | 0.015883 | 0.015883 | 0.015883 | 0.015883 | 0.015883 | 0.015883 | 0.015883
Scenario 1: Reference | SCE | Com | HVAC | Com - School | Electric Demand (MW) | Energy Efficiency | 0.067559 | 0.13855 | 0.21303 | 0.29062 | 0.37804 | 0.46688 | 0.55462 | 0.64353 | 0.73249 | 0.82337 | 0.90847 | 0.9966 | 1.0889
Scenario 1: Reference | SCE | Com | HVAC | Com - School | Electric Energy (GWh/year) | Energy Efficiency | 0.063135 | 0.12928 | 0.19845 | 0.27034 | 0.3878 | 0.49901 | 0.59417 | 0.68572 | 0.76753 | 0.85102 | 0.89249 | 0.94407 | 1.0144
Scenario 1: Reference | SCE | Com | HVAC | Com - School | Electric Energy (GWh/year) | Fuel Substitution | -0.0012178 | -0.0024399 | -0.0036541 | -0.0048527 | -0.00025899 | -0.00025899 | -0.00025899 | -0.00025899 | -0.00025899 | -0.00025899 | -0.00025899 | -0.00025899 | -0.00025899
Scenario 1: Reference | SCE | Com | HVAC | Com - School | Gas Energy (MMTherm/year) | Energy Efficiency | 0.0035232 | 0.0072377 | 0.011147 | 0.01523 | 0.019388 | 0.023712 | 0.028173 | 0.032758 | 0.037476 | 0.042303 | 0.047279 | 0.05234 | 0.057433
Scenario 1: Reference | SCE | Com | HVAC | Com - School | Gas Energy (MMTherm/year) | Fuel Substitution | 0.00098863 | 0.0019855 | 0.0029806 | 0.0039671 | 0.0056649 | 0.0056649 | 0.0056649 | 0.0056649 | 0.0056649 | 0.0056649 | 0.0056649 | 0.0056649 | 0.0056649
Scenario 1: Reference | SCE | Com | HVAC | Com - Warehouse | Electric Demand (MW) | Energy Efficiency | 0.0020199 | 0.0041087 | 0.0062597 | 0.0084736 | 0.010762 | 0.013108 | 0.015507 | 0.017958 | 0.020373 | 0.022827 | 0.02532 | 0.027846 | 0.030405
Scenario 1: Reference | SCE | Com | HVAC | Com - Warehouse | Electric Demand (MW) | Fuel Substitution | 0 | 0 | 0 | 0 | 0 | 2.4531e-06 | 4.9387e-06 | 7.4412e-06 | 7.4412e-06 | 7.4412e-06 | 7.4412e-06 | 7.4412e-06 | 7.4412e-06
Scenario 1: Reference | SCE | Com | HVAC | Com - Warehouse | Electric Energy (GWh/year) | Energy Efficiency | 0.0063874 | 0.012997 | 0.019809 | 0.026826 | 0.034124 | 0.041616 | 0.049284 | 0.057125 | 0.064666 | 0.07233 | 0.080112 | 0.087999 | 0.095992
Scenario 1: Reference | SCE | Com | HVAC | Com - Warehouse | Electric Energy (GWh/year) | Fuel Substitution | -0.10763 | -0.21788 | -0.32969 | -0.4423 | -0.55526 | -0.55522 | -0.55519 | -0.55515 | -0.55515 | -0.55515 | -0.55515 | -0.55515 | -0.55515
Scenario 1: Reference | SCE | Com | HVAC | Com - Warehouse | Gas Energy (MMTherm/year) | Energy Efficiency | 1.5707e-05 | 3.2869e-05 | 5.1507e-05 | 7.1636e-05 | 9.3268e-05 | 0.00011641 | 0.00014107 | 0.00016723 | 0.00016723 | 0.00016723 | 0.00016723 | 0.00016723 | 0.00016723
Scenario 1: Reference | SCE | Com | HVAC | Com - Warehouse | Gas Energy (MMTherm/year) | Fuel Substitution | 0.021595 | 0.043759 | 0.066279 | 0.089004 | 0.11183 | 0.11183 | 0.11183 | 0.11183 | 0.11183 | 0.11183 | 0.11183 | 0.11183 | 0.11183
Scenario 1: Reference | SCE | Com | Lighting | Com - College | Electric Demand (MW) | Energy Efficiency | 0 | 0.006439 | 0.014876 | 0.023984 | 0.033678 | 0.044015 | 0.054972 | 0.066481 | 0.078511 | 0.091012 | 0.10398 | 0.11753 | 0.13164
Scenario 1: Reference | SCE | Com | Lighting | Com - College | Electric Energy (GWh/year) | Energy Efficiency | 0 | 0.024197 | 0.055905 | 0.090129 | 0.12656 | 0.16541 | 0.20658 | 0.24983 | 0.29504 | 0.34202 | 0.39074 | 0.44166 | 0.49469
Scenario 1: Reference | SCE | Com | Lighting | Com - College | Gas Energy (MMTherm/year) | Energy Efficiency | 0 | -0.00013404 | -0.00030967 | -0.00049925 | -0.00070105 | -0.00091624 | -0.0011443 | -0.0013839 | -0.0016343 | -0.0018945 | -0.0021644 | -0.0024465 | -0.0027402
Scenario 1: Reference | SCE | Com | Lighting | Com - Grocery | Electric Demand (MW) | Energy Efficiency | 0.033078 | 0.067928 | 0.1044 | 0.14245 | 0.18208 | 0.22317 | 0.26559 | 0.30934 | 0.35431 | 0.40039 | 0.44756 | 0.49567 | 0.54461
Scenario 1: Reference | SCE | Com | Lighting | Com - Grocery | Electric Energy (GWh/year) | Energy Efficiency | 0.18564 | 0.38122 | 0.58587 | 0.7994 | 1.0218 | 1.2523 | 1.4903 | 1.7358 | 1.9881 | 2.2466 | 2.5113 | 2.7811 | 3.0557
Scenario 1: Reference | SCE | Com | Lighting | Com - Grocery | Gas Energy (MMTherm/year) | Energy Efficiency | -0.0019611 | -0.0040272 | -0.0061893 | -0.0084452 | -0.010795 | -0.013231 | -0.015745 | -0.018339 | -0.021005 | -0.023737 | -0.026534 | -0.029386 | -0.032287
Scenario 1: Reference | SCE | Com | Lighting | Com - Health | Electric Demand (MW) | Energy Efficiency | 0.034794 | 0.071555 | 0.11029 | 0.15068 | 0.19278 | 0.23641 | 0.28163 | 0.32819 | 0.376 | 0.42482 | 0.47453 | 0.52534 | 0.57723
Scenario 1: Reference | SCE | Com | Lighting | Com - Health | Electric Energy (GWh/year) | Energy Efficiency | 0.20349 | 0.41848 | 0.64505 | 0.88127 | 1.1275 | 1.3827 | 1.6472 | 1.9196 | 2.1992 | 2.4848 | 2.7756 | 3.0728 | 3.3764
Scenario 1: Reference | SCE | Com | Lighting | Com - Health | Gas Energy (MMTherm/year) | Energy Efficiency | -0.0013327 | -0.0027408 | -0.0042247 | -0.0057717 | -0.0073842 | -0.0090558 | -0.010788 | -0.012572 | -0.014403 | -0.016273 | -0.018178 | -0.020124 | -0.022112
Scenario 1: Reference | SCE | Com | Lighting | Com - Office (Large) | Electric Demand (MW) | Energy Efficiency | 0 | 0.01226 | 0.03179 | 0.052606 | 0.074718 | 0.098073 | 0.12256 | 0.14814 | 0.17467 | 0.20207 | 0.23031 | 0.25931 | 0.28903
Scenario 1: Reference | SCE | Com | Lighting | Com - Office (Large) | Electric Energy (GWh/year) | Energy Efficiency | 0 | 0.085204 | 0.22093 | 0.36559 | 0.51926 | 0.68156 | 0.85174 | 1.0295 | 1.2139 | 1.4043 | 1.6006 | 1.8021 | 2.0086
Scenario 1: Reference | SCE | Com | Lighting | Com - Office (Large) | Gas Energy (MMTherm/year) | Energy Efficiency | 0 | -0.00020193 | -0.00052361 | -0.00086645 | -0.0012306 | -0.0016153 | -0.0020186 | -0.0024399 | -0.0028769 | -0.0033282 | -0.0037934 | -0.004271 | -0.0047604
Scenario 1: Reference | SCE | Com | Lighting | Com - Refrig. Warehouse | Electric Demand (MW) | Energy Efficiency | 0.0010955 | 0.0015426 | 0.0020103 | 0.0024957 | 0.0029989 | 0.00352 | 0.0040584 | 0.0046127 | 0.0051828 | 0.0057677 | 0.0063663 | 0.0069778 | 0.007601
Scenario 1: Reference | SCE | Com | Lighting | Com - Refrig. Warehouse | Electric Energy (GWh/year) | Energy Efficiency | 0.010403 | 0.014648 | 0.019088 | 0.023697 | 0.028476 | 0.033424 | 0.038537 | 0.043801 | 0.049215 | 0.054769 | 0.060454 | 0.066262 | 0.072181
Scenario 1: Reference | SCE | Com | Lighting | Com - Restaurant | Electric Demand (MW) | Energy Efficiency | 0.019523 | 0.040164 | 0.061883 | 0.084648 | 0.10844 | 0.13314 | 0.15869 | 0.18506 | 0.2122 | 0.24006 | 0.26859 | 0.29776 | 0.32751
Scenario 1: Reference | SCE | Com | Lighting | Com - Restaurant | Electric Energy (GWh/year) | Energy Efficiency | 0.11832 | 0.24342 | 0.37505 | 0.51304 | 0.65724 | 0.80699 | 0.96185 | 1.1217 | 1.2862 | 1.4551 | 1.6281 | 1.8049 | 1.9853
Scenario 1: Reference | SCE | Com | Lighting | Com - Restaurant | Gas Energy (MMTherm/year) | Energy Efficiency | -0.00058104 | -0.0011953 | -0.0018417 | -0.0025193 | -0.0032274 | -0.0039627 | -0.0047232 | -0.0055081 | -0.0063161 | -0.0071452 | -0.0079947 | -0.0088629 | -0.0097484
Scenario 1: Reference | SCE | Com | Lighting | Com - Retail | Electric Demand (MW) | Energy Efficiency | 0.12558 | 0.25799 | 0.39668 | 0.54147 | 0.69228 | 0.84863 | 1.0101 | 1.1765 | 1.3474 | 1.5225 | 1.7016 | 1.8842 | 2.0697
Scenario 1: Reference | SCE | Com | Lighting | Com - Retail | Electric Energy (GWh/year) | Energy Efficiency | 0.7475 | 1.5357 | 2.3612 | 3.2231 | 4.1207 | 5.0513 | 6.0121 | 7.0026 | 8.02 | 9.0623 | 10.1283 | 11.2146 | 12.3189
Scenario 1: Reference | SCE | Com | Lighting | Com - Retail | Gas Energy (MMTherm/year) | Energy Efficiency | -0.0019097 | -0.0039235 | -0.0060327 | -0.0082348 | -0.010528 | -0.012906 | -0.015361 | -0.017892 | -0.020492 | -0.023156 | -0.02588 | -0.028656 | -0.031478
Scenario 1: Reference | SCE | Com | Lighting | Com - Warehouse | Electric Demand (MW) | Energy Efficiency | 0.0014516 | 0.0030454 | 0.0047759 | 0.0066451 | 0.0086575 | 0.014324 | 0.020631 | 0.027146 | 0.028096 | 0.028096 | 0.028096 | 0.028096 | 0.028096
Scenario 1: Reference | SCE | Com | Lighting | Com - Warehouse | Electric Energy (GWh/year) | Energy Efficiency | 0.012163 | 0.025517 | 0.040016 | 0.055678 | 0.072539 | 0.12002 | 0.17286 | 0.22745 | 0.23541 | 0.23541 | 0.23541 | 0.23541 | 0.23541
Scenario 1: Reference | SCE | Com | Lighting | Com - Warehouse | Gas Energy (MMTherm/year) | Energy Efficiency | -4.6971e-05 | -9.8544e-05 | -0.00015454 | -0.00021502 | -0.00028014 | -0.0003496 | -0.00042318 | -0.00050082 | -0.00051608 | -0.00051608 | -0.00051608 | -0.00051608 | -0.00051608
Scenario 1: Reference | SCE | Com | WaterHeat | Com - College | Electric Demand (MW) | Energy Efficiency | 0.00015207 | 0.00033605 | 0.00055873 | 0.00082783 | 0.001151 | 0.0015402 | 0.0020082 | 0.002569 | 0.0032398 | 0.0040409 | 0.0049973 | 0.0061461 | 0.0075164
Scenario 1: Reference | SCE | Com | WaterHeat | Com - College | Electric Demand (MW) | Fuel Substitution | 0 | 0 | 0 | 0 | 0 | 0.44193 | 0.97889 | 1.6039 | 2.2981 | 3.0413 | 3.8171 | 4.6141 | 5.4245
Scenario 1: Reference | SCE | Com | WaterHeat | Com - College | Electric Energy (GWh/year) | Energy Efficiency | 0.00062237 | 0.0013753 | 0.0022867 | 0.003388 | 0.0047106 | 0.0063036 | 0.008219 | 0.010514 | 0.013259 | 0.016538 | 0.020452 | 0.025154 | 0.030762
Scenario 1: Reference | SCE | Com | WaterHeat | Com - College | Electric Energy (GWh/year) | Fuel Substitution | -1.9289 | -3.8601 | -5.7914 | -7.7222 | -9.6537 | -7.7874 | -5.5195 | -2.8794 | 0.052908 | 3.192 | 6.4691 | 9.836 | 13.2593
Scenario 1: Reference | SCE | Com | WaterHeat | Com - College | Gas Energy (MMTherm/year) | Fuel Substitution | 0.21322 | 0.42674 | 0.64031 | 0.85389 | 1.0676 | 1.0676 | 1.0676 | 1.0676 | 1.0676 | 1.0676 | 1.0676 | 1.0676 | 1.0676
Scenario 1: Reference | SCE | Com | WaterHeat | Com - Grocery | Electric Demand (MW) | Energy Efficiency | 0.00044161 | 0.00097663 | 0.0016221 | 0.0024 | 0.0033372 | 0.0044639 | 0.0058153 | 0.0074366 | 0.0093791 | 0.011703 | 0.014482 | 0.017803 | 0.021768
Scenario 1: Reference | SCE | Com | WaterHeat | Com - Grocery | Electric Energy (GWh/year) | Energy Efficiency | 0.002486 | 0.0054979 | 0.0091316 | 0.013511 | 0.018787 | 0.025129 | 0.032736 | 0.041864 | 0.052799 | 0.06588 | 0.081526 | 0.10022 | 0.12254
Scenario 1: Reference | SCE | Com | WaterHeat | Com - Grocery | Electric Energy (GWh/year) | Fuel Substitution | -0.073272 | -0.14709 | -0.22137 | -0.29618 | -0.37162 | -0.37162 | -0.37162 | -0.37162 | -0.37162 | -0.37162 | -0.37162 | -0.37162 | -0.37162
Scenario 1: Reference | SCE | Com | WaterHeat | Com - Grocery | Gas Energy (MMTherm/year) | Fuel Substitution | 0.0097184 | 0.019509 | 0.029361 | 0.039284 | 0.04929 | 0.04929 | 0.04929 | 0.04929 | 0.04929 | 0.04929 | 0.04929 | 0.04929 | 0.04929
Scenario 1: Reference | SCE | Com | WaterHeat | Com - Health | Electric Demand (MW) | Energy Efficiency | 0.00044307 | 0.00098222 | 0.0016376 | 0.0024285 | 0.0033836 | 0.0045335 | 0.0059188 | 0.0075813 | 0.0095738 | 0.011953 | 0.014791 | 0.018189 | 0.022263
Scenario 1: Reference | SCE | Com | WaterHeat | Com - Health | Electric Demand (MW) | Fuel Substitution | 0 | 0 | 0 | 0 | 0 | 0.50457 | 1.1211 | 1.8436 | 2.6508 | 3.5192 | 4.4293 | 5.3675 | 6.3244
Scenario 1: Reference | SCE | Com | WaterHeat | Com - Health | Electric Energy (GWh/year) | Energy Efficiency | 0.0039158 | 0.0086808 | 0.014473 | 0.021463 | 0.029904 | 0.040067 | 0.05231 | 0.067003 | 0.084612 | 0.10564 | 0.13072 | 0.16075 | 0.19676
Scenario 1: Reference | SCE | Com | WaterHeat | Com - Health | Electric Energy (GWh/year) | Fuel Substitution | -4.836 | -9.6895 | -14.555 | -19.4312 | -24.3188 | -19.6984 | -14.0522 | -7.436 | -0.04337 | 7.91 | 16.2454 | 24.8375 | 33.6015
Scenario 1: Reference | SCE | Com | WaterHeat | Com - Health | Gas Energy (MMTherm/year) | Fuel Substitution | 0.54424 | 1.0906 | 1.6385 | 2.1879 | 2.7387 | 2.7387 | 2.7387 | 2.7387 | 2.7387 | 2.7387 | 2.7387 | 2.7387 | 2.7387
Scenario 1: Reference | SCE | Com | WaterHeat | Com - Lodging | Electric Demand (MW) | Energy Efficiency | 9.2343e-05 | 0.00020486 | 0.00034159 | 0.00050714 | 0.00070748 | 0.00094946 | 0.0012413 | 0.0015927 | 0.0020153 | 0.0025224 | 0.0031309 | 0.0038604 | 0.0047341
Scenario 1: Reference | SCE | Com | WaterHeat | Com - Lodging | Electric Demand (MW) | Fuel Substitution | 0 | 0 | 0 | 0 | 0 | 0.51366 | 1.1446 | 1.8864 | 2.7172 | 3.6124 | 4.5518 | 5.5206 | 6.5084
Scenario 1: Reference | SCE | Com | WaterHeat | Com - Lodging | Electric Energy (GWh/year) | Energy Efficiency | 0.00079535 | 0.0017645 | 0.0029421 | 0.0043681 | 0.0060936 | 0.0081778 | 0.010691 | 0.013718 | 0.017357 | 0.021726 | 0.026967 | 0.033249 | 0.040775
Scenario 1: Reference | SCE | Com | WaterHeat | Com - Lodging | Electric Energy (GWh/year) | Fuel Substitution | -4.9007 | -9.8115 | -14.7266 | -19.6759 | -24.6956 | -20.1118 | -14.4813 | -7.8607 | -0.44635 | 7.5434 | 15.9275 | 24.574 | 33.3908
Scenario 1: Reference | SCE | Com | WaterHeat | Com - Lodging | Gas Energy (MMTherm/year) | Fuel Substitution | 0.54339 | 1.0882 | 1.6337 | 2.1832 | 2.7404 | 2.7404 | 2.7404 | 2.7404 | 2.7404 | 2.7404 | 2.7404 | 2.7404 | 2.7404
Scenario 1: Reference | SCE | Com | WaterHeat | Com - Office (Large) | Electric Demand (MW) | Energy Efficiency | 0.00011712 | 0.00025938 | 0.00043131 | 0.00063861 | 0.00088843 | 0.0011889 | 0.0015492 | 0.0019809 | 0.0024967 | 0.0031117 | 0.0038454 | 0.0047191 | 0.0057594
Scenario 1: Reference | SCE | Com | WaterHeat | Com - Office (Large) | Electric Demand (MW) | Fuel Substitution | 0 | 0 | 0 | 0 | 0 | 0.068932 | 0.15341 | 0.25228 | 0.36237 | 0.4803 | 0.60329 | 0.72931 | 0.85692
Scenario 1: Reference | SCE | Com | WaterHeat | Com - Office (Large) | Electric Energy (GWh/year) | Energy Efficiency | 0.0022426 | 0.0049664 | 0.0082586 | 0.012228 | 0.017011 | 0.022765 | 0.029664 | 0.03793 | 0.047805 | 0.059581 | 0.073629 | 0.090358 | 0.11028
Scenario 1: Reference | SCE | Com | WaterHeat | Com - Office (Large) | Electric Energy (GWh/year) | Fuel Substitution | -1.2361 | -2.466 | -3.7064 | -4.9606 | -6.2289 | -4.8582 | -3.1784 | -1.2123 | 0.97717 | 3.3225 | 5.7686 | 8.2748 | 10.8127
Scenario 1: Reference | SCE | Com | WaterHeat | Com - Office (Large) | Gas Energy (MMTherm/year) | Fuel Substitution | 0.13484 | 0.26904 | 0.40437 | 0.54121 | 0.67957 | 0.67957 | 0.67957 | 0.67957 | 0.67957 | 0.67957 | 0.67957 | 0.67957 | 0.67957
Scenario 1: Reference | SCE | Com | WaterHeat | Com - Office (Small) | Electric Demand (MW) | Energy Efficiency | 4.3163e-06 | 9.5457e-06 | 1.5861e-05 | 2.347e-05 | 2.9992e-05 | 5.7677e-05 | 7.0886e-05 | 8.6913e-05 | 0.00010625 | 0.00012949 | 0.00015734 | 0.00019065 | 0.00023041
Scenario 1: Reference | SCE | Com | WaterHeat | Com - Office (Small) | Electric Demand (MW) | Fuel Substitution | 0 | 0 | 0 | 0 | 0 | 0.0026274 | 0.0058465 | 0.0096123 | 0.013806 | 0.018302 | 0.022999 | 0.027822 | 0.032721
Scenario 1: Reference | SCE | Com | WaterHeat | Com - Office (Small) | Electric Energy (GWh/year) | Energy Efficiency | 0.0004965 | 0.001098 | 0.0018245 | 0.0026997 | 0.0034499 | 0.0066346 | 0.0081539 | 0.0099976 | 0.012222 | 0.014895 | 0.018099 | 0.02193 | 0.026503
Scenario 1: Reference | SCE | Com | WaterHeat | Com - Office (Small) | Electric Energy (GWh/year) | Fuel Substitution | -0.31751 | -0.63414 | -0.94952 | -1.2635 | -1.5357 | -1.2223 | -0.83843 | -0.38928 | 0.11094 | 0.64724 | 1.2074 | 1.7828 | 2.3672
Scenario 1: Reference | SCE | Com | WaterHeat | Com - Office (Small) | Gas Energy (MMTherm/year) | Fuel Substitution | 0.034275 | 0.068462 | 0.10252 | 0.13643 | 0.16583 | 0.16583 | 0.16583 | 0.16583 | 0.16583 | 0.16583 | 0.16583 | 0.16583 | 0.16583
Scenario 1: Reference | SCE | Com | WaterHeat | Com - Other | Electric Demand (MW) | Energy Efficiency | 0.0045958 | 0.01018 | 0.016946 | 0.025121 | 0.034981 | 0.046854 | 0.061142 | 0.078306 | 0.098882 | 0.12355 | 0.15311 | 0.18851 | 0.23088
Scenario 1: Reference | SCE | Com | WaterHeat | Com - Other | Electric Demand (MW) | Fuel Substitution | 0 | 0 | 0 | 0 | 0 | 3.1851 | 7.0628 | 11.5906 | 16.6352 | 22.0513 | 27.7195 | 33.5525 | 39.4899
Scenario 1: Reference | SCE | Com | WaterHeat | Com - Other | Electric Energy (GWh/year) | Energy Efficiency | 0.03144 | 0.06964 | 0.11592 | 0.17185 | 0.2393 | 0.32052 | 0.41827 | 0.53568 | 0.67644 | 0.84521 | 1.0474 | 1.2896 | 1.5794
Scenario 1: Reference | SCE | Com | WaterHeat | Com - Other | Electric Energy (GWh/year) | Fuel Substitution | -25.0417 | -50.1109 | -75.179 | -100.2402 | -125.1743 | -102.6106 | -75.1387 | -43.0601 | -7.3193 | 31.0549 | 71.2151 | 112.5438 | 154.6116
Scenario 1: Reference | SCE | Com | WaterHeat | Com - Other | Gas Energy (MMTherm/year) | Fuel Substitution | 2.7125 | 5.4288 | 8.1459 | 10.8633 | 13.5671 | 13.5671 | 13.5671 | 13.5671 | 13.5671 | 13.5671 | 13.5671 | 13.5671 | 13.5671
Scenario 1: Reference | SCE | Com | WaterHeat | Com - Refrig. Warehouse | Electric Demand (MW) | Energy Efficiency | 3.0474e-05 | 4.7281e-05 | 6.7783e-05 | 9.2573e-05 | 0.00012248 | 0.00015851 | 0.00020183 | 0.00025379 | 0.00031608 | 0.00039065 | 0.00047979 | 0.00058639 | 0.00071372
Scenario 1: Reference | SCE | Com | WaterHeat | Com - Refrig. Warehouse | Electric Demand (MW) | Fuel Substitution | 0 | 0 | 0 | 0 | 0 | 0.0020566 | 0.0045962 | 0.0075918 | 0.010952 | 0.014575 | 0.018378 | 0.022299 | 0.026297
Scenario 1: Reference | SCE | Com | WaterHeat | Com - Refrig. Warehouse | Electric Energy (GWh/year) | Energy Efficiency | 0.00037227 | 0.00057759 | 0.00082805 | 0.0011309 | 0.0014963 | 0.0019364 | 0.0024656 | 0.0031004 | 0.0038612 | 0.0047722 | 0.0058612 | 0.0071634 | 0.008719
Scenario 1: Reference | SCE | Com | WaterHeat | Com - Refrig. Warehouse | Electric Energy (GWh/year) | Fuel Substitution | -0.027507 | -0.055103 | -0.080074 | -0.10721 | -0.13481 | -0.1088 | -0.076678 | -0.038788 | 0.0037143 | 0.049547 | 0.097644 | 0.14724 | 0.19781
Scenario 1: Reference | SCE | Com | WaterHeat | Com - Refrig. Warehouse | Gas Energy (MMTherm/year) | Fuel Substitution | 0.0031553 | 0.0063218 | 0.0091892 | 0.01231 | 0.015482 | 0.015482 | 0.015482 | 0.015482 | 0.015482 | 0.015482 | 0.015482 | 0.015482 | 0.015482
Scenario 1: Reference | SCE | Com | WaterHeat | Com - Restaurant | Electric Demand (MW) | Energy Efficiency | 0.0017467 | 0.0038711 | 0.0064472 | 0.009564 | 0.01333 | 0.017861 | 0.023303 | 0.029834 | 0.037661 | 0.047026 | 0.058226 | 0.071602 | 0.087568
Scenario 1: Reference | SCE | Com | WaterHeat | Com - Restaurant | Electric Demand (MW) | Fuel Substitution | 0 | 0 | 0 | 0 | 0 | 3.5457 | 7.8794 | 12.9466 | 18.5952 | 24.6626 | 31.0162 | 37.5596 | 44.2252
Scenario 1: Reference | SCE | Com | WaterHeat | Com - Restaurant | Electric Energy (GWh/year) | Energy Efficiency | 0.0095359 | 0.021135 | 0.0352 | 0.052217 | 0.072779 | 0.097525 | 0.12724 | 0.16291 | 0.20565 | 0.25681 | 0.31798 | 0.39105 | 0.47828
Scenario 1: Reference | SCE | Com | WaterHeat | Com - Restaurant | Electric Energy (GWh/year) | Fuel Substitution | -16.4668 | -32.9271 | -49.4726 | -66.2715 | -83.3563 | -63.2865 | -38.7545 | -10.0686 | 21.9099 | 56.2603 | 92.2314 | 129.277 | 167.0152
Scenario 1: Reference | SCE | Com | WaterHeat | Com - Restaurant | Gas Energy (MMTherm/year) | Fuel Substitution | 1.8578 | 3.7151 | 5.5821 | 7.4777 | 9.4054 | 9.4054 | 9.4054 | 9.4054 | 9.4054 | 9.4054 | 9.4054 | 9.4054 | 9.4054
Scenario 1: Reference | SCE | Com | WaterHeat | Com - Retail | Electric Demand (MW) | Energy Efficiency | 0.00028899 | 0.00068988 | 0.0011645 | 0.0017265 | 0.0023414 | 0.0030767 | 0.003955 | 0.0050045 | 0.0062123 | 0.0076655 | 0.0094109 | 0.011547 | 0.01409
Scenario 1: Reference | SCE | Com | WaterHeat | Com - Retail | Electric Demand (MW) | Fuel Substitution | 0 | 0 | 0 | 0 | 0 | 0.1102 | 0.244 | 0.39987 | 0.57323 | 0.75909 | 0.95337 | 1.1531 | 1.3563
Scenario 1: Reference | SCE | Com | WaterHeat | Com - Retail | Electric Energy (GWh/year) | Energy Efficiency | 0.0019278 | 0.0044234 | 0.007406 | 0.010968 | 0.015062 | 0.019968 | 0.025837 | 0.032858 | 0.041102 | 0.050979 | 0.062799 | 0.077058 | 0.09403
Scenario 1: Reference | SCE | Com | WaterHeat | Com - Retail | Electric Energy (GWh/year) | Fuel Substitution | -0.71328 | -1.4253 | -2.1352 | -2.8426 | -3.5437 | -2.781 | -1.8549 | -0.77603 | 0.42389 | 1.7104 | 3.0553 | 4.4379 | 5.8441
Scenario 1: Reference | SCE | Com | WaterHeat | Com - Retail | Gas Energy (MMTherm/year) | Fuel Substitution | 0.075602 | 0.15107 | 0.22632 | 0.30131 | 0.37561 | 0.37561 | 0.37561 | 0.37561 | 0.37561 | 0.37561 | 0.37561 | 0.37561 | 0.37561
Scenario 1: Reference | SCE | Com | WaterHeat | Com - School | Electric Demand (MW) | Energy Efficiency | 0.00014512 | 0.00032144 | 0.00053489 | 0.00079232 | 0.0011017 | 0.0014731 | 0.0019175 | 0.0024492 | 0.0030848 | 0.0038438 | 0.0047491 | 0.0058292 | 0.0071157
Scenario 1: Reference | SCE | Com | WaterHeat | Com - School | Electric Demand (MW) | Fuel Substitution | 0 | 0 | 0 | 0 | 0 | 0.23268 | 0.51686 | 0.84812 | 1.2158 | 1.609 | 2.0186 | 2.4384 | 2.8639
Scenario 1: Reference | SCE | Com | WaterHeat | Com - School | Electric Energy (GWh/year) | Energy Efficiency | 0.00215 | 0.0047623 | 0.0079248 | 0.011739 | 0.016322 | 0.021824 | 0.02841 | 0.036287 | 0.045703 | 0.056948 | 0.070361 | 0.086363 | 0.10542
Scenario 1: Reference | SCE | Com | WaterHeat | Com - School | Electric Energy (GWh/year) | Fuel Substitution | -3.1732 | -6.3427 | -9.5453 | -12.7892 | -16.0735 | -12.5335 | -8.2097 | -3.1689 | 2.4267 | 8.4094 | 14.6436 | 21.0321 | 27.507
Scenario 1: Reference | SCE | Com | WaterHeat | Com - School | Gas Energy (MMTherm/year) | Fuel Substitution | 0.35386 | 0.70735 | 1.0645 | 1.4263 | 1.7925 | 1.7925 | 1.7925 | 1.7925 | 1.7925 | 1.7925 | 1.7925 | 1.7925 | 1.7925
Scenario 1: Reference | SCE | Com | WaterHeat | Com - Warehouse | Electric Demand (MW) | Energy Efficiency | 1.3873e-05 | 3.0652e-05 | 5.0863e-05 | 7.519e-05 | 0.00010447 | 0.00013961 | 0.00018167 | 0.000304 | 0.00036411 | 0.00043583 | 0.00044936 | 0.00055119 | 0.00067244
Scenario 1: Reference | SCE | Com | WaterHeat | Com - Warehouse | Electric Demand (MW) | Fuel Substitution | 0 | 0 | 0 | 0 | 0 | 0.0020721 | 0.0045851 | 0.0075113 | 0.010765 | 0.014253 | 0.0179 | 0.02165 | 0.025465
Scenario 1: Reference | SCE | Com | WaterHeat | Com - Warehouse | Electric Energy (GWh/year) | Energy Efficiency | 0.00039274 | 0.00086774 | 0.0014399 | 0.0021287 | 0.0029579 | 0.0039527 | 0.0051439 | 0.0067963 | 0.0084986 | 0.01053 | 0.012725 | 0.01561 | 0.019045
Scenario 1: Reference | SCE | Com | WaterHeat | Com - Warehouse | Electric Energy (GWh/year) | Fuel Substitution | -0.075319 | -0.15083 | -0.22644 | -0.30214 | -0.37794 | -0.31727 | -0.24369 | -0.15801 | -0.062732 | 0.039416 | 0.1462 | 0.25601 | 0.36774