Scenario 1: Reference | PG&E | Com | HVAC | Com - Grocery | Fuel Substitution | Incremental Measure Cost | 313024 | 344414 | 374778 | 399012 | 322995 | 32575 | 34638 | 36160 | 37265 | 38258 | 39107 | 39855 | 40532
Scenario 1: Reference | PG&E | Com | HVAC | Com - Grocery | Energy Efficiency | Admin | 158349 | 172439 | 185920 | 243888 | 255783 | 266835 | 276662 | 286024 | 246402 | 253473 | 259591 | 307877 | 310618
Scenario 1: Reference | PG&E | Com | HVAC | Com - Grocery | Energy Efficiency | Incentives | 54594 | 59452 | 64100 | 84088 | 88189 | 91999 | 95387 | 98615 | 84952 | 87390 | 89499 | 106149 | 107094
Scenario 1: Reference | PG&E | Com | HVAC | Com - Grocery | Energy Efficiency | Incremental Measure Cost | 831062 | 925313 | 1019614 | 1253635 | 1346266 | 1437698 | 1526007 | 1615587 | 1535334 | 1612248 | 1685531 | 1912475 | 1976278
Scenario 1: Reference | PG&E | Com | HVAC | Com - Grocery | Fuel Substitution | Admin | 112125 | 122793 | 133001 | 142582 | 151375 | 3955 | 4122 | 4219 | 4265 | 4293 | 4302 | 4299 | 4286
Scenario 1: Reference | PG&E | Com | HVAC | Com - Grocery | Fuel Substitution | Incentives | 27702 | 29890 | 31896 | 33682 | 35215 | 454 | 474 | 485 | 490 | 493 | 494 | 494 | 493
Scenario 1: Reference | PG&E | Com | WaterHeat | Com - Grocery | Energy Efficiency | Admin | 199430 | 234880 | 276022 | 323009 | 375490 | 416719 | 476191 | 535065 | 588956 | 632708 | 660809 | 668345 | 652618
Scenario 1: Reference | PG&E | Com | WaterHeat | Com - Grocery | Energy Efficiency | Incentives | 0 | 0 | 0 | 0 | 0 | 0 | 0 | 0 | 0 | 0 | 0 | 0 | 0
Scenario 1: Reference | PG&E | Com | WaterHeat | Com - Grocery | Energy Efficiency | Incremental Measure Cost | 95327 | 113199 | 134307 | 158894 | 186959 | 207904 | 230637 | 264758 | 297625 | 326439 | 347987 | 359123 | 357686
Scenario 1: Reference | PG&E | Com | WaterHeat | Com - Grocery | Fuel Substitution | Admin | 5398 | 6707 | 8327 | 10326 | 12774 | 0 | 0 | 0 | 0 | 0 | 0 | 0 | 0
Scenario 1: Reference | PG&E | Com | WaterHeat | Com - Grocery | Fuel Substitution | Incentives | 774 | 943 | 1148 | 1396 | 1693 | 0 | 0 | 0 | 0 | 0 | 0 | 0 | 0
Scenario 1: Reference | PG&E | Com | WaterHeat | Com - Grocery | Fuel Substitution | Incremental Measure Cost | 10796 | 13413 | 16653 | 20653 | 25548 | 0 | 0 | 0 | 0 | 0 | 0 | 0 | 0
Scenario 1: Reference | PG&E | Com | ComRefrig | Com - Grocery | Energy Efficiency | Admin | 153927 | 76754 | 37290 | 20720 | 12450 | 438825 | 504657 | 509015 | 512221 | 515279 | 518316 | 521223 | 524342
Scenario 1: Reference | PG&E | Com | ComRefrig | Com - Grocery | Energy Efficiency | Incentives | 70 | 35 | 17 | 9 | 6 | 199 | 228 | 230 | 232 | 233 | 235 | 236 | 237
Scenario 1: Reference | PG&E | Com | ComRefrig | Com - Grocery | Energy Efficiency | Incremental Measure Cost | 658682 | 327702 | 160380 | 93514 | 59517 | 3413630 | 4011842 | 4129879 | 4241283 | 4354093 | 4469414 | 4586329 | 4707928
Scenario 1: Reference | PG&E | Com | FoodServ | Com - Grocery | Energy Efficiency | Admin | 906106 | 927844 | 948481 | 967035 | 991729 | 1009097 | 1023537 | 1036572 | 1047290 | 1057749 | 1085899 | 1106378 | 1119934
Scenario 1: Reference | PG&E | Com | FoodServ | Com - Grocery | Energy Efficiency | Incentives | 111808 | 114491 | 117037 | 119327 | 122373 | 124516 | 126298 | 127907 | 129229 | 130520 | 133993 | 136520 | 138193
Scenario 1: Reference | PG&E | Com | FoodServ | Com - Grocery | Energy Efficiency | Incremental Measure Cost | 1480106 | 1539657 | 1600196 | 1660028 | 1793275 | 1867007 | 1929628 | 1991736 | 2051631 | 2112915 | 2295005 | 2432502 | 2524227
Scenario 1: Reference | PG&E | Com | FoodServ | Com - Grocery | Fuel Substitution | Admin | 2993 | 3356 | 3724 | 4093 | 4459 | 4821 | 5182 | 5586 | 6003 | 6448 | 6922 | 7426 | 7967
Scenario 1: Reference | PG&E | Com | FoodServ | Com - Grocery | Fuel Substitution | Incentives | 534 | 598 | 664 | 729 | 793 | 857 | 920 | 991 | 1064 | 1142 | 1225 | 1313 | 1407
Scenario 1: Reference | PG&E | Com | FoodServ | Com - Grocery | Fuel Substitution | Incremental Measure Cost | 7257 | 8296 | 9384 | 10512 | 11672 | 12863 | 14093 | 15483 | 16958 | 18567 | 20314 | 22211 | 24287
Scenario 1: Reference | PG&E | Com | Lighting | Com - Grocery | Energy Efficiency | Admin | 14513 | 15031 | 15514 | 15947 | 16309 | 16672 | 16969 | 17219 | 17430 | 17638 | 17844 | 18039 | 18239
Scenario 1: Reference | PG&E | Com | Lighting | Com - Grocery | Energy Efficiency | Incentives | 46244 | 47895 | 49433 | 50812 | 51966 | 53123 | 54070 | 54867 | 55540 | 56202 | 56856 | 57480 | 58115
Scenario 1: Reference | PG&E | Com | Lighting | Com - Grocery | Energy Efficiency | Incremental Measure Cost | 70206 | 73973 | 77692 | 81284 | 84637 | 88100 | 91247 | 94159 | 96950 | 99812 | 102749 | 105724 | 108812
Scenario 1: Reference | SCE | Com | BldgEnv | Com - Grocery | Energy Efficiency | Admin | 22 | 23 | 23 | 22 | 24 | 25 | 26 | 27 | 28 | 0 | 0 | 0 | 0
Scenario 1: Reference | SCE | Com | BldgEnv | Com - Grocery | Energy Efficiency | Incremental Measure Cost | 310 | 322 | 332 | 343 | 356 | 369 | 380 | 394 | 406 | 0 | 0 | 0 | 0
Scenario 1: Reference | SCE | Com | HVAC | Com - Grocery | Energy Efficiency | Admin | 87369 | 132761 | 149814 | 163766 | 178319 | 192929 | 207487 | 222574 | 236234 | 250758 | 265914 | 281022 | 296253
Scenario 1: Reference | SCE | Com | HVAC | Com - Grocery | Energy Efficiency | Incentives | 39260 | 61224 | 70536 | 78602 | 87255 | 96250 | 105544 | 115444 | 124489 | 134623 | 145569 | 156872 | 168638
Scenario 1: Reference | SCE | Com | HVAC | Com - Grocery | Energy Efficiency | Incremental Measure Cost | 94291 | 147040 | 169406 | 188778 | 209559 | 231164 | 253483 | 277261 | 298983 | 323322 | 349612 | 376759 | 405017
Scenario 1: Reference | SCE | Com | HVAC | Com - Grocery | Fuel Substitution | Admin | 149627 | 152957 | 154773 | 155577 | 155611 | 0 | 0 | 0 | 0 | 0 | 0 | 0 | 0
Scenario 1: Reference | SCE | Com | HVAC | Com - Grocery | Fuel Substitution | Incentives | 11489 | 11736 | 11869 | 11922 | 11922 | 325 | 328 | 329 | 328 | 327 | 325 | 322 | 320
Scenario 1: Reference | SCE | Com | WaterHeat | Com - Grocery | Energy Efficiency | Admin | 1210 | 1466 | 1769 | 2132 | 2569 | 3088 | 3704 | 4444 | 5324 | 6368 | 7617 | 9101 | 10868
Scenario 1: Reference | SCE | Com | WaterHeat | Com - Grocery | Energy Efficiency | Incentives | 38 | 47 | 58 | 71 | 88 | 108 | 132 | 161 | 197 | 241 | 293 | 358 | 436
Scenario 1: Reference | SCE | Com | WaterHeat | Com - Grocery | Energy Efficiency | Incremental Measure Cost | 52 | 64 | 79 | 97 | 120 | 147 | 179 | 220 | 268 | 327 | 399 | 487 | 593
Scenario 1: Reference | SCE | Com | WaterHeat | Com - Grocery | Fuel Substitution | Admin | 12447 | 12540 | 12618 | 12710 | 12816 | 0 | 0 | 0 | 0 | 0 | 0 | 0 | 0
Scenario 1: Reference | SCE | Com | WaterHeat | Com - Grocery | Fuel Substitution | Incentives | 3617 | 3644 | 3667 | 3694 | 3725 | 0 | 0 | 0 | 0 | 0 | 0 | 0 | 0
Scenario 1: Reference | SCE | Com | ComRefrig | Com - Grocery | Energy Efficiency | Admin | 804060 | 481726 | 245206 | 133930 | 79217 | 51644 | 445925 | 2161403 | 2466139 | 2487496 | 2508490 | 2527236 | 2545763
Scenario 1: Reference | SCE | Com | ComRefrig | Com - Grocery | Energy Efficiency | Incentives | 19 | 11 | 6 | 3 | 2 | 1 | 11 | 51 | 59 | 59 | 60 | 60 | 61
Scenario 1: Reference | SCE | Com | ComRefrig | Com - Grocery | Energy Efficiency | Incremental Measure Cost | 1064590 | 641213 | 324713 | 180227 | 112147 | 77268 | 1000198 | 5133707 | 5983886 | 6159104 | 6337859 | 6515330 | 6696646
Scenario 1: Reference | SCE | Com | FoodServ | Com - Grocery | Energy Efficiency | Admin | 49975 | 106694 | 120344 | 125522 | 130545 | 225661 | 245048 | 249331 | 294072 | 321742 | 328277 | 331307 | 334205
Scenario 1: Reference | SCE | Com | FoodServ | Com - Grocery | Energy Efficiency | Incentives | 23708 | 62836 | 73493 | 78499 | 83534 | 155955 | 171117 | 175039 | 209203 | 230692 | 236453 | 239642 | 242769
Scenario 1: Reference | SCE | Com | FoodServ | Com - Grocery | Energy Efficiency | Incremental Measure Cost | 37825 | 100252 | 117254 | 125241 | 133275 | 283621 | 318935 | 330803 | 418977 | 478686 | 499434 | 514128 | 528992
Scenario 1: Reference | SCE | Com | FoodServ | Com - Grocery | Fuel Substitution | Admin | 3108 | 3585 | 4065 | 4546 | 5029 | 5521 | 6022 | 6528 | 7060 | 7612 | 8176 | 8755 | 9389
Scenario 1: Reference | SCE | Com | FoodServ | Com - Grocery | Fuel Substitution | Incentives | 340791 | 393159 | 445678 | 498376 | 551283 | 605149 | 659963 | 715333 | 773533 | 833826 | 895459 | 958851 | 1028321
Scenario 1: Reference | SCE | Com | Lighting | Com - Grocery | Energy Efficiency | Admin | 69522 | 73243 | 76641 | 79966 | 83275 | 86339 | 89132 | 91917 | 94488 | 96828 | 99099 | 101069 | 102807
Scenario 1: Reference | SCE | Com | Lighting | Com - Grocery | Energy Efficiency | Incentives | 2 | 2 | 2 | 2 | 2 | 2 | 2 | 2 | 2 | 2 | 2 | 2 | 2
Scenario 1: Reference | SCE | Com | Lighting | Com - Grocery | Energy Efficiency | Incremental Measure Cost | 101579 | 108853 | 115886 | 123037 | 130394 | 137608 | 144623 | 151847 | 158950 | 165888 | 172924 | 179558 | 185844
Scenario 1: Reference | SCG | Com | BldgEnv | Com - Grocery | Energy Efficiency | Admin | 5353 | 3418 | 1537 | 328 | 340 | 346 | 358 | 370 | 381 | 389 | 398 | 405 | 411
Scenario 1: Reference | SCG | Com | BldgEnv | Com - Grocery | Energy Efficiency | Incentives | 68 | 44 | 20 | 4 | 4 | 5 | 5 | 5 | 5 | 5 | 5 | 5 | 5
Scenario 1: Reference | SCG | Com | BldgEnv | Com - Grocery | Energy Efficiency | Incremental Measure Cost | 22253 | 14902 | 7477 | 2400 | 2466 | 2535 | 2597 | 2669 | 2732 | 2789 | 2851 | 2907 | 2965
Scenario 1: Reference | SCG | Com | HVAC | Com - Grocery | Fuel Substitution | Incremental Measure Cost | 723334 | 754255 | 778610 | 798238 | 813631 | 110502 | 113694 | 116237 | 118333 | 120142 | 121770 | 123288 | 124742
Scenario 1: Reference | SCG | Com | HVAC | Com - Grocery | Energy Efficiency | Admin | 8450 | 8655 | 8755 | 8892 | 9052 | 9213 | 9316 | 9466 | 9559 | 9608 | 9685 | 9730 | 9785
Scenario 1: Reference | SCG | Com | HVAC | Com - Grocery | Energy Efficiency | Incentives | 803 | 822 | 832 | 845 | 860 | 875 | 885 | 899 | 908 | 913 | 920 | 925 | 930
Scenario 1: Reference | SCG | Com | HVAC | Com - Grocery | Energy Efficiency | Incremental Measure Cost | 108486 | 113346 | 116958 | 121226 | 125964 | 130889 | 135129 | 140220 | 144588 | 148402 | 152753 | 156679 | 160867
Scenario 1: Reference | SCG | Com | WaterHeat | Com - Grocery | Energy Efficiency | Admin | 159405 | 87723 | 46765 | 43523 | 41658 | 31397 | 29818 | 28402 | 27122 | 25968 | 24934 | 24003 | 23170
Scenario 1: Reference | SCG | Com | WaterHeat | Com - Grocery | Energy Efficiency | Incentives | 0 | 0 | 0 | 0 | 0 | 0 | 0 | 0 | 0 | 0 | 0 | 0 | 0
Scenario 1: Reference | SCG | Com | WaterHeat | Com - Grocery | Energy Efficiency | Incremental Measure Cost | 216476 | 125682 | 72566 | 69556 | 68408 | 52770 | 36457 | 35012 | 33701 | 32529 | 31483 | 30549 | 29723
Scenario 1: Reference | SCG | Com | WaterHeat | Com - Grocery | Fuel Substitution | Incremental Measure Cost | 46128 | 47400 | 48650 | 49983 | 51409 | 0 | 0 | 0 | 0 | 0 | 0 | 0 | 0
Scenario 1: Reference | SCG | Com | FoodServ | Com - Grocery | Energy Efficiency | Admin | 418119 | 439631 | 459833 | 479851 | 499582 | 518525 | 601204 | 645494 | 668770 | 690639 | 712275 | 732659 | 750722
Scenario 1: Reference | SCG | Com | FoodServ | Com - Grocery | Energy Efficiency | Incentives | 412186 | 434703 | 456026 | 476670 | 496614 | 515807 | 597477 | 641552 | 665018 | 687098 | 708977 | 729623 | 747979
Scenario 1: Reference | SCG | Com | FoodServ | Com - Grocery | Energy Efficiency | Incremental Measure Cost | 1258167 | 1349694 | 1439774 | 1532252 | 1626863 | 1721411 | 2784838 | 3307481 | 3549223 | 3796109 | 4054043 | 4318183 | 4595899
Scenario 1: Reference | SCG | Com | FoodServ | Com - Grocery | Fuel Substitution | Incremental Measure Cost | 18774 | 22084 | 25528 | 29110 | 32838 | 36762 | 40890 | 45203 | 49862 | 54831 | 60072 | 65622 | 71773
Scenario 1: Reference | SDG&E | Com | BldgEnv | Com - Grocery | Energy Efficiency | Admin | 63 | 60 | 57 | 54 | 52 | 50 | 47 | 45 | 43 | 41 | 39 | 38 | 36
Scenario 1: Reference | SDG&E | Com | BldgEnv | Com - Grocery | Energy Efficiency | Incentives | 5 | 5 | 5 | 5 | 5 | 4 | 4 | 4 | 4 | 4 | 3 | 3 | 3
Scenario 1: Reference | SDG&E | Com | BldgEnv | Com - Grocery | Energy Efficiency | Incremental Measure Cost | 365 | 353 | 342 | 331 | 321 | 312 | 304 | 296 | 289 | 282 | 275 | 268 | 261
Scenario 1: Reference | SDG&E | Com | HVAC | Com - Grocery | Fuel Substitution | Incremental Measure Cost | 63 | 70 | 79 | 88 | 97 | 0 | 0 | 0 | 0 | 0 | 0 | 0 | 0
Scenario 1: Reference | SDG&E | Com | HVAC | Com - Grocery | Energy Efficiency | Admin | 9828 | 10856 | 11917 | 13068 | 14204 | 15486 | 16835 | 18230 | 8931 | 6939 | 7372 | 7822 | 5707
Scenario 1: Reference | SDG&E | Com | HVAC | Com - Grocery | Energy Efficiency | Incentives | 10741 | 12107 | 13561 | 15173 | 16829 | 18718 | 20760 | 22935 | 11321 | 8898 | 9647 | 10445 | 7540
Scenario 1: Reference | SDG&E | Com | HVAC | Com - Grocery | Energy Efficiency | Incremental Measure Cost | 25797 | 29077 | 32570 | 36441 | 40417 | 44956 | 49858 | 55082 | 27189 | 21371 | 23170 | 25086 | 18109
Scenario 1: Reference | SDG&E | Com | HVAC | Com - Grocery | Fuel Substitution | Admin | 29 | 32 | 36 | 39 | 44 | 0 | 0 | 0 | 0 | 0 | 0 | 0 | 0
Scenario 1: Reference | SDG&E | Com | HVAC | Com - Grocery | Fuel Substitution | Incentives | 137 | 151 | 166 | 181 | 197 | 0 | 0 | 0 | 0 | 0 | 0 | 0 | 0
Scenario 1: Reference | SDG&E | Com | WaterHeat | Com - Grocery | Energy Efficiency | Admin | 60554 | 62630 | 64710 | 66874 | 68987 | 67193 | 69402 | 71643 | 48814 | 51388 | 78362 | 80916 | 83387
Scenario 1: Reference | SDG&E | Com | WaterHeat | Com - Grocery | Energy Efficiency | Incentives | 0 | 0 | 0 | 0 | 0 | 0 | 0 | 0 | 0 | 0 | 0 | 0 | 0
Scenario 1: Reference | SDG&E | Com | WaterHeat | Com - Grocery | Energy Efficiency | Incremental Measure Cost | 18083 | 18700 | 19327 | 19983 | 20637 | 19235 | 17658 | 18203 | 7352 | 7825 | 19870 | 20561 | 21209
Scenario 1: Reference | SDG&E | Com | WaterHeat | Com - Grocery | Fuel Substitution | Admin | 6002 | 6680 | 7385 | 8128 | 8911 | 0 | 0 | 0 | 0 | 0 | 0 | 0 | 0
Scenario 1: Reference | SDG&E | Com | WaterHeat | Com - Grocery | Fuel Substitution | Incentives | 905 | 988 | 1070 | 1155 | 1241 | 0 | 0 | 0 | 0 | 0 | 0 | 0 | 0
Scenario 1: Reference | SDG&E | Com | WaterHeat | Com - Grocery | Fuel Substitution | Incremental Measure Cost | 12004 | 13360 | 14769 | 16256 | 17822 | 0 | 0 | 0 | 0 | 0 | 0 | 0 | 0
Scenario 1: Reference | SDG&E | Com | ComRefrig | Com - Grocery | Energy Efficiency | Admin | 125749 | 71063 | 32649 | 17501 | 9100 | 6235 | 5837 | 5464 | 5115 | 4788 | 4482 | 4196 | 3928
Scenario 1: Reference | SDG&E | Com | ComRefrig | Com - Grocery | Energy Efficiency | Incentives | 8706 | 4920 | 2260 | 1212 | 630 | 432 | 404 | 378 | 354 | 331 | 310 | 290 | 272
Scenario 1: Reference | SDG&E | Com | ComRefrig | Com - Grocery | Energy Efficiency | Incremental Measure Cost | 397327 | 224449 | 101671 | 56048 | 30933 | 22315 | 21311 | 20352 | 19436 | 18562 | 17727 | 16929 | 16168
Scenario 1: Reference | SDG&E | Com | FoodServ | Com - Grocery | Energy Efficiency | Admin | 279332 | 292665 | 305393 | 318377 | 330390 | 343242 | 356038 | 368554 | 380391 | 392531 | 404285 | 415903 | 427439
Scenario 1: Reference | SDG&E | Com | FoodServ | Com - Grocery | Energy Efficiency | Incentives | 24781 | 25963 | 27093 | 28244 | 29310 | 30450 | 31586 | 32696 | 33746 | 34823 | 35866 | 36896 | 37920
Scenario 1: Reference | SDG&E | Com | FoodServ | Com - Grocery | Energy Efficiency | Incremental Measure Cost | 369036 | 393656 | 417881 | 443241 | 468015 | 494804 | 522364 | 550382 | 578254 | 607500 | 637081 | 667393 | 698536
Scenario 1: Reference | SDG&E | Com | FoodServ | Com - Grocery | Fuel Substitution | Admin | 5495 | 6487 | 7527 | 8625 | 9783 | 10954 | 12071 | 13188 | 14312 | 15430 | 16561 | 17715 | 18910
Scenario 1: Reference | SDG&E | Com | FoodServ | Com - Grocery | Fuel Substitution | Incentives | 1103 | 1277 | 1454 | 1634 | 1818 | 2005 | 2196 | 2391 | 2588 | 2788 | 2990 | 3196 | 3409
Scenario 1: Reference | SDG&E | Com | FoodServ | Com - Grocery | Fuel Substitution | Incremental Measure Cost | 11011 | 12998 | 15085 | 17287 | 19609 | 22053 | 24629 | 27339 | 30183 | 33164 | 36277 | 39548 | 43023
Scenario 1: Reference | SDG&E | Com | Lighting | Com - Grocery | Energy Efficiency | Admin | 12241 | 12340 | 12435 | 12554 | 12641 | 12774 | 12912 | 13045 | 13159 | 8021 | 7096 | 7228 | 7362
Scenario 1: Reference | SDG&E | Com | Lighting | Com - Grocery | Energy Efficiency | Incentives | 39811 | 40864 | 41930 | 43109 | 44214 | 45510 | 46860 | 48235 | 49578 | 28246 | 24614 | 25574 | 26567
Scenario 1: Reference | SDG&E | Com | Lighting | Com - Grocery | Energy Efficiency | Incremental Measure Cost | 42190 | 43305 | 44436 | 45685 | 46855 | 48229 | 49660 | 51117 | 52540 | 29934 | 26085 | 27102 | 28154
Scenario 1: Reference | PG&E | Com | AppPlug | Com - Health | Energy Efficiency | Admin | 2982021 | 3168560 | 3319817 | 3403790 | 2756276 | 2690252 | 5603540 | 3597396 | 3611247 | 3592391 | 3540292 | 3509794 | 3459122
Scenario 1: Reference | PG&E | Com | AppPlug | Com - Health | Energy Efficiency | Incentives | 847 | 899 | 942 | 966 | 782 | 764 | 1591 | 1021 | 1025 | 1020 | 1005 | 996 | 982
Scenario 1: Reference | PG&E | Com | AppPlug | Com - Health | Energy Efficiency | Incremental Measure Cost | 1316832 | 1428333 | 1526858 | 1595773 | 1319882 | 1291571 | 2839835 | 1823836 | 1866438 | 1892392 | 1900393 | 1921060 | 1930547
Scenario 1: Reference | PG&E | Com | BldgEnv | Com - Health | Energy Efficiency | Admin | 59639 | 61821 | 61827 | 59396 | 54699 | 48498 | 41022 | 33056 | 25182 | 17845 | 11325 | 5839 | 1854
Scenario 1: Reference | PG&E | Com | BldgEnv | Com - Health | Energy Efficiency | Incremental Measure Cost | 153191 | 161867 | 164890 | 161492 | 151665 | 136785 | 117718 | 96380 | 74443 | 53283 | 33859 | 16781 | 3522
Scenario 1: Reference | PG&E | Com | HVAC | Com - Health | Fuel Substitution | Incremental Measure Cost | 272685 | 301558 | 329597 | 356407 | 381649 | 16130 | 17322 | 18247 | 19001 | 19640 | 20200 | 20706 | 21174
Scenario 1: Reference | PG&E | Com | HVAC | Com - Health | Energy Efficiency | Admin | 537600 | 562522 | 587852 | 601306 | 614104 | 525967 | 532785 | 538683 | 542504 | 542987 | 540123 | 540758 | 540226
Scenario 1: Reference | PG&E | Com | HVAC | Com - Health | Energy Efficiency | Incentives | 185365 | 193958 | 202692 | 207331 | 211744 | 181351 | 183702 | 185736 | 187053 | 187219 | 186232 | 186450 | 186266
Scenario 1: Reference | PG&E | Com | HVAC | Com - Health | Energy Efficiency | Incremental Measure Cost | 2343427 | 2540200 | 2751642 | 2917391 | 3086622 | 2651360 | 2369913 | 2482893 | 2588714 | 2679735 | 2755864 | 2847784 | 2935915
Scenario 1: Reference | PG&E | Com | HVAC | Com - Health | Fuel Substitution | Admin | 89353 | 97005 | 104077 | 110465 | 116096 | 1805 | 1900 | 1963 | 2004 | 2030 | 2047 | 2057 | 2063
Scenario 1: Reference | PG&E | Com | HVAC | Com - Health | Fuel Substitution | Incentives | 10575 | 11468 | 12291 | 13031 | 13681 | 207 | 218 | 226 | 230 | 233 | 235 | 236 | 237
Scenario 1: Reference | PG&E | Com | WaterHeat | Com - Health | Energy Efficiency | Incremental Measure Cost | 466081 | 527150 | 581241 | 658741 | 717516 | 598096 | 542580 | 602905 | 641678 | 650318 | 625185 | 569310 | 491734
Scenario 1: Reference | PG&E | Com | WaterHeat | Com - Health | Fuel Substitution | Incremental Measure Cost | 394794 | 498940 | 633332 | 717919 | 778249 | 250262 | 319588 | 409798 | 238439 | 308856 | 404203 | 505620 | 613083
Scenario 1: Reference | PG&E | Com | WaterHeat | Com - Health | Energy Efficiency | Admin | 684883 | 789935 | 915643 | 1053318 | 1144995 | 975857 | 1104743 | 1202861 | 1254607 | 1246019 | 1173857 | 1047610 | 886980
Scenario 1: Reference | PG&E | Com | WaterHeat | Com - Health | Energy Efficiency | Incentives | 0 | 0 | 0 | 0 | 0 | 0 | 0 | 0 | 0 | 0 | 0 | 0 | 0
Scenario 1: Reference | PG&E | Com | WaterHeat | Com - Health | Fuel Substitution | Admin | 137544 | 173377 | 217246 | 270672 | 335342 | 57308 | 74789 | 95588 | 119219 | 154428 | 202101 | 252810 | 306541
Scenario 1: Reference | PG&E | Com | WaterHeat | Com - Health | Fuel Substitution | Incentives | 39579 | 49118 | 60379 | 73615 | 89094 | 46759 | 59827 | 74960 | 91650 | 116370 | 149283 | 183042 | 217547
Scenario 1: Reference | PG&E | Com | ComRefrig | Com - Health | Energy Efficiency | Admin | 0 | 0 | 0 | 0 | 0 | 0 | 0 | 0 | 0 | 0 | 0 | 0 | 0
Scenario 1: Reference | PG&E | Com | ComRefrig | Com - Health | Energy Efficiency | Incentives | 0 | 0 | 0 | 0 | 0 | 0 | 0 | 0 | 0 | 0 | 0 | 0 | 0
Scenario 1: Reference | PG&E | Com | ComRefrig | Com - Health | Energy Efficiency | Incremental Measure Cost | 0 | 0 | 0 | 0 | 0 | 0 | 0 | 0 | 0 | 0 | 0 | 0 | 0
Scenario 1: Reference | PG&E | Com | FoodServ | Com - Health | Energy Efficiency | Admin | 377072 | 385539 | 397074 | 402979 | 419772 | 424320 | 440897 | 439119 | 443472 | 446363 | 453046 | 460328 | 465968
Scenario 1: Reference | PG&E | Com | FoodServ | Com - Health | Energy Efficiency | Incentives | 46529 | 47573 | 48997 | 49725 | 51797 | 52358 | 54404 | 54185 | 54722 | 55078 | 55903 | 56802 | 57497
Scenario 1: Reference | PG&E | Com | FoodServ | Com - Health | Energy Efficiency | Incremental Measure Cost | 612689 | 636893 | 667152 | 689435 | 792652 | 823836 | 873145 | 885875 | 912259 | 936556 | 993479 | 1040769 | 1077616
Scenario 1: Reference | PG&E | Com | FoodServ | Com - Health | Fuel Substitution | Admin | 854 | 971 | 1090 | 1211 | 1345 | 1484 | 1632 | 1791 | 1960 | 2142 | 2338 | 2551 | 2785
Scenario 1: Reference | PG&E | Com | FoodServ | Com - Health | Fuel Substitution | Incentives | 156 | 177 | 198 | 220 | 243 | 268 | 294 | 321 | 351 | 382 | 416 | 453 | 494
Scenario 1: Reference | PG&E | Com | FoodServ | Com - Health | Fuel Substitution | Incremental Measure Cost | 2038 | 2359 | 2694 | 3048 | 3447 | 3873 | 4337 | 4847 | 5402 | 6012 | 6683 | 7429 | 8263
Scenario 1: Reference | PG&E | Com | Lighting | Com - Health | Energy Efficiency | Admin | 36941 | 38287 | 39856 | 40847 | 41911 | 42885 | 43684 | 44340 | 44879 | 45262 | 45497 | 46022 | 46547
Scenario 1: Reference | PG&E | Com | Lighting | Com - Health | Energy Efficiency | Incentives | 117709 | 121998 | 126997 | 130153 | 133546 | 136650 | 139194 | 141286 | 143004 | 144223 | 144971 | 146644 | 148318
Scenario 1: Reference | PG&E | Com | Lighting | Com - Health | Energy Efficiency | Incremental Measure Cost | 198546 | 209418 | 221860 | 231520 | 241912 | 252120 | 261408 | 269915 | 277979 | 285329 | 291973 | 300663 | 309621
Scenario 1: Reference | SCE | Com | BldgEnv | Com - Health | Energy Efficiency | Admin | 615 | 547 | 79 | 69 | 58 | 49 | 40 | 33 | 34 | 0 | 0 | 0 | 0
Scenario 1: Reference | SCE | Com | BldgEnv | Com - Health | Energy Efficiency | Incremental Measure Cost | 14062 | 12686 | 950 | 825 | 696 | 569 | 457 | 383 | 388 | 0 | 0 | 0 | 0
Scenario 1: Reference | SCE | Com | HVAC | Com - Health | Energy Efficiency | Admin | 79105 | 81893 | 147011 | 167961 | 194301 | 227224 | 315290 | 328390 | 118345 | 96260 | 97228 | 98728 | 100353
Scenario 1: Reference | SCE | Com | HVAC | Com - Health | Energy Efficiency | Incentives | 18702 | 19774 | 56893 | 69674 | 86916 | 100242 | 124092 | 133749 | 41301 | 26713 | 27521 | 28505 | 29553
Scenario 1: Reference | SCE | Com | HVAC | Com - Health | Energy Efficiency | Incremental Measure Cost | 44916 | 47491 | 136639 | 167337 | 208745 | 240751 | 298031 | 321225 | 99193 | 64156 | 66097 | 68459 | 70977
Scenario 1: Reference | SCE | Com | HVAC | Com - Health | Fuel Substitution | Admin | 33483 | 34387 | 34963 | 35302 | 35479 | 0 | 0 | 0 | 0 | 0 | 0 | 0 | 0
Scenario 1: Reference | SCE | Com | HVAC | Com - Health | Fuel Substitution | Incentives | 3034 | 3118 | 3172 | 3205 | 3223 | 268 | 273 | 276 | 277 | 278 | 278 | 278 | 277
Scenario 1: Reference | SCE | Com | WaterHeat | Com - Health | Energy Efficiency | Admin | 1906 | 2320 | 2820 | 3403 | 4110 | 4948 | 5961 | 7153 | 8573 | 10239 | 12209 | 14622 | 17527
Scenario 1: Reference | SCE | Com | WaterHeat | Com - Health | Energy Efficiency | Incentives | 52 | 64 | 79 | 98 | 120 | 148 | 181 | 222 | 271 | 331 | 402 | 491 | 601
Scenario 1: Reference | SCE | Com | WaterHeat | Com - Health | Energy Efficiency | Incremental Measure Cost | 70 | 87 | 108 | 133 | 164 | 201 | 247 | 302 | 370 | 450 | 547 | 669 | 818
Scenario 1: Reference | SCE | Com | WaterHeat | Com - Health | Fuel Substitution | Admin | 343500 | 349371 | 354960 | 360681 | 366653 | 0 | 0 | 0 | 0 | 0 | 0 | 0 | 0
Scenario 1: Reference | SCE | Com | WaterHeat | Com - Health | Fuel Substitution | Incentives | 190086 | 190863 | 191424 | 191954 | 192521 | 78779 | 96267 | 112806 | 126045 | 135604 | 142119 | 146496 | 149426
Scenario 1: Reference | SCE | Com | ComRefrig | Com - Health | Energy Efficiency | Admin | 0 | 0 | 0 | 0 | 57970 | 67976 | 69100 | 69905 | 70611 | 71062 | 83673 | 86272 | 87284
Scenario 1: Reference | SCE | Com | ComRefrig | Com - Health | Energy Efficiency | Incentives | 0 | 0 | 0 | 0 | 1 | 2 | 2 | 2 | 2 | 2 | 2 | 2 | 2
Scenario 1: Reference | SCE | Com | ComRefrig | Com - Health | Energy Efficiency | Incremental Measure Cost | 0 | 0 | 0 | 0 | 111435 | 133283 | 138197 | 142603 | 146924 | 150819 | 187303 | 197743 | 204064
Scenario 1: Reference | SCE | Com | FoodServ | Com - Health | Energy Efficiency | Admin | 26459 | 42870 | 47802 | 49279 | 51099 | 70854 | 75492 | 76401 | 84234 | 88313 | 88559 | 89728 | 91245
Scenario 1: Reference | SCE | Com | FoodServ | Com - Health | Energy Efficiency | Incentives | 14140 | 25571 | 29409 | 31005 | 32866 | 48197 | 51992 | 53073 | 59335 | 62825 | 63455 | 64762 | 66356
Scenario 1: Reference | SCE | Com | FoodServ | Com - Health | Energy Efficiency | Incremental Measure Cost | 22559 | 40798 | 46920 | 49467 | 52437 | 83979 | 92368 | 95374 | 111512 | 121670 | 124870 | 129019 | 133734
Scenario 1: Reference | SCE | Com | FoodServ | Com - Health | Fuel Substitution | Admin | 876 | 1021 | 1167 | 1316 | 1468 | 1624 | 1785 | 1949 | 2120 | 2298 | 2481 | 2670 | 2880
Scenario 1: Reference | SCE | Com | FoodServ | Com - Health | Fuel Substitution | Incentives | 97134 | 113169 | 129417 | 145889 | 162682 | 179982 | 197761 | 215929 | 234764 | 254444 | 274620 | 295467 | 318784
Scenario 1: Reference | SCE | Com | Lighting | Com - Health | Energy Efficiency | Admin | 76205 | 80514 | 84850 | 88461 | 92207 | 95585 | 99053 | 101993 | 104732 | 106947 | 108903 | 111308 | 113687
Scenario 1: Reference | SCE | Com | Lighting | Com - Health | Energy Efficiency | Incentives | 2 | 2 | 2 | 2 | 2 | 2 | 2 | 2 | 2 | 2 | 2 | 3 | 3
Scenario 1: Reference | SCE | Com | Lighting | Com - Health | Energy Efficiency | Incremental Measure Cost | 118864 | 127743 | 136954 | 145307 | 154150 | 162669 | 171614 | 179939 | 188174 | 195735 | 203058 | 211294 | 219564
Scenario 1: Reference | SCG | Com | AppPlug | Com - Health | Energy Efficiency | Admin | 1506951 | 1670323 | 1825332 | 1932659 | 2034669 | 2114662 | 2179552 | 2208822 | 2208010 | 2169856 | 2100814 | 2022776 | 1925530
Scenario 1: Reference | SCG | Com | AppPlug | Com - Health | Energy Efficiency | Incentives | 384207 | 425860 | 465381 | 492744 | 518753 | 539147 | 555691 | 563154 | 562947 | 553219 | 535617 | 515720 | 490927
Scenario 1: Reference | SCG | Com | AppPlug | Com - Health | Energy Efficiency | Incremental Measure Cost | 1735272 | 1964044 | 2190489 | 2362792 | 2534751 | 2683745 | 2818359 | 2908816 | 2960807 | 2961512 | 2917776 | 2860758 | 2773515
Scenario 1: Reference | SCG | Com | BldgEnv | Com - Health | Energy Efficiency | Admin | 6857 | 6092 | 5108 | 3999 | 2886 | 1841 | 929 | 434 | 428 | 418 | 413 | 427 | 443
Scenario 1: Reference | SCG | Com | BldgEnv | Com - Health | Energy Efficiency | Incentives | 88 | 78 | 66 | 51 | 37 | 24 | 12 | 6 | 6 | 6 | 6 | 6 | 6
Scenario 1: Reference | SCG | Com | BldgEnv | Com - Health | Energy Efficiency | Incremental Measure Cost | 33121 | 30088 | 25864 | 20853 | 15612 | 10505 | 5872 | 3163 | 3209 | 3217 | 3209 | 3290 | 3386
Scenario 1: Reference | SCG | Com | HVAC | Com - Health | Fuel Substitution | Incremental Measure Cost | 674698 | 707294 | 734057 | 756489 | 775819 | 100374 | 104285 | 107567 | 110366 | 112842 | 115115 | 117270 | 119298
Scenario 1: Reference | SCG | Com | HVAC | Com - Health | Energy Efficiency | Incremental Measure Cost | 2419183 | 2519605 | 2593973 | 2621189 | 2623576 | 2077903 | 1481148 | 1369959 | 1245000 | 1109485 | 973316 | 854650 | 747392
Scenario 1: Reference | SCG | Com | HVAC | Com - Health | Energy Efficiency | Admin | 287830 | 294589 | 296717 | 292208 | 283505 | 230233 | 213481 | 193582 | 172474 | 150686 | 129600 | 111567 | 95652
Scenario 1: Reference | SCG | Com | HVAC | Com - Health | Energy Efficiency | Incentives | 27349 | 27991 | 28194 | 27765 | 26938 | 21876 | 20285 | 18394 | 16388 | 14318 | 12314 | 10601 | 9089
Scenario 1: Reference | SCG | Com | WaterHeat | Com - Health | Energy Efficiency | Incremental Measure Cost | 17423554 | 13427799 | 9573161 | 6626228 | 4588719 | 2944366 | 1787734 | 1093636 | 25688 | 23986 | 23406 | 21917 | 20547
Scenario 1: Reference | SCG | Com | WaterHeat | Com - Health | Fuel Substitution | Incremental Measure Cost | 1682275 | 1722980 | 1643839 | 1568398 | 1429228 | 438319 | 511133 | 577318 | 300921 | 330230 | 353025 | 371183 | 386185
Scenario 1: Reference | SCG | Com | WaterHeat | Com - Health | Energy Efficiency | Admin | 1954974 | 1492972 | 1092209 | 789861 | 585612 | 275463 | 179490 | 113467 | 17655 | 16230 | 15033 | 13862 | 12802
Scenario 1: Reference | SCG | Com | WaterHeat | Com - Health | Energy Efficiency | Incentives | 1 | 1 | 1 | 1 | 0 | 0 | 0 | 0 | 0 | 0 | 0 | 0 | 0
Scenario 1: Reference | SCG | Com | FoodServ | Com - Health | Energy Efficiency | Admin | 136559 | 143831 | 151142 | 157399 | 163928 | 169852 | 190062 | 200611 | 207141 | 212587 | 217524 | 223884 | 229585
Scenario 1: Reference | SCG | Com | FoodServ | Com - Health | Energy Efficiency | Incentives | 134284 | 142292 | 150446 | 157117 | 163768 | 169805 | 189905 | 200481 | 207114 | 212629 | 217625 | 224161 | 230072
Scenario 1: Reference | SCG | Com | FoodServ | Com - Health | Energy Efficiency | Incremental Measure Cost | 402121 | 432400 | 463885 | 492686 | 523483 | 552967 | 792845 | 905302 | 964691 | 1021437 | 1077920 | 1146224 | 1218818
Scenario 1: Reference | SCG | Com | FoodServ | Com - Health | Fuel Substitution | Incremental Measure Cost | 5144 | 6109 | 7122 | 8186 | 9310 | 10505 | 11776 | 13118 | 14553 | 16099 | 17736 | 19475 | 21423
Scenario 1: Reference | SDG&E | Com | AppPlug | Com - Health | Energy Efficiency | Admin | 256915 | 286319 | 666824 | 741428 | 811035 | 879230 | 919518 | 991533 | 1074467 | 1163258 | 1246109 | 1248001 | 1262822
Scenario 1: Reference | SDG&E | Com | AppPlug | Com - Health | Energy Efficiency | Incentives | 43 | 48 | 111 | 124 | 136 | 147 | 154 | 166 | 180 | 194 | 208 | 209 | 211
Scenario 1: Reference | SDG&E | Com | AppPlug | Com - Health | Energy Efficiency | Incremental Measure Cost | 83158 | 94876 | 243732 | 276869 | 309138 | 341940 | 364113 | 400649 | 443280 | 490092 | 535933 | 545798 | 562104
Scenario 1: Reference | SDG&E | Com | BldgEnv | Com - Health | Energy Efficiency | Admin | 99 | 94 | 89 | 84 | 79 | 74 | 69 | 66 | 63 | 60 | 58 | 55 | 52
Scenario 1: Reference | SDG&E | Com | BldgEnv | Com - Health | Energy Efficiency | Incentives | 9 | 8 | 8 | 7 | 7 | 6 | 6 | 6 | 5 | 5 | 5 | 5 | 5
Scenario 1: Reference | SDG&E | Com | BldgEnv | Com - Health | Energy Efficiency | Incremental Measure Cost | 328 | 317 | 307 | 297 | 286 | 277 | 267 | 259 | 252 | 244 | 238 | 230 | 223
Scenario 1: Reference | SDG&E | Com | HVAC | Com - Health | Energy Efficiency | Admin | 51963 | 53762 | 55683 | 69720 | 76545 | 61840 | 61602 | 63641 | 38491 | 65099 | 69676 | 73611 | 74396
Scenario 1: Reference | SDG&E | Com | HVAC | Com - Health | Energy Efficiency | Incentives | 37678 | 40125 | 42777 | 59982 | 69240 | 51762 | 53068 | 56382 | 37735 | 59659 | 65578 | 70968 | 73818
Scenario 1: Reference | SDG&E | Com | HVAC | Com - Health | Energy Efficiency | Incremental Measure Cost | 122872 | 132337 | 142545 | 188297 | 214784 | 177113 | 127452 | 135413 | 90627 | 143283 | 157498 | 170443 | 177288
Scenario 1: Reference | SDG&E | Com | HVAC | Com - Health | Fuel Substitution | Admin | 4 | 4 | 5 | 5 | 6 | 0 | 0 | 0 | 0 | 0 | 0 | 0 | 0
Scenario 1: Reference | SDG&E | Com | HVAC | Com - Health | Fuel Substitution | Incentives | 11 | 12 | 13 | 14 | 16 | 0 | 0 | 0 | 0 | 0 | 0 | 0 | 0
Scenario 1: Reference | SDG&E | Com | HVAC | Com - Health | Fuel Substitution | Incremental Measure Cost | 14 | 16 | 18 | 20 | 23 | 0 | 0 | 0 | 0 | 0 | 0 | 0 | 0
Scenario 1: Reference | SDG&E | Com | WaterHeat | Com - Health | Energy Efficiency | Incremental Measure Cost | 74461 | 77980 | 77555 | 81794 | 85221 | 55112 | 27256 | 28254 | 8153 | 8910 | 31652 | 32828 | 33925
Scenario 1: Reference | SDG&E | Com | WaterHeat | Com - Health | Fuel Substitution | Incremental Measure Cost | 438188 | 496656 | 598676 | 598075 | 559333 | 221587 | 258440 | 298641 | 159323 | 183284 | 212314 | 236873 | 257564
Scenario 1: Reference | SDG&E | Com | WaterHeat | Com - Health | Energy Efficiency | Admin | 157786 | 164125 | 170556 | 177985 | 184299 | 112281 | 115382 | 119808 | 78205 | 83954 | 136600 | 140487 | 144579
Scenario 1: Reference | SDG&E | Com | WaterHeat | Com - Health | Energy Efficiency | Incentives | 0 | 0 | 0 | 0 | 0 | 0 | 0 | 0 | 0 | 0 | 0 | 0 | 0
Scenario 1: Reference | SDG&E | Com | WaterHeat | Com - Health | Fuel Substitution | Admin | 145750 | 164804 | 184737 | 205789 | 227920 | 51395 | 61006 | 70638 | 79662 | 91642 | 106157 | 118436 | 128782
Scenario 1: Reference | SDG&E | Com | WaterHeat | Com - Health | Fuel Substitution | Incentives | 47137 | 52424 | 57771 | 63221 | 68753 | 44238 | 51477 | 58432 | 64602 | 72857 | 82739 | 90497 | 96471
Scenario 1: Reference | SDG&E | Com | FoodServ | Com - Health | Energy Efficiency | Admin | 109104 | 113935 | 118657 | 124097 | 128422 | 132276 | 133309 | 137244 | 142033 | 148299 | 155638 | 156770 | 158897
Scenario 1: Reference | SDG&E | Com | FoodServ | Com - Health | Energy Efficiency | Incentives | 9679 | 10108 | 10527 | 11009 | 11393 | 11735 | 11826 | 12175 | 12600 | 13156 | 13807 | 13908 | 14096
Scenario 1: Reference | SDG&E | Com | FoodServ | Com - Health | Energy Efficiency | Incremental Measure Cost | 142142 | 151140 | 160187 | 170526 | 179615 | 188307 | 193104 | 202402 | 213309 | 226880 | 242618 | 248802 | 256800
Scenario 1: Reference | SDG&E | Com | FoodServ | Com - Health | Fuel Substitution | Admin | 1633 | 1948 | 2284 | 2642 | 3025 | 3421 | 3815 | 4211 | 4613 | 5017 | 5429 | 5855 | 6304
Scenario 1: Reference | SDG&E | Com | FoodServ | Com - Health | Fuel Substitution | Incentives | 341 | 399 | 459 | 522 | 586 | 652 | 721 | 792 | 864 | 937 | 1012 | 1089 | 1170
Scenario 1: Reference | SDG&E | Com | FoodServ | Com - Health | Fuel Substitution | Incremental Measure Cost | 3273 | 3905 | 4578 | 5298 | 6065 | 6884 | 7757 | 8684 | 9663 | 10696 | 11781 | 12932 | 14171
Scenario 1: Reference | SDG&E | Com | Lighting | Com - Health | Energy Efficiency | Admin | 30024 | 30189 | 30379 | 30793 | 30943 | 31009 | 30435 | 30603 | 30992 | 31720 | 32681 | 32327 | 32245
Scenario 1: Reference | SDG&E | Com | Lighting | Com - Health | Energy Efficiency | Incentives | 102983 | 105459 | 108094 | 111595 | 114243 | 116651 | 116709 | 119582 | 123391 | 128672 | 135067 | 136204 | 138492
Scenario 1: Reference | SDG&E | Com | Lighting | Com - Health | Energy Efficiency | Incremental Measure Cost | 109136 | 111760 | 114552 | 118263 | 121069 | 123621 | 123683 | 126727 | 130764 | 136360 | 143137 | 144343 | 146767
Scenario 1: Reference | PG&E | Com | AppPlug | Com - Lodging | Energy Efficiency | Admin | 2301073 | 2456855 | 2530712 | 2582047 | 2638520 | 2673980 | 2699428 | 2711745 | 2711175 | 2701284 | 1030182 | 1551355 | 7092397
Scenario 1: Reference | PG&E | Com | AppPlug | Com - Lodging | Energy Efficiency | Incentives | 653 | 697 | 718 | 733 | 749 | 759 | 766 | 770 | 770 | 767 | 292 | 440 | 2013
Scenario 1: Reference | PG&E | Com | AppPlug | Com - Lodging | Energy Efficiency | Incremental Measure Cost | 1123443 | 1221530 | 1283302 | 1335756 | 1392106 | 1439125 | 1481900 | 1518440 | 1548439 | 1573422 | 585788 | 961752 | 4228876
Scenario 1: Reference | PG&E | Com | BldgEnv | Com - Lodging | Energy Efficiency | Admin | 78456 | 74318 | 67151 | 57643 | 46789 | 35514 | 24704 | 14955 | 6594 | 2521 | 2568 | 2614 | 2655
Scenario 1: Reference | PG&E | Com | BldgEnv | Com - Lodging | Energy Efficiency | Incremental Measure Cost | 117068 | 112942 | 103858 | 90638 | 74607 | 57231 | 39909 | 23709 | 9298 | 1729 | 1765 | 1803 | 1840
Scenario 1: Reference | PG&E | Com | HVAC | Com - Lodging | Fuel Substitution | Incremental Measure Cost | 242821 | 267291 | 290859 | 296349 | 174213 | 10493 | 11163 | 11656 | 8429 | 8662 | 8862 | 9036 | 13126
Scenario 1: Reference | PG&E | Com | HVAC | Com - Lodging | Energy Efficiency | Admin | 276159 | 284254 | 298120 | 310111 | 321814 | 294915 | 302346 | 308466 | 254758 | 308230 | 308964 | 308505 | 306427
Scenario 1: Reference | PG&E | Com | HVAC | Com - Lodging | Energy Efficiency | Incentives | 95219 | 98011 | 102792 | 106926 | 110961 | 101685 | 104247 | 106357 | 87838 | 106275 | 106528 | 106370 | 105653
Scenario 1: Reference | PG&E | Com | HVAC | Com - Lodging | Energy Efficiency | Incremental Measure Cost | 1326553 | 1410498 | 1527277 | 1637201 | 1748773 | 1668481 | 1570047 | 1648272 | 1501675 | 1720664 | 1780161 | 1835254 | 1884447
Scenario 1: Reference | PG&E | Com | HVAC | Com - Lodging | Fuel Substitution | Admin | 55405 | 60711 | 65766 | 70491 | 74819 | 1171 | 1221 | 1250 | 896 | 902 | 905 | 905 | 1275
Scenario 1: Reference | PG&E | Com | HVAC | Com - Lodging | Fuel Substitution | Incentives | 9309 | 10050 | 10725 | 11323 | 11836 | 135 | 140 | 144 | 103 | 104 | 104 | 104 | 147
Scenario 1: Reference | PG&E | Com | WaterHeat | Com - Lodging | Energy Efficiency | Incremental Measure Cost | 2038620 | 2201829 | 2358178 | 2531553 | 2712972 | 1974437 | 1192372 | 1278278 | 569747 | 515491 | 42650 | 387996 | 313575
Scenario 1: Reference | PG&E | Com | WaterHeat | Com - Lodging | Fuel Substitution | Incremental Measure Cost | 461213 | 579825 | 730566 | 853732 | 972119 | 602259 | 249049 | 319347 | 185295 | 243132 | 317972 | 397489 | 481650
Scenario 1: Reference | PG&E | Com | WaterHeat | Com - Lodging | Energy Efficiency | Admin | 2318572 | 2473913 | 2636119 | 2792606 | 2945384 | 1148543 | 1203917 | 1206915 | 986657 | 870701 | 60120 | 627752 | 490506
Scenario 1: Reference | PG&E | Com | WaterHeat | Com - Lodging | Energy Efficiency | Incentives | 1 | 1 | 1 | 1 | 1 | 0 | 0 | 0 | 0 | 0 | 0 | 0 | 0
Scenario 1: Reference | PG&E | Com | WaterHeat | Com - Lodging | Fuel Substitution | Admin | 115958 | 145780 | 182291 | 226850 | 280923 | 45016 | 58464 | 74466 | 92648 | 121566 | 158986 | 198744 | 240825
Scenario 1: Reference | PG&E | Com | WaterHeat | Com - Lodging | Fuel Substitution | Incentives | 39416 | 48679 | 59632 | 72541 | 87681 | 44299 | 56405 | 70432 | 85904 | 110494 | 141655 | 173581 | 206176
Scenario 1: Reference | PG&E | Com | FoodServ | Com - Lodging | Energy Efficiency | Admin | 331328 | 340979 | 350117 | 358030 | 371387 | 379302 | 385945 | 392226 | 397952 | 403969 | 415253 | 423448 | 436858
Scenario 1: Reference | PG&E | Com | FoodServ | Com - Lodging | Energy Efficiency | Incentives | 40884 | 42074 | 43202 | 44178 | 45826 | 46803 | 47623 | 48398 | 49104 | 49847 | 51239 | 52250 | 53905
Scenario 1: Reference | PG&E | Com | FoodServ | Com - Lodging | Energy Efficiency | Incremental Measure Cost | 493781 | 517473 | 541565 | 564922 | 629215 | 662108 | 687954 | 714204 | 740442 | 768130 | 833565 | 886925 | 940629
Scenario 1: Reference | PG&E | Com | FoodServ | Com - Lodging | Fuel Substitution | Admin | 881 | 994 | 1108 | 1223 | 1346 | 1471 | 1603 | 1740 | 1882 | 2030 | 2186 | 2353 | 2533
Scenario 1: Reference | PG&E | Com | FoodServ | Com - Lodging | Fuel Substitution | Incentives | 158 | 178 | 198 | 219 | 240 | 262 | 286 | 310 | 334 | 360 | 387 | 416 | 448
Scenario 1: Reference | PG&E | Com | FoodServ | Com - Lodging | Fuel Substitution | Incremental Measure Cost | 2114 | 2430 | 2760 | 3103 | 3480 | 3876 | 4306 | 4762 | 5249 | 5770 | 6331 | 6943 | 7619
Scenario 1: Reference | PG&E | Com | Lighting | Com - Lodging | Energy Efficiency | Admin | 0 | 0 | 0 | 0 | 0 | 0 | 0 | 0 | 0 | 0 | 0 | 0 | 0
Scenario 1: Reference | PG&E | Com | Lighting | Com - Lodging | Energy Efficiency | Incentives | 0 | 0 | 0 | 0 | 0 | 0 | 0 | 0 | 0 | 0 | 0 | 0 | 0
Scenario 1: Reference | PG&E | Com | Lighting | Com - Lodging | Energy Efficiency | Incremental Measure Cost | 0 | 0 | 0 | 0 | 0 | 0 | 0 | 0 | 0 | 0 | 0 | 0 | 0
Scenario 1: Reference | SCE | Com | BldgEnv | Com - Lodging | Energy Efficiency | Admin | 37 | 45 | 54 | 66 | 79 | 95 | 114 | 136 | 1 | 0 | 0 | 0 | 0
Scenario 1: Reference | SCE | Com | BldgEnv | Com - Lodging | Energy Efficiency | Incremental Measure Cost | 639 | 791 | 977 | 1203 | 1479 | 1813 | 2216 | 2699 | 13 | 0 | 0 | 0 | 0
Scenario 1: Reference | SCE | Com | HVAC | Com - Lodging | Energy Efficiency | Admin | 106256 | 116042 | 125909 | 189670 | 219664 | 237303 | 253483 | 269720 | 93365 | 48602 | 49391 | 50134 | 50844
Scenario 1: Reference | SCE | Com | HVAC | Com - Lodging | Energy Efficiency | Incentives | 56566 | 64057 | 71932 | 117602 | 147688 | 166108 | 183825 | 202462 | 56707 | 15047 | 15600 | 16155 | 16715
Scenario 1: Reference | SCE | Com | HVAC | Com - Lodging | Energy Efficiency | Incremental Measure Cost | 135855 | 153845 | 172758 | 282445 | 354702 | 398939 | 441491 | 486252 | 136193 | 36139 | 37467 | 38799 | 40143
Scenario 1: Reference | SCE | Com | HVAC | Com - Lodging | Fuel Substitution | Admin | 24418 | 24957 | 25253 | 25379 | 25387 | 0 | 0 | 0 | 0 | 0 | 0 | 0 | 0
Scenario 1: Reference | SCE | Com | HVAC | Com - Lodging | Fuel Substitution | Incentives | 1968 | 2012 | 2037 | 2048 | 2050 | 115 | 116 | 117 | 116 | 116 | 115 | 115 | 114
Scenario 1: Reference | SCE | Com | WaterHeat | Com - Lodging | Energy Efficiency | Admin | 387 | 472 | 573 | 694 | 840 | 1015 | 1224 | 1474 | 1772 | 2127 | 2552 | 3059 | 3664
Scenario 1: Reference | SCE | Com | WaterHeat | Com - Lodging | Energy Efficiency | Incentives | 9 | 11 | 13 | 17 | 20 | 25 | 31 | 38 | 47 | 57 | 70 | 85 | 104
Scenario 1: Reference | SCE | Com | WaterHeat | Com - Lodging | Energy Efficiency | Incremental Measure Cost | 12 | 15 | 18 | 22 | 28 | 34 | 42 | 52 | 63 | 78 | 95 | 116 | 142
Scenario 1: Reference | SCE | Com | WaterHeat | Com - Lodging | Fuel Substitution | Admin | 299594 | 307283 | 314807 | 323859 | 334802 | 0 | 0 | 0 | 0 | 0 | 0 | 0 | 0
Scenario 1: Reference | SCE | Com | WaterHeat | Com - Lodging | Fuel Substitution | Incentives | 188560 | 189084 | 189387 | 190773 | 193457 | 78153 | 95999 | 112882 | 126414 | 136225 | 142950 | 147423 | 150326
Scenario 1: Reference | SCE | Com | FoodServ | Com - Lodging | Energy Efficiency | Admin | 67872 | 113699 | 126989 | 131339 | 135504 | 156888 | 163758 | 166739 | 172427 | 176507 | 178775 | 180599 | 182312
Scenario 1: Reference | SCE | Com | FoodServ | Com - Lodging | Energy Efficiency | Incentives | 24495 | 56181 | 66325 | 70502 | 74642 | 91757 | 97280 | 99939 | 104675 | 108253 | 110499 | 112445 | 114336
Scenario 1: Reference | SCE | Com | FoodServ | Com - Lodging | Energy Efficiency | Incremental Measure Cost | 39081 | 89635 | 105819 | 112483 | 119089 | 153205 | 165584 | 172201 | 184449 | 194338 | 201058 | 207205 | 213364
Scenario 1: Reference | SCE | Com | FoodServ | Com - Lodging | Fuel Substitution | Admin | 836 | 969 | 1103 | 1238 | 1377 | 1517 | 1661 | 1806 | 1958 | 2115 | 2275 | 2443 | 2626
Scenario 1: Reference | SCE | Com | FoodServ | Com - Lodging | Fuel Substitution | Incentives | 91513 | 106065 | 120752 | 135581 | 150687 | 166087 | 181760 | 197651 | 214196 | 231338 | 248848 | 267243 | 287332
Scenario 1: Reference | SCE | Com | Lighting | Com - Lodging | Energy Efficiency | Admin | 0 | 0 | 0 | 0 | 0 | 0 | 0 | 0 | 0 | 0 | 0 | 0 | 0
Scenario 1: Reference | SCE | Com | Lighting | Com - Lodging | Energy Efficiency | Incentives | 0 | 0 | 0 | 0 | 0 | 0 | 0 | 0 | 0 | 0 | 0 | 0 | 0
Scenario 1: Reference | SCE | Com | Lighting | Com - Lodging | Energy Efficiency | Incremental Measure Cost | 0 | 0 | 0 | 0 | 0 | 0 | 0 | 0 | 0 | 0 | 0 | 0 | 0
Scenario 1: Reference | SCG | Com | AppPlug | Com - Lodging | Energy Efficiency | Admin | 1082240 | 1189545 | 1292413 | 1350317 | 1404192 | 1449315 | 1482479 | 1501144 | 1502046 | 1485562 | 1453764 | 1406079 | 1345182
Scenario 1: Reference | SCG | Com | AppPlug | Com - Lodging | Energy Efficiency | Incentives | 275924 | 303282 | 329509 | 344272 | 358008 | 369513 | 377968 | 382727 | 382957 | 378754 | 370647 | 358489 | 342963
Scenario 1: Reference | SCG | Com | AppPlug | Com - Lodging | Energy Efficiency | Incremental Measure Cost | 1391691 | 1559763 | 1728382 | 1843883 | 1957630 | 2062682 | 2153670 | 2225804 | 2272949 | 2293986 | 2290400 | 2259874 | 2204939
Scenario 1: Reference | SCG | Com | BldgEnv | Com - Lodging | Energy Efficiency | Admin | 113 | 138 | 166 | 348 | 418 | 502 | 600 | 714 | 847 | 998 | 1168 | 1355 | 1558
Scenario 1: Reference | SCG | Com | BldgEnv | Com - Lodging | Energy Efficiency | Incentives | 2 | 2 | 2 | 5 | 6 | 7 | 8 | 9 | 11 | 13 | 15 | 18 | 21
Scenario 1: Reference | SCG | Com | BldgEnv | Com - Lodging | Energy Efficiency | Incremental Measure Cost | 914 | 1129 | 1391 | 3125 | 3835 | 4691 | 5720 | 6947 | 8396 | 10090 | 12045 | 14262 | 16725
Scenario 1: Reference | SCG | Com | HVAC | Com - Lodging | Fuel Substitution | Incremental Measure Cost | 501185 | 356522 | 364094 | 373440 | 340892 | 44866 | 46272 | 47406 | 48232 | 49040 | 49766 | 50442 | 51090
Scenario 1: Reference | SCG | Com | HVAC | Com - Lodging | Energy Efficiency | Incremental Measure Cost | 1618405 | 1675202 | 1705274 | 1703905 | 1675003 | 1407366 | 1105394 | 1000803 | 181108 | 184503 | 188382 | 192088 | 424931
Scenario 1: Reference | SCG | Com | HVAC | Com - Lodging | Energy Efficiency | Admin | 141063 | 143222 | 142657 | 139121 | 133071 | 108340 | 98270 | 87223 | 15527 | 15499 | 15505 | 15493 | 33937
Scenario 1: Reference | SCG | Com | HVAC | Com - Lodging | Energy Efficiency | Incentives | 13404 | 13609 | 13555 | 13219 | 12644 | 10294 | 9337 | 8288 | 1475 | 1473 | 1473 | 1472 | 3225
Scenario 1: Reference | SCG | Com | WaterHeat | Com - Lodging | Energy Efficiency | Incremental Measure Cost | 5175315 | 4390808 | 3585027 | 3039488 | 2670762 | 1364160 | 171678 | 158368 | 27137 | 23784 | 21119 | 18967 | 17361
Scenario 1: Reference | SCG | Com | WaterHeat | Com - Lodging | Fuel Substitution | Incremental Measure Cost | 1857679 | 1905611 | 1872077 | 1840375 | 1751940 | 898900 | 423220 | 479217 | 250298 | 275124 | 294485 | 309780 | 322201
Scenario 1: Reference | SCG | Com | WaterHeat | Com - Lodging | Energy Efficiency | Admin | 1210529 | 1124861 | 1047164 | 988065 | 949627 | 51307 | 31747 | 28398 | 15541 | 13925 | 12566 | 11408 | 10424
Scenario 1: Reference | SCG | Com | WaterHeat | Com - Lodging | Energy Efficiency | Incentives | 1 | 1 | 1 | 1 | 1 | 0 | 0 | 0 | 0 | 0 | 0 | 0 | 0
Scenario 1: Reference | SCG | Com | WholeBlg | Com - Lodging | Energy Efficiency | Incentives | 0 | 0 | 0 | 0 | 0 | 0 | 0 | 0 | 0 | 0 | 0 | 0 | 0
Scenario 1: Reference | SCG | Com | WholeBlg | Com - Lodging | Energy Efficiency | Incremental Measure Cost | 0 | 0 | 0 | 0 | 0 | 0 | 0 | 0 | 0 | 0 | 0 | 0 | 0
Scenario 1: Reference | SCG | Com | FoodServ | Com - Lodging | Energy Efficiency | Admin | 116939 | 123294 | 129561 | 135501 | 141420 | 147190 | 169322 | 181871 | 188653 | 195049 | 201343 | 207186 | 212332
Scenario 1: Reference | SCG | Com | FoodServ | Com - Lodging | Energy Efficiency | Incentives | 116134 | 122987 | 129807 | 136082 | 142176 | 148136 | 170144 | 182762 | 189718 | 196289 | 202771 | 208812 | 214158
Scenario 1: Reference | SCG | Com | FoodServ | Com - Lodging | Energy Efficiency | Incremental Measure Cost | 341706 | 367961 | 394853 | 421582 | 449133 | 477059 | 752272 | 895009 | 960421 | 1027361 | 1097055 | 1168858 | 1243547
Scenario 1: Reference | SCG | Com | FoodServ | Com - Lodging | Fuel Substitution | Incremental Measure Cost | 4951 | 5850 | 6791 | 7775 | 8813 | 9907 | 11058 | 12266 | 13561 | 14944 | 16402 | 17970 | 19700
Scenario 1: Reference | SDG&E | Com | AppPlug | Com - Lodging | Energy Efficiency | Admin | 133434 | 145418 | 549721 | 600628 | 644398 | 695821 | 744704 | 793481 | 844498 | 892666 | 929336 | 948690 | 967918
Scenario 1: Reference | SDG&E | Com | AppPlug | Com - Lodging | Energy Efficiency | Incentives | 22 | 24 | 92 | 100 | 108 | 116 | 124 | 133 | 141 | 149 | 155 | 159 | 162
Scenario 1: Reference | SDG&E | Com | AppPlug | Com - Lodging | Energy Efficiency | Incremental Measure Cost | 49888 | 55457 | 225095 | 250607 | 274177 | 301754 | 329252 | 357664 | 388027 | 418136 | 443978 | 462534 | 481480
Scenario 1: Reference | SDG&E | Com | BldgEnv | Com - Lodging | Energy Efficiency | Admin | 3 | 3 | 3 | 3 | 3 | 3 | 3 | 3 | 1 | 3 | 5 | 5 | 5
Scenario 1: Reference | SDG&E | Com | BldgEnv | Com - Lodging | Energy Efficiency | Incentives | 0 | 0 | 0 | 0 | 0 | 0 | 0 | 0 | 0 | 0 | 0 | 0 | 0
Scenario 1: Reference | SDG&E | Com | BldgEnv | Com - Lodging | Energy Efficiency | Incremental Measure Cost | 8 | 8 | 8 | 8 | 8 | 8 | 8 | 8 | 1 | 8 | 14 | 14 | 14
Scenario 1: Reference | SDG&E | Com | HVAC | Com - Lodging | Fuel Substitution | Incremental Measure Cost | 43 | 49 | 54 | 60 | 60 | 0 | 0 | 0 | 0 | 0 | 0 | 0 | 0
Scenario 1: Reference | SDG&E | Com | HVAC | Com - Lodging | Energy Efficiency | Admin | 31066 | 32835 | 34667 | 36790 | 38575 | 32118 | 33555 | 34995 | 11927 | 11202 | 14357 | 12118 | 12661
Scenario 1: Reference | SDG&E | Com | HVAC | Com - Lodging | Energy Efficiency | Incentives | 35269 | 38695 | 42375 | 46614 | 50617 | 44428 | 48196 | 52164 | 20363 | 17833 | 20562 | 20425 | 21909
Scenario 1: Reference | SDG&E | Com | HVAC | Com - Lodging | Energy Efficiency | Incremental Measure Cost | 100961 | 110804 | 121360 | 133503 | 144964 | 132204 | 115751 | 125281 | 48906 | 42828 | 49383 | 49053 | 52619
Scenario 1: Reference | SDG&E | Com | HVAC | Com - Lodging | Fuel Substitution | Admin | 12 | 13 | 15 | 16 | 18 | 0 | 0 | 0 | 0 | 0 | 0 | 0 | 0
Scenario 1: Reference | SDG&E | Com | HVAC | Com - Lodging | Fuel Substitution | Incentives | 34 | 38 | 42 | 46 | 50 | 0 | 0 | 0 | 0 | 0 | 0 | 0 | 0
Scenario 1: Reference | SDG&E | Com | WaterHeat | Com - Lodging | Energy Efficiency | Incremental Measure Cost | 428542 | 440860 | 449896 | 465926 | 478457 | 300278 | 112157 | 113349 | 1830 | 1946 | 23870 | 24379 | 29344
Scenario 1: Reference | SDG&E | Com | WaterHeat | Com - Lodging | Fuel Substitution | Incremental Measure Cost | 663771 | 745445 | 872111 | 891312 | 871963 | 509933 | 265923 | 305368 | 162133 | 184934 | 212417 | 235352 | 254421
Scenario 1: Reference | SDG&E | Com | WaterHeat | Com - Lodging | Energy Efficiency | Admin | 567245 | 574385 | 581983 | 593424 | 599612 | 92128 | 92221 | 92342 | 18120 | 19032 | 65931 | 66746 | 70506
Scenario 1: Reference | SDG&E | Com | WaterHeat | Com - Lodging | Energy Efficiency | Incentives | 0 | 0 | 0 | 0 | 0 | 0 | 0 | 0 | 0 | 0 | 0 | 0 | 0
Scenario 1: Reference | SDG&E | Com | WaterHeat | Com - Lodging | Fuel Substitution | Admin | 166666 | 187155 | 208368 | 230522 | 253553 | 53174 | 62736 | 72249 | 81066 | 92467 | 106209 | 117676 | 127211
Scenario 1: Reference | SDG&E | Com | WaterHeat | Com - Lodging | Fuel Substitution | Incentives | 63081 | 69723 | 76363 | 83045 | 89742 | 55234 | 63885 | 72126 | 79339 | 88719 | 99903 | 108517 | 115007
Scenario 1: Reference | SDG&E | Com | FoodServ | Com - Lodging | Energy Efficiency | Admin | 115120 | 119332 | 123431 | 128113 | 131686 | 135855 | 139606 | 143250 | 147038 | 150610 | 153798 | 156893 | 160073
Scenario 1: Reference | SDG&E | Com | FoodServ | Com - Lodging | Energy Efficiency | Incentives | 10213 | 10586 | 10950 | 11365 | 11682 | 12052 | 12385 | 12708 | 13044 | 13361 | 13644 | 13919 | 14201
Scenario 1: Reference | SDG&E | Com | FoodServ | Com - Lodging | Energy Efficiency | Incremental Measure Cost | 138722 | 146543 | 154438 | 163366 | 171102 | 179912 | 188434 | 197086 | 206239 | 215380 | 224247 | 233269 | 242727
Scenario 1: Reference | SDG&E | Com | FoodServ | Com - Lodging | Fuel Substitution | Admin | 2144 | 2539 | 2956 | 3396 | 3860 | 4333 | 4791 | 5251 | 5712 | 6163 | 6619 | 7077 | 7539
Scenario 1: Reference | SDG&E | Com | FoodServ | Com - Lodging | Fuel Substitution | Incentives | 437 | 508 | 580 | 654 | 729 | 806 | 884 | 964 | 1044 | 1125 | 1207 | 1289 | 1372
Scenario 1: Reference | SDG&E | Com | FoodServ | Com - Lodging | Fuel Substitution | Incremental Measure Cost | 4292 | 5082 | 5916 | 6797 | 7727 | 8706 | 9738 | 10821 | 11957 | 13144 | 14380 | 15665 | 17001
Scenario 1: Reference | PG&E | Com | BldgEnv | Com - Office (Large) | Energy Efficiency | Admin | 3128 | 3244 | 3378 | 3471 | 3644 | 3717 | 3799 | 3834 | 3770 | 3791 | 3794 | 3793 | 3791
Scenario 1: Reference | PG&E | Com | BldgEnv | Com - Office (Large) | Energy Efficiency | Incremental Measure Cost | 8112 | 8352 | 8640 | 8866 | 10025 | 10214 | 10432 | 10567 | 9829 | 9968 | 10075 | 10180 | 10287
Scenario 1: Reference | PG&E | Com | HVAC | Com - Office (Large) | Energy Efficiency | Admin | 636538 | 660885 | 682989 | 698901 | 712916 | 137325 | 139391 | 140068 | 126920 | 124136 | 123983 | 123822 | 123641
Scenario 1: Reference | PG&E | Com | HVAC | Com - Office (Large) | Energy Efficiency | Incentives | 219496 | 227892 | 235514 | 241001 | 245833 | 47348 | 48060 | 48294 | 43761 | 42801 | 42748 | 42692 | 42630
Scenario 1: Reference | PG&E | Com | HVAC | Com - Office (Large) | Energy Efficiency | Incremental Measure Cost | 5676221 | 6017851 | 6349211 | 6632183 | 6904930 | 4207263 | 1320621 | 1357044 | 1289438 | 1288361 | 1313149 | 1338321 | 1363825
Scenario 1: Reference | PG&E | Com | HVAC | Com - Office (Large) | Fuel Substitution | Admin | 61 | 893 | 928 | 955 | 974 | 0 | 0 | 0 | 0 | 0 | 0 | 0 | 0
Scenario 1: Reference | PG&E | Com | HVAC | Com - Office (Large) | Fuel Substitution | Incentives | 7 | 103 | 107 | 110 | 112 | 0 | 0 | 0 | 0 | 0 | 0 | 0 | 0
Scenario 1: Reference | PG&E | Com | HVAC | Com - Office (Large) | Fuel Substitution | Incremental Measure Cost | 361 | 7180 | 7613 | 7991 | 8314 | 0 | 0 | 0 | 0 | 0 | 0 | 0 | 0
Scenario 1: Reference | PG&E | Com | WaterHeat | Com - Office (Large) | Energy Efficiency | Incremental Measure Cost | 1346639 | 1432048 | 1460015 | 1423456 | 1322001 | 856376 | 373123 | 202290 | 60111 | 38910 | 36102 | 33510 | 31122
Scenario 1: Reference | PG&E | Com | WaterHeat | Com - Office (Large) | Fuel Substitution | Incremental Measure Cost | 153838 | 193069 | 245822 | 264045 | 263991 | 115627 | 147082 | 187643 | 123876 | 165129 | 214538 | 266490 | 320833
Scenario 1: Reference | PG&E | Com | WaterHeat | Com - Office (Large) | Energy Efficiency | Admin | 2071712 | 2191233 | 2195201 | 2052816 | 1777168 | 1142218 | 750593 | 396505 | 115440 | 74543 | 67868 | 61834 | 56394
Scenario 1: Reference | PG&E | Com | WaterHeat | Com - Office (Large) | Energy Efficiency | Incentives | 1 | 1 | 1 | 1 | 1 | 0 | 0 | 0 | 0 | 0 | 0 | 0 | 0
Scenario 1: Reference | PG&E | Com | WaterHeat | Com - Office (Large) | Fuel Substitution | Admin | 42845 | 53514 | 66242 | 81367 | 99258 | 30902 | 39745 | 50180 | 61938 | 82565 | 107269 | 133245 | 160416
Scenario 1: Reference | PG&E | Com | WaterHeat | Com - Office (Large) | Fuel Substitution | Incentives | 8000 | 9844 | 11991 | 14480 | 17355 | 11814 | 14894 | 18431 | 22300 | 29138 | 37109 | 45185 | 53324
Scenario 1: Reference | PG&E | Com | WholeBlg | Com - Office (Large) | Energy Efficiency | Admin | 2761344 | 2829153 | 2891265 | 2960750 | 3039520 | 3123580 | 3223805 | 3248297 | 3346793 | 3505239 | 3599769 | 3675029 | 3756548
Scenario 1: Reference | PG&E | Com | WholeBlg | Com - Office (Large) | Energy Efficiency | Incentives | 0 | 0 | 0 | 0 | 0 | 0 | 0 | 0 | 0 | 0 | 0 | 0 | 0
Scenario 1: Reference | PG&E | Com | WholeBlg | Com - Office (Large) | Energy Efficiency | Incremental Measure Cost | 0 | 0 | 0 | 0 | 0 | 0 | 0 | 0 | 0 | 0 | 0 | 0 | 0
Scenario 1: Reference | PG&E | Com | FoodServ | Com - Office (Large) | Energy Efficiency | Admin | 3181 | 3197 | 3220 | 3237 | 3259 | 3279 | 3303 | 3320 | 3332 | 3350 | 3367 | 3384 | 3403
Scenario 1: Reference | PG&E | Com | FoodServ | Com - Office (Large) | Energy Efficiency | Incentives | 392 | 394 | 397 | 399 | 402 | 404 | 407 | 410 | 411 | 413 | 415 | 418 | 420
Scenario 1: Reference | PG&E | Com | FoodServ | Com - Office (Large) | Energy Efficiency | Incremental Measure Cost | 4529 | 4643 | 4770 | 4891 | 5023 | 5154 | 5295 | 5430 | 5558 | 5700 | 5843 | 5991 | 6145
Scenario 1: Reference | PG&E | Com | Lighting | Com - Office (Large) | Energy Efficiency | Admin | 30781 | 32756 | 34684 | 36345 | 37938 | 39334 | 40680 | 41960 | 43206 | 44473 | 45610 | 46675 | 47682
Scenario 1: Reference | PG&E | Com | Lighting | Com - Office (Large) | Energy Efficiency | Incentives | 98080 | 104372 | 110517 | 115808 | 120887 | 125335 | 129621 | 133702 | 137670 | 141709 | 145333 | 148724 | 151933
Scenario 1: Reference | PG&E | Com | Lighting | Com - Office (Large) | Energy Efficiency | Incremental Measure Cost | 269201 | 292202 | 315591 | 337315 | 359150 | 379813 | 400659 | 421537 | 442728 | 464833 | 486253 | 507551 | 528874
Scenario 1: Reference | SCE | Com | BldgEnv | Com - Office (Large) | Energy Efficiency | Admin | 529 | 546 | 559 | 572 | 588 | 602 | 610 | 617 | 618 | 0 | 0 | 0 | 0
Scenario 1: Reference | SCE | Com | BldgEnv | Com - Office (Large) | Energy Efficiency | Incremental Measure Cost | 7969 | 8151 | 8304 | 8464 | 8668 | 8862 | 9004 | 9150 | 9227 | 0 | 0 | 0 | 0
Scenario 1: Reference | SCE | Com | HVAC | Com - Office (Large) | Energy Efficiency | Admin | 22911 | 23424 | 23866 | 24285 | 24726 | 25131 | 25460 | 25775 | 26006 | 26191 | 26388 | 26542 | 26698
Scenario 1: Reference | SCE | Com | HVAC | Com - Office (Large) | Energy Efficiency | Incentives | 11903 | 12412 | 12899 | 13388 | 13904 | 14415 | 14895 | 15381 | 15829 | 16261 | 16711 | 17145 | 17590
Scenario 1: Reference | SCE | Com | HVAC | Com - Office (Large) | Energy Efficiency | Incremental Measure Cost | 28586 | 29810 | 30980 | 32155 | 33394 | 34620 | 35773 | 36940 | 38017 | 39053 | 40135 | 41176 | 42246
Scenario 1: Reference | SCE | Com | HVAC | Com - Office (Large) | Fuel Substitution | Admin | 102 | 102 | 100 | 98 | 96 | 0 | 0 | 0 | 0 | 0 | 0 | 0 | 0
Scenario 1: Reference | SCE | Com | HVAC | Com - Office (Large) | Fuel Substitution | Incentives | 7 | 7 | 7 | 7 | 7 | 0 | 0 | 0 | 0 | 0 | 0 | 0 | 0
Scenario 1: Reference | SCE | Com | WaterHeat | Com - Office (Large) | Energy Efficiency | Admin | 1092 | 1326 | 1603 | 1932 | 2329 | 2801 | 3359 | 4024 | 4808 | 5733 | 6839 | 8144 | 9698
Scenario 1: Reference | SCE | Com | WaterHeat | Com - Office (Large) | Energy Efficiency | Incentives | 64 | 79 | 97 | 119 | 147 | 180 | 220 | 269 | 328 | 399 | 486 | 590 | 717
Scenario 1: Reference | SCE | Com | WaterHeat | Com - Office (Large) | Energy Efficiency | Incremental Measure Cost | 87 | 107 | 132 | 163 | 200 | 245 | 300 | 367 | 447 | 544 | 661 | 803 | 976
Scenario 1: Reference | SCE | Com | WaterHeat | Com - Office (Large) | Fuel Substitution | Admin | 127598 | 129311 | 132758 | 136645 | 140661 | 0 | 0 | 0 | 0 | 0 | 0 | 0 | 0
Scenario 1: Reference | SCE | Com | WaterHeat | Com - Office (Large) | Fuel Substitution | Incentives | 46450 | 46230 | 46623 | 47140 | 47664 | 23369 | 28641 | 33522 | 37330 | 39988 | 41705 | 42732 | 43271
Scenario 1: Reference | SCE | Com | WholeBlg | Com - Office (Large) | Energy Efficiency | Admin | 2635961 | 2677002 | 2722171 | 2776495 | 2841342 | 2905913 | 2981898 | 3048006 | 3113859 | 3181292 | 3241307 | 3287587 | 3368874
Scenario 1: Reference | SCE | Com | WholeBlg | Com - Office (Large) | Energy Efficiency | Incentives | 0 | 0 | 0 | 0 | 0 | 0 | 0 | 0 | 0 | 0 | 0 | 0 | 0
Scenario 1: Reference | SCE | Com | WholeBlg | Com - Office (Large) | Energy Efficiency | Incremental Measure Cost | 0 | 0 | 0 | 0 | 0 | 0 | 0 | 0 | 0 | 0 | 0 | 0 | 0
Scenario 1: Reference | SCE | Com | FoodServ | Com - Office (Large) | Energy Efficiency | Admin | 11457 | 11469 | 11476 | 11494 | 11539 | 11587 | 11623 | 11667 | 11693 | 11713 | 11747 | 11774 | 11808
Scenario 1: Reference | SCE | Com | FoodServ | Com - Office (Large) | Energy Efficiency | Incentives | 3156 | 3223 | 3289 | 3360 | 3441 | 3524 | 3606 | 3692 | 3774 | 3856 | 3945 | 4033 | 4125
Scenario 1: Reference | SCE | Com | FoodServ | Com - Office (Large) | Energy Efficiency | Incremental Measure Cost | 5035 | 5142 | 5247 | 5361 | 5490 | 5623 | 5753 | 5890 | 6021 | 6152 | 6294 | 6434 | 6582
Scenario 1: Reference | SCE | Com | Lighting | Com - Office (Large) | Energy Efficiency | Admin | 0 | 31908 | 50829 | 54173 | 57549 | 60782 | 63729 | 66568 | 69058 | 71305 | 73506 | 75465 | 77343
Scenario 1: Reference | SCE | Com | Lighting | Com - Office (Large) | Energy Efficiency | Incentives | 0 | 1 | 1 | 1 | 1 | 1 | 1 | 2 | 2 | 2 | 2 | 2 | 2
Scenario 1: Reference | SCE | Com | Lighting | Com - Office (Large) | Energy Efficiency | Incremental Measure Cost | 0 | 82238 | 133623 | 145262 | 157401 | 169569 | 181346 | 193212 | 204448 | 215322 | 226410 | 237091 | 247851
Scenario 1: Reference | SCG | Com | BldgEnv | Com - Office (Large) | Energy Efficiency | Admin | 1181 | 1215 | 1239 | 1262 | 1288 | 1312 | 1327 | 1339 | 1337 | 1330 | 1326 | 1316 | 1307
Scenario 1: Reference | SCG | Com | BldgEnv | Com - Office (Large) | Energy Efficiency | Incentives | 16 | 17 | 17 | 17 | 18 | 18 | 18 | 18 | 18 | 18 | 18 | 18 | 18
Scenario 1: Reference | SCG | Com | BldgEnv | Com - Office (Large) | Energy Efficiency | Incremental Measure Cost | 13445 | 13687 | 13875 | 14070 | 14304 | 14540 | 14713 | 14878 | 14949 | 14983 | 15046 | 15063 | 15091
Scenario 1: Reference | SCG | Com | HVAC | Com - Office (Large) | Energy Efficiency | Incremental Measure Cost | 6354804 | 6477504 | 6586476 | 6703600 | 6838887 | 3492371 | 2674 | 2690 | 2686 | 2678 | 2682 | 2678 | 2682
Scenario 1: Reference | SCG | Com | HVAC | Com - Office (Large) | Energy Efficiency | Admin | 271833 | 271647 | 270800 | 270210 | 270258 | 118 | 116 | 114 | 112 | 109 | 108 | 105 | 103
Scenario 1: Reference | SCG | Com | HVAC | Com - Office (Large) | Energy Efficiency | Incentives | 25829 | 25811 | 25731 | 25675 | 25679 | 11 | 11 | 11 | 11 | 10 | 10 | 10 | 10
Scenario 1: Reference | SCG | Com | HVAC | Com - Office (Large) | Fuel Substitution | Incremental Measure Cost | 1658 | 1685 | 1695 | 1694 | 1685 | 0 | 0 | 0 | 0 | 0 | 0 | 0 | 0
Scenario 1: Reference | SCG | Com | WaterHeat | Com - Office (Large) | Energy Efficiency | Incremental Measure Cost | 900695 | 904722 | 847526 | 859085 | 867504 | 446578 | 65459 | 60443 | 52994 | 49117 | 45526 | 42197 | 39114
Scenario 1: Reference | SCG | Com | WaterHeat | Com - Office (Large) | Fuel Substitution | Incremental Measure Cost | 802448 | 814669 | 778755 | 734367 | 581331 | 213411 | 251958 | 288554 | 191436 | 209190 | 222552 | 232598 | 240248
Scenario 1: Reference | SCG | Com | WaterHeat | Com - Office (Large) | Energy Efficiency | Admin | 224438 | 216618 | 209158 | 202575 | 196971 | 47045 | 42707 | 38773 | 34830 | 31648 | 28757 | 26131 | 23745
Scenario 1: Reference | SCG | Com | WaterHeat | Com - Office (Large) | Energy Efficiency | Incentives | 0 | 0 | 0 | 0 | 0 | 0 | 0 | 0 | 0 | 0 | 0 | 0 | 0
Scenario 1: Reference | SCG | Com | WholeBlg | Com - Office (Large) | Energy Efficiency | Admin | 192859 | 193822 | 194204 | 195005 | 195937 | 196799 | 197969 | 198754 | 199481 | 201005 | 201208 | 200854 | 200602
Scenario 1: Reference | SCG | Com | WholeBlg | Com - Office (Large) | Energy Efficiency | Incentives | 0 | 0 | 0 | 0 | 0 | 0 | 0 | 0 | 0 | 0 | 0 | 0 | 0
Scenario 1: Reference | SCG | Com | WholeBlg | Com - Office (Large) | Energy Efficiency | Incremental Measure Cost | 0 | 0 | 0 | 0 | 0 | 0 | 0 | 0 | 0 | 0 | 0 | 0 | 0
Scenario 1: Reference | SDG&E | Com | BldgEnv | Com - Office (Large) | Energy Efficiency | Admin | 75 | 72 | 69 | 66 | 62 | 60 | 57 | 54 | 41 | 50 | 47 | 45 | 43
Scenario 1: Reference | SDG&E | Com | BldgEnv | Com - Office (Large) | Energy Efficiency | Incentives | 7 | 6 | 6 | 6 | 5 | 5 | 5 | 5 | 4 | 4 | 4 | 4 | 4
Scenario 1: Reference | SDG&E | Com | BldgEnv | Com - Office (Large) | Energy Efficiency | Incremental Measure Cost | 844 | 818 | 793 | 769 | 746 | 723 | 701 | 680 | 584 | 638 | 619 | 600 | 581
Scenario 1: Reference | SDG&E | Com | HVAC | Com - Office (Large) | Energy Efficiency | Admin | 60231 | 59898 | 59351 | 58865 | 57165 | 2561 | 2407 | 2262 | 158 | 164 | 169 | 175 | 180
Scenario 1: Reference | SDG&E | Com | HVAC | Com - Office (Large) | Energy Efficiency | Incentives | 62914 | 65105 | 67200 | 69447 | 70666 | 2357 | 2267 | 2182 | 238 | 252 | 265 | 279 | 294
Scenario 1: Reference | SDG&E | Com | HVAC | Com - Office (Large) | Energy Efficiency | Incremental Measure Cost | 266002 | 283215 | 300818 | 319585 | 336173 | 187487 | 5445 | 5241 | 572 | 605 | 637 | 671 | 705
Scenario 1: Reference | SDG&E | Com | WaterHeat | Com - Office (Large) | Energy Efficiency | Incremental Measure Cost | 113101 | 115876 | 116243 | 119179 | 121718 | 76824 | 31022 | 30623 | 7244 | 7785 | 29358 | 29038 | 28674
Scenario 1: Reference | SDG&E | Com | WaterHeat | Com - Office (Large) | Fuel Substitution | Incremental Measure Cost | 169696 | 190594 | 234909 | 223852 | 174238 | 85473 | 98982 | 113493 | 75357 | 88117 | 100951 | 111518 | 120122
Scenario 1: Reference | SDG&E | Com | WaterHeat | Com - Office (Large) | Energy Efficiency | Admin | 143881 | 142960 | 142045 | 141237 | 140318 | 88071 | 86725 | 85420 | 33654 | 35457 | 81594 | 80688 | 79747
Scenario 1: Reference | SDG&E | Com | WaterHeat | Com - Office (Large) | Energy Efficiency | Incentives | 0 | 0 | 0 | 0 | 0 | 0 | 0 | 0 | 0 | 0 | 0 | 0 | 0
Scenario 1: Reference | SDG&E | Com | WaterHeat | Com - Office (Large) | Fuel Substitution | Admin | 47354 | 53135 | 59104 | 65296 | 71716 | 25360 | 29621 | 33824 | 37678 | 44058 | 50476 | 55759 | 60061
Scenario 1: Reference | SDG&E | Com | WaterHeat | Com - Office (Large) | Fuel Substitution | Incentives | 9422 | 10378 | 11328 | 12277 | 13225 | 10204 | 11682 | 13076 | 14279 | 16368 | 18384 | 19909 | 21024
Scenario 1: Reference | SDG&E | Com | FoodServ | Com - Office (Large) | Energy Efficiency | Admin | 996 | 1021 | 1045 | 1068 | 1088 | 1112 | 1136 | 1158 | 1175 | 1193 | 1209 | 1226 | 1242
Scenario 1: Reference | SDG&E | Com | FoodServ | Com - Office (Large) | Energy Efficiency | Incentives | 88 | 91 | 93 | 95 | 97 | 99 | 101 | 103 | 104 | 106 | 107 | 109 | 110
Scenario 1: Reference | SDG&E | Com | FoodServ | Com - Office (Large) | Energy Efficiency | Incremental Measure Cost | 1048 | 1096 | 1144 | 1193 | 1240 | 1292 | 1347 | 1400 | 1449 | 1501 | 1552 | 1604 | 1658
Scenario 1: Reference | SDG&E | Com | Lighting | Com - Office (Large) | Energy Efficiency | Admin | 27609 | 27896 | 28155 | 28420 | 28600 | 28930 | 29304 | 29592 | 29723 | 29909 | 30069 | 30244 | 30429
Scenario 1: Reference | SDG&E | Com | Lighting | Com - Office (Large) | Energy Efficiency | Incentives | 158262 | 163108 | 167915 | 172882 | 177457 | 183097 | 189171 | 194852 | 199631 | 204897 | 210112 | 215560 | 221216
Scenario 1: Reference | SDG&E | Com | Lighting | Com - Office (Large) | Energy Efficiency | Incremental Measure Cost | 167718 | 172854 | 177948 | 183212 | 188060 | 194037 | 200474 | 206494 | 211559 | 217139 | 222666 | 228440 | 234434
Scenario 1: Reference | PG&E | Com | BldgEnv | Com - Office (Small) | Energy Efficiency | Admin | 586 | 615 | 646 | 84 | 6788 | 664 | 686 | 706 | 722 | 737 | 751 | 764 | 777
Scenario 1: Reference | PG&E | Com | BldgEnv | Com - Office (Small) | Energy Efficiency | Incremental Measure Cost | 2041 | 2084 | 2133 | 1069 | 13926 | 2156 | 2200 | 2242 | 2278 | 2317 | 2356 | 2394 | 2434
Scenario 1: Reference | PG&E | Com | HVAC | Com - Office (Small) | Energy Efficiency | Admin | 281370 | 294405 | 305954 | 189139 | 1204345 | 44909 | 48190 | 49647 | 47696 | 47629 | 48186 | 48697 | 49166
Scenario 1: Reference | PG&E | Com | HVAC | Com - Office (Small) | Energy Efficiency | Incentives | 87184 | 91338 | 95000 | 65221 | 297185 | 5437 | 6421 | 6807 | 6070 | 5975 | 6096 | 6203 | 6293
Scenario 1: Reference | PG&E | Com | HVAC | Com - Office (Small) | Energy Efficiency | Incremental Measure Cost | 1191485 | 1274689 | 1352924 | 948398 | 4409844 | 138775 | 167953 | 182072 | 165748 | 166686 | 173803 | 180739 | 187442
Scenario 1: Reference | PG&E | Com | HVAC | Com - Office (Small) | Fuel Substitution | Admin | 14603 | 15728 | 24870 | 21281 | 22185 | 0 | 0 | 0 | 0 | 0 | 0 | 0 | 0
Scenario 1: Reference | PG&E | Com | HVAC | Com - Office (Small) | Fuel Substitution | Incentives | 1679 | 1808 | 2859 | 2446 | 2550 | 0 | 0 | 0 | 0 | 0 | 0 | 0 | 0
Scenario 1: Reference | PG&E | Com | HVAC | Com - Office (Small) | Fuel Substitution | Incremental Measure Cost | 92968 | 102138 | 174068 | 151929 | 161550 | 0 | 0 | 0 | 0 | 0 | 0 | 0 | 0
Scenario 1: Reference | PG&E | Com | WaterHeat | Com - Office (Small) | Energy Efficiency | Incremental Measure Cost | 202221 | 257591 | 11935 | 279217 | 349195 | 398280 | 452627 | 490669 | 502942 | 483857 | 434517 | 363189 | 282315
Scenario 1: Reference | PG&E | Com | WaterHeat | Com - Office (Small) | Fuel Substitution | Incremental Measure Cost | 25170 | 31637 | 39373 | 40762 | 53455 | 16453 | 21403 | 27282 | 33934 | 45723 | 59480 | 73992 | 89264
Scenario 1: Reference | PG&E | Com | WaterHeat | Com - Office (Small) | Energy Efficiency | Admin | 460275 | 575153 | 23001 | 599747 | 726513 | 825681 | 919768 | 977192 | 981533 | 925208 | 813971 | 666453 | 507421
Scenario 1: Reference | PG&E | Com | WaterHeat | Com - Office (Small) | Energy Efficiency | Incentives | 0 | 0 | 0 | 0 | 0 | 0 | 0 | 0 | 0 | 0 | 0 | 0 | 0
Scenario 1: Reference | PG&E | Com | WaterHeat | Com - Office (Small) | Fuel Substitution | Admin | 12048 | 15083 | 18703 | 19279 | 24965 | 8226 | 10702 | 13641 | 16967 | 22862 | 29740 | 36996 | 44632
Scenario 1: Reference | PG&E | Com | WaterHeat | Com - Office (Small) | Fuel Substitution | Incentives | 2113 | 2606 | 3180 | 3225 | 4039 | 2852 | 3636 | 4543 | 5538 | 7315 | 9328 | 11374 | 13451
Scenario 1: Reference | PG&E | Com | FoodServ | Com - Office (Small) | Energy Efficiency | Admin | 815 | 822 | 831 | 600 | 2026 | 842 | 850 | 858 | 865 | 873 | 880 | 888 | 896
Scenario 1: Reference | PG&E | Com | FoodServ | Com - Office (Small) | Energy Efficiency | Incentives | 100 | 101 | 102 | 74 | 250 | 104 | 105 | 106 | 107 | 108 | 109 | 110 | 111
Scenario 1: Reference | PG&E | Com | FoodServ | Com - Office (Small) | Energy Efficiency | Incremental Measure Cost | 1160 | 1194 | 1230 | 907 | 3122 | 1324 | 1363 | 1403 | 1443 | 1485 | 1528 | 1572 | 1618
Scenario 1: Reference | PG&E | Com | Lighting | Com - Office (Small) | Energy Efficiency | Admin | 0 | 0 | 0 | 0 | 0 | 0 | 0 | 0 | 0 | 0 | 0 | 0 | 0
Scenario 1: Reference | PG&E | Com | Lighting | Com - Office (Small) | Energy Efficiency | Incentives | 0 | 0 | 0 | 0 | 0 | 0 | 0 | 0 | 0 | 0 | 0 | 0 | 0
Scenario 1: Reference | PG&E | Com | Lighting | Com - Office (Small) | Energy Efficiency | Incremental Measure Cost | 0 | 0 | 0 | 0 | 0 | 0 | 0 | 0 | 0 | 0 | 0 | 0 | 0
Scenario 1: Reference | SCE | Com | BldgEnv | Com - Office (Small) | Energy Efficiency | Admin | 22 | 23 | 24 | 23 | 2 | 265 | 23 | 24 | 24 | 0 | 0 | 0 | 0
Scenario 1: Reference | SCE | Com | BldgEnv | Com - Office (Small) | Energy Efficiency | Incremental Measure Cost | 287 | 298 | 309 | 319 | 108 | 2803 | 326 | 335 | 344 | 0 | 0 | 0 | 0
Scenario 1: Reference | SCE | Com | HVAC | Com - Office (Small) | Energy Efficiency | Admin | 24444 | 25661 | 26830 | 27952 | 9466 | 223317 | 29070 | 30009 | 30856 | 31592 | 32293 | 32915 | 33494
Scenario 1: Reference | SCE | Com | HVAC | Com - Office (Small) | Energy Efficiency | Incentives | 6805 | 7149 | 7489 | 7824 | 5598 | 24030 | 8583 | 8909 | 9231 | 9551 | 9874 | 10196 | 10522
Scenario 1: Reference | SCE | Com | HVAC | Com - Office (Small) | Energy Efficiency | Incremental Measure Cost | 16342 | 17171 | 17986 | 18792 | 13445 | 57713 | 20614 | 21396 | 22171 | 22939 | 23713 | 24488 | 25269
Scenario 1: Reference | SCE | Com | HVAC | Com - Office (Small) | Fuel Substitution | Admin | 479 | 490 | 497 | 499 | 479 | 0 | 0 | 0 | 0 | 0 | 0 | 0 | 0
Scenario 1: Reference | SCE | Com | HVAC | Com - Office (Small) | Fuel Substitution | Incentives | 54 | 56 | 56 | 57 | 55 | 0 | 0 | 0 | 0 | 0 | 0 | 0 | 0
Scenario 1: Reference | SCE | Com | WaterHeat | Com - Office (Small) | Energy Efficiency | Admin | 242 | 293 | 354 | 426 | 365 | 1550 | 740 | 898 | 1083 | 1301 | 1560 | 1865 | 2227
Scenario 1: Reference | SCE | Com | WaterHeat | Com - Office (Small) | Energy Efficiency | Incentives | 15 | 19 | 24 | 29 | 25 | 110 | 53 | 66 | 81 | 100 | 122 | 149 | 181
Scenario 1: Reference | SCE | Com | WaterHeat | Com - Office (Small) | Energy Efficiency | Incremental Measure Cost | 21 | 26 | 32 | 39 | 35 | 149 | 73 | 90 | 111 | 136 | 166 | 202 | 246
Scenario 1: Reference | SCE | Com | WaterHeat | Com - Office (Small) | Fuel Substitution | Admin | 34847 | 35401 | 35918 | 36428 | 32170 | 0 | 0 | 0 | 0 | 0 | 0 | 0 | 0
Scenario 1: Reference | SCE | Com | WaterHeat | Com - Office (Small) | Fuel Substitution | Incentives | 11751 | 11721 | 11677 | 11628 | 10083 | 5342 | 6546 | 7658 | 8529 | 9144 | 9551 | 9809 | 9965
Scenario 1: Reference | SCE | Com | FoodServ | Com - Office (Small) | Energy Efficiency | Admin | 2965 | 2986 | 3007 | 3029 | 2202 | 7401 | 3055 | 3078 | 3101 | 3122 | 3145 | 3167 | 3189
Scenario 1: Reference | SCE | Com | FoodServ | Com - Office (Small) | Energy Efficiency | Incentives | 817 | 839 | 862 | 885 | 657 | 2251 | 948 | 974 | 1001 | 1028 | 1056 | 1085 | 1114
Scenario 1: Reference | SCE | Com | FoodServ | Com - Office (Small) | Energy Efficiency | Incremental Measure Cost | 1303 | 1339 | 1375 | 1413 | 1047 | 3591 | 1512 | 1554 | 1597 | 1640 | 1685 | 1731 | 1778
Scenario 1: Reference | SCE | Com | Lighting | Com - Office (Small) | Energy Efficiency | Admin | 0 | 0 | 0 | 0 | 0 | 0 | 0 | 0 | 0 | 0 | 0 | 0 | 0
Scenario 1: Reference | SCE | Com | Lighting | Com - Office (Small) | Energy Efficiency | Incentives | 0 | 0 | 0 | 0 | 0 | 0 | 0 | 0 | 0 | 0 | 0 | 0 | 0
Scenario 1: Reference | SCE | Com | Lighting | Com - Office (Small) | Energy Efficiency | Incremental Measure Cost | 0 | 0 | 0 | 0 | 0 | 0 | 0 | 0 | 0 | 0 | 0 | 0 | 0
Scenario 1: Reference | SCG | Com | BldgEnv | Com - Office (Small) | Energy Efficiency | Admin | 1358 | 893 | 452 | 196 | 28 | 1780 | 199 | 204 | 208 | 211 | 214 | 216 | 218
Scenario 1: Reference | SCG | Com | BldgEnv | Com - Office (Small) | Energy Efficiency | Incentives | 18 | 12 | 6 | 3 | 0 | 24 | 3 | 3 | 3 | 3 | 3 | 3 | 3
Scenario 1: Reference | SCG | Com | BldgEnv | Com - Office (Small) | Energy Efficiency | Incremental Measure Cost | 12100 | 8232 | 4413 | 2204 | 898 | 14386 | 2248 | 2294 | 2338 | 2377 | 2418 | 2455 | 2493
Scenario 1: Reference | SCG | Com | HVAC | Com - Office (Small) | Energy Efficiency | Incremental Measure Cost | 1329694 | 1368368 | 1403389 | 1439990 | 996773 | 82 | 78 | 74 | 71 | 67 | 64 | 61 | 58
Scenario 1: Reference | SCG | Com | HVAC | Com - Office (Small) | Energy Efficiency | Admin | 118464 | 119486 | 120274 | 121019 | 78771 | 46566 | 4604 | 4611 | 4613 | 4607 | 4606 | 4599 | 4596
Scenario 1: Reference | SCG | Com | HVAC | Com - Office (Small) | Energy Efficiency | Incentives | 10789 | 10885 | 10959 | 11029 | 7485 | 1 | 1 | 1 | 1 | 1 | 1 | 1 | 1
Scenario 1: Reference | SCG | Com | HVAC | Com - Office (Small) | Fuel Substitution | Incremental Measure Cost | 14918 | 15573 | 16096 | 16517 | 16915 | 0 | 0 | 0 | 0 | 0 | 0 | 0 | 0
Scenario 1: Reference | SCG | Com | WaterHeat | Com - Office (Small) | Energy Efficiency | Incremental Measure Cost | 46022 | 43668 | 41510 | 39547 | 33344 | 24258 | 22483 | 20838 | 19311 | 17899 | 16591 | 15378 | 14255
Scenario 1: Reference | SCG | Com | WaterHeat | Com - Office (Small) | Fuel Substitution | Incremental Measure Cost | 121286 | 123556 | 125618 | 127774 | 113245 | 28351 | 35446 | 42310 | 48072 | 52574 | 56019 | 58685 | 60808
Scenario 1: Reference | SCG | Com | WaterHeat | Com - Office (Small) | Energy Efficiency | Admin | 32363 | 29878 | 27623 | 25581 | 21781 | 16914 | 15368 | 13964 | 12688 | 11529 | 10477 | 9520 | 8651
Scenario 1: Reference | SCG | Com | WaterHeat | Com - Office (Small) | Energy Efficiency | Incentives | 0 | 0 | 0 | 0 | 0 | 0 | 0 | 0 | 0 | 0 | 0 | 0 | 0
Scenario 1: Reference | SCG | Com | WholeBlg | Com - Office (Small) | Energy Efficiency | Admin | 22965 | 23210 | 23404 | 23659 | 23931 | 24101 | 24271 | 24431 | 24599 | 24752 | 24843 | 24869 | 24925
Scenario 1: Reference | SCG | Com | WholeBlg | Com - Office (Small) | Energy Efficiency | Incentives | 0 | 0 | 0 | 0 | 0 | 0 | 0 | 0 | 0 | 0 | 0 | 0 | 0
Scenario 1: Reference | SCG | Com | WholeBlg | Com - Office (Small) | Energy Efficiency | Incremental Measure Cost | 0 | 0 | 0 | 0 | 0 | 0 | 0 | 0 | 0 | 0 | 0 | 0 | 0
Scenario 1: Reference | SDG&E | Com | BldgEnv | Com - Office (Small) | Energy Efficiency | Admin | 28 | 27 | 26 | 24 | 30 | 29 | 27 | 26 | 19 | 24 | 22 | 21 | 20
Scenario 1: Reference | SDG&E | Com | BldgEnv | Com - Office (Small) | Energy Efficiency | Incentives | 2 | 2 | 2 | 2 | 3 | 2 | 2 | 2 | 2 | 2 | 2 | 2 | 2
Scenario 1: Reference | SDG&E | Com | BldgEnv | Com - Office (Small) | Energy Efficiency | Incremental Measure Cost | 368 | 357 | 346 | 336 | 367 | 356 | 345 | 334 | 287 | 314 | 304 | 295 | 286
Scenario 1: Reference | SDG&E | Com | HVAC | Com - Office (Small) | Energy Efficiency | Admin | 2021 | 2176 | 2332 | 2490 | 2644 | 2803 | 2963 | 3115 | 3264 | 3406 | 3544 | 3679 | 3811
Scenario 1: Reference | SDG&E | Com | HVAC | Com - Office (Small) | Energy Efficiency | Incentives | 342 | 371 | 401 | 432 | 464 | 496 | 530 | 564 | 599 | 634 | 670 | 707 | 744
Scenario 1: Reference | SDG&E | Com | HVAC | Com - Office (Small) | Energy Efficiency | Incremental Measure Cost | 106543 | 118054 | 130250 | 28636 | 1113 | 1192 | 1272 | 1354 | 1438 | 1523 | 1610 | 1698 | 1787
Scenario 1: Reference | SDG&E | Com | WaterHeat | Com - Office (Small) | Energy Efficiency | Incremental Measure Cost | 25678 | 26188 | 26688 | 27185 | 27677 | 27172 | 27595 | 28015 | 2862 | 3082 | 29102 | 29642 | 30034
Scenario 1: Reference | SDG&E | Com | WaterHeat | Com - Office (Small) | Fuel Substitution | Incremental Measure Cost | 44816 | 50433 | 56241 | 62266 | 68514 | 23536 | 27607 | 31630 | 35332 | 40399 | 46177 | 50963 | 54910
Scenario 1: Reference | SDG&E | Com | WaterHeat | Com - Office (Small) | Energy Efficiency | Admin | 68729 | 68976 | 69180 | 69354 | 69500 | 68216 | 68261 | 68284 | 12132 | 12811 | 67913 | 68184 | 68112
Scenario 1: Reference | SDG&E | Com | WaterHeat | Com - Office (Small) | Energy Efficiency | Incentives | 0 | 0 | 0 | 0 | 0 | 0 | 0 | 0 | 0 | 0 | 0 | 0 | 0
Scenario 1: Reference | SDG&E | Com | WaterHeat | Com - Office (Small) | Fuel Substitution | Admin | 22408 | 25217 | 28121 | 31094 | 34084 | 11768 | 13804 | 15815 | 17666 | 20200 | 23089 | 25481 | 27455
Scenario 1: Reference | SDG&E | Com | WaterHeat | Com - Office (Small) | Fuel Substitution | Incentives | 4106 | 4540 | 4971 | 5403 | 5834 | 4318 | 4965 | 5575 | 6105 | 6843 | 7668 | 8297 | 8764
Scenario 1: Reference | SDG&E | Com | FoodServ | Com - Office (Small) | Energy Efficiency | Admin | 409 | 421 | 432 | 442 | 452 | 462 | 471 | 480 | 489 | 497 | 505 | 512 | 520
Scenario 1: Reference | SDG&E | Com | FoodServ | Com - Office (Small) | Energy Efficiency | Incentives | 36 | 37 | 38 | 39 | 40 | 41 | 42 | 43 | 43 | 44 | 45 | 45 | 46
Scenario 1: Reference | SDG&E | Com | FoodServ | Com - Office (Small) | Energy Efficiency | Incremental Measure Cost | 431 | 452 | 473 | 494 | 515 | 537 | 559 | 581 | 603 | 625 | 648 | 671 | 694
Scenario 1: Reference | PG&E | Com | AppPlug | Com - Other | Energy Efficiency | Admin | 7112 | 7965 | 8890 | 9783 | 10575 | 11540 | 12530 | 13407 | 14083 | 14810 | 75828 | 69140 | 62504
Scenario 1: Reference | PG&E | Com | AppPlug | Com - Other | Energy Efficiency | Incentives | 2 | 2 | 3 | 3 | 3 | 3 | 4 | 4 | 4 | 4 | 22 | 20 | 18
Scenario 1: Reference | PG&E | Com | AppPlug | Com - Other | Energy Efficiency | Incremental Measure Cost | 2208 | 2522 | 2871 | 3223 | 3553 | 3955 | 4380 | 4780 | 5122 | 5494 | 28690 | 26683 | 24605
Scenario 1: Reference | PG&E | Com | BldgEnv | Com - Other | Energy Efficiency | Admin | 551 | 575 | 602 | 671 | 686 | 710 | 734 | 754 | 727 | 741 | 755 | 767 | 780
Scenario 1: Reference | PG&E | Com | BldgEnv | Com - Other | Energy Efficiency | Incremental Measure Cost | 2451 | 2469 | 2495 | 3079 | 3077 | 3095 | 3119 | 3136 | 2655 | 2680 | 2708 | 2734 | 2765
Scenario 1: Reference | PG&E | Com | HVAC | Com - Other | Fuel Substitution | Incremental Measure Cost | 1228547 | 1353787 | 1474609 | 1589260 | 1638295 | 0 | 0 | 0 | 0 | 0 | 0 | 0 | 0
Scenario 1: Reference | PG&E | Com | HVAC | Com - Other | Energy Efficiency | Admin | 1567847 | 1155322 | 937326 | 959395 | 972497 | 992318 | 1011098 | 1021637 | 856818 | 866535 | 874454 | 879708 | 886296
Scenario 1: Reference | PG&E | Com | HVAC | Com - Other | Energy Efficiency | Incentives | 374790 | 225728 | 143473 | 145958 | 147726 | 149082 | 149798 | 149659 | 92654 | 94048 | 94653 | 94780 | 94883
Scenario 1: Reference | PG&E | Com | HVAC | Com - Other | Energy Efficiency | Incremental Measure Cost | 2981972 | 2529446 | 2339041 | 2504561 | 2658782 | 2808844 | 2949663 | 3075624 | 2451843 | 2589101 | 2711271 | 2820034 | 2927333
Scenario 1: Reference | PG&E | Com | HVAC | Com - Other | Fuel Substitution | Admin | 468686 | 511004 | 550692 | 587138 | 619867 | 0 | 0 | 0 | 0 | 0 | 0 | 0 | 0
Scenario 1: Reference | PG&E | Com | HVAC | Com - Other | Fuel Substitution | Incentives | 57554 | 62208 | 66455 | 70229 | 73485 | 0 | 0 | 0 | 0 | 0 | 0 | 0 | 0
Scenario 1: Reference | PG&E | Com | WaterHeat | Com - Other | Energy Efficiency | Incremental Measure Cost | 893655 | 1076665 | 1163625 | 1371786 | 1604750 | 1561102 | 1653776 | 1882990 | 1980306 | 2099180 | 2120658 | 2031568 | 1841255
Scenario 1: Reference | PG&E | Com | WaterHeat | Com - Other | Fuel Substitution | Incremental Measure Cost | 2525043 | 3160464 | 3309257 | 3702002 | 3953940 | 1334548 | 1693040 | 2154685 | 1249893 | 1613430 | 2091815 | 2596030 | 3126210
Scenario 1: Reference | PG&E | Com | WaterHeat | Com - Other | Energy Efficiency | Admin | 1392594 | 1674406 | 1995274 | 2365335 | 2780743 | 2813699 | 3239781 | 3628101 | 3889709 | 4040498 | 4000596 | 3757220 | 3339704
Scenario 1: Reference | PG&E | Com | WaterHeat | Com - Other | Energy Efficiency | Incentives | 0 | 0 | 1 | 1 | 1 | 1 | 1 | 1 | 1 | 1 | 1 | 1 | 1
Scenario 1: Reference | PG&E | Com | WaterHeat | Com - Other | Fuel Substitution | Admin | 714533 | 893896 | 1111193 | 1373735 | 1689361 | 307177 | 397610 | 504467 | 624947 | 806715 | 1045907 | 1298015 | 1563105
Scenario 1: Reference | PG&E | Com | WaterHeat | Com - Other | Fuel Substitution | Incentives | 143998 | 176943 | 215510 | 260542 | 312880 | 165399 | 209859 | 260996 | 316942 | 401038 | 509677 | 620035 | 731909
Scenario 1: Reference | PG&E | Com | WholeBlg | Com - Other | Energy Efficiency | Admin | 2172464 | 2323837 | 2465465 | 2595722 | 2752107 | 2946183 | 3126671 | 3204041 | 3345870 | 3542104 | 3683976 | 3808305 | 3889221
Scenario 1: Reference | PG&E | Com | WholeBlg | Com - Other | Energy Efficiency | Incentives | 0 | 0 | 0 | 0 | 0 | 0 | 0 | 0 | 0 | 0 | 0 | 0 | 0
Scenario 1: Reference | PG&E | Com | WholeBlg | Com - Other | Energy Efficiency | Incremental Measure Cost | 0 | 0 | 0 | 0 | 0 | 0 | 0 | 0 | 0 | 0 | 0 | 0 | 0
Scenario 1: Reference | PG&E | Com | FoodServ | Com - Other | Energy Efficiency | Admin | 1047561 | 1070726 | 1092763 | 1112204 | 1137775 | 1156788 | 1174400 | 1189668 | 1201368 | 1213958 | 1231216 | 1245510 | 1258365
Scenario 1: Reference | PG&E | Com | FoodServ | Com - Other | Energy Efficiency | Incentives | 129262 | 132121 | 134840 | 137239 | 140394 | 142740 | 144913 | 146796 | 148240 | 149794 | 151923 | 153687 | 155273
Scenario 1: Reference | PG&E | Com | FoodServ | Com - Other | Energy Efficiency | Incremental Measure Cost | 1719476 | 1789262 | 1860606 | 1930985 | 2071371 | 2156363 | 2235561 | 2313418 | 2387215 | 2465385 | 2578941 | 2678124 | 2769010
Scenario 1: Reference | PG&E | Com | FoodServ | Com - Other | Fuel Substitution | Admin | 3379 | 3832 | 4298 | 4775 | 5259 | 5748 | 6242 | 6767 | 7326 | 7910 | 8534 | 9191 | 9886
Scenario 1: Reference | PG&E | Com | FoodServ | Com - Other | Fuel Substitution | Incentives | 602 | 682 | 765 | 849 | 934 | 1020 | 1107 | 1199 | 1297 | 1400 | 1509 | 1624 | 1746
Scenario 1: Reference | PG&E | Com | FoodServ | Com - Other | Fuel Substitution | Incremental Measure Cost | 7985 | 9230 | 10553 | 11951 | 13415 | 14946 | 16543 | 18282 | 20177 | 22212 | 24434 | 26832 | 29429
Scenario 1: Reference | PG&E | Com | Lighting | Com - Other | Energy Efficiency | Admin | 0 | 0 | 0 | 0 | 0 | 0 | 0 | 0 | 0 | 0 | 0 | 0 | 0
Scenario 1: Reference | PG&E | Com | Lighting | Com - Other | Energy Efficiency | Incentives | 0 | 0 | 0 | 0 | 0 | 0 | 0 | 0 | 0 | 0 | 0 | 0 | 0
Scenario 1: Reference | PG&E | Com | Lighting | Com - Other | Energy Efficiency | Incremental Measure Cost | 0 | 0 | 0 | 0 | 0 | 0 | 0 | 0 | 0 | 0 | 0 | 0 | 0
Scenario 1: Reference | SCE | Com | BldgEnv | Com - Other | Energy Efficiency | Admin | 1000 | 912 | 795 | 662 | 526 | 399 | 288 | 237 | 235 | 0 | 0 | 0 | 0
Scenario 1: Reference | SCE | Com | BldgEnv | Com - Other | Energy Efficiency | Incremental Measure Cost | 30686 | 27945 | 24074 | 19482 | 14617 | 9871 | 5538 | 3506 | 3432 | 0 | 0 | 0 | 0
Scenario 1: Reference | SCE | Com | HVAC | Com - Other | Energy Efficiency | Admin | 370664 | 399179 | 427769 | 454217 | 479501 | 503050 | 527469 | 547815 | 518136 | 540328 | 562673 | 583120 | 603943
Scenario 1: Reference | SCE | Com | HVAC | Com - Other | Energy Efficiency | Incentives | 29335 | 30816 | 32856 | 33984 | 34685 | 34867 | 34645 | 34105 | 13154 | 12690 | 13166 | 13643 | 14133
Scenario 1: Reference | SCE | Com | HVAC | Com - Other | Energy Efficiency | Incremental Measure Cost | 70454 | 74010 | 78910 | 81619 | 83302 | 83739 | 83207 | 81909 | 31591 | 30478 | 31620 | 32767 | 33942
Scenario 1: Reference | SCE | Com | HVAC | Com - Other | Fuel Substitution | Admin | 138486 | 152040 | 154069 | 155046 | 157248 | 0 | 0 | 0 | 0 | 0 | 0 | 0 | 0
Scenario 1: Reference | SCE | Com | HVAC | Com - Other | Fuel Substitution | Incentives | 11029 | 12632 | 12807 | 12894 | 13156 | 1 | 1 | 1 | 1 | 1 | 1 | 1 | 1
Scenario 1: Reference | SCE | Com | WaterHeat | Com - Other | Energy Efficiency | Admin | 15306 | 18597 | 22533 | 27228 | 32838 | 39540 | 47587 | 57162 | 68529 | 82161 | 98453 | 117874 | 141102
Scenario 1: Reference | SCE | Com | WaterHeat | Com - Other | Energy Efficiency | Incentives | 631 | 782 | 966 | 1191 | 1465 | 1799 | 2208 | 2706 | 3308 | 4046 | 4945 | 6039 | 7374
Scenario 1: Reference | SCE | Com | WaterHeat | Com - Other | Energy Efficiency | Incremental Measure Cost | 859 | 1064 | 1315 | 1621 | 1994 | 2449 | 3006 | 3684 | 4504 | 5508 | 6733 | 8222 | 10039
Scenario 1: Reference | SCE | Com | WaterHeat | Com - Other | Fuel Substitution | Admin | 2111556 | 2145763 | 2178128 | 2210885 | 2230317 | 0 | 0 | 0 | 0 | 0 | 0 | 0 | 0
Scenario 1: Reference | SCE | Com | WaterHeat | Com - Other | Fuel Substitution | Incentives | 931380 | 932842 | 933250 | 933503 | 928874 | 384710 | 468396 | 546941 | 609381 | 654280 | 684731 | 704655 | 717256
Scenario 1: Reference | SCE | Com | WholeBlg | Com - Other | Energy Efficiency | Admin | 2013428 | 2052912 | 2094925 | 2147923 | 2209259 | 2270929 | 2343213 | 2408464 | 2474209 | 2542030 | 2604876 | 2656501 | 2731621
Scenario 1: Reference | SCE | Com | WholeBlg | Com - Other | Energy Efficiency | Incentives | 0 | 0 | 0 | 0 | 0 | 0 | 0 | 0 | 0 | 0 | 0 | 0 | 0
Scenario 1: Reference | SCE | Com | WholeBlg | Com - Other | Energy Efficiency | Incremental Measure Cost | 0 | 0 | 0 | 0 | 0 | 0 | 0 | 0 | 0 | 0 | 0 | 0 | 0
Scenario 1: Reference | SCE | Com | FoodServ | Com - Other | Energy Efficiency | Admin | 29301 | 280410 | 340822 | 359908 | 376539 | 536181 | 576512 | 588939 | 639365 | 673779 | 686563 | 695390 | 704102
Scenario 1: Reference | SCE | Com | FoodServ | Com - Other | Energy Efficiency | Incentives | 17793 | 190153 | 236124 | 254403 | 271539 | 395868 | 427128 | 437673 | 476640 | 503724 | 514743 | 522879 | 531001
Scenario 1: Reference | SCE | Com | FoodServ | Com - Other | Energy Efficiency | Incremental Measure Cost | 28387 | 303381 | 376726 | 405890 | 433229 | 687253 | 760574 | 791910 | 896533 | 975018 | 1014610 | 1048055 | 1082273
Scenario 1: Reference | SCE | Com | FoodServ | Com - Other | Fuel Substitution | Admin | 3523 | 4102 | 4686 | 5278 | 5865 | 6493 | 7122 | 7761 | 8413 | 9079 | 9756 | 10452 | 11174
Scenario 1: Reference | SCE | Com | FoodServ | Com - Other | Fuel Substitution | Incentives | 371212 | 432196 | 493811 | 556198 | 618071 | 684262 | 750545 | 817944 | 886752 | 957134 | 1028573 | 1102387 | 1179142
Scenario 1: Reference | SCE | Com | Lighting | Com - Other | Energy Efficiency | Admin | 0 | 0 | 0 | 0 | 0 | 0 | 0 | 0 | 0 | 0 | 0 | 0 | 0
Scenario 1: Reference | SCE | Com | Lighting | Com - Other | Energy Efficiency | Incentives | 0 | 0 | 0 | 0 | 0 | 0 | 0 | 0 | 0 | 0 | 0 | 0 | 0
Scenario 1: Reference | SCE | Com | Lighting | Com - Other | Energy Efficiency | Incremental Measure Cost | 0 | 0 | 0 | 0 | 0 | 0 | 0 | 0 | 0 | 0 | 0 | 0 | 0
Scenario 1: Reference | SCG | Com | AppPlug | Com - Other | Energy Efficiency | Admin | 64372 | 66631 | 67194 | 65912 | 56144 | 65662 | 52859 | 46797 | 40606 | 34766 | 29502 | 24903 | 21061
Scenario 1: Reference | SCG | Com | AppPlug | Com - Other | Energy Efficiency | Incentives | 16412 | 16988 | 17132 | 16805 | 14314 | 16741 | 13477 | 11931 | 10353 | 8864 | 7522 | 6349 | 5370
Scenario 1: Reference | SCG | Com | AppPlug | Com - Other | Energy Efficiency | Incremental Measure Cost | 63658 | 67210 | 69134 | 69171 | 60098 | 71692 | 58868 | 53159 | 47049 | 41088 | 35564 | 30620 | 26414
Scenario 1: Reference | SCG | Com | BldgEnv | Com - Other | Energy Efficiency | Admin | 16003 | 14209 | 11917 | 16625 | 11080 | 8179 | 3351 | 1082 | 1078 | 1109 | 1141 | 1168 | 1196
Scenario 1: Reference | SCG | Com | BldgEnv | Com - Other | Energy Efficiency | Incentives | 203 | 181 | 152 | 215 | 143 | 106 | 44 | 14 | 14 | 14 | 15 | 15 | 16
Scenario 1: Reference | SCG | Com | BldgEnv | Com - Other | Energy Efficiency | Incremental Measure Cost | 63637 | 57616 | 49430 | 154639 | 110193 | 73806 | 32430 | 5949 | 4946 | 5096 | 5251 | 5398 | 5555
Scenario 1: Reference | SCG | Com | HVAC | Com - Other | Fuel Substitution | Incremental Measure Cost | 2727845 | 3404547 | 3520895 | 3615742 | 3800185 | 630 | 648 | 662 | 675 | 686 | 696 | 706 | 716
Scenario 1: Reference | SCG | Com | HVAC | Com - Other | Energy Efficiency | Admin | 156319 | 159243 | 162326 | 165086 | 11604 | 326208 | 173669 | 176123 | 174533 | 176785 | 179231 | 181224 | 183650
Scenario 1: Reference | SCG | Com | HVAC | Com - Other | Energy Efficiency | Incentives | 1695 | 1674 | 1653 | 1630 | 625 | 2564 | 1567 | 1547 | 1153 | 1159 | 1168 | 1175 | 1186
Scenario 1: Reference | SCG | Com | HVAC | Com - Other | Energy Efficiency | Incremental Measure Cost | 272716 | 279951 | 287336 | 294299 | 62256 | 551992 | 316984 | 324518 | 291313 | 300771 | 310888 | 320546 | 331331
Scenario 1: Reference | SCG | Com | WaterHeat | Com - Other | Energy Efficiency | Incremental Measure Cost | 1690232 | 1645639 | 1123304 | 1151843 | 909475 | 461900 | 167344 | 155944 | 135070 | 129278 | 124059 | 119364 | 115171
Scenario 1: Reference | SCG | Com | WaterHeat | Com - Other | Fuel Substitution | Incremental Measure Cost | 12140577 | 12410414 | 11804147 | 11210512 | 10047741 | 3241957 | 3768198 | 4247394 | 2215972 | 2427005 | 2590877 | 2719665 | 2823718
Scenario 1: Reference | SCG | Com | WaterHeat | Com - Other | Energy Efficiency | Admin | 629925 | 589802 | 577397 | 567602 | 445280 | 129910 | 119435 | 112379 | 104634 | 99295 | 94508 | 90209 | 86368
Scenario 1: Reference | SCG | Com | WaterHeat | Com - Other | Energy Efficiency | Incentives | 0 | 0 | 0 | 0 | 0 | 0 | 0 | 0 | 0 | 0 | 0 | 0 | 0
Scenario 1: Reference | SCG | Com | WholeBlg | Com - Other | Energy Efficiency | Admin | 401170 | 406871 | 411731 | 417717 | 424064 | 428944 | 434088 | 438937 | 443914 | 447894 | 451584 | 454038 | 454919
Scenario 1: Reference | SCG | Com | WholeBlg | Com - Other | Energy Efficiency | Incentives | 0 | 0 | 0 | 0 | 0 | 0 | 0 | 0 | 0 | 0 | 0 | 0 | 0
Scenario 1: Reference | SCG | Com | WholeBlg | Com - Other | Energy Efficiency | Incremental Measure Cost | 0 | 0 | 0 | 0 | 0 | 0 | 0 | 0 | 0 | 0 | 0 | 0 | 0
Scenario 1: Reference | SCG | Com | FoodServ | Com - Other | Energy Efficiency | Admin | 529359 | 559028 | 587975 | 615949 | 538567 | 769101 | 714773 | 747761 | 773069 | 798146 | 822797 | 845861 | 867987
Scenario 1: Reference | SCG | Com | FoodServ | Com - Other | Energy Efficiency | Incentives | 531657 | 563366 | 594487 | 624153 | 544167 | 784094 | 726679 | 760982 | 787752 | 814386 | 840673 | 865440 | 889248
Scenario 1: Reference | SCG | Com | FoodServ | Com - Other | Energy Efficiency | Incremental Measure Cost | 1709669 | 1847305 | 1987069 | 2128129 | 1857631 | 2822053 | 2861075 | 3143667 | 3337727 | 3540267 | 3749856 | 3963463 | 4186522
Scenario 1: Reference | SCG | Com | FoodServ | Com - Other | Fuel Substitution | Incremental Measure Cost | 19972 | 23720 | 27644 | 31761 | 36001 | 40658 | 45494 | 50578 | 55941 | 61604 | 67545 | 73839 | 80540
Scenario 1: Reference | SDG&E | Com | AppPlug | Com - Other | Energy Efficiency | Admin | 1254 | 1460 | 1685 | 1932 | 2172 | 2455 | 2753 | 3059 | 3370 | 3697 | 4021 | 4355 | 4701
Scenario 1: Reference | SDG&E | Com | AppPlug | Com - Other | Energy Efficiency | Incentives | 0 | 0 | 0 | 0 | 0 | 0 | 0 | 1 | 1 | 1 | 1 | 1 | 1
Scenario 1: Reference | SDG&E | Com | AppPlug | Com - Other | Energy Efficiency | Incremental Measure Cost | 392 | 465 | 548 | 640 | 734 | 847 | 969 | 1098 | 1234 | 1380 | 1531 | 1692 | 1863
Scenario 1: Reference | SDG&E | Com | BldgEnv | Com - Other | Energy Efficiency | Admin | 20 | 19 | 18 | 18 | 17 | 16 | 16 | 15 | 10 | 14 | 13 | 13 | 12
Scenario 1: Reference | SDG&E | Com | BldgEnv | Com - Other | Energy Efficiency | Incentives | 2 | 2 | 2 | 2 | 1 | 1 | 1 | 1 | 1 | 1 | 1 | 1 | 1
Scenario 1: Reference | SDG&E | Com | BldgEnv | Com - Other | Energy Efficiency | Incremental Measure Cost | 184 | 179 | 173 | 168 | 164 | 159 | 154 | 149 | 122 | 140 | 141 | 137 | 132
Scenario 1: Reference | SDG&E | Com | HVAC | Com - Other | Energy Efficiency | Admin | 50313 | 55440 | 60710 | 66168 | 70987 | 76722 | 82521 | 88165 | 89432 | 93639 | 103014 | 109529 | 115216
Scenario 1: Reference | SDG&E | Com | HVAC | Com - Other | Energy Efficiency | Incentives | 12460 | 14713 | 16802 | 18809 | 20872 | 23206 | 25713 | 28376 | 15356 | 12461 | 30226 | 37315 | 40670
Scenario 1: Reference | SDG&E | Com | HVAC | Com - Other | Energy Efficiency | Incremental Measure Cost | 29926 | 35336 | 40353 | 45172 | 50127 | 55733 | 61755 | 68149 | 36880 | 29927 | 72594 | 89618 | 97676
Scenario 1: Reference | SDG&E | Com | HVAC | Com - Other | Fuel Substitution | Admin | 31 | 34 | 38 | 43 | 47 | 0 | 0 | 0 | 0 | 0 | 0 | 0 | 0
Scenario 1: Reference | SDG&E | Com | HVAC | Com - Other | Fuel Substitution | Incentives | 86 | 95 | 105 | 118 | 129 | 0 | 0 | 0 | 0 | 0 | 0 | 0 | 0
Scenario 1: Reference | SDG&E | Com | HVAC | Com - Other | Fuel Substitution | Incremental Measure Cost | 135 | 153 | 173 | 200 | 223 | 0 | 0 | 0 | 0 | 0 | 0 | 0 | 0
Scenario 1: Reference | SDG&E | Com | WaterHeat | Com - Other | Energy Efficiency | Incremental Measure Cost | 149606 | 158821 | 148906 | 158697 | 167256 | 127814 | 107524 | 112986 | 64392 | 69592 | 129460 | 137272 | 144050
Scenario 1: Reference | SDG&E | Com | WaterHeat | Com - Other | Fuel Substitution | Incremental Measure Cost | 2134561 | 2410932 | 2899805 | 2872856 | 2661851 | 1086883 | 1262099 | 1453945 | 773417 | 894994 | 1031362 | 1146583 | 1243426
Scenario 1: Reference | SDG&E | Com | WaterHeat | Com - Other | Energy Efficiency | Admin | 413300 | 436989 | 461262 | 486180 | 510817 | 451844 | 474644 | 497809 | 401944 | 426844 | 566948 | 595136 | 620966
Scenario 1: Reference | SDG&E | Com | WaterHeat | Com - Other | Energy Efficiency | Incentives | 0 | 0 | 0 | 0 | 0 | 0 | 0 | 0 | 0 | 0 | 0 | 0 | 0
Scenario 1: Reference | SDG&E | Com | WaterHeat | Com - Other | Fuel Substitution | Admin | 697561 | 785824 | 878047 | 974974 | 1076716 | 253218 | 298667 | 344172 | 386709 | 447497 | 515681 | 573291 | 621713
Scenario 1: Reference | SDG&E | Com | WaterHeat | Com - Other | Fuel Substitution | Incentives | 155919 | 172819 | 189861 | 207128 | 224606 | 144010 | 166494 | 188073 | 207155 | 235002 | 265485 | 289347 | 307626
Scenario 1: Reference | SDG&E | Com | FoodServ | Com - Other | Energy Efficiency | Admin | 276504 | 291016 | 305286 | 319500 | 332869 | 346881 | 360801 | 374470 | 387935 | 401466 | 414632 | 427697 | 440893
Scenario 1: Reference | SDG&E | Com | FoodServ | Com - Other | Energy Efficiency | Incentives | 24530 | 25817 | 27083 | 28344 | 29530 | 30773 | 32008 | 33221 | 34415 | 35616 | 36784 | 37943 | 39113
Scenario 1: Reference | SDG&E | Com | FoodServ | Com - Other | Energy Efficiency | Incremental Measure Cost | 363945 | 390933 | 418271 | 446501 | 474483 | 504425 | 535284 | 566846 | 599203 | 632817 | 667015 | 702254 | 738978
Scenario 1: Reference | SDG&E | Com | FoodServ | Com - Other | Fuel Substitution | Admin | 4433 | 5308 | 6236 | 7224 | 8272 | 9372 | 10511 | 11681 | 12838 | 13928 | 15051 | 16214 | 17402
Scenario 1: Reference | SDG&E | Com | FoodServ | Com - Other | Fuel Substitution | Incentives | 915 | 1074 | 1238 | 1407 | 1580 | 1757 | 1940 | 2127 | 2318 | 2513 | 2714 | 2921 | 3133
Scenario 1: Reference | SDG&E | Com | FoodServ | Com - Other | Fuel Substitution | Incremental Measure Cost | 8914 | 10676 | 12544 | 14533 | 16644 | 18884 | 21259 | 23773 | 26427 | 29226 | 32192 | 35351 | 38673
Scenario 1: Reference | PG&E | Com | BldgEnv | Com - Refrig. Warehouse | Energy Efficiency | Admin | 195 | 205 | 214 | 220 | 225 | 227 | 227 | 226 | 222 | 218 | 214 | 211 | 209
Scenario 1: Reference | PG&E | Com | BldgEnv | Com - Refrig. Warehouse | Energy Efficiency | Incremental Measure Cost | 363 | 384 | 404 | 423 | 441 | 458 | 471 | 482 | 490 | 498 | 505 | 512 | 520
Scenario 1: Reference | PG&E | Com | WaterHeat | Com - Refrig. Warehouse | Fuel Substitution | Incremental Measure Cost | 2643 | 3327 | 4166 | 5193 | 6441 | 992 | 1289 | 1645 | 2050 | 2686 | 3516 | 4399 | 5331
Scenario 1: Reference | PG&E | Com | WaterHeat | Com - Refrig. Warehouse | Energy Efficiency | Admin | 46547 | 59726 | 74127 | 91358 | 111590 | 132075 | 157426 | 183819 | 209144 | 230523 | 244679 | 248760 | 241126
Scenario 1: Reference | PG&E | Com | WaterHeat | Com - Refrig. Warehouse | Energy Efficiency | Incentives | 0 | 0 | 0 | 0 | 0 | 0 | 0 | 0 | 0 | 0 | 0 | 0 | 0
Scenario 1: Reference | PG&E | Com | WaterHeat | Com - Refrig. Warehouse | Energy Efficiency | Incremental Measure Cost | 20431 | 26755 | 33829 | 42483 | 52884 | 63719 | 77451 | 92236 | 107047 | 120370 | 130354 | 135235 | 133776
Scenario 1: Reference | PG&E | Com | WaterHeat | Com - Refrig. Warehouse | Fuel Substitution | Admin | 1321 | 1663 | 2083 | 2597 | 3221 | 496 | 645 | 822 | 1025 | 1343 | 1758 | 2199 | 2666
Scenario 1: Reference | PG&E | Com | WaterHeat | Com - Refrig. Warehouse | Fuel Substitution | Incentives | 389 | 481 | 590 | 719 | 870 | 430 | 549 | 686 | 838 | 1077 | 1382 | 1694 | 2013
Scenario 1: Reference | PG&E | Com | ComRefrig | Com - Refrig. Warehouse | Energy Efficiency | Admin | 443 | 272 | 150 | 71 | 44 | 945 | 1129 | 1143 | 1154 | 1165 | 1176 | 1186 | 1197
Scenario 1: Reference | PG&E | Com | ComRefrig | Com - Refrig. Warehouse | Energy Efficiency | Incentives | 0 | 0 | 0 | 0 | 0 | 0 | 1 | 1 | 1 | 1 | 1 | 1 | 1
Scenario 1: Reference | PG&E | Com | ComRefrig | Com - Refrig. Warehouse | Energy Efficiency | Incremental Measure Cost | 1921 | 1190 | 662 | 315 | 200 | 7343 | 8977 | 9276 | 9561 | 9852 | 10142 | 10441 | 10749
Scenario 1: Reference | PG&E | Com | Lighting | Com - Refrig. Warehouse | Energy Efficiency | Admin | 317 | 329 | 341 | 351 | 361 | 371 | 378 | 385 | 391 | 397 | 403 | 408 | 414
Scenario 1: Reference | PG&E | Com | Lighting | Com - Refrig. Warehouse | Energy Efficiency | Incentives | 995 | 1042 | 1085 | 1119 | 1151 | 1181 | 1205 | 1227 | 1246 | 1266 | 1284 | 1301 | 1319
Scenario 1: Reference | PG&E | Com | Lighting | Com - Refrig. Warehouse | Energy Efficiency | Incremental Measure Cost | 1201 | 1270 | 1337 | 1404 | 1469 | 1535 | 1593 | 1650 | 1705 | 1762 | 1818 | 1876 | 1936
Scenario 1: Reference | SCE | Com | BldgEnv | Com - Refrig. Warehouse | Energy Efficiency | Admin | 5 | 1 | 1 | 1 | 1 | 1 | 1 | 1 | 1 | 0 | 0 | 0 | 0
Scenario 1: Reference | SCE | Com | BldgEnv | Com - Refrig. Warehouse | Energy Efficiency | Incremental Measure Cost | 14 | 2 | 2 | 2 | 2 | 2 | 2 | 2 | 2 | 0 | 0 | 0 | 0
Scenario 1: Reference | SCE | Com | WaterHeat | Com - Refrig. Warehouse | Energy Efficiency | Admin | 181 | 100 | 122 | 147 | 178 | 214 | 258 | 309 | 370 | 443 | 530 | 634 | 757
Scenario 1: Reference | SCE | Com | WaterHeat | Com - Refrig. Warehouse | Energy Efficiency | Incentives | 5 | 3 | 3 | 4 | 5 | 6 | 7 | 9 | 11 | 13 | 16 | 20 | 24
Scenario 1: Reference | SCE | Com | WaterHeat | Com - Refrig. Warehouse | Energy Efficiency | Incremental Measure Cost | 6 | 4 | 4 | 5 | 7 | 8 | 10 | 12 | 15 | 18 | 22 | 27 | 33
Scenario 1: Reference | SCE | Com | WaterHeat | Com - Refrig. Warehouse | Fuel Substitution | Admin | 2045 | 2098 | 1930 | 2136 | 2188 | 0 | 0 | 0 | 0 | 0 | 0 | 0 | 0
Scenario 1: Reference | SCE | Com | WaterHeat | Com - Refrig. Warehouse | Fuel Substitution | Incentives | 1111 | 1115 | 1010 | 1100 | 1118 | 443 | 548 | 646 | 725 | 781 | 820 | 846 | 862
Scenario 1: Reference | SCE | Com | ComRefrig | Com - Refrig. Warehouse | Energy Efficiency | Admin | 1296 | 961 | 660 | 422 | 248 | 129 | 519 | 2354 | 2634 | 2660 | 2684 | 2710 | 2735
Scenario 1: Reference | SCE | Com | ComRefrig | Com - Refrig. Warehouse | Energy Efficiency | Incentives | 0 | 0 | 0 | 0 | 0 | 0 | 0 | 0 | 0 | 0 | 0 | 0 | 0
Scenario 1: Reference | SCE | Com | ComRefrig | Com - Refrig. Warehouse | Energy Efficiency | Incremental Measure Cost | 1746 | 1311 | 911 | 588 | 348 | 181 | 1134 | 5584 | 6390 | 6586 | 6781 | 6987 | 7194
Scenario 1: Reference | SCE | Com | Lighting | Com - Refrig. Warehouse | Energy Efficiency | Admin | 3896 | 1590 | 1663 | 1726 | 1790 | 1853 | 1915 | 1971 | 2027 | 2080 | 2129 | 2175 | 2217
Scenario 1: Reference | SCE | Com | Lighting | Com - Refrig. Warehouse | Energy Efficiency | Incentives | 0 | 0 | 0 | 0 | 0 | 0 | 0 | 0 | 0 | 0 | 0 | 0 | 0
Scenario 1: Reference | SCE | Com | Lighting | Com - Refrig. Warehouse | Energy Efficiency | Incremental Measure Cost | 4319 | 1817 | 1934 | 2043 | 2157 | 2273 | 2392 | 2508 | 2627 | 2745 | 2862 | 2976 | 3086
Scenario 1: Reference | SCG | Com | BldgEnv | Com - Refrig. Warehouse | Energy Efficiency | Admin | 420 | 34 | 132 | 584 | 349 | 398 | 447 | 496 | 542 | 582 | 612 | 630 | 633
Scenario 1: Reference | SCG | Com | BldgEnv | Com - Refrig. Warehouse | Energy Efficiency | Incentives | 6 | 0 | 2 | 8 | 5 | 5 | 6 | 6 | 7 | 8 | 8 | 8 | 8
Scenario 1: Reference | SCG | Com | BldgEnv | Com - Refrig. Warehouse | Energy Efficiency | Incremental Measure Cost | 2379 | 177 | 1111 | 3985 | 3066 | 3571 | 4110 | 4661 | 5203 | 5702 | 6121 | 6427 | 6585
Scenario 1: Reference | SCG | Com | WaterHeat | Com - Refrig. Warehouse | Fuel Substitution | Incremental Measure Cost | 6390 | 6556 | 6079 | 6800 | 7035 | 939 | 1182 | 1423 | 1628 | 1790 | 1916 | 2016 | 2096
Scenario 1: Reference | SCG | Com | WaterHeat | Com - Refrig. Warehouse | Energy Efficiency | Admin | 16916 | 4790 | 4711 | 5443 | 3785 | 2694 | 2446 | 2221 | 2016 | 1831 | 1663 | 1510 | 1372
Scenario 1: Reference | SCG | Com | WaterHeat | Com - Refrig. Warehouse | Energy Efficiency | Incentives | 0 | 0 | 0 | 0 | 0 | 0 | 0 | 0 | 0 | 0 | 0 | 0 | 0
Scenario 1: Reference | SCG | Com | WaterHeat | Com - Refrig. Warehouse | Energy Efficiency | Incremental Measure Cost | 21680 | 6221 | 6302 | 7159 | 5196 | 3858 | 3574 | 3310 | 3066 | 2840 | 2631 | 2439 | 2259
Scenario 1: Reference | SDG&E | Com | BldgEnv | Com - Refrig. Warehouse | Energy Efficiency | Admin | 0 | 0 | 0 | 0 | 0 | 0 | 0 | 0 | 0 | 0 | 0 | 0 | 0
Scenario 1: Reference | SDG&E | Com | BldgEnv | Com - Refrig. Warehouse | Energy Efficiency | Incentives | 0 | 0 | 0 | 0 | 0 | 0 | 0 | 0 | 0 | 0 | 0 | 0 | 0
Scenario 1: Reference | SDG&E | Com | BldgEnv | Com - Refrig. Warehouse | Energy Efficiency | Incremental Measure Cost | 2 | 2 | 2 | 2 | 2 | 2 | 2 | 2 | 2 | 2 | 2 | 2 | 2
Scenario 1: Reference | SDG&E | Com | WaterHeat | Com - Refrig. Warehouse | Fuel Substitution | Incremental Measure Cost | 309 | 345 | 382 | 421 | 461 | 93 | 109 | 126 | 141 | 159 | 183 | 202 | 219
Scenario 1: Reference | SDG&E | Com | WaterHeat | Com - Refrig. Warehouse | Energy Efficiency | Admin | 281 | 305 | 330 | 353 | 377 | 353 | 378 | 1536 | 429 | 455 | 1590 | 1632 | 1657
Scenario 1: Reference | SDG&E | Com | WaterHeat | Com - Refrig. Warehouse | Energy Efficiency | Incentives | 0 | 0 | 0 | 0 | 0 | 0 | 0 | 0 | 0 | 0 | 0 | 0 | 0
Scenario 1: Reference | SDG&E | Com | WaterHeat | Com - Refrig. Warehouse | Energy Efficiency | Incremental Measure Cost | 35 | 38 | 41 | 44 | 47 | 31 | 34 | 542 | 40 | 44 | 572 | 592 | 605
Scenario 1: Reference | SDG&E | Com | WaterHeat | Com - Refrig. Warehouse | Fuel Substitution | Admin | 154 | 172 | 191 | 210 | 230 | 46 | 55 | 63 | 70 | 80 | 91 | 101 | 109
Scenario 1: Reference | SDG&E | Com | WaterHeat | Com - Refrig. Warehouse | Fuel Substitution | Incentives | 51 | 56 | 61 | 66 | 71 | 43 | 49 | 56 | 61 | 68 | 76 | 83 | 88
Scenario 1: Reference | SDG&E | Com | ComRefrig | Com - Refrig. Warehouse | Energy Efficiency | Admin | 40 | 27 | 16 | 9 | 4 | 3 | 2 | 1 | 1 | 1 | 1 | 1 | 1
Scenario 1: Reference | SDG&E | Com | ComRefrig | Com - Refrig. Warehouse | Energy Efficiency | Incentives | 3 | 2 | 1 | 1 | 0 | 0 | 0 | 0 | 0 | 0 | 0 | 0 | 0
Scenario 1: Reference | SDG&E | Com | ComRefrig | Com - Refrig. Warehouse | Energy Efficiency | Incremental Measure Cost | 129 | 87 | 53 | 28 | 14 | 9 | 6 | 5 | 5 | 4 | 4 | 4 | 4
Scenario 1: Reference | SDG&E | Com | Lighting | Com - Refrig. Warehouse | Energy Efficiency | Admin | 48 | 48 | 49 | 49 | 49 | 49 | 50 | 50 | 51 | 51 | 52 | 53 | 53
Scenario 1: Reference | SDG&E | Com | Lighting | Com - Refrig. Warehouse | Energy Efficiency | Incentives | 112 | 115 | 118 | 120 | 123 | 127 | 130 | 134 | 138 | 142 | 147 | 151 | 156
Scenario 1: Reference | SDG&E | Com | Lighting | Com - Refrig. Warehouse | Energy Efficiency | Incremental Measure Cost | 119 | 122 | 125 | 128 | 131 | 134 | 138 | 142 | 146 | 151 | 155 | 160 | 166
Scenario 1: Reference | PG&E | Com | BldgEnv | Com - Restaurant | Energy Efficiency | Admin | 207 | 178 | 186 | 193 | 200 | 206 | 212 | 218 | 222 | 227 | 231 | 21 | 2422
Scenario 1: Reference | PG&E | Com | BldgEnv | Com - Restaurant | Energy Efficiency | Incremental Measure Cost | 669 | 669 | 679 | 689 | 699 | 708 | 720 | 730 | 740 | 751 | 761 | 298 | 5698
Scenario 1: Reference | PG&E | Com | HVAC | Com - Restaurant | Energy Efficiency | Admin | 478087 | 521057 | 562022 | 598842 | 630955 | 658279 | 682108 | 701544 | 717341 | 730462 | 742350 | 605308 | 1953941
Scenario 1: Reference | PG&E | Com | HVAC | Com - Restaurant | Energy Efficiency | Incentives | 157252 | 171912 | 185807 | 198328 | 209268 | 218597 | 226675 | 233282 | 238669 | 243112 | 247147 | 208732 | 575302
Scenario 1: Reference | PG&E | Com | HVAC | Com - Restaurant | Energy Efficiency | Incremental Measure Cost | 1766787 | 1970400 | 2172230 | 2364936 | 2545245 | 2711838 | 2868196 | 3010760 | 3141822 | 3264240 | 3383187 | 2875021 | 8049057
Scenario 1: Reference | PG&E | Com | HVAC | Com - Restaurant | Fuel Substitution | Admin | 25282 | 27306 | 29147 | 30781 | 32193 | 2 | 2 | 2 | 2 | 2 | 2 | 2 | 2
Scenario 1: Reference | PG&E | Com | HVAC | Com - Restaurant | Fuel Substitution | Incentives | 2948 | 3179 | 3387 | 3571 | 3728 | 0 | 0 | 0 | 0 | 0 | 0 | 0 | 0
Scenario 1: Reference | PG&E | Com | HVAC | Com - Restaurant | Fuel Substitution | Incremental Measure Cost | 124859 | 137319 | 149251 | 160488 | 170903 | 19 | 20 | 21 | 22 | 22 | 23 | 21 | 21
Scenario 1: Reference | PG&E | Com | WaterHeat | Com - Restaurant | Energy Efficiency | Admin | 329298 | 381486 | 439906 | 504022 | 570532 | 460591 | 498205 | 517317 | 511605 | 479566 | 101598 | 371871 | 358338
Scenario 1: Reference | PG&E | Com | WaterHeat | Com - Restaurant | Energy Efficiency | Incentives | 0 | 0 | 0 | 0 | 0 | 0 | 0 | 0 | 0 | 0 | 0 | 0 | 0
Scenario 1: Reference | PG&E | Com | WaterHeat | Com - Restaurant | Energy Efficiency | Incremental Measure Cost | 175415 | 206179 | 241251 | 280528 | 322608 | 210893 | 233618 | 247918 | 250011 | 238334 | 41324 | 191060 | 179848
Scenario 1: Reference | PG&E | Com | WaterHeat | Com - Restaurant | Fuel Substitution | Admin | 328058 | 409677 | 506498 | 620958 | 755620 | 241271 | 311134 | 393276 | 485539 | 625836 | 808544 | 901474 | 1147929
Scenario 1: Reference | PG&E | Com | WaterHeat | Com - Restaurant | Fuel Substitution | Incentives | 66263 | 81454 | 99023 | 119281 | 142537 | 96375 | 121812 | 150916 | 182631 | 230739 | 292204 | 319345 | 398602
Scenario 1: Reference | PG&E | Com | WaterHeat | Com - Restaurant | Fuel Substitution | Incremental Measure Cost | 662513 | 830136 | 1029848 | 1267039 | 1547469 | 482541 | 622269 | 786551 | 971077 | 1251672 | 1617087 | 1802949 | 2295858
Scenario 1: Reference | PG&E | Com | WholeBlg | Com - Restaurant | Energy Efficiency | Admin | 732205 | 748666 | 764115 | 781593 | 801401 | 821345 | 843420 | 871627 | 895187 | 935738 | 957935 | 973166 | 1009789
Scenario 1: Reference | PG&E | Com | WholeBlg | Com - Restaurant | Energy Efficiency | Incentives | 539 | 594 | 663 | 735 | 810 | 887 | 973 | 1061 | 1148 | 1244 | 1341 | 0 | 16671
Scenario 1: Reference | PG&E | Com | WholeBlg | Com - Restaurant | Energy Efficiency | Incremental Measure Cost | 3328 | 3668 | 4091 | 4537 | 4998 | 5473 | 6008 | 6548 | 7088 | 7678 | 8280 | 0 | 102906
Scenario 1: Reference | PG&E | Com | ComRefrig | Com - Restaurant | Energy Efficiency | Admin | 5437 | 2786 | 1352 | 771 | 432 | 14966 | 16771 | 16851 | 16908 | 16960 | 17005 | 13728 | 35169
Scenario 1: Reference | PG&E | Com | ComRefrig | Com - Restaurant | Energy Efficiency | Incentives | 2 | 1 | 1 | 0 | 0 | 7 | 8 | 8 | 8 | 8 | 8 | 6 | 16
Scenario 1: Reference | PG&E | Com | ComRefrig | Com - Restaurant | Energy Efficiency | Incremental Measure Cost | 23277 | 11913 | 5806 | 3464 | 2065 | 116400 | 133278 | 136669 | 139950 | 143261 | 146577 | 120572 | 316584
Scenario 1: Reference | PG&E | Com | FoodServ | Com - Restaurant | Energy Efficiency | Admin | 2410509 | 2459826 | 2507296 | 2548393 | 2604178 | 2637432 | 2667720 | 2693623 | 2716207 | 2738321 | 2796964 | 2214541 | 6563088
Scenario 1: Reference | PG&E | Com | FoodServ | Com - Restaurant | Energy Efficiency | Incentives | 297443 | 303528 | 309386 | 314457 | 321340 | 325443 | 329180 | 332376 | 335163 | 337892 | 345128 | 273261 | 809841
Scenario 1: Reference | PG&E | Com | FoodServ | Com - Restaurant | Energy Efficiency | Incremental Measure Cost | 3317896 | 3446077 | 3577948 | 3706906 | 3995004 | 4143514 | 4277616 | 4409397 | 4540247 | 4674544 | 5065623 | 4130842 | 13142529
Scenario 1: Reference | PG&E | Com | FoodServ | Com - Restaurant | Fuel Substitution | Admin | 8903 | 10038 | 11196 | 12369 | 13544 | 14721 | 15897 | 17127 | 18395 | 19706 | 21068 | 20037 | 20732
Scenario 1: Reference | PG&E | Com | FoodServ | Com - Restaurant | Fuel Substitution | Incentives | 1584 | 1784 | 1989 | 2196 | 2403 | 2610 | 2817 | 3033 | 3256 | 3486 | 3724 | 3540 | 3660
Scenario 1: Reference | PG&E | Com | FoodServ | Com - Restaurant | Fuel Substitution | Incremental Measure Cost | 21386 | 24580 | 27948 | 31474 | 35132 | 38926 | 42849 | 47062 | 51528 | 56272 | 61329 | 59463 | 62675
Scenario 1: Reference | PG&E | Com | Lighting | Com - Restaurant | Energy Efficiency | Admin | 3110 | 3307 | 3494 | 3662 | 3812 | 9396 | 10142 | 10253 | 10351 | 5229 | 4753 | 3678 | 13347
Scenario 1: Reference | PG&E | Com | Lighting | Com - Restaurant | Energy Efficiency | Incentives | 9911 | 10537 | 11132 | 11668 | 12148 | 29938 | 32315 | 32671 | 32984 | 16662 | 15146 | 11719 | 42530
Scenario 1: Reference | PG&E | Com | Lighting | Com - Restaurant | Energy Efficiency | Incremental Measure Cost | 18072 | 19599 | 21120 | 22579 | 23977 | 69644 | 76932 | 79109 | 81245 | 37472 | 33667 | 26570 | 98358
Scenario 1: Reference | SCE | Com | BldgEnv | Com - Restaurant | Energy Efficiency | Admin | 0 | 0 | 0 | 0 | 0 | 0 | 0 | 0 | 0 | 0 | 0 | 0 | 0
Scenario 1: Reference | SCE | Com | BldgEnv | Com - Restaurant | Energy Efficiency | Incremental Measure Cost | 0 | 0 | 0 | 0 | 0 | 0 | 0 | 0 | 0 | 0 | 0 | 0 | 0
Scenario 1: Reference | SCE | Com | HVAC | Com - Restaurant | Energy Efficiency | Admin | 15279 | 16217 | 17159 | 18115 | 19108 | 19876 | 20536 | 21228 | 21845 | 22362 | 22861 | 23262 | 23642
Scenario 1: Reference | SCE | Com | HVAC | Com - Restaurant | Energy Efficiency | Incentives | 3221 | 3397 | 3574 | 3752 | 3933 | 4103 | 4268 | 4437 | 4604 | 4768 | 4934 | 5097 | 5261
Scenario 1: Reference | SCE | Com | HVAC | Com - Restaurant | Energy Efficiency | Incremental Measure Cost | 7735 | 8159 | 8583 | 9010 | 9445 | 9853 | 10251 | 10657 | 11058 | 11452 | 11849 | 12240 | 12636
Scenario 1: Reference | SCE | Com | HVAC | Com - Restaurant | Fuel Substitution | Admin | 1723 | 1768 | 1794 | 1807 | 1811 | 0 | 0 | 0 | 0 | 0 | 0 | 0 | 0
Scenario 1: Reference | SCE | Com | HVAC | Com - Restaurant | Fuel Substitution | Incentives | 218 | 224 | 227 | 229 | 229 | 0 | 0 | 0 | 0 | 0 | 0 | 0 | 0
Scenario 1: Reference | SCE | Com | WaterHeat | Com - Restaurant | Energy Efficiency | Admin | 4642 | 5647 | 6847 | 8285 | 10010 | 12047 | 14467 | 17364 | 20811 | 24904 | 29784 | 35573 | 42464
Scenario 1: Reference | SCE | Com | WaterHeat | Com - Restaurant | Energy Efficiency | Incentives | 256 | 317 | 392 | 484 | 597 | 733 | 898 | 1099 | 1344 | 1640 | 2001 | 2438 | 2969
Scenario 1: Reference | SCE | Com | WaterHeat | Com - Restaurant | Energy Efficiency | Incremental Measure Cost | 348 | 432 | 534 | 660 | 813 | 998 | 1222 | 1497 | 1830 | 2233 | 2725 | 3320 | 4042
Scenario 1: Reference | SCE | Com | WaterHeat | Com - Restaurant | Fuel Substitution | Admin | 1699070 | 1730560 | 1772112 | 1832478 | 1898115 | 0 | 0 | 0 | 0 | 0 | 0 | 0 | 0
Scenario 1: Reference | SCE | Com | WaterHeat | Com - Restaurant | Fuel Substitution | Incentives | 649574 | 649440 | 652871 | 662828 | 674061 | 342190 | 418272 | 489094 | 545233 | 585674 | 613307 | 631628 | 643436
Scenario 1: Reference | SCE | Com | WholeBlg | Com - Restaurant | Energy Efficiency | Admin | 1201394 | 1242472 | 1287485 | 1340858 | 1401641 | 1462826 | 1526717 | 1591419 | 1658753 | 1726531 | 1795498 | 1859071 | 1883755
Scenario 1: Reference | SCE | Com | WholeBlg | Com - Restaurant | Energy Efficiency | Incentives | 9816 | 11664 | 13804 | 16265 | 19112 | 22029 | 25153 | 28757 | 32716 | 36983 | 41762 | 46938 | 52707
Scenario 1: Reference | SCE | Com | WholeBlg | Com - Restaurant | Energy Efficiency | Incremental Measure Cost | 60589 | 71996 | 85205 | 100399 | 117973 | 135981 | 155262 | 177508 | 201946 | 228286 | 257785 | 289730 | 325344
Scenario 1: Reference | SCE | Com | ComRefrig | Com - Restaurant | Energy Efficiency | Admin | 32636 | 19578 | 10053 | 5479 | 3326 | 2283 | 23998 | 119662 | 137470 | 138661 | 139796 | 140795 | 141781
Scenario 1: Reference | SCE | Com | ComRefrig | Com - Restaurant | Energy Efficiency | Incentives | 1 | 0 | 0 | 0 | 0 | 0 | 1 | 3 | 3 | 3 | 3 | 3 | 3
Scenario 1: Reference | SCE | Com | ComRefrig | Com - Restaurant | Energy Efficiency | Incremental Measure Cost | 43298 | 26140 | 13381 | 7408 | 4732 | 3419 | 54203 | 284656 | 334000 | 343752 | 353612 | 363371 | 373338
Scenario 1: Reference | SCE | Com | FoodServ | Com - Restaurant | Energy Efficiency | Admin | 326920 | 852360 | 980577 | 1021474 | 1059142 | 1319155 | 1386801 | 1411145 | 1516490 | 1585835 | 1610366 | 1625999 | 1641252
Scenario 1: Reference | SCE | Com | FoodServ | Com - Restaurant | Energy Efficiency | Incentives | 140927 | 501832 | 600210 | 640173 | 679038 | 885307 | 940757 | 964059 | 1048078 | 1105553 | 1129819 | 1147715 | 1165546
Scenario 1: Reference | SCE | Com | FoodServ | Com - Restaurant | Energy Efficiency | Incremental Measure Cost | 224844 | 800652 | 957611 | 1021370 | 1083378 | 1501120 | 1629203 | 1691466 | 1908890 | 2068403 | 2146766 | 2211302 | 2276921
Scenario 1: Reference | SCE | Com | FoodServ | Com - Restaurant | Fuel Substitution | Admin | 14049 | 16253 | 18472 | 20709 | 22971 | 25267 | 27593 | 29939 | 32362 | 34861 | 37401 | 40029 | 42838
Scenario 1: Reference | SCE | Com | FoodServ | Com - Restaurant | Fuel Substitution | Incentives | 1515079 | 1752591 | 1991745 | 2232672 | 2476360 | 2723629 | 2974034 | 3226586 | 3487412 | 3756723 | 4030395 | 4314051 | 4618451
Scenario 1: Reference | SCE | Com | Lighting | Com - Restaurant | Energy Efficiency | Admin | 44311 | 46848 | 49298 | 51674 | 54002 | 56081 | 57996 | 59866 | 61618 | 63237 | 64788 | 66220 | 67534
Scenario 1: Reference | SCE | Com | Lighting | Com - Restaurant | Energy Efficiency | Incentives | 1 | 1 | 1 | 1 | 1 | 1 | 1 | 1 | 1 | 1 | 1 | 2 | 2
Scenario 1: Reference | SCE | Com | Lighting | Com - Restaurant | Energy Efficiency | Incremental Measure Cost | 84359 | 90727 | 97135 | 103609 | 110200 | 116497 | 122659 | 128924 | 135137 | 141255 | 147413 | 153494 | 159416
Scenario 1: Reference | SCG | Com | BldgEnv | Com - Restaurant | Energy Efficiency | Admin | 405 | 426 | 448 | 469 | 492 | 509 | 524 | 540 | 555 | 567 | 579 | 589 | 598
Scenario 1: Reference | SCG | Com | BldgEnv | Com - Restaurant | Energy Efficiency | Incentives | 5 | 6 | 6 | 6 | 6 | 7 | 7 | 7 | 7 | 7 | 8 | 8 | 8
Scenario 1: Reference | SCG | Com | BldgEnv | Com - Restaurant | Energy Efficiency | Incremental Measure Cost | 2870 | 2921 | 2977 | 3040 | 3112 | 3173 | 3229 | 3292 | 3353 | 3409 | 3469 | 3523 | 3581
Scenario 1: Reference | SCG | Com | HVAC | Com - Restaurant | Energy Efficiency | Admin | 729885 | 755521 | 774776 | 790145 | 803626 | 814095 | 823086 | 832391 | 841392 | 849949 | 858873 | 867590 | 876718
Scenario 1: Reference | SCG | Com | HVAC | Com - Restaurant | Energy Efficiency | Incentives | 68431 | 70850 | 72661 | 74101 | 75358 | 76339 | 77184 | 78055 | 78898 | 79703 | 80541 | 81361 | 82220
Scenario 1: Reference | SCG | Com | HVAC | Com - Restaurant | Energy Efficiency | Incremental Measure Cost | 5370794 | 5673272 | 5936084 | 6176217 | 6408114 | 6622131 | 6829724 | 7045475 | 7264422 | 7485358 | 7715484 | 7949904 | 8194437
Scenario 1: Reference | SCG | Com | HVAC | Com - Restaurant | Fuel Substitution | Incremental Measure Cost | 50687 | 52990 | 54851 | 56365 | 57621 | 84 | 86 | 88 | 89 | 90 | 92 | 93 | 94
Scenario 1: Reference | SCG | Com | WaterHeat | Com - Restaurant | Energy Efficiency | Admin | 410053 | 412510 | 411619 | 410682 | 410440 | 80935 | 80691 | 80569 | 80535 | 80572 | 80695 | 80878 | 81136
Scenario 1: Reference | SCG | Com | WaterHeat | Com - Restaurant | Energy Efficiency | Incentives | 0 | 0 | 0 | 0 | 0 | 0 | 0 | 0 | 0 | 0 | 0 | 0 | 0
Scenario 1: Reference | SCG | Com | WaterHeat | Com - Restaurant | Energy Efficiency | Incremental Measure Cost | 723665 | 743448 | 756959 | 770515 | 785643 | 78588 | 79417 | 80410 | 81541 | 82795 | 84192 | 85708 | 87361
Scenario 1: Reference | SCG | Com | WaterHeat | Com - Restaurant | Fuel Substitution | Incremental Measure Cost | 5727878 | 5847137 | 5998110 | 6208930 | 6437421 | 1562695 | 1949000 | 2325177 | 2644339 | 2897581 | 3095170 | 3251506 | 3378617
Scenario 1: Reference | SCG | Com | WholeBlg | Com - Restaurant | Energy Efficiency | Admin | 170617 | 173803 | 176641 | 179962 | 183457 | 186085 | 188719 | 191317 | 193991 | 196015 | 198065 | 199568 | 200141
Scenario 1: Reference | SCG | Com | WholeBlg | Com - Restaurant | Energy Efficiency | Incentives | 0 | 0 | 0 | 0 | 0 | 0 | 0 | 0 | 0 | 0 | 0 | 0 | 0
Scenario 1: Reference | SCG | Com | WholeBlg | Com - Restaurant | Energy Efficiency | Incremental Measure Cost | 0 | 0 | 0 | 0 | 0 | 0 | 0 | 0 | 0 | 0 | 0 | 0 | 0
Scenario 1: Reference | SCG | Com | FoodServ | Com - Restaurant | Energy Efficiency | Admin | 1811014 | 1915112 | 2017189 | 2118729 | 2220047 | 2315424 | 2663555 | 2865287 | 2981715 | 3092722 | 3202406 | 3306327 | 3403021
Scenario 1: Reference | SCG | Com | FoodServ | Com - Restaurant | Energy Efficiency | Incentives | 1801578 | 1911340 | 2019546 | 2125731 | 2230507 | 2329489 | 2676370 | 2880043 | 3000266 | 3115197 | 3229041 | 3337354 | 3438414
Scenario 1: Reference | SCG | Com | FoodServ | Com - Restaurant | Energy Efficiency | Incremental Measure Cost | 5239151 | 5660579 | 6090736 | 6534703 | 6993413 | 7446294 | 11733757 | 13970179 | 15034965 | 16131683 | 17276438 | 18459451 | 19706889
Scenario 1: Reference | SCG | Com | FoodServ | Com - Restaurant | Fuel Substitution | Incremental Measure Cost | 82925 | 97825 | 113379 | 129618 | 146623 | 164476 | 183179 | 202702 | 223482 | 245589 | 268796 | 293495 | 320444
Scenario 1: Reference | SDG&E | Com | BldgEnv | Com - Restaurant | Energy Efficiency | Admin | 9 | 9 | 8 | 8 | 8 | 8 | 7 | 9 | 7 | 8 | 8 | 7 | 7
Scenario 1: Reference | SDG&E | Com | BldgEnv | Com - Restaurant | Energy Efficiency | Incentives | bar: 36 to 46
Scenario 1: Reference | SDG&E | Com | BldgEnv | Com - Restaurant | Energy Efficiency | Incremental Measure Cost | 124 | 120 | 116 | 113 | 110 | 107 | 103 | 113 | 97 | 106 | 103 | 100 | 97
Scenario 1: Reference | SDG&E | Com | HVAC | Com - Restaurant | Energy Efficiency | Admin | 23720 | 26354 | 29194 | 32119 | 39804 | 44233 | 49053 | 54231 | 59724 | 65616 | 71933 | 78673 | 85831
Scenario 1: Reference | SDG&E | Com | HVAC | Com - Restaurant | Energy Efficiency | Incentives | 21896 | 24854 | 28117 | 31592 | 39306 | 44588 | 50470 | 56951 | 64022 | 71796 | 80337 | 89682 | 99866
Scenario 1: Reference | SDG&E | Com | HVAC | Com - Restaurant | Energy Efficiency | Incremental Measure Cost | 52588 | 59692 | 67528 | 75875 | 94400 | 107087 | 121213 | 136780 | 153761 | 172433 | 192944 | 215387 | 239847
Scenario 1: Reference | SDG&E | Com | HVAC | Com - Restaurant | Fuel Substitution | Admin | 0 | 0 | 0 | 0 | 0 | 0 | 0 | 0 | 0 | 0 | 0 | 0 | 0
Scenario 1: Reference | SDG&E | Com | HVAC | Com - Restaurant | Fuel Substitution | Incentives | 0 | 0 | 1 | 1 | 1 | 0 | 0 | 0 | 0 | 0 | 0 | 0 | 0
Scenario 1: Reference | SDG&E | Com | HVAC | Com - Restaurant | Fuel Substitution | Incremental Measure Cost | 0 | 0 | 1 | 1 | 2 | 0 | 0 | 0 | 0 | 0 | 0 | 0 | 0
Scenario 1: Reference | SDG&E | Com | WaterHeat | Com - Restaurant | Energy Efficiency | Admin | 105138 | 109437 | 113759 | 117705 | 137822 | 104088 | 109599 | 133198 | 120822 | 126550 | 149771 | 155675 | 161535
Scenario 1: Reference | SDG&E | Com | WaterHeat | Com - Restaurant | Energy Efficiency | Incentives | 0 | 0 | 0 | 0 | 0 | 0 | 0 | 0 | 0 | 0 | 0 | 0 | 0
Scenario 1: Reference | SDG&E | Com | WaterHeat | Com - Restaurant | Energy Efficiency | Incremental Measure Cost | 34060 | 35867 | 37743 | 39537 | 47848 | 22509 | 24057 | 33707 | 27354 | 29111 | 39186 | 41248 | 43335
Scenario 1: Reference | SDG&E | Com | WaterHeat | Com - Restaurant | Fuel Substitution | Admin | 469309 | 526642 | 585279 | 645372 | 709781 | 255873 | 299935 | 343544 | 383855 | 438641 | 502486 | 555902 | 600401
Scenario 1: Reference | SDG&E | Com | WaterHeat | Com - Restaurant | Fuel Substitution | Incentives | 101914 | 112326 | 122577 | 132685 | 143132 | 109228 | 125494 | 140897 | 154325 | 172878 | 194145 | 210563 | 222953
Scenario 1: Reference | SDG&E | Com | WaterHeat | Com - Restaurant | Fuel Substitution | Incremental Measure Cost | 938617 | 1053284 | 1170558 | 1290744 | 1419562 | 511746 | 599869 | 687088 | 767710 | 877283 | 1004971 | 1111804 | 1200801
Scenario 1: Reference | SDG&E | Com | WholeBlg | Com - Restaurant | Energy Efficiency | Admin | 327078 | 346662 | 368123 | 274584 | 284026 | 293573 | 303797 | 314068 | 324798 | 335529 | 346094 | 355305 | 356241
Scenario 1: Reference | SDG&E | Com | WholeBlg | Com - Restaurant | Energy Efficiency | Incentives | 40513 | 48638 | 57903 | 0 | 0 | 0 | 0 | 0 | 0 | 0 | 0 | 0 | 0
Scenario 1: Reference | SDG&E | Com | WholeBlg | Com - Restaurant | Energy Efficiency | Incremental Measure Cost | 250073 | 300224 | 357417 | 0 | 0 | 0 | 0 | 0 | 0 | 0 | 0 | 0 | 0
Scenario 1: Reference | SDG&E | Com | ComRefrig | Com - Restaurant | Energy Efficiency | Admin | 4831 | 2778 | 1321 | 705 | 378 | 237 | 222 | 208 | 195 | 182 | 171 | 160 | 150
Scenario 1: Reference | SDG&E | Com | ComRefrig | Com - Restaurant | Energy Efficiency | Incentives | 334 | 192 | 91 | 49 | 26 | 16 | 15 | 14 | 13 | 13 | 12 | 11 | 10
Scenario 1: Reference | SDG&E | Com | ComRefrig | Com - Restaurant | Energy Efficiency | Incremental Measure Cost | 15269 | 8778 | 4125 | 2252 | 1276 | 850 | 811 | 775 | 740 | 707 | 675 | 645 | 616
Scenario 1: Reference | SDG&E | Com | FoodServ | Com - Restaurant | Energy Efficiency | Admin | 741271 | 762673 | 783866 | 801959 | 908240 | 942460 | 977194 | 1011486 | 1044474 | 1077245 | 1109907 | 1142254 | 1173769
Scenario 1: Reference | SDG&E | Com | FoodServ | Com - Restaurant | Energy Efficiency | Incentives | 65761 | 67660 | 69540 | 71145 | 80574 | 83609 | 86691 | 89733 | 92659 | 95567 | 98464 | 101334 | 104130
Scenario 1: Reference | SDG&E | Com | FoodServ | Com - Restaurant | Energy Efficiency | Incremental Measure Cost | 813604 | 852914 | 893002 | 930613 | 1079556 | 1142077 | 1207383 | 1274333 | 1341814 | 1411312 | 1483059 | 1556840 | 1631867
Scenario 1: Reference | SDG&E | Com | FoodServ | Com - Restaurant | Fuel Substitution | Admin | 16821 | 19873 | 23061 | 26402 | 29858 | 33373 | 36779 | 40232 | 43649 | 46930 | 50231 | 53544 | 56903
Scenario 1: Reference | SDG&E | Com | FoodServ | Com - Restaurant | Fuel Substitution | Incentives | 3394 | 3934 | 4478 | 5029 | 5578 | 6136 | 6703 | 7278 | 7859 | 8445 | 9034 | 9624 | 10222
Scenario 1: Reference | SDG&E | Com | FoodServ | Com - Restaurant | Fuel Substitution | Incremental Measure Cost | 33708 | 39827 | 46220 | 52922 | 59853 | 67141 | 74793 | 82810 | 91192 | 99942 | 109041 | 118479 | 128347
Scenario 1: Reference | SDG&E | Com | Lighting | Com - Restaurant | Energy Efficiency | Admin | 8507 | 8394 | 8307 | 8205 | 9124 | 9198 | 9284 | 9370 | 9448 | 9529 | 9615 | 9702 | 9790
Scenario 1: Reference | SDG&E | Com | Lighting | Com - Restaurant | Energy Efficiency | Incentives | 35032 | 35211 | 35493 | 35711 | 40348 | 41431 | 42597 | 43798 | 44995 | 46240 | 47541 | 48888 | 50275
Scenario 1: Reference | SDG&E | Com | Lighting | Com - Restaurant | Energy Efficiency | Incremental Measure Cost | 37126 | 37315 | 37614 | 37845 | 42758 | 43907 | 45142 | 46415 | 47683 | 49003 | 50381 | 51809 | 53279
Scenario 1: Reference | PG&E | Com | BldgEnv | Com - Retail | Energy Efficiency | Admin | 21671 | 21937 | 1020 | 18194 | 26199 | 15636 | 13378 | 10837 | 1381 | 1401 | 1422 | 1441 | 1449
Scenario 1: Reference | PG&E | Com | BldgEnv | Com - Retail | Energy Efficiency | Incremental Measure Cost | 114037 | 117526 | 3011 | 103911 | 115750 | 89322 | 76796 | 62432 | 3587 | 3642 | 3705 | 3771 | 3878
Scenario 1: Reference | PG&E | Com | HVAC | Com - Retail | Fuel Substitution | Incremental Measure Cost | 392970 | 432337 | 470105 | 458746 | 488836 | 28973 | 31023 | 32575 | 0 | 0 | 0 | 0 | 0
Scenario 1: Reference | PG&E | Com | HVAC | Com - Retail | Energy Efficiency | Admin | 309609 | 330168 | 331963 | 248390 | 1177832 | 280022 | 299854 | 310302 | 269138 | 268819 | 275817 | 282041 | 287924
Scenario 1: Reference | PG&E | Com | HVAC | Com - Retail | Energy Efficiency | Incentives | 96941 | 103533 | 103619 | 85642 | 298684 | 86413 | 91738 | 95009 | 80626 | 80311 | 82504 | 84455 | 86262
Scenario 1: Reference | PG&E | Com | HVAC | Com - Retail | Energy Efficiency | Incremental Measure Cost | 2480388 | 2714620 | 2898080 | 2364301 | 8339158 | 2995396 | 2696520 | 2852110 | 2556112 | 2610094 | 2737293 | 2860197 | 2981853
Scenario 1: Reference | PG&E | Com | HVAC | Com - Retail | Fuel Substitution | Admin | 77313 | 83407 | 88928 | 85088 | 88896 | 2471 | 2594 | 2670 | 0 | 0 | 0 | 0 | 0
Scenario 1: Reference | PG&E | Com | HVAC | Com - Retail | Fuel Substitution | Incentives | 8897 | 9598 | 10233 | 9791 | 10229 | 284 | 298 | 307 | 0 | 0 | 0 | 0 | 0
Scenario 1: Reference | PG&E | Com | WaterHeat | Com - Retail | Energy Efficiency | Incremental Measure Cost | 405408 | 513903 | 473398 | 710246 | 874936 | 1031804 | 1202445 | 1357375 | 1427447 | 1486484 | 1471530 | 1379157 | 1221052
Scenario 1: Reference | PG&E | Com | WaterHeat | Com - Retail | Fuel Substitution | Incremental Measure Cost | 47719 | 51857 | 95533 | 92257 | 90120 | 54647 | 69976 | 90233 | 52729 | 69036 | 89569 | 111205 | 133957
Scenario 1: Reference | PG&E | Com | WaterHeat | Com - Retail | Energy Efficiency | Admin | 855389 | 1073899 | 1031286 | 1461970 | 1769518 | 2065921 | 2368735 | 2628437 | 2787660 | 2844874 | 2759583 | 2534032 | 2197945
Scenario 1: Reference | PG&E | Com | WaterHeat | Com - Retail | Energy Efficiency | Incentives | 0 | 0 | 0 | 0 | 1 | 1 | 1 | 1 | 1 | 1 | 1 | 1 | 1
Scenario 1: Reference | PG&E | Com | WaterHeat | Com - Retail | Fuel Substitution | Admin | 15481 | 19404 | 24047 | 27047 | 33411 | 12925 | 16745 | 21265 | 26364 | 34518 | 44784 | 55603 | 66978
Scenario 1: Reference | PG&E | Com | WaterHeat | Com - Retail | Fuel Substitution | Incentives | 3439 | 4230 | 5143 | 5674 | 6863 | 5178 | 6575 | 8184 | 9946 | 12765 | 16235 | 19758 | 23331
Scenario 1: Reference | PG&E | Com | WholeBlg | Com - Retail | Energy Efficiency | Admin | 987736 | 1004987 | 1020553 | 1028163 | 1151972 | 1081700 | 1110403 | 1155410 | 1182520 | 1229960 | 1253940 | 1271030 | 1304122
Scenario 1: Reference | PG&E | Com | WholeBlg | Com - Retail | Energy Efficiency | Incentives | 2604 | 2951 | 3356 | 0 | 38440 | 4435 | 4939 | 5474 | 5980 | 6528 | 7116 | 7726 | 8385
Scenario 1: Reference | PG&E | Com | WholeBlg | Com - Retail | Energy Efficiency | Incremental Measure Cost | 16074 | 18215 | 20717 | 0 | 237278 | 27373 | 30484 | 33787 | 36912 | 40296 | 43924 | 47692 | 51761
Scenario 1: Reference | PG&E | Com | ComRefrig | Com - Retail | Energy Efficiency | Admin | 70961 | 36384 | 6229 | 13296 | 7493 | 188400 | 213387 | 215189 | 216520 | 217778 | 219036 | 220241 | 221530
Scenario 1: Reference | PG&E | Com | ComRefrig | Com - Retail | Energy Efficiency | Incentives | 32 | 16 | 3 | 6 | 3 | 85 | 97 | 97 | 98 | 99 | 99 | 100 | 100
Scenario 1: Reference | PG&E | Com | ComRefrig | Com - Retail | Energy Efficiency | Incremental Measure Cost | 304155 | 156003 | 28640 | 58727 | 34844 | 1465145 | 1695737 | 1745338 | 1792259 | 1839675 | 1888216 | 1937443 | 1988584
Scenario 1: Reference | PG&E | Com | FoodServ | Com - Retail | Energy Efficiency | Admin | 4363 | 4592 | 4848 | 1843 | 32112 | 5183 | 5594 | 5825 | 6003 | 6175 | 6342 | 6491 | 6640
Scenario 1: Reference | PG&E | Com | FoodServ | Com - Retail | Energy Efficiency | Incentives | 538 | 567 | 598 | 227 | 3962 | 639 | 690 | 719 | 741 | 762 | 782 | 801 | 819
Scenario 1: Reference | PG&E | Com | FoodServ | Com - Retail | Energy Efficiency | Incremental Measure Cost | 5948 | 6373 | 6849 | 2785 | 45792 | 7752 | 8514 | 9032 | 9487 | 9946 | 10412 | 10864 | 11330
Scenario 1: Reference | PG&E | Com | Lighting | Com - Retail | Energy Efficiency | Admin | 73814 | 76430 | 78867 | 63419 | 179248 | 83648 | 85698 | 86978 | 88070 | 89138 | 90194 | 91200 | 92220
Scenario 1: Reference | PG&E | Com | Lighting | Com - Retail | Energy Efficiency | Incentives | 235200 | 243535 | 251302 | 202076 | 571153 | 266536 | 273066 | 277146 | 280627 | 284027 | 287393 | 290600 | 293850
Scenario 1: Reference | PG&E | Com | Lighting | Com - Retail | Energy Efficiency | Incremental Measure Cost | 476982 | 502461 | 527614 | 433948 | 1221230 | 589237 | 614094 | 633884 | 652941 | 672414 | 692419 | 712670 | 733654
Scenario 1: Reference | SCE | Com | BldgEnv | Com - Retail | Energy Efficiency | Admin | 59 | 61 | 63 | 64 | 66 | 67 | 63 | 64 | 64 | 0 | 0 | 0 | 0
Scenario 1: Reference | SCE | Com | BldgEnv | Com - Retail | Energy Efficiency | Incremental Measure Cost | 842 | 872 | 896 | 922 | 949 | 968 | 981 | 996 | 1002 | 0 | 0 | 0 | 0
Scenario 1: Reference | SCE | Com | HVAC | Com - Retail | Energy Efficiency | Admin | 238592 | 263984 | 366510 | 436796 | 482618 | 524018 | 565335 | 615062 | 179032 | 64830 | 66104 | 66989 | 67757
Scenario 1: Reference | SCE | Com | HVAC | Com - Retail | Energy Efficiency | Incentives | 176284 | 201024 | 324848 | 410700 | 467520 | 521256 | 577361 | 640003 | 141491 | 10167 | 10498 | 10821 | 11145
Scenario 1: Reference | SCE | Com | HVAC | Com - Retail | Energy Efficiency | Incremental Measure Cost | 423381 | 482797 | 780184 | 986374 | 1122840 | 1251895 | 1386642 | 1537090 | 339819 | 24418 | 25213 | 25988 | 26767
Scenario 1: Reference | SCE | Com | HVAC | Com - Retail | Fuel Substitution | Admin | 3929 | 4029 | 4090 | 4122 | 4123 | 0 | 0 | 0 | 0 | 0 | 0 | 0 | 0
Scenario 1: Reference | SCE | Com | HVAC | Com - Retail | Fuel Substitution | Incentives | 565 | 579 | 588 | 593 | 593 | 354 | 360 | 363 | 20 | 20 | 19 | 19 | 1
Scenario 1: Reference | SCE | Com | WaterHeat | Com - Retail | Energy Efficiency | Admin | 939 | 1215 | 1452 | 1734 | 2071 | 2469 | 2939 | 3500 | 4094 | 4886 | 5828 | 6942 | 8263
Scenario 1: Reference | SCE | Com | WaterHeat | Com - Retail | Energy Efficiency | Incentives | 52 | 105 | 122 | 142 | 165 | 192 | 224 | 262 | 265 | 323 | 393 | 477 | 580
Scenario 1: Reference | SCE | Com | WaterHeat | Com - Retail | Energy Efficiency | Incremental Measure Cost | 71 | 144 | 167 | 193 | 225 | 261 | 305 | 356 | 361 | 440 | 535 | 650 | 789
Scenario 1: Reference | SCE | Com | WaterHeat | Com - Retail | Fuel Substitution | Admin | 65842 | 67028 | 68150 | 69261 | 69987 | 0 | 0 | 0 | 0 | 0 | 0 | 0 | 0
Scenario 1: Reference | SCE | Com | WaterHeat | Com - Retail | Fuel Substitution | Incentives | 25698 | 25654 | 25577 | 25490 | 25259 | 13004 | 15789 | 18395 | 20459 | 21935 | 22930 | 23574 | 23975
Scenario 1: Reference | SCE | Com | WholeBlg | Com - Retail | Energy Efficiency | Admin | 1796517 | 1855379 | 1919572 | 1994772 | 2083165 | 2174733 | 2277118 | 2381801 | 2489213 | 2601188 | 2715513 | 2825512 | 2954964
Scenario 1: Reference | SCE | Com | WholeBlg | Com - Retail | Energy Efficiency | Incentives | 29805 | 35381 | 41440 | 48623 | 57167 | 66529 | 76714 | 88675 | 101642 | 115792 | 131823 | 149227 | 168681
Scenario 1: Reference | SCE | Com | WholeBlg | Com - Retail | Energy Efficiency | Incremental Measure Cost | 183979 | 218393 | 255794 | 300135 | 352870 | 410659 | 473529 | 547362 | 627401 | 714743 | 813698 | 921130 | 1041210
Scenario 1: Reference | SCE | Com | ComRefrig | Com - Retail | Energy Efficiency | Admin | 388278 | 236921 | 125441 | 65234 | 39572 | 24118 | 207341 | 1010869 | 1155030 | 1163279 | 1170922 | 1177125 | 1183007
Scenario 1: Reference | SCE | Com | ComRefrig | Com - Retail | Energy Efficiency | Incentives | 9 | 6 | 3 | 2 | 1 | 1 | 5 | 24 | 27 | 28 | 28 | 28 | 28
Scenario 1: Reference | SCE | Com | ComRefrig | Com - Retail | Energy Efficiency | Incremental Measure Cost | 514761 | 316198 | 167234 | 87586 | 55716 | 36081 | 464976 | 2401135 | 2802793 | 2880516 | 2958618 | 3034894 | 3112126
Scenario 1: Reference | SCE | Com | FoodServ | Com - Retail | Energy Efficiency | Admin | 20690 | 21370 | 21866 | 22381 | 22937 | 23360 | 23663 | 24016 | 24262 | 24443 | 24635 | 24759 | 24886
Scenario 1: Reference | SCE | Com | FoodServ | Com - Retail | Energy Efficiency | Incentives | 8836 | 9401 | 9873 | 10369 | 10903 | 11367 | 11767 | 12208 | 12590 | 12936 | 13297 | 13619 | 13950
Scenario 1: Reference | SCE | Com | FoodServ | Com - Retail | Energy Efficiency | Incremental Measure Cost | 14098 | 14999 | 15752 | 16544 | 17396 | 18136 | 18774 | 19478 | 20087 | 20639 | 21216 | 21729 | 22257
Scenario 1: Reference | SCE | Com | Lighting | Com - Retail | Energy Efficiency | Admin | 279933 | 295174 | 309145 | 322763 | 336162 | 348505 | 359818 | 370917 | 381027 | 390329 | 399234 | 406801 | 413545
Scenario 1: Reference | SCE | Com | Lighting | Com - Retail | Energy Efficiency | Incentives | 6 | 7 | 7 | 7 | 8 | 8 | 8 | 8 | 9 | 9 | 9 | 9 | 9
Scenario 1: Reference | SCE | Com | Lighting | Com - Retail | Energy Efficiency | Incremental Measure Cost | 527144 | 565381 | 602451 | 640037 | 678406 | 715899 | 752488 | 789795 | 826190 | 861986 | 898020 | 931552 | 963583
Scenario 1: Reference | SCG | Com | BldgEnv | Com - Retail | Energy Efficiency | Admin | 52954 | 44564 | 34733 | 2133 | 16806 | 11751 | 2398 | 2474 | 2498 | 2557 | 2617 | 2666 | 2714
Scenario 1: Reference | SCG | Com | BldgEnv | Com - Retail | Energy Efficiency | Incentives | 668 | 562 | 439 | 28 | 212 | 150 | 31 | 32 | 32 | 33 | 34 | 34 | 35
Scenario 1: Reference | SCG | Com | BldgEnv | Com - Retail | Energy Efficiency | Incremental Measure Cost | 113925 | 98327 | 79218 | 8025 | 40913 | 31688 | 8971 | 9291 | 9576 | 9844 | 10120 | 10361 | 10604
Scenario 1: Reference | SCG | Com | HVAC | Com - Retail | Fuel Substitution | Incremental Measure Cost | 137516 | 143849 | 148984 | 153181 | 156216 | 171354 | 177928 | 183212 | 8922 | 9086 | 9229 | 9360 | 253
Scenario 1: Reference | SCG | Com | HVAC | Com - Retail | Energy Efficiency | Incremental Measure Cost | 1128572 | 1165575 | 1199636 | 1235370 | 970161 | 821890 | 1129 | 1156 | 1177 | 1198 | 1222 | 1243 | 1268
Scenario 1: Reference | SCG | Com | HVAC | Com - Retail | Energy Efficiency | Admin | 56668 | 57402 | 57900 | 58481 | 38358 | 19009 | 9105 | 9245 | 9330 | 9397 | 9484 | 9543 | 9613
Scenario 1: Reference | SCG | Com | HVAC | Com - Retail | Energy Efficiency | Incentives | 4592 | 4649 | 4691 | 4736 | 3646 | 14 | 8 | 8 | 8 | 8 | 8 | 8 | 8
Scenario 1: Reference | SCG | Com | WaterHeat | Com - Retail | Energy Efficiency | Incremental Measure Cost | 358131 | 248680 | 192551 | 149450 | 151197 | 115734 | 99582 | 91073 | 77519 | 71878 | 66647 | 61797 | 57301
Scenario 1: Reference | SCG | Com | WaterHeat | Com - Retail | Fuel Substitution | Incremental Measure Cost | 263098 | 267932 | 385134 | 352613 | 296485 | 145958 | 169312 | 190604 | 99418 | 108735 | 115946 | 121593 | 126135
Scenario 1: Reference | SCG | Com | WaterHeat | Com - Retail | Energy Efficiency | Admin | 196322 | 121714 | 109636 | 95352 | 86816 | 70343 | 62884 | 56995 | 50897 | 46267 | 42059 | 38234 | 34756
Scenario 1: Reference | SCG | Com | WaterHeat | Com - Retail | Energy Efficiency | Incentives | 0 | 0 | 0 | 0 | 0 | 0 | 0 | 0 | 0 | 0 | 0 | 0 | 0
Scenario 1: Reference | SCG | Com | WholeBlg | Com - Retail | Energy Efficiency | Admin | 46230 | 46903 | 47474 | 48172 | 48913 | 49448 | 49989 | 50516 | 51060 | 51479 | 51861 | 52102 | 60780
Scenario 1: Reference | SCG | Com | WholeBlg | Com - Retail | Energy Efficiency | Incentives | 0 | 0 | 0 | 0 | 0 | 0 | 0 | 0 | 0 | 0 | 0 | 0 | 59485
Scenario 1: Reference | SCG | Com | WholeBlg | Com - Retail | Energy Efficiency | Incremental Measure Cost | 0 | 0 | 0 | 0 | 0 | 0 | 0 | 0 | 0 | 0 | 0 | 0 | 367184
Scenario 1: Reference | SCG | Com | FoodServ | Com - Retail | Energy Efficiency | Admin | 377 | 418 | 457 | 499 | 0 | 1252 | 637 | 686 | 732 | 777 | 824 | 868 | 912
Scenario 1: Reference | SCG | Com | FoodServ | Com - Retail | Energy Efficiency | Incentives | 939 | 1041 | 1138 | 1244 | 0 | 3118 | 1586 | 1709 | 1824 | 1936 | 2052 | 2161 | 2273
Scenario 1: Reference | SCG | Com | FoodServ | Com - Retail | Energy Efficiency | Incremental Measure Cost | 4387 | 4962 | 5531 | 6168 | 0 | 16087 | 8348 | 9177 | 9989 | 10813 | 11690 | 12560 | 13470
Scenario 1: Reference | SDG&E | Com | BldgEnv | Com - Retail | Energy Efficiency | Admin | 105 | 97 | 90 | 83 | 76 | 70 | 67 | 63 | 60 | 56 | 53 | 51 | 48
Scenario 1: Reference | SDG&E | Com | BldgEnv | Com - Retail | Energy Efficiency | Incentives | 9 | 8 | 8 | 7 | 7 | 6 | 6 | 5 | 5 | 5 | 5 | 4 | 4
Scenario 1: Reference | SDG&E | Com | BldgEnv | Com - Retail | Energy Efficiency | Incremental Measure Cost | 629 | 605 | 584 | 559 | 532 | 507 | 484 | 463 | 443 | 425 | 408 | 393 | 379
Scenario 1: Reference | SDG&E | Com | HVAC | Com - Retail | Energy Efficiency | Admin | 18493 | 19944 | 21444 | 22898 | 24221 | 15046 | 15905 | 16765 | 459 | 158 | 102 | 73 | 57
Scenario 1: Reference | SDG&E | Com | HVAC | Com - Retail | Energy Efficiency | Incentives | 32767 | 36838 | 41175 | 45641 | 50100 | 41531 | 45532 | 49702 | 812 | 58 | 61 | 63 | 66
Scenario 1: Reference | SDG&E | Com | HVAC | Com - Retail | Energy Efficiency | Incremental Measure Cost | 99988 | 111762 | 124276 | 137135 | 149929 | 131656 | 109355 | 119369 | 1950 | 140 | 146 | 152 | 158
Scenario 1: Reference | SDG&E | Com | HVAC | Com - Retail | Fuel Substitution | Admin | 2 | 2 | 2 | 2 | 3 | 0 | 0 | 0 | 0 | 0 | 0 | 0 | 0
Scenario 1: Reference | SDG&E | Com | HVAC | Com - Retail | Fuel Substitution | Incentives | 5 | 6 | 6 | 7 | 7 | 0 | 0 | 0 | 0 | 0 | 0 | 0 | 0
Scenario 1: Reference | SDG&E | Com | HVAC | Com - Retail | Fuel Substitution | Incremental Measure Cost | 10 | 11 | 12 | 14 | 15 | 0 | 0 | 0 | 0 | 0 | 0 | 0 | 0
Scenario 1: Reference | SDG&E | Com | WaterHeat | Com - Retail | Energy Efficiency | Incremental Measure Cost | 47186 | 48143 | 48124 | 49275 | 50137 | 50217 | 51041 | 51859 | 3975 | 4219 | 53996 | 54836 | 55633
Scenario 1: Reference | SDG&E | Com | WaterHeat | Com - Retail | Fuel Substitution | Incremental Measure Cost | 48778 | 54847 | 103793 | 97768 | 82928 | 51092 | 58520 | 66381 | 35118 | 38979 | 44189 | 48412 | 51839
Scenario 1: Reference | SDG&E | Com | WaterHeat | Com - Retail | Energy Efficiency | Admin | 125536 | 126073 | 126504 | 126823 | 127014 | 125939 | 126007 | 126017 | 19564 | 20357 | 125642 | 125592 | 125425
Scenario 1: Reference | SDG&E | Com | WaterHeat | Com - Retail | Energy Efficiency | Incentives | 0 | 0 | 0 | 0 | 0 | 0 | 0 | 0 | 0 | 0 | 0 | 0 | 0
Scenario 1: Reference | SDG&E | Com | WaterHeat | Com - Retail | Fuel Substitution | Admin | 19320 | 21734 | 24207 | 26744 | 29341 | 11789 | 13801 | 15770 | 17559 | 19490 | 22094 | 24206 | 25919
Scenario 1: Reference | SDG&E | Com | WaterHeat | Com - Retail | Fuel Substitution | Incentives | 4579 | 5052 | 5518 | 5979 | 6432 | 5023 | 5763 | 6456 | 7046 | 7667 | 8521 | 9152 | 9607
Scenario 1: Reference | SDG&E | Com | WholeBlg | Com - Retail | Energy Efficiency | Admin | 746063 | 829308 | 917913 | 1008855 | 1086178 | 1168069 | 1243935 | 1306884 | 1359123 | 1405405 | 1441362 | 1473149 | 1511071
Scenario 1: Reference | SDG&E | Com | WholeBlg | Com - Retail | Energy Efficiency | Incentives | 139078 | 170228 | 204470 | 240244 | 271624 | 306055 | 338343 | 366850 | 391845 | 415006 | 435028 | 454719 | 474916
Scenario 1: Reference | SDG&E | Com | WholeBlg | Com - Retail | Energy Efficiency | Incremental Measure Cost | 858483 | 1050759 | 1262125 | 1482942 | 1676644 | 1889172 | 2088475 | 2264441 | 2418726 | 2561691 | 2685281 | 2806827 | 2931494
Scenario 1: Reference | SDG&E | Com | ComRefrig | Com - Retail | Energy Efficiency | Admin | 54141 | 31185 | 14938 | 7611 | 4078 | 2579 | 2415 | 2260 | 2116 | 1981 | 1854 | 1736 | 1625
Scenario 1: Reference | SDG&E | Com | ComRefrig | Com - Retail | Energy Efficiency | Incentives | 3748 | 2159 | 1034 | 527 | 282 | 179 | 167 | 156 | 146 | 137 | 128 | 120 | 112
Scenario 1: Reference | SDG&E | Com | ComRefrig | Com - Retail | Energy Efficiency | Incremental Measure Cost | 171337 | 98798 | 46900 | 24313 | 13769 | 9230 | 8815 | 8418 | 8039 | 7678 | 7332 | 7002 | 6687
Scenario 1: Reference | SDG&E | Com | FoodServ | Com - Retail | Energy Efficiency | Admin | 1008 | 1013 | 1018 | 1016 | 999 | 996 | 986 | 975 | 966 | 964 | 961 | 965 | 973
Scenario 1: Reference | SDG&E | Com | FoodServ | Com - Retail | Energy Efficiency | Incentives | 89 | 90 | 90 | 90 | 89 | 88 | 87 | 86 | 86 | 85 | 85 | 86 | 86
Scenario 1: Reference | SDG&E | Com | FoodServ | Com - Retail | Energy Efficiency | Incremental Measure Cost | 1182 | 1208 | 1234 | 1250 | 1244 | 1259 | 1263 | 1266 | 1273 | 1291 | 1310 | 1341 | 1380
Scenario 1: Reference | SDG&E | Com | Lighting | Com - Retail | Energy Efficiency | Admin | 56604 | 55985 | 55438 | 54820 | 54021 | 53500 | 52907 | 52341 | 51843 | 51453 | 51086 | 50826 | 50625
Scenario 1: Reference | SDG&E | Com | Lighting | Com - Retail | Energy Efficiency | Incentives | 228702 | 230378 | 232354 | 234053 | 234982 | 237086 | 238885 | 240801 | 243035 | 245787 | 248681 | 252128 | 255924
Scenario 1: Reference | SDG&E | Com | Lighting | Com - Retail | Energy Efficiency | Incremental Measure Cost | 242367 | 244144 | 246237 | 248038 | 249022 | 251252 | 253158 | 255189 | 257556 | 260473 | 263540 | 267193 | 271216
Scenario 1: Reference | PG&E | Com | BldgEnv | Com - School | Energy Efficiency | Admin | 874 | 914 | 952 | 982 | 1001 | 1023 | 1039 | 1056 | 1069 | 1082 | 1093 | 1107 | 1116
Scenario 1: Reference | PG&E | Com | BldgEnv | Com - School | Energy Efficiency | Incremental Measure Cost | 2401 | 2478 | 2554 | 2622 | 2672 | 2730 | 2779 | 2833 | 2882 | 2933 | 2984 | 3044 | 3094
Scenario 1: Reference | PG&E | Com | HVAC | Com - School | Energy Efficiency | Admin | 412004 | 431101 | 442961 | 462099 | 471880 | 232638 | 234047 | 241575 | 212196 | 204940 | 205344 | 217325 | 221411
Scenario 1: Reference | PG&E | Com | HVAC | Com - School | Energy Efficiency | Incentives | 109034 | 114957 | 118611 | 125064 | 128707 | 46322 | 47084 | 49864 | 39966 | 37642 | 37946 | 42086 | 43630
Scenario 1: Reference | PG&E | Com | HVAC | Com - School | Energy Efficiency | Incremental Measure Cost | 2588502 | 2727326 | 2892991 | 3286911 | 3538580 | 1975747 | 1855021 | 1969126 | 1381240 | 1210872 | 1256065 | 1663152 | 1842057
Scenario 1: Reference | PG&E | Com | HVAC | Com - School | Fuel Substitution | Admin | 58610 | 62254 | 65335 | 70615 | 72568 | 0 | 0 | 0 | 0 | 0 | 0 | 0 | 0
Scenario 1: Reference | PG&E | Com | HVAC | Com - School | Fuel Substitution | Incentives | 6743 | 7162 | 7517 | 8123 | 8348 | 0 | 0 | 0 | 0 | 0 | 0 | 0 | 0
Scenario 1: Reference | PG&E | Com | HVAC | Com - School | Fuel Substitution | Incremental Measure Cost | 229609 | 248703 | 266189 | 309281 | 324212 | 0 | 0 | 0 | 0 | 0 | 0 | 0 | 0
Scenario 1: Reference | PG&E | Com | WaterHeat | Com - School | Energy Efficiency | Incremental Measure Cost | 631156 | 708007 | 757893 | 810842 | 814256 | 490956 | 409007 | 308321 | 205729 | 115301 | 43577 | 31832 | 30400
Scenario 1: Reference | PG&E | Com | WaterHeat | Com - School | Fuel Substitution | Incremental Measure Cost | 380850 | 477539 | 593437 | 732182 | 1133891 | 551353 | 699037 | 890409 | 512933 | 680156 | 879759 | 1089418 | 1308873
Scenario 1: Reference | PG&E | Com | WaterHeat | Com - School | Energy Efficiency | Admin | 1095048 | 1228622 | 1326771 | 1366047 | 1328443 | 1021289 | 834539 | 617630 | 405838 | 225198 | 86705 | 64721 | 61073
Scenario 1: Reference | PG&E | Com | WaterHeat | Com - School | Energy Efficiency | Incentives | 0 | 0 | 0 | 0 | 0 | 0 | 0 | 0 | 0 | 0 | 0 | 0 | 0
Scenario 1: Reference | PG&E | Com | WaterHeat | Com - School | Fuel Substitution | Admin | 171713 | 214576 | 265550 | 325958 | 397191 | 128492 | 165163 | 208195 | 256467 | 340078 | 439879 | 544709 | 654437
Scenario 1: Reference | PG&E | Com | WaterHeat | Com - School | Fuel Substitution | Incentives | 24662 | 30332 | 36919 | 44548 | 53342 | 34358 | 43279 | 53468 | 64557 | 83906 | 106382 | 129131 | 152078
Scenario 1: Reference | PG&E | Com | ComRefrig | Com - School | Energy Efficiency | Admin | 18 | 16 | 15 | 14 | 13 | 705 | 886 | 891 | 895 | 899 | 903 | 908 | 913
Scenario 1: Reference | PG&E | Com | ComRefrig | Com - School | Energy Efficiency | Incentives | 0 | 0 | 0 | 0 | 0 | 0 | 0 | 0 | 0 | 0 | 0 | 0 | 0
Scenario 1: Reference | PG&E | Com | ComRefrig | Com - School | Energy Efficiency | Incremental Measure Cost | 80 | 74 | 70 | 67 | 64 | 5501 | 7068 | 7252 | 7433 | 7619 | 7809 | 8011 | 8213
Scenario 1: Reference | PG&E | Com | FoodServ | Com - School | Energy Efficiency | Admin | 340067 | 346125 | 351642 | 356021 | 363900 | 368755 | 371894 | 375346 | 378660 | 382072 | 387375 | 392794 | 395810
Scenario 1: Reference | PG&E | Com | FoodServ | Com - School | Energy Efficiency | Incentives | 41961 | 42709 | 43390 | 43930 | 44902 | 45501 | 45888 | 46314 | 46723 | 47144 | 47798 | 48467 | 48839
Scenario 1: Reference | PG&E | Com | FoodServ | Com - School | Energy Efficiency | Incremental Measure Cost | 719882 | 746576 | 773231 | 798625 | 860366 | 897130 | 923903 | 952332 | 981394 | 1011642 | 1055538 | 1100146 | 1136200
Scenario 1: Reference | PG&E | Com | FoodServ | Com - School | Fuel Substitution | Admin | 394 | 430 | 469 | 520 | 582 | 649 | 723 | 805 | 896 | 998 | 1110 | 1238 | 1435
Scenario 1: Reference | PG&E | Com | FoodServ | Com - School | Fuel Substitution | Incentives | 72 | 79 | 85 | 95 | 105 | 117 | 130 | 144 | 160 | 178 | 197 | 220 | 254
Scenario 1: Reference | PG&E | Com | FoodServ | Com - School | Fuel Substitution | Incremental Measure Cost | 941 | 1047 | 1161 | 1312 | 1494 | 1699 | 1926 | 2185 | 2481 | 2816 | 3195 | 3633 | 4287
Scenario 1: Reference | PG&E | Com | Lighting | Com - School | Energy Efficiency | Admin | 0 | 0 | 0 | 0 | 0 | 0 | 0 | 0 | 0 | 0 | 0 | 0 | 0
Scenario 1: Reference | PG&E | Com | Lighting | Com - School | Energy Efficiency | Incentives | 0 | 0 | 0 | 0 | 0 | 0 | 0 | 0 | 0 | 0 | 0 | 0 | 0
Scenario 1: Reference | PG&E | Com | Lighting | Com - School | Energy Efficiency | Incremental Measure Cost | 0 | 0 | 0 | 0 | 0 | 0 | 0 | 0 | 0 | 0 | 0 | 0 | 0
Scenario 1: Reference | SCE | Com | BldgEnv | Com - School | Energy Efficiency | Admin | 29 | 31 | 32 | 33 | 33 | 34 | 35 | 35 | 36 | 0 | 0 | 0 | 0
Scenario 1: Reference | SCE | Com | BldgEnv | Com - School | Energy Efficiency | Incremental Measure Cost | 443 | 455 | 466 | 477 | 486 | 495 | 502 | 510 | 518 | 0 | 0 | 0 | 0
Scenario 1: Reference | SCE | Com | HVAC | Com - School | Energy Efficiency | Admin | 29450 | 30880 | 32325 | 33619 | 55774 | 52711 | 44879 | 43102 | 38341 | 39140 | 39755 | 40486 | 40950
Scenario 1: Reference | SCE | Com | HVAC | Com - School | Energy Efficiency | Incentives | 4392 | 4598 | 4804 | 5004 | 11501 | 10597 | 8169 | 7562 | 5952 | 6142 | 6328 | 6521 | 6709
Scenario 1: Reference | SCE | Com | HVAC | Com - School | Energy Efficiency | Incremental Measure Cost | 10549 | 11043 | 11538 | 12018 | 27621 | 25451 | 19619 | 18161 | 14295 | 14751 | 15198 | 15662 | 16112
Scenario 1: Reference | SCE | Com | HVAC | Com - School | Fuel Substitution | Admin | 1263 | 1274 | 1272 | 1261 | 2173 | 0 | 0 | 0 | 0 | 0 | 0 | 0 | 0
Scenario 1: Reference | SCE | Com | HVAC | Com - School | Fuel Substitution | Incentives | 115 | 116 | 116 | 115 | 226 | 0 | 0 | 0 | 0 | 0 | 0 | 0 | 0
Scenario 1: Reference | SCE | Com | WaterHeat | Com - School | Energy Efficiency | Admin | 1047 | 1272 | 1540 | 1857 | 2232 | 2679 | 3206 | 3835 | 4584 | 5475 | 6530 | 7790 | 9280
Scenario 1: Reference | SCE | Com | WaterHeat | Com - School | Energy Efficiency | Incentives | 87 | 107 | 133 | 163 | 200 | 245 | 299 | 365 | 445 | 542 | 659 | 802 | 975
Scenario 1: Reference | SCE | Com | WaterHeat | Com - School | Energy Efficiency | Incremental Measure Cost | 118 | 146 | 181 | 222 | 272 | 334 | 407 | 497 | 606 | 738 | 898 | 1092 | 1327
Scenario 1: Reference | SCE | Com | WaterHeat | Com - School | Fuel Substitution | Admin | 434408 | 439135 | 448026 | 456680 | 465080 | 0 | 0 | 0 | 0 | 0 | 0 | 0 | 0
Scenario 1: Reference | SCE | Com | WaterHeat | Com - School | Fuel Substitution | Incentives | 123101 | 122980 | 124257 | 125848 | 127406 | 60357 | 73721 | 85945 | 95406 | 102004 | 106293 | 108924 | 110396
Scenario 1: Reference | SCE | Com | ComRefrig | Com - School | Energy Efficiency | Admin | 157 | 68 | 52 | 48 | 45 | 42 | 566 | 2852 | 3327 | 3343 | 3356 | 3372 | 3384
Scenario 1: Reference | SCE | Com | ComRefrig | Com - School | Energy Efficiency | Incentives | 0 | 0 | 0 | 0 | 0 | 0 | 0 | 0 | 0 | 0 | 0 | 0 | 0
Scenario 1: Reference | SCE | Com | ComRefrig | Com - School | Energy Efficiency | Incremental Measure Cost | 198 | 93 | 73 | 70 | 66 | 63 | 1287 | 6794 | 8091 | 8296 | 8497 | 8709 | 8918
Scenario 1: Reference | SCE | Com | FoodServ | Com - School | Energy Efficiency | Admin | 49133 | 101325 | 117461 | 121577 | 124671 | 190394 | 206191 | 207986 | 214941 | 219653 | 221033 | 222150 | 222820
Scenario 1: Reference | SCE | Com | FoodServ | Com - School | Energy Efficiency | Incentives | 22363 | 58603 | 71001 | 75295 | 79016 | 129543 | 141900 | 143814 | 149585 | 153693 | 155334 | 156779 | 157906
Scenario 1: Reference | SCE | Com | FoodServ | Com - School | Energy Efficiency | Incremental Measure Cost | 35679 | 93498 | 113279 | 120130 | 126067 | 230825 | 260083 | 267607 | 285126 | 299134 | 307351 | 315115 | 322450
Scenario 1: Reference | SCE | Com | FoodServ | Com - School | Fuel Substitution | Admin | 500 | 581 | 663 | 745 | 830 | 920 | 1013 | 1110 | 1212 | 1318 | 1427 | 1542 | 1666
Scenario 1: Reference | SCE | Com | FoodServ | Com - School | Fuel Substitution | Incentives | 54974 | 63897 | 72894 | 81982 | 91278 | 101095 | 111304 | 121909 | 133052 | 144611 | 156571 | 169056 | 182728
Scenario 1: Reference | SCE | Com | Lighting | Com - School | Energy Efficiency | Admin | 0 | 0 | 0 | 0 | 0 | 0 | 0 | 0 | 0 | 0 | 0 | 0 | 0
Scenario 1: Reference | SCE | Com | Lighting | Com - School | Energy Efficiency | Incentives | 0 | 0 | 0 | 0 | 0 | 0 | 0 | 0 | 0 | 0 | 0 | 0 | 0
Scenario 1: Reference | SCE | Com | Lighting | Com - School | Energy Efficiency | Incremental Measure Cost | 0 | 0 | 0 | 0 | 0 | 0 | 0 | 0 | 0 | 0 | 0 | 0 | 0
Scenario 1: Reference | SCG | Com | BldgEnv | Com - School | Energy Efficiency | Admin | 261 | 271 | 280 | 288 | 291 | 297 | 299 | 302 | 304 | 307 | 309 | 311 | 312
Scenario 1: Reference | SCG | Com | BldgEnv | Com - School | Energy Efficiency | Incentives | 4 | 4 | 4 | 4 | 4 | 4 | 4 | 4 | 4 | 4 | 4 | 4 | 4
Scenario 1: Reference | SCG | Com | BldgEnv | Com - School | Energy Efficiency | Incremental Measure Cost | 3122 | 3183 | 3248 | 3308 | 3339 | 3391 | 3423 | 3453 | 3489 | 3531 | 3564 | 3610 | 3642
Scenario 1: Reference | SCG | Com | HVAC | Com - School | Energy Efficiency | Incremental Measure Cost | 2226776 | 1965687 | 2006383 | 2045588 | 1924630 | 541173 | 540743 | 543507 | 548605 | 555937 | 561722 | 571261 | 577992
Scenario 1: Reference | SCG | Com | HVAC | Com - School | Energy Efficiency | Admin | 156417 | 156098 | 156085 | 155897 | 154652 | 48831 | 48045 | 47337 | 46837 | 46525 | 46079 | 45934 | 45555
Scenario 1: Reference | SCG | Com | HVAC | Com - School | Energy Efficiency | Incentives | 13228 | 13218 | 13230 | 13226 | 13142 | 3100 | 3051 | 3006 | 2974 | 2955 | 2927 | 2918 | 2895
Scenario 1: Reference | SCG | Com | HVAC | Com - School | Fuel Substitution | Incremental Measure Cost | 22238 | 22885 | 23318 | 23588 | 69988 | 0 | 0 | 0 | 0 | 0 | 0 | 0 | 0
Scenario 1: Reference | SCG | Com | WaterHeat | Com - School | Energy Efficiency | Incremental Measure Cost | 429559 | 432295 | 398575 | 438526 | 440759 | 36234 | 34358 | 32750 | 30956 | 29497 | 28165 | 26959 | 25861
Scenario 1: Reference | SCG | Com | WaterHeat | Com - School | Fuel Substitution | Incremental Measure Cost | 1653793 | 1687214 | 1737948 | 1859523 | 2379688 | 1021131 | 1184900 | 1335000 | 694629 | 757627 | 805338 | 841821 | 870291
Scenario 1: Reference | SCG | Com | WaterHeat | Com - School | Energy Efficiency | Admin | 160094 | 156363 | 152811 | 149595 | 146203 | 28437 | 26646 | 25038 | 23547 | 22223 | 21023 | 19945 | 18967
Scenario 1: Reference | SCG | Com | WaterHeat | Com - School | Energy Efficiency | Incentives | 0 | 0 | 0 | 0 | 0 | 0 | 0 | 0 | 0 | 0 | 0 | 0 | 0
Scenario 1: Reference | SCG | Com | WholeBlg | Com - School | Energy Efficiency | Admin | 74138 | 74428 | 74538 | 74833 | 75159 | 75378 | 75589 | 75711 | 75832 | 75946 | 75864 | 75578 | 75693
Scenario 1: Reference | SCG | Com | WholeBlg | Com - School | Energy Efficiency | Incentives | 0 | 0 | 0 | 0 | 0 | 0 | 0 | 0 | 0 | 0 | 0 | 0 | 0
Scenario 1: Reference | SCG | Com | WholeBlg | Com - School | Energy Efficiency | Incremental Measure Cost | 0 | 0 | 0 | 0 | 0 | 0 | 0 | 0 | 0 | 0 | 0 | 0 | 0
Scenario 1: Reference | SCG | Com | FoodServ | Com - School | Energy Efficiency | Admin | 119777 | 124961 | 130012 | 134775 | 138830 | 142881 | 152287 | 158229 | 161938 | 165561 | 168863 | 172154 | 174719
Scenario 1: Reference | SCG | Com | FoodServ | Com - School | Energy Efficiency | Incentives | 121902 | 127703 | 133426 | 138642 | 142935 | 147263 | 156809 | 162959 | 166931 | 170830 | 174400 | 177982 | 180816
Scenario 1: Reference | SCG | Com | FoodServ | Com - School | Energy Efficiency | Incremental Measure Cost | 455152 | 486187 | 517869 | 549488 | 579007 | 609622 | 726971 | 798812 | 840863 | 884232 | 927463 | 972881 | 1017656
Scenario 1: Reference | SCG | Com | FoodServ | Com - School | Fuel Substitution | Incremental Measure Cost | 2917 | 3459 | 4026 | 4619 | 5247 | 5931 | 6665 | 7451 | 8302 | 9212 | 10184 | 11226 | 12377
Scenario 1: Reference | SDG&E | Com | BldgEnv | Com - School | Energy Efficiency | Admin | 8 | 7 | 7 | 9 | 8 | 8 | 8 | 7 | 6 | 7 | 7 | 6 | 6
Scenario 1: Reference | SDG&E | Com | BldgEnv | Com - School | Energy Efficiency | Incentives | bar: 36 to 46
Scenario 1: Reference | SDG&E | Com | BldgEnv | Com - School | Energy Efficiency | Incremental Measure Cost | 91 | 88 | 86 | 94 | 91 | 89 | 86 | 84 | 72 | 79 | 77 | 75 | 72
Scenario 1: Reference | SDG&E | Com | HVAC | Com - School | Energy Efficiency | Admin | 26888 | 27434 | 27834 | 28120 | 28426 | 28583 | 28722 | 28930 | 29311 | 30399 | 31503 | 32586 | 33620
Scenario 1: Reference | SDG&E | Com | HVAC | Com - School | Energy Efficiency | Incentives | 26709 | 27887 | 28989 | 30035 | 31163 | 32169 | 33186 | 34306 | 35629 | 37579 | 39623 | 41718 | 43827
Scenario 1: Reference | SDG&E | Com | HVAC | Com - School | Energy Efficiency | Incremental Measure Cost | 127742 | 137718 | 147994 | 158636 | 170114 | 181702 | 79703 | 82391 | 85570 | 90252 | 95162 | 100193 | 105260
Scenario 1: Reference | SDG&E | Com | HVAC | Com - School | Fuel Substitution | Admin | 0 | 0 | 1 | 1 | 1 | 0 | 0 | 0 | 0 | 0 | 0 | 0 | 0
Scenario 1: Reference | SDG&E | Com | HVAC | Com - School | Fuel Substitution | Incentives | 1 | 1 | 1 | 2 | 2 | 0 | 0 | 0 | 0 | 0 | 0 | 0 | 0
Scenario 1: Reference | SDG&E | Com | HVAC | Com - School | Fuel Substitution | Incremental Measure Cost | 2 | 2 | 2 | 3 | 3 | 0 | 0 | 0 | 0 | 0 | 0 | 0 | 0
Scenario 1: Reference | SDG&E | Com | WaterHeat | Com - School | Energy Efficiency | Incremental Measure Cost | 54742 | 56938 | 56950 | 61532 | 64010 | 23487 | 23941 | 24423 | 11357 | 12201 | 26004 | 26652 | 27285
Scenario 1: Reference | SDG&E | Com | WaterHeat | Com - School | Fuel Substitution | Incremental Measure Cost | 388132 | 436904 | 487518 | 567126 | 799762 | 436411 | 504993 | 580853 | 306456 | 359054 | 411999 | 456160 | 492686
Scenario 1: Reference | SDG&E | Com | WaterHeat | Com - School | Energy Efficiency | Admin | 93168 | 94694 | 96243 | 97829 | 99531 | 65135 | 65702 | 66326 | 37192 | 39163 | 68431 | 69375 | 70257
Scenario 1: Reference | SDG&E | Com | WaterHeat | Com - School | Energy Efficiency | Incentives | 0 | 0 | 0 | 0 | 0 | 0 | 0 | 0 | 0 | 0 | 0 | 0 | 0
Scenario 1: Reference | SDG&E | Com | WaterHeat | Com - School | Fuel Substitution | Admin | 185491 | 208113 | 231464 | 255667 | 280767 | 102539 | 120047 | 137320 | 153228 | 179527 | 206000 | 228080 | 246343
Scenario 1: Reference | SDG&E | Com | WaterHeat | Com - School | Fuel Substitution | Incentives | 27395 | 30279 | 33165 | 36062 | 38973 | 28961 | 33229 | 37255 | 40749 | 46800 | 52644 | 57141 | 60504
Scenario 1: Reference | SDG&E | Com | ComRefrig | Com - School | Energy Efficiency | Admin | 13 | 7 | 6 | 6 | 5 | 5 | 5 | 4 | 4 | 4 | 4 | 3 | 3
Scenario 1: Reference | SDG&E | Com | ComRefrig | Com - School | Energy Efficiency | Incentives | 1 | 0 | 0 | 0 | 0 | 0 | 0 | 0 | 0 | 0 | 0 | 0 | 0
Scenario 1: Reference | SDG&E | Com | ComRefrig | Com - School | Energy Efficiency | Incremental Measure Cost | 40 | 22 | 21 | 20 | 19 | 18 | 18 | 17 | 16 | 15 | 15 | 14 | 13
Scenario 1: Reference | SDG&E | Com | FoodServ | Com - School | Energy Efficiency | Admin | 86831 | 90511 | 94053 | 97503 | 100950 | 104227 | 107443 | 110660 | 113895 | 116984 | 120044 | 123056 | 125974
Scenario 1: Reference | SDG&E | Com | FoodServ | Com - School | Energy Efficiency | Incentives | 7703 | 8030 | 8344 | 8650 | 8956 | 9246 | 9532 | 9817 | 10104 | 10378 | 10649 | 10917 | 11176
Scenario 1: Reference | SDG&E | Com | FoodServ | Com - School | Energy Efficiency | Incremental Measure Cost | 145974 | 155342 | 164754 | 174347 | 184320 | 194326 | 204561 | 215145 | 226129 | 237219 | 248633 | 260340 | 272293
Scenario 1: Reference | SDG&E | Com | FoodServ | Com - School | Fuel Substitution | Admin | 739 | 879 | 1027 | 1183 | 1350 | 1524 | 1701 | 1873 | 2050 | 2238 | 2438 | 2647 | 2866
Scenario 1: Reference | SDG&E | Com | FoodServ | Com - School | Fuel Substitution | Incentives | 155 | 181 | 207 | 234 | 262 | 291 | 320 | 351 | 382 | 416 | 452 | 490 | 529
Scenario 1: Reference | SDG&E | Com | FoodServ | Com - School | Fuel Substitution | Incremental Measure Cost | 1488 | 1771 | 2069 | 2386 | 2722 | 3080 | 3460 | 3865 | 4297 | 4776 | 5296 | 5854 | 6452
Scenario 1: Reference | PG&E | Com | BldgEnv | Com - Warehouse | Energy Efficiency | Admin | 207026 | 203335 | 191303 | 171972 | 147215 | 119510 | 90973 | 63742 | 39055 | 17815 | 8336 | 8428 | 8523
Scenario 1: Reference | PG&E | Com | BldgEnv | Com - Warehouse | Energy Efficiency | Incremental Measure Cost | 310151 | 310294 | 297219 | 271808 | 236424 | 194478 | 149509 | 104870 | 62978 | 25441 | 6837 | 6894 | 6959
Scenario 1: Reference | PG&E | Com | HVAC | Com - Warehouse | Fuel Substitution | Incremental Measure Cost | 81107 | 89631 | 96424 | 104220 | 111551 | 0 | 0 | 0 | 0 | 0 | 0 | 0 | 0
Scenario 1: Reference | PG&E | Com | HVAC | Com - Warehouse | Energy Efficiency | Admin | 22779 | 24799 | 26750 | 28603 | 30311 | 32009 | 33394 | 34689 | 23231 | 17837 | 18303 | 20581 | 20992
Scenario 1: Reference | PG&E | Com | HVAC | Com - Warehouse | Energy Efficiency | Incentives | 7854 | 8550 | 9223 | 9862 | 10450 | 11036 | 11513 | 11960 | 8009 | 6150 | 6310 | 7096 | 7237
Scenario 1: Reference | PG&E | Com | HVAC | Com - Warehouse | Energy Efficiency | Incremental Measure Cost | 337059 | 375209 | 413603 | 451775 | 488945 | 527015 | 561407 | 595297 | 368757 | 288839 | 302521 | 338360 | 352351
Scenario 1: Reference | PG&E | Com | HVAC | Com - Warehouse | Fuel Substitution | Admin | 32396 | 35624 | 38711 | 41619 | 44306 | 0 | 0 | 0 | 0 | 0 | 0 | 0 | 0
Scenario 1: Reference | PG&E | Com | HVAC | Com - Warehouse | Fuel Substitution | Incentives | 4464 | 4839 | 5185 | 5495 | 5766 | 0 | 0 | 0 | 0 | 0 | 0 | 0 | 0
Scenario 1: Reference | PG&E | Com | WaterHeat | Com - Warehouse | Energy Efficiency | Incremental Measure Cost | 292553 | 366700 | 456495 | 563889 | 687616 | 812723 | 959994 | 1100429 | 1170429 | 1251065 | 1280021 | 1248711 | 1159033
Scenario 1: Reference | PG&E | Com | WaterHeat | Com - Warehouse | Fuel Substitution | Incremental Measure Cost | 5444 | 6877 | 11843 | 13620 | 15104 | 4034 | 5171 | 6654 | 3852 | 5093 | 6645 | 8291 | 10032
Scenario 1: Reference | PG&E | Com | WaterHeat | Com - Warehouse | Energy Efficiency | Admin | 609175 | 758911 | 937568 | 1145392 | 1379262 | 1619431 | 1879877 | 2115829 | 2285230 | 2394097 | 2400497 | 2294662 | 2086822
Scenario 1: Reference | PG&E | Com | WaterHeat | Com - Warehouse | Energy Efficiency | Incentives | 0 | 0 | 0 | 0 | 0 | 0 | 1 | 1 | 1 | 1 | 1 | 1 | 1
Scenario 1: Reference | PG&E | Com | WaterHeat | Com - Warehouse | Fuel Substitution | Admin | 2710 | 3405 | 4250 | 5246 | 6430 | 927 | 1209 | 1544 | 1926 | 2547 | 3323 | 4146 | 5016
Scenario 1: Reference | PG&E | Com | WaterHeat | Com - Warehouse | Fuel Substitution | Incentives | 389 | 485 | 598 | 731 | 888 | 401 | 512 | 641 | 784 | 1016 | 1300 | 1590 | 1885
Scenario 1: Reference | PG&E | Com | WholeBlg | Com - Warehouse | Energy Efficiency | Admin | 1095253 | 1133721 | 1171756 | 1213574 | 1257138 | 1305880 | 1358781 | 1507636 | 1567169 | 1651867 | 1710701 | 1760964 | 1785348
Scenario 1: Reference | PG&E | Com | WholeBlg | Com - Warehouse | Energy Efficiency | Incentives | 2022 | 2221 | 2458 | 2730 | 0 | 0 | 0 | 0 | 0 | 0 | 0 | 0 | 0
Scenario 1: Reference | PG&E | Com | WholeBlg | Com - Warehouse | Energy Efficiency | Incremental Measure Cost | 12479 | 13711 | 15171 | 16851 | 0 | 0 | 0 | 0 | 0 | 0 | 0 | 0 | 0
Scenario 1: Reference | PG&E | Com | Lighting | Com - Warehouse | Energy Efficiency | Admin | 556 | 593 | 628 | 661 | 692 | 722 | 756 | 789 | 171 | 0 | 0 | 0 | 0
Scenario 1: Reference | PG&E | Com | Lighting | Com - Warehouse | Energy Efficiency | Incentives | 1772 | 1889 | 2000 | 2106 | 2204 | 2299 | 2407 | 2515 | 543 | 0 | 0 | 0 | 0
Scenario 1: Reference | PG&E | Com | Lighting | Com - Warehouse | Energy Efficiency | Incremental Measure Cost | 5819 | 6327 | 6834 | 7340 | 7834 | 8337 | 8904 | 9488 | 2091 | 0 | 0 | 0 | 0
Scenario 1: Reference | SCE | Com | BldgEnv | Com - Warehouse | Energy Efficiency | Admin | 350 | 399 | 446 | 491 | 530 | 558 | 573 | 575 | 69 | 0 | 0 | 0 | 0
Scenario 1: Reference | SCE | Com | BldgEnv | Com - Warehouse | Energy Efficiency | Incremental Measure Cost | 3337 | 3855 | 4381 | 4900 | 5383 | 5776 | 6048 | 6180 | 837 | 0 | 0 | 0 | 0
Scenario 1: Reference | SCE | Com | HVAC | Com - Warehouse | Energy Efficiency | Admin | 2619 | 2714 | 2800 | 2888 | 3026 | 3111 | 3188 | 3265 | 3023 | 3073 | 3120 | 3162 | 3205
Scenario 1: Reference | SCE | Com | HVAC | Com - Warehouse | Energy Efficiency | Incentives | 2250 | 2385 | 2518 | 2655 | 2855 | 3001 | 3147 | 3296 | 2881 | 2986 | 3093 | 3197 | 3305
Scenario 1: Reference | SCE | Com | HVAC | Com - Warehouse | Energy Efficiency | Incremental Measure Cost | 5404 | 5728 | 6046 | 6377 | 6856 | 7209 | 7557 | 7915 | 6918 | 7172 | 7428 | 7678 | 7936
Scenario 1: Reference | SCE | Com | HVAC | Com - Warehouse | Fuel Substitution | Admin | 27592 | 28322 | 28780 | 29044 | 29175 | 0 | 0 | 0 | 0 | 0 | 0 | 0 | 0
Scenario 1: Reference | SCE | Com | HVAC | Com - Warehouse | Fuel Substitution | Incentives | 2181 | 2240 | 2277 | 2298 | 2309 | 0 | 0 | 0 | 0 | 0 | 0 | 0 | 0
Scenario 1: Reference | SCE | Com | WaterHeat | Com - Warehouse | Energy Efficiency | Admin | 191 | 231 | 279 | 335 | 404 | 484 | 580 | 804 | 829 | 989 | 1179 | 1404 | 1672
Scenario 1: Reference | SCE | Com | WaterHeat | Com - Warehouse | Energy Efficiency | Incentives | 10 | 12 | 15 | 18 | 22 | 27 | 34 | 107 | 50 | 61 | 74 | 90 | 109
Scenario 1: Reference | SCE | Com | WaterHeat | Com - Warehouse | Energy Efficiency | Incremental Measure Cost | 13 | 16 | 20 | 25 | 31 | 37 | 46 | 146 | 68 | 83 | 101 | 122 | 148
Scenario 1: Reference | SCE | Com | WaterHeat | Com - Warehouse | Fuel Substitution | Admin | 7822 | 7947 | 8064 | 8183 | 8306 | 0 | 0 | 0 | 0 | 0 | 0 | 0 | 0
Scenario 1: Reference | SCE | Com | WaterHeat | Com - Warehouse | Fuel Substitution | Incentives | 2888 | 2897 | 2901 | 2906 | 2912 | 1034 | 1255 | 1461 | 1624 | 1742 | 1821 | 1872 | 1905
Scenario 1: Reference | SCE | Com | WholeBlg | Com - Warehouse | Energy Efficiency | Admin | 855222 | 880888 | 908423 | 942875 | 983610 | 1024871 | 1069838 | 1114605 | 1160312 | 1208735 | 1256899 | 1301306 | 1352041
Scenario 1: Reference | SCE | Com | WholeBlg | Com - Warehouse | Energy Efficiency | Incentives | 12034 | 14585 | 17424 | 20992 | 25494 | 30253 | 35382 | 41390 | 47763 | 54843 | 62797 | 71315 | 81145
Scenario 1: Reference | SCE | Com | WholeBlg | Com - Warehouse | Energy Efficiency | Incremental Measure Cost | 74279 | 90029 | 107555 | 129578 | 157365 | 186739 | 218402 | 255486 | 294827 | 338530 | 387625 | 440206 | 500878
Scenario 1: Reference | SCE | Com | Lighting | Com - Warehouse | Energy Efficiency | Admin | 4555 | 5001 | 5430 | 5865 | 6314 | 17780 | 19791 | 20441 | 2982 | 0 | 0 | 0 | 0
Scenario 1: Reference | SCE | Com | Lighting | Com - Warehouse | Energy Efficiency | Incentives | 0 | 0 | 0 | 0 | 0 | 0 | 0 | 0 | 0 | 0 | 0 | 0 | 0
Scenario 1: Reference | SCE | Com | Lighting | Com - Warehouse | Energy Efficiency | Incremental Measure Cost | 13635 | 15271 | 16911 | 18633 | 20461 | 68446 | 78038 | 82069 | 11858 | 0 | 0 | 0 | 0
Scenario 1: Reference | SCG | Com | BldgEnv | Com - Warehouse | Energy Efficiency | Admin | 7221 | 8256 | 9266 | 17476 | 18852 | 19858 | 20386 | 20367 | 19771 | 18635 | 17050 | 15139 | 13057
Scenario 1: Reference | SCG | Com | BldgEnv | Com - Warehouse | Energy Efficiency | Incentives | 94 | 107 | 120 | 227 | 245 | 258 | 265 | 265 | 257 | 242 | 222 | 197 | 170
Scenario 1: Reference | SCG | Com | BldgEnv | Com - Warehouse | Energy Efficiency | Incremental Measure Cost | 58644 | 68214 | 77944 | 157405 | 173077 | 185859 | 194541 | 198195 | 196203 | 188598 | 175969 | 159340 | 140126
Scenario 1: Reference | SCG | Com | HVAC | Com - Warehouse | Fuel Substitution | Incremental Measure Cost | 374927 | 392874 | 407569 | 419862 | 430427 | 72 | 74 | 76 | 0 | 0 | 0 | 0 | 0
Scenario 1: Reference | SCG | Com | HVAC | Com - Warehouse | Energy Efficiency | Admin | 4 | 4 | 4 | 4 | 4 | 5 | 5 | 5 | 5 | 5 | 5 | 5 | 6
Scenario 1: Reference | SCG | Com | HVAC | Com - Warehouse | Energy Efficiency | Incentives | 0 | 0 | 0 | 0 | 0 | 0 | 0 | 0 | 0 | 0 | 1 | 1 | 1
Scenario 1: Reference | SCG | Com | HVAC | Com - Warehouse | Energy Efficiency | Incremental Measure Cost | 83 | 89 | 94 | 101 | 108 | 116 | 122 | 129 | 135 | 141 | 147 | 153 | 159
Scenario 1: Reference | SCG | Com | WaterHeat | Com - Warehouse | Energy Efficiency | Incremental Measure Cost | 505268 | 309336 | 247801 | 215324 | 189296 | 150453 | 115991 | 101582 | 83100 | 76978 | 71312 | 66066 | 61209
Scenario 1: Reference | SCG | Com | WaterHeat | Com - Warehouse | Fuel Substitution | Incremental Measure Cost | 32609 | 33412 | 46797 | 44852 | 41427 | 10839 | 12572 | 14136 | 7355 | 8044 | 8577 | 8997 | 9337
Scenario 1: Reference | SCG | Com | WaterHeat | Com - Warehouse | Energy Efficiency | Admin | 283280 | 147032 | 116818 | 104115 | 93273 | 77142 | 68912 | 61783 | 54650 | 49627 | 45068 | 40930 | 37175
Scenario 1: Reference | SCG | Com | WaterHeat | Com - Warehouse | Energy Efficiency | Incentives | 0 | 0 | 0 | 0 | 0 | 0 | 0 | 0 | 0 | 0 | 0 | 0 | 0
Scenario 1: Reference | SCG | Com | WholeBlg | Com - Warehouse | Energy Efficiency | Admin | 151808 | 154048 | 155973 | 158338 | 160859 | 162594 | 164344 | 166072 | 167871 | 169125 | 170387 | 171183 | 171694
Scenario 1: Reference | SCG | Com | WholeBlg | Com - Warehouse | Energy Efficiency | Incentives | 0 | 0 | 0 | 0 | 0 | 0 | 0 | 0 | 0 | 0 | 0 | 0 | 0
Scenario 1: Reference | SCG | Com | WholeBlg | Com - Warehouse | Energy Efficiency | Incremental Measure Cost | 0 | 0 | 0 | 0 | 0 | 0 | 0 | 0 | 0 | 0 | 0 | 0 | 0
Scenario 1: Reference | SDG&E | Com | BldgEnv | Com - Warehouse | Energy Efficiency | Admin | 37 | 35 | 34 | 33 | 32 | 31 | 30 | 29 | 19 | 27 | 27 | 27 | 26
Scenario 1: Reference | SDG&E | Com | BldgEnv | Com - Warehouse | Energy Efficiency | Incentives | 3 | 3 | 3 | 3 | 3 | 3 | 3 | 2 | 2 | 2 | 2 | 2 | 2
Scenario 1: Reference | SDG&E | Com | BldgEnv | Com - Warehouse | Energy Efficiency | Incremental Measure Cost | 339 | 329 | 320 | 312 | 303 | 295 | 286 | 278 | 224 | 263 | 271 | 264 | 258
Scenario 1: Reference | SDG&E | Com | HVAC | Com - Warehouse | Energy Efficiency | Admin | 11 | 12 | 13 | 14 | 15 | 15 | 16 | 17 | 18 | 19 | 19 | 20 | 3
Scenario 1: Reference | SDG&E | Com | HVAC | Com - Warehouse | Energy Efficiency | Incentives | 23 | 25 | 27 | 29 | 32 | 34 | 37 | 39 | 42 | 45 | 47 | 50 | 8
Scenario 1: Reference | SDG&E | Com | HVAC | Com - Warehouse | Energy Efficiency | Incremental Measure Cost | 55 | 60 | 65 | 70 | 76 | 82 | 88 | 94 | 101 | 107 | 114 | 121 | 19
Scenario 1: Reference | SDG&E | Com | HVAC | Com - Warehouse | Fuel Substitution | Admin | 5 | 6 | 7 | 7 | 9 | 0 | 0 | 0 | 0 | 0 | 0 | 0 | 0
Scenario 1: Reference | SDG&E | Com | HVAC | Com - Warehouse | Fuel Substitution | Incentives | 15 | 17 | 19 | 20 | 24 | 0 | 0 | 0 | 0 | 0 | 0 | 0 | 0
Scenario 1: Reference | SDG&E | Com | HVAC | Com - Warehouse | Fuel Substitution | Incremental Measure Cost | 16 | 18 | 21 | 24 | 31 | 0 | 0 | 0 | 0 | 0 | 0 | 0 | 0
Scenario 1: Reference | SDG&E | Com | WaterHeat | Com - Warehouse | Energy Efficiency | Incremental Measure Cost | 37084 | 37994 | 38849 | 39797 | 40731 | 40223 | 39642 | 40482 | 727 | 789 | 42158 | 43637 | 44518
Scenario 1: Reference | SDG&E | Com | WaterHeat | Com - Warehouse | Fuel Substitution | Incremental Measure Cost | 4749 | 5329 | 8951 | 9001 | 8575 | 2859 | 3313 | 3808 | 2027 | 2323 | 2671 | 2963 | 3209
Scenario 1: Reference | SDG&E | Com | WaterHeat | Com - Warehouse | Energy Efficiency | Admin | 91634 | 92081 | 92485 | 92873 | 93226 | 91776 | 92049 | 92308 | 3844 | 4086 | 91487 | 93054 | 93219
Scenario 1: Reference | SDG&E | Com | WaterHeat | Com - Warehouse | Energy Efficiency | Incentives | 0 | 0 | 0 | 0 | 0 | 0 | 0 | 0 | 0 | 0 | 0 | 0 | 0
Scenario 1: Reference | SDG&E | Com | WaterHeat | Com - Warehouse | Fuel Substitution | Admin | 2375 | 2665 | 2967 | 3284 | 3617 | 664 | 783 | 902 | 1014 | 1162 | 1335 | 1482 | 1604
Scenario 1: Reference | SDG&E | Com | WaterHeat | Com - Warehouse | Fuel Substitution | Incentives | 387 | 427 | 468 | 509 | 551 | 304 | 352 | 397 | 438 | 492 | 554 | 603 | 640
Scenario 1: Reference | SDG&E | Com | WholeBlg | Com - Warehouse | Energy Efficiency | Admin | 144352 | 148247 | 152364 | 157372 | 162816 | 168188 | 174246 | 180069 | 186080 | 192248 | 198119 | 203196 | 208881
Scenario 1: Reference | SDG&E | Com | WholeBlg | Com - Warehouse | Energy Efficiency | Incentives | 0 | 0 | 0 | 0 | 0 | 0 | 0 | 0 | 0 | 0 | 0 | 0 | 0
Scenario 1: Reference | SDG&E | Com | WholeBlg | Com - Warehouse | Energy Efficiency | Incremental Measure Cost | 0 | 0 | 0 | 0 | 0 | 0 | 0 | 0 | 0 | 0 | 0 | 0 | 0
Scenario 1: Reference | SDG&E | Com | Lighting | Com - Warehouse | Energy Efficiency | Admin | 807 | 828 | 848 | 871 | 890 | 911 | 931 | 951 | 176 | 0 | 0 | 0 | 0
Scenario 1: Reference | SDG&E | Com | Lighting | Com - Warehouse | Energy Efficiency | Incentives | 5460 | 5711 | 5970 | 6253 | 6517 | 6808 | 7094 | 7389 | 1397 | 0 | 0 | 0 | 0
Scenario 1: Reference | SDG&E | Com | Lighting | Com - Warehouse | Energy Efficiency | Incremental Measure Cost | 5786 | 6053 | 6327 | 6626 | 6907 | 7214 | 7518 | 7830 | 1480 | 0 | 0 | 0 | 0
Scenario 2: High TRC | PG&E | Res | AppPlug | Res - Single Family | Energy Efficiency | Admin | 0 | 0 | 183 | 285 | 309 | 0 | 0 | 0 | 0 | 0 | 0 | 0 | 0
Scenario 2: High TRC | PG&E | Res | AppPlug | Res - Single Family | Energy Efficiency | Incentives | 0 | 0 | 2 | 3 | 4 | 0 | 0 | 0 | 0 | 0 | 0 | 0 | 0
Scenario 2: High TRC | PG&E | Res | AppPlug | Res - Single Family | Energy Efficiency | Incremental Measure Cost | 0 | 0 | 99 | 157 | 174 | 0 | 0 | 0 | 0 | 0 | 0 | 0 | 0
Scenario 2: High TRC | PG&E | Res | AppPlug | Res - Single Family | Fuel Substitution | Admin | 17 | 18 | 20 | 22 | 24 | 0 | 0 | 0 | 0 | 0 | 0 | 0 | 0
Scenario 2: High TRC | PG&E | Res | AppPlug | Res - Single Family | Fuel Substitution | Incentives | 575 | 626 | 677 | 729 | 782 | 0 | 0 | 0 | 0 | 0 | 0 | 0 | 0
Scenario 2: High TRC | PG&E | Res | AppPlug | Res - Single Family | Fuel Substitution | Incremental Measure Cost | 33 | 37 | 40 | 44 | 49 | 0 | 0 | 0 | 0 | 0 | 0 | 0 | 0
Scenario 2: High TRC | PG&E | Res | BldgEnv | Res - Single Family | Energy Efficiency | Admin | 94740 | 112689 | 119499 | 119543 | 116211 | 111489 | 106057 | 100001 | 94239 | 0 | 0 | 0 | 0
Scenario 2: High TRC | PG&E | Res | BldgEnv | Res - Single Family | Energy Efficiency | Incremental Measure Cost | 694117 | 853740 | 928193 | 948487 | 940281 | 919269 | 890646 | 855045 | 820205 | 0 | 0 | 0 | 0
Scenario 2: High TRC | PG&E | Res | HVAC | Res - Single Family | Fuel Substitution | Incremental Measure Cost | 8922 | 8740 | 11027 | 15239 | 16270 | 3756 | 4082 | 4401 | 229 | 254 | 276 | 296 | 313
Scenario 2: High TRC | PG&E | Res | HVAC | Res - Single Family | Energy Efficiency | Incremental Measure Cost | 10749640 | 12559947 | 13976209 | 15145774 | 14405775 | 5612035 | 5603121 | 5909184 | 863131 | 58161 | 60987 | 63873 | 66775
Scenario 2: High TRC | PG&E | Res | HVAC | Res - Single Family | Energy Efficiency | Admin | 795883 | 924600 | 1014499 | 1078719 | 1127189 | 375584 | 379447 | 392123 | 63837 | 13168 | 13537 | 13899 | 14246
Scenario 2: High TRC | PG&E | Res | HVAC | Res - Single Family | Energy Efficiency | Incentives | 683950 | 794564 | 871820 | 927009 | 968662 | 322732 | 326052 | 336944 | 54854 | 11315 | 11632 | 11943 | 12241
Scenario 2: High TRC | PG&E | Res | HVAC | Res - Single Family | Fuel Substitution | Admin | 3484 | 3799 | 4676 | 6296 | 7016 | 446 | 477 | 505 | 56 | 61 | 65 | 68 | 70
Scenario 2: High TRC | PG&E | Res | HVAC | Res - Single Family | Fuel Substitution | Incentives | 1 | 1 | 1 | 1 | 2 | 0 | 0 | 0 | 0 | 0 | 0 | 0 | 0
Scenario 2: High TRC | PG&E | Res | WaterHeat | Res - Single Family | Energy Efficiency | Admin | 2821615 | 3947901 | 5201008 | 5331705 | 5388751 | 2588530 | 2534619 | 2479022 | 2414651 | 2374761 | 2345182 | 2324498 | 2309304
Scenario 2: High TRC | PG&E | Res | WaterHeat | Res - Single Family | Energy Efficiency | Incentives | 407 | 569 | 749 | 768 | 776 | 373 | 365 | 357 | 348 | 342 | 338 | 335 | 333
Scenario 2: High TRC | PG&E | Res | WaterHeat | Res - Single Family | Energy Efficiency | Incremental Measure Cost | 5722118 | 5819312 | 7750927 | 5400466 | 5666148 | 2695451 | 2782576 | 2869423 | 2912712 | 3006746 | 3113437 | 3228920 | 3350970
Scenario 2: High TRC | PG&E | Res | WaterHeat | Res - Single Family | Fuel Substitution | Admin | 19644 | 28571 | 37334 | 46520 | 56471 | 223166 | 264872 | 305825 | 342723 | 379393 | 430585 | 482045 | 523216
Scenario 2: High TRC | PG&E | Res | WaterHeat | Res - Single Family | Fuel Substitution | Incentives | 26948 | 38351 | 49082 | 59924 | 71285 | 99735 | 118375 | 136677 | 153167 | 169555 | 192434 | 215432 | 233832
Scenario 2: High TRC | PG&E | Res | WaterHeat | Res - Single Family | Fuel Substitution | Incremental Measure Cost | 39289 | 57142 | 74668 | 93040 | 112942 | 467729 | 566268 | 666917 | 761974 | 860680 | 996380 | 1137772 | 1259828
Scenario 2: High TRC | PG&E | Res | WholeBlg | Res - Single Family | Energy Efficiency | Admin | 0 | 0 | 0 | 0 | 0 | 0 | 13705 | 12837 | 11798 | 10965 | 10019 | 9233 | 8529
Scenario 2: High TRC | PG&E | Res | WholeBlg | Res - Single Family | Energy Efficiency | Incentives | 0 | 0 | 0 | 0 | 0 | 0 | 10486 | 9822 | 9027 | 8389 | 7666 | 7065 | 6526
Scenario 2: High TRC | PG&E | Res | WholeBlg | Res - Single Family | Energy Efficiency | Incremental Measure Cost | 0 | 0 | 0 | 0 | 0 | 0 | 56781 | 54250 | 50857 | 48209 | 44932 | 42237 | 39796
Scenario 2: High TRC | SCE | Res | AppPlug | Res - Single Family | Energy Efficiency | Admin | 0 | 0 | 0 | 0 | 0 | 0 | 0 | 0 | 0 | 0 | 0 | 0 | 0
Scenario 2: High TRC | SCE | Res | AppPlug | Res - Single Family | Energy Efficiency | Incentives | 0 | 0 | 0 | 0 | 0 | 0 | 0 | 0 | 0 | 0 | 0 | 0 | 0
Scenario 2: High TRC | SCE | Res | AppPlug | Res - Single Family | Energy Efficiency | Incremental Measure Cost | 0 | 0 | 0 | 0 | 0 | 0 | 0 | 0 | 0 | 0 | 0 | 0 | 0
Scenario 2: High TRC | SCE | Res | AppPlug | Res - Single Family | Fuel Substitution | Admin | 23396 | 25534 | 27686 | 29862 | 32067 | 0 | 0 | 0 | 0 | 0 | 0 | 0 | 0
Scenario 2: High TRC | SCE | Res | AppPlug | Res - Single Family | Fuel Substitution | Incentives | 395103 | 431207 | 467548 | 504294 | 541528 | 0 | 0 | 0 | 0 | 0 | 0 | 0 | 0
Scenario 2: High TRC | SCE | Res | BldgEnv | Res - Single Family | Energy Efficiency | Admin | 148792 | 146671 | 143724 | 140249 | 136949 | 133295 | 129545 | 125471 | 8091 | 0 | 0 | 0 | 0
Scenario 2: High TRC | SCE | Res | BldgEnv | Res - Single Family | Energy Efficiency | Incremental Measure Cost | 3609490 | 3855158 | 3970711 | 3999532 | 4037929 | 4008626 | 3946835 | 3811182 | 1502797 | 0 | 0 | 0 | 0
Scenario 2: High TRC | SCE | Res | HVAC | Res - Single Family | Energy Efficiency | Admin | 280589 | 2872112 | 2457772 | 2086816 | 382486 | 3947707 | 3319610 | 2783444 | 1973832 | 1531299 | 1214101 | 956123 | 747838
Scenario 2: High TRC | SCE | Res | HVAC | Res - Single Family | Energy Efficiency | Incentives | 461764 | 514783 | 558562 | 594666 | 629457 | 4679525 | 4028699 | 3456230 | 2372093 | 1841203 | 1475345 | 1173916 | 928025
Scenario 2: High TRC | SCE | Res | HVAC | Res - Single Family | Energy Efficiency | Incremental Measure Cost | 7505157 | 8528937 | 9439459 | 10250687 | 11067547 | 18179621 | 16946988 | 16460545 | 5545661 | 3177861 | 2599314 | 2111702 | 1704957
Scenario 2: High TRC | SCE | Res | HVAC | Res - Single Family | Fuel Substitution | Admin | 268 | 280 | 286 | 294 | 322 | 0 | 0 | 0 | 0 | 0 | 0 | 0 | 0
Scenario 2: High TRC | SCE | Res | HVAC | Res - Single Family | Fuel Substitution | Incentives | 3657 | 3821 | 3902 | 4021 | 4423 | 34 | 35 | 37 | 5 | 5 | 5 | 5 | 5
Scenario 2: High TRC | SCE | Res | WaterHeat | Res - Single Family | Energy Efficiency | Admin | 43100 | 47922 | 51949 | 55564 | 59218 | 62512 | 65601 | 68583 | 71538 | 74234 | 77365 | 80828 | 84359
Scenario 2: High TRC | SCE | Res | WaterHeat | Res - Single Family | Energy Efficiency | Incentives | 27755 | 30860 | 33453 | 35782 | 38134 | 40256 | 42245 | 44166 | 46068 | 47805 | 49821 | 52051 | 54325
Scenario 2: High TRC | SCE | Res | WaterHeat | Res - Single Family | Energy Efficiency | Incremental Measure Cost | 160601 | 182491 | 201857 | 220310 | 239573 | 258047 | 276309 | 294738 | 313672 | 331894 | 352842 | 375941 | 400121
Scenario 2: High TRC | SCE | Res | WaterHeat | Res - Single Family | Fuel Substitution | Admin | 1465730 | 1441667 | 1408669 | 1384967 | 1372818 | 0 | 0 | 0 | 0 | 0 | 0 | 0 | 0
Scenario 2: High TRC | SCE | Res | WaterHeat | Res - Single Family | Fuel Substitution | Incentives | 5565703 | 5474197 | 5348741 | 5258634 | 5212457 | 1960955 | 2314058 | 2693269 | 2987029 | 3194845 | 3335066 | 3428081 | 3490039
Scenario 2: High TRC | SCE | Res | WholeBlg | Res - Single Family | Energy Efficiency | Admin | 0 | 0 | 0 | 0 | 0 | 0 | 0 | 0 | 54756 | 49551 | 45009 | 41252 | 37792
Scenario 2: High TRC | SCE | Res | WholeBlg | Res - Single Family | Energy Efficiency | Incentives | 0 | 0 | 0 | 0 | 0 | 0 | 0 | 0 | 647 | 585 | 531 | 487 | 446
Scenario 2: High TRC | SCE | Res | WholeBlg | Res - Single Family | Energy Efficiency | Incremental Measure Cost | 0 | 0 | 0 | 0 | 0 | 0 | 0 | 0 | 512919 | 473447 | 438646 | 410079 | 383195
Scenario 2: High TRC | SCG | Res | AppPlug | Res - Single Family | Energy Efficiency | Admin | 0 | 0 | 0 | 0 | 0 | 0 | 0 | 0 | 0 | 0 | 0 | 0 | 0
Scenario 2: High TRC | SCG | Res | AppPlug | Res - Single Family | Energy Efficiency | Incentives | 0 | 0 | 0 | 0 | 0 | 0 | 0 | 0 | 0 | 0 | 0 | 0 | 0
Scenario 2: High TRC | SCG | Res | AppPlug | Res - Single Family | Energy Efficiency | Incremental Measure Cost | 0 | 0 | 0 | 0 | 0 | 0 | 0 | 0 | 0 | 0 | 0 | 0 | 0
Scenario 2: High TRC | SCG | Res | AppPlug | Res - Single Family | Fuel Substitution | Incremental Measure Cost | 342233 | 380976 | 421345 | 463550 | 507731 | 0 | 0 | 0 | 0 | 0 | 0 | 0 | 0
Scenario 2: High TRC | SCG | Res | BldgEnv | Res - Single Family | Energy Efficiency | Admin | 16480 | 19170 | 20307 | 20445 | 20460 | 19910 | 19035 | 18054 | 17123 | 0 | 0 | 0 | 0
Scenario 2: High TRC | SCG | Res | BldgEnv | Res - Single Family | Energy Efficiency | Incentives | 77737 | 93123 | 99925 | 101164 | 101702 | 99088 | 94663 | 89641 | 84878 | 0 | 0 | 0 | 0
Scenario 2: High TRC | SCG | Res | BldgEnv | Res - Single Family | Energy Efficiency | Incremental Measure Cost | 1535551 | 1811533 | 1959195 | 2011524 | 2053019 | 2036202 | 1983334 | 1916152 | 1851110 | 0 | 0 | 0 | 0
Scenario 2: High TRC | SCG | Res | HVAC | Res - Single Family | Fuel Substitution | Incremental Measure Cost | 8851 | 8777 | 9148 | 9736 | 10859 | 276 | 276 | 295 | 16 | 17 | 18 | 18 | 19
Scenario 2: High TRC | SCG | Res | HVAC | Res - Single Family | Energy Efficiency | Incremental Measure Cost | 4661958 | 5268016 | 4566417 | 4038215 | 3050728 | 0 | 0 | 0 | 0 | 0 | 0 | 0 | 0
Scenario 2: High TRC | SCG | Res | HVAC | Res - Single Family | Energy Efficiency | Admin | 13242 | 14681 | 15419 | 15750 | 16002 | 0 | 0 | 0 | 0 | 0 | 0 | 0 | 0
Scenario 2: High TRC | SCG | Res | HVAC | Res - Single Family | Energy Efficiency | Incentives | 109517 | 121458 | 127599 | 130352 | 132442 | 0 | 0 | 0 | 0 | 0 | 0 | 0 | 0
Scenario 2: High TRC | SCG | Res | WaterHeat | Res - Single Family | Energy Efficiency | Admin | 2861617 | 2758820 | 2692044 | 2627429 | 2585743 | 455564 | 402439 | 357845 | 327500 | 302934 | 281017 | 261490 | 243543
Scenario 2: High TRC | SCG | Res | WaterHeat | Res - Single Family | Energy Efficiency | Incentives | 1579515 | 1522443 | 1485355 | 1449529 | 1426409 | 251979 | 222595 | 197929 | 181145 | 167557 | 155434 | 144633 | 134707
Scenario 2: High TRC | SCG | Res | WaterHeat | Res - Single Family | Energy Efficiency | Incremental Measure Cost | 40523003 | 36284600 | 37622593 | 23605131 | 24072524 | 2416310 | 2189519 | 1994488 | 1864900 | 1761055 | 1667878 | 1584607 | 1506864
Scenario 2: High TRC | SCG | Res | WaterHeat | Res - Single Family | Fuel Substitution | Incremental Measure Cost | 10581504 | 10615624 | 10579838 | 10609629 | 10726692 | 11793683 | 14196988 | 16854239 | 19066582 | 20801035 | 22148311 | 23221369 | 24113912
Scenario 2: High TRC | SCG | Res | WholeBlg | Res - Single Family | Energy Efficiency | Admin | 0 | 0 | 0 | 0 | 0 | 0 | 0 | 0 | 0 | 0 | 0 | 0 | 0
Scenario 2: High TRC | SCG | Res | WholeBlg | Res - Single Family | Energy Efficiency | Incentives | 0 | 0 | 0 | 0 | 0 | 0 | 0 | 0 | 0 | 0 | 0 | 0 | 0
Scenario 2: High TRC | SCG | Res | WholeBlg | Res - Single Family | Energy Efficiency | Incremental Measure Cost | 0 | 0 | 0 | 0 | 0 | 0 | 0 | 0 | 0 | 0 | 0 | 0 | 0
Scenario 2: High TRC | SDG&E | Res | AppPlug | Res - Single Family | Energy Efficiency | Admin | 0 | 0 | 0 | 0 | 0 | 0 | 0 | 0 | 0 | 0 | 13 | 13 | 14
Scenario 2: High TRC | SDG&E | Res | AppPlug | Res - Single Family | Energy Efficiency | Incentives | 0 | 0 | 0 | 0 | 0 | 0 | 0 | 0 | 0 | 0 | 1 | 1 | 1
Scenario 2: High TRC | SDG&E | Res | AppPlug | Res - Single Family | Energy Efficiency | Incremental Measure Cost | 0 | 0 | 0 | 0 | 0 | 0 | 0 | 0 | 0 | 0 | 1771 | 1902 | 1947
Scenario 2: High TRC | SDG&E | Res | AppPlug | Res - Single Family | Fuel Substitution | Admin | 1 | 1 | 1 | 1 | 1 | 0 | 0 | 0 | 0 | 0 | 0 | 0 | 0
Scenario 2: High TRC | SDG&E | Res | AppPlug | Res - Single Family | Fuel Substitution | Incentives | 102 | 111 | 119 | 128 | 138 | 0 | 0 | 0 | 0 | 0 | 0 | 0 | 0
Scenario 2: High TRC | SDG&E | Res | AppPlug | Res - Single Family | Fuel Substitution | Incremental Measure Cost | 6 | 6 | 7 | 8 | 8 | 0 | 0 | 0 | 0 | 0 | 0 | 0 | 0
Scenario 2: High TRC | SDG&E | Res | BldgEnv | Res - Single Family | Energy Efficiency | Admin | 18911 | 18611 | 18282 | 17893 | 17402 | 16958 | 16512 | 16071 | 918 | 0 | 0 | 0 | 0
Scenario 2: High TRC | SDG&E | Res | BldgEnv | Res - Single Family | Energy Efficiency | Incremental Measure Cost | 496608 | 519188 | 535028 | 541339 | 532080 | 528054 | 522157 | 515024 | 143476 | 0 | 0 | 0 | 0
Scenario 2: High TRC | SDG&E | Res | HVAC | Res - Single Family | Energy Efficiency | Incremental Measure Cost | 4758897 | 4215318 | 3840865 | 3816789 | 3429556 | 2948367 | 408213 | 37217 | 4202 | 33802 | 32110 | 30779 | 29573
Scenario 2: High TRC | SDG&E | Res | HVAC | Res - Single Family | Fuel Substitution | Incremental Measure Cost | 346858 | 396504 | 473872 | 495099 | 487745 | 2576 | 2863 | 3036 | 0 | 0 | 0 | 0 | 0
Scenario 2: High TRC | SDG&E | Res | HVAC | Res - Single Family | Energy Efficiency | Admin | 29409 | 23442 | 19553 | 18113 | 17343 | 13392 | 3332 | 1594 | 1182 | 3551 | 3184 | 2888 | 2636
Scenario 2: High TRC | SDG&E | Res | HVAC | Res - Single Family | Energy Efficiency | Incentives | 467302 | 378196 | 319463 | 307831 | 306618 | 235093 | 31912 | 2853 | 315 | 28105 | 26698 | 25591 | 24589
Scenario 2: High TRC | SDG&E | Res | HVAC | Res - Single Family | Fuel Substitution | Admin | 15714 | 17907 | 19820 | 20237 | 20514 | 3 | 3 | 3 | 0 | 0 | 0 | 0 | 0
Scenario 2: High TRC | SDG&E | Res | HVAC | Res - Single Family | Fuel Substitution | Incentives | 136531 | 155586 | 172206 | 175833 | 178240 | 25 | 28 | 29 | 0 | 0 | 0 | 0 | 0
Scenario 2: High TRC | SDG&E | Res | WaterHeat | Res - Single Family | Energy Efficiency | Admin | 756154 | 753965 | 735817 | 703889 | 656292 | 330635 | 297272 | 267100 | 240573 | 217701 | 198246 | 182087 | 168490
Scenario 2: High TRC | SDG&E | Res | WaterHeat | Res - Single Family | Energy Efficiency | Incentives | 2427549 | 2420521 | 2362257 | 2259759 | 2106953 | 1061474 | 954364 | 857502 | 772340 | 698911 | 636455 | 584578 | 540927
Scenario 2: High TRC | SDG&E | Res | WaterHeat | Res - Single Family | Energy Efficiency | Incremental Measure Cost | 8724092 | 8132524 | 8463882 | 6135857 | 5969974 | 2913220 | 2783392 | 2663684 | 2558179 | 2468376 | 2394222 | 2336715 | 2291885
Scenario 2: High TRC | SDG&E | Res | WaterHeat | Res - Single Family | Fuel Substitution | Admin | 1675 | 1725 | 1765 | 1802 | 1839 | 694 | 779 | 872 | 950 | 1007 | 1045 | 1071 | 1089
Scenario 2: High TRC | SDG&E | Res | WaterHeat | Res - Single Family | Fuel Substitution | Incentives | 59732 | 61532 | 62944 | 64283 | 65612 | 24749 | 27789 | 31092 | 33901 | 35910 | 37287 | 38219 | 38851
Scenario 2: High TRC | SDG&E | Res | WaterHeat | Res - Single Family | Fuel Substitution | Incremental Measure Cost | 9838 | 10337 | 10787 | 11237 | 11699 | 12656 | 14495 | 16542 | 18397 | 19877 | 21052 | 22010 | 22821
Scenario 2: High TRC | PG&E | Res | AppPlug | Res - Multi Family | Energy Efficiency | Admin | 0 | 0 | 0 | 0 | 0 | 0 | 43245 | 47592 | 47727 | 47851 | 47993 | 48166 | 48337
Scenario 2: High TRC | PG&E | Res | AppPlug | Res - Multi Family | Energy Efficiency | Incentives | 0 | 0 | 0 | 0 | 0 | 0 | 510 | 562 | 563 | 565 | 566 | 568 | 570
Scenario 2: High TRC | PG&E | Res | AppPlug | Res - Multi Family | Energy Efficiency | Incremental Measure Cost | 0 | 0 | 0 | 0 | 0 | 0 | 209599 | 235282 | 240668 | 246121 | 251789 | 257749 | 263837
Scenario 2: High TRC | PG&E | Res | AppPlug | Res - Multi Family | Fuel Substitution | Admin | 2 | 2 | 2 | 2 | 3 | 0 | 0 | 0 | 0 | 0 | 0 | 0 | 0
Scenario 2: High TRC | PG&E | Res | AppPlug | Res - Multi Family | Fuel Substitution | Incentives | 100 | 109 | 118 | 128 | 138 | 0 | 0 | 0 | 0 | 0 | 0 | 0 | 0
Scenario 2: High TRC | PG&E | Res | AppPlug | Res - Multi Family | Fuel Substitution | Incremental Measure Cost | 3 | 4 | 4 | 5 | 5 | 0 | 0 | 0 | 0 | 0 | 0 | 0 | 0
Scenario 2: High TRC | PG&E | Res | HVAC | Res - Multi Family | Energy Efficiency | Admin | 6400 | 7231 | 59246 | 75574 | 86318 | 91917 | 95787 | 99383 | 102565 | 105706 | 108791 | 111888 | 114865
Scenario 2: High TRC | PG&E | Res | HVAC | Res - Multi Family | Energy Efficiency | Incentives | 5499 | 6213 | 50909 | 64940 | 74171 | 78982 | 82308 | 85398 | 88133 | 90831 | 93482 | 96144 | 98701
Scenario 2: High TRC | PG&E | Res | HVAC | Res - Multi Family | Energy Efficiency | Incremental Measure Cost | 13428 | 15474 | 204730 | 268850 | 317290 | 345568 | 367352 | 388785 | 409342 | 430320 | 451740 | 473896 | 496233
Scenario 2: High TRC | PG&E | Res | HVAC | Res - Multi Family | Fuel Substitution | Admin | 93 | 101 | 109 | 117 | 147 | 15 | 17 | 18 | 19 | 21 | 22 | 23 | 24
Scenario 2: High TRC | PG&E | Res | HVAC | Res - Multi Family | Fuel Substitution | Incentives | 0 | 0 | 0 | 0 | 0 | 0 | 0 | 0 | 0 | 0 | 0 | 0 | 0
Scenario 2: High TRC | PG&E | Res | HVAC | Res - Multi Family | Fuel Substitution | Incremental Measure Cost | 186 | 203 | 218 | 234 | 302 | 52 | 58 | 63 | 68 | 76 | 82 | 88 | 93
Scenario 2: High TRC | PG&E | Res | WaterHeat | Res - Multi Family | Energy Efficiency | Admin | 722748 | 1017249 | 1050226 | 1065595 | 1069270 | 679175 | 669277 | 659471 | 649303 | 640205 | 634046 | 631910 | 631358
Scenario 2: High TRC | PG&E | Res | WaterHeat | Res - Multi Family | Energy Efficiency | Incentives | 104 | 147 | 151 | 154 | 154 | 98 | 96 | 95 | 94 | 92 | 91 | 91 | 91
Scenario 2: High TRC | PG&E | Res | WaterHeat | Res - Multi Family | Energy Efficiency | Incremental Measure Cost | 808666 | 976329 | 1046593 | 1108678 | 1165104 | 687859 | 716363 | 745498 | 774981 | 805871 | 839422 | 876510 | 915663
Scenario 2: High TRC | PG&E | Res | WaterHeat | Res - Multi Family | Fuel Substitution | Admin | 720117 | 809772 | 904232 | 1003557 | 1107164 | 31278 | 37277 | 43154 | 48514 | 54526 | 62366 | 69887 | 75863
Scenario 2: High TRC | PG&E | Res | WaterHeat | Res - Multi Family | Fuel Substitution | Incentives | 533825 | 588637 | 644496 | 701503 | 759070 | 14023 | 16667 | 19286 | 21682 | 24368 | 27872 | 31233 | 33904
Scenario 2: High TRC | PG&E | Res | WaterHeat | Res - Multi Family | Fuel Substitution | Incremental Measure Cost | 1440234 | 1619545 | 1808465 | 2007115 | 2214328 | 64675 | 78393 | 92516 | 106078 | 121527 | 141738 | 162002 | 179370
Scenario 2: High TRC | PG&E | Res | WholeBlg | Res - Multi Family | Energy Efficiency | Admin | 0 | 0 | 0 | 0 | 0 | 0 | 0 | 3734 | 3497 | 3279 | 3040 | 2857 | 2674
Scenario 2: High TRC | PG&E | Res | WholeBlg | Res - Multi Family | Energy Efficiency | Incentives | 0 | 0 | 0 | 0 | 0 | 0 | 0 | 2857 | 2676 | 2509 | 2326 | 2186 | 2046
Scenario 2: High TRC | PG&E | Res | WholeBlg | Res - Multi Family | Energy Efficiency | Incremental Measure Cost | 0 | 0 | 0 | 0 | 0 | 0 | 0 | 14217 | 13582 | 12990 | 12282 | 11775 | 11241
Scenario 2: High TRC | SCE | Res | AppPlug | Res - Multi Family | Energy Efficiency | Admin | 0 | 0 | 0 | 0 | 0 | 0 | 0 | 0 | 0 | 0 | 0 | 0 | 0
Scenario 2: High TRC | SCE | Res | AppPlug | Res - Multi Family | Energy Efficiency | Incentives | 0 | 0 | 0 | 0 | 0 | 0 | 0 | 0 | 0 | 0 | 0 | 0 | 0
Scenario 2: High TRC | SCE | Res | AppPlug | Res - Multi Family | Energy Efficiency | Incremental Measure Cost | 0 | 0 | 0 | 0 | 0 | 0 | 0 | 0 | 0 | 0 | 0 | 0 | 0
Scenario 2: High TRC | SCE | Res | AppPlug | Res - Multi Family | Fuel Substitution | Admin | 3457 | 3781 | 4111 | 4448 | 4792 | 0 | 0 | 0 | 0 | 0 | 0 | 0 | 0
Scenario 2: High TRC | SCE | Res | AppPlug | Res - Multi Family | Fuel Substitution | Incentives | 58424 | 63896 | 69475 | 75168 | 80971 | 0 | 0 | 0 | 0 | 0 | 0 | 0 | 0
Scenario 2: High TRC | SCE | Res | HVAC | Res - Multi Family | Energy Efficiency | Admin | 12230 | 437630 | 362594 | 295923 | 15639 | 191063 | 165403 | 136671 | 112027 | 92544 | 77239 | 65283 | 55951
Scenario 2: High TRC | SCE | Res | HVAC | Res - Multi Family | Energy Efficiency | Incentives | 20126 | 21555 | 23111 | 24465 | 25738 | 26804 | 49795 | 55168 | 56682 | 57985 | 59124 | 60152 | 61038
Scenario 2: High TRC | SCE | Res | HVAC | Res - Multi Family | Energy Efficiency | Incremental Measure Cost | 47708 | 52118 | 56996 | 61541 | 66038 | 70150 | 183779 | 212764 | 223108 | 232895 | 242280 | 251461 | 260294
Scenario 2: High TRC | SCE | Res | HVAC | Res - Multi Family | Fuel Substitution | Admin | 10 | 11 | 11 | 14 | 14 | 0 | 0 | 0 | 0 | 0 | 0 | 0 | 0
Scenario 2: High TRC | SCE | Res | HVAC | Res - Multi Family | Fuel Substitution | Incentives | 157 | 169 | 172 | 219 | 222 | 1 | 1 | 1 | 1 | 1 | 1 | 1 | 1
Scenario 2: High TRC | SCE | Res | WaterHeat | Res - Multi Family | Energy Efficiency | Admin | 59488 | 62359 | 65721 | 68793 | 71881 | 74698 | 77502 | 80242 | 82937 | 85604 | 88282 | 92083 | 96552
Scenario 2: High TRC | SCE | Res | WaterHeat | Res - Multi Family | Energy Efficiency | Incentives | 38308 | 40157 | 42323 | 44301 | 46289 | 48103 | 49909 | 51674 | 53409 | 55126 | 56851 | 59299 | 62177
Scenario 2: High TRC | SCE | Res | WaterHeat | Res - Multi Family | Energy Efficiency | Incremental Measure Cost | 215375 | 230602 | 248174 | 265225 | 282903 | 300086 | 317774 | 335772 | 354154 | 373008 | 392511 | 417809 | 447101
Scenario 2: High TRC | SCE | Res | WaterHeat | Res - Multi Family | Fuel Substitution | Admin | 1452342 | 1469656 | 5413369 | 5502919 | 5583791 | 0 | 0 | 0 | 0 | 0 | 0 | 0 | 0
Scenario 2: High TRC | SCE | Res | WaterHeat | Res - Multi Family | Fuel Substitution | Incentives | 4135509 | 4177870 | 14139533 | 14363826 | 14568128 | 274463 | 326428 | 380802 | 423146 | 453154 | 473359 | 486676 | 495439
Scenario 2: High TRC | SCE | Res | WholeBlg | Res - Multi Family | Energy Efficiency | Admin | 0 | 0 | 0 | 0 | 0 | 0 | 0 | 0 | 0 | 0 | 0 | 0 | 0
Scenario 2: High TRC | SCE | Res | WholeBlg | Res - Multi Family | Energy Efficiency | Incentives | 0 | 0 | 0 | 0 | 0 | 0 | 0 | 0 | 0 | 0 | 0 | 0 | 0
Scenario 2: High TRC | SCE | Res | WholeBlg | Res - Multi Family | Energy Efficiency | Incremental Measure Cost | 0 | 0 | 0 | 0 | 0 | 0 | 0 | 0 | 0 | 0 | 0 | 0 | 0
Scenario 2: High TRC | SCG | Res | AppPlug | Res - Multi Family | Energy Efficiency | Admin | 0 | 0 | 0 | 0 | 0 | 0 | 0 | 0 | 0 | 0 | 0 | 0 | 0
Scenario 2: High TRC | SCG | Res | AppPlug | Res - Multi Family | Energy Efficiency | Incentives | 0 | 0 | 0 | 0 | 0 | 0 | 0 | 0 | 0 | 0 | 0 | 0 | 0
Scenario 2: High TRC | SCG | Res | AppPlug | Res - Multi Family | Energy Efficiency | Incremental Measure Cost | 0 | 0 | 0 | 0 | 0 | 0 | 0 | 0 | 0 | 0 | 0 | 0 | 0
Scenario 2: High TRC | SCG | Res | AppPlug | Res - Multi Family | Fuel Substitution | Incremental Measure Cost | 30981 | 34560 | 38329 | 42300 | 46476 | 0 | 0 | 0 | 0 | 0 | 0 | 0 | 0
Scenario 2: High TRC | SCG | Res | BldgEnv | Res - Multi Family | Energy Efficiency | Admin | 0 | 0 | 0 | 0 | 0 | 0 | 0 | 0 | 0 | 0 | 0 | 0 | 549
Scenario 2: High TRC | SCG | Res | BldgEnv | Res - Multi Family | Energy Efficiency | Incentives | 0 | 0 | 0 | 0 | 0 | 0 | 0 | 0 | 0 | 0 | 0 | 0 | 3343
Scenario 2: High TRC | SCG | Res | BldgEnv | Res - Multi Family | Energy Efficiency | Incremental Measure Cost | 0 | 0 | 0 | 0 | 0 | 0 | 0 | 0 | 0 | 0 | 0 | 0 | 5069
Scenario 2: High TRC | SCG | Res | HVAC | Res - Multi Family | Energy Efficiency | Admin | 31 | 32 | 32 | 32 | 32 | 0 | 0 | 0 | 0 | 0 | 0 | 0 | 0
Scenario 2: High TRC | SCG | Res | HVAC | Res - Multi Family | Energy Efficiency | Incentives | 204 | 208 | 210 | 210 | 211 | 0 | 0 | 0 | 0 | 0 | 0 | 0 | 0
Scenario 2: High TRC | SCG | Res | HVAC | Res - Multi Family | Energy Efficiency | Incremental Measure Cost | 400 | 416 | 428 | 438 | 448 | 0 | 0 | 0 | 0 | 0 | 0 | 0 | 0
Scenario 2: High TRC | SCG | Res | HVAC | Res - Multi Family | Fuel Substitution | Incremental Measure Cost | 223 | 254 | 264 | 413 | 427 | 4 | 5 | 5 | 5 | 6 | 6 | 6 | 6
Scenario 2: High TRC | SCG | Res | WaterHeat | Res - Multi Family | Energy Efficiency | Admin | 473143 | 448490 | 416209 | 391051 | 372101 | 106952 | 99078 | 92488 | 86134 | 80119 | 74690 | 70046 | 65732
Scenario 2: High TRC | SCG | Res | WaterHeat | Res - Multi Family | Energy Efficiency | Incentives | 261231 | 247584 | 229714 | 215790 | 205302 | 59157 | 54801 | 51156 | 47642 | 44315 | 41312 | 38744 | 36357
Scenario 2: High TRC | SCG | Res | WaterHeat | Res - Multi Family | Energy Efficiency | Incremental Measure Cost | 3503500 | 3612566 | 3615583 | 3618912 | 3632147 | 539993 | 514266 | 492431 | 470135 | 448106 | 428005 | 411326 | 395425
Scenario 2: High TRC | SCG | Res | WaterHeat | Res - Multi Family | Fuel Substitution | Incremental Measure Cost | 13670176 | 14118244 | 57007649 | 59129894 | 61213951 | 1662991 | 2018226 | 2401545 | 2721983 | 2973334 | 3168027 | 3322296 | 3449758
Scenario 2: High TRC | SCG | Res | WholeBlg | Res - Multi Family | Energy Efficiency | Admin | 0 | 0 | 0 | 0 | 0 | 0 | 0 | 0 | 0 | 0 | 0 | 0 | 0
Scenario 2: High TRC | SCG | Res | WholeBlg | Res - Multi Family | Energy Efficiency | Incentives | 0 | 0 | 0 | 0 | 0 | 0 | 0 | 0 | 0 | 0 | 0 | 0 | 0
Scenario 2: High TRC | SCG | Res | WholeBlg | Res - Multi Family | Energy Efficiency | Incremental Measure Cost | 0 | 0 | 0 | 0 | 0 | 0 | 0 | 0 | 0 | 0 | 0 | 0 | 0
Scenario 2: High TRC | SDG&E | Res | AppPlug | Res - Multi Family | Energy Efficiency | Admin | 31 | 32 | 32 | 32 | 33 | 33 | 33 | 33 | 33 | 1728 | 1883 | 1890 | 1898
Scenario 2: High TRC | SDG&E | Res | AppPlug | Res - Multi Family | Energy Efficiency | Incentives | 3 | 3 | 3 | 3 | 3 | 3 | 3 | 3 | 3 | 155 | 169 | 169 | 170
Scenario 2: High TRC | SDG&E | Res | AppPlug | Res - Multi Family | Energy Efficiency | Incremental Measure Cost | 1004 | 1040 | 1074 | 1111 | 1140 | 1173 | 1206 | 1237 | 1268 | 24541 | 27195 | 27851 | 28519
Scenario 2: High TRC | SDG&E | Res | AppPlug | Res - Multi Family | Fuel Substitution | Admin | 1 | 1 | 1 | 1 | 1 | 0 | 0 | 0 | 0 | 0 | 0 | 0 | 0
Scenario 2: High TRC | SDG&E | Res | AppPlug | Res - Multi Family | Fuel Substitution | Incentives | 110 | 121 | 131 | 142 | 153 | 0 | 0 | 0 | 0 | 0 | 0 | 0 | 0
Scenario 2: High TRC | SDG&E | Res | AppPlug | Res - Multi Family | Fuel Substitution | Incremental Measure Cost | 4 | 4 | 5 | 5 | 6 | 0 | 0 | 0 | 0 | 0 | 0 | 0 | 0
Scenario 2: High TRC | SDG&E | Res | BldgEnv | Res - Multi Family | Energy Efficiency | Admin | 0 | 0 | 0 | 0 | 0 | 0 | 0 | 388 | 380 | 372 | 1787 | 1751 | 1717
Scenario 2: High TRC | SDG&E | Res | BldgEnv | Res - Multi Family | Energy Efficiency | Incremental Measure Cost | 0 | 0 | 0 | 0 | 0 | 0 | 0 | 6490 | 6483 | 6478 | 34031 | 34020 | 34018
Scenario 2: High TRC | SDG&E | Res | HVAC | Res - Multi Family | Energy Efficiency | Incremental Measure Cost | 0 | 0 | 0 | 0 | 0 | 0 | 0 | 0 | 0 | 18078 | 17353 | 16821 | 16344
Scenario 2: High TRC | SDG&E | Res | HVAC | Res - Multi Family | Energy Efficiency | Admin | 1907 | 1525 | 1220 | 976 | 781 | 625 | 500 | 400 | 320 | 1655 | 1521 | 1415 | 1323
Scenario 2: High TRC | SDG&E | Res | HVAC | Res - Multi Family | Energy Efficiency | Incentives | 0 | 0 | 0 | 0 | 0 | 0 | 0 | 0 | 0 | 15031 | 14428 | 13986 | 13589
Scenario 2: High TRC | SDG&E | Res | HVAC | Res - Multi Family | Fuel Substitution | Admin | 521 | 538 | 673 | 683 | 694 | 0 | 0 | 0 | 0 | 0 | 0 | 0 | 0
Scenario 2: High TRC | SDG&E | Res | HVAC | Res - Multi Family | Fuel Substitution | Incentives | 4528 | 4673 | 5846 | 5938 | 6033 | 0 | 0 | 0 | 0 | 0 | 0 | 0 | 0
Scenario 2: High TRC | SDG&E | Res | HVAC | Res - Multi Family | Fuel Substitution | Incremental Measure Cost | 7382 | 7784 | 11575 | 12019 | 12476 | 0 | 0 | 0 | 0 | 0 | 0 | 0 | 0
Scenario 2: High TRC | SDG&E | Res | WaterHeat | Res - Multi Family | Energy Efficiency | Admin | 356092 | 356463 | 343040 | 330733 | 314249 | 245776 | 233586 | 221988 | 211573 | 202186 | 193970 | 187134 | 181252
Scenario 2: High TRC | SDG&E | Res | WaterHeat | Res - Multi Family | Energy Efficiency | Incentives | 1108083 | 1117281 | 1080998 | 1046980 | 998325 | 781740 | 745026 | 709337 | 676412 | 646708 | 620698 | 599065 | 580445
Scenario 2: High TRC | SDG&E | Res | WaterHeat | Res - Multi Family | Energy Efficiency | Incremental Measure Cost | 4011392 | 4121931 | 4131506 | 4148366 | 4111021 | 3426775 | 3407381 | 3384096 | 3362735 | 3346552 | 3338054 | 3340968 | 3351038
Scenario 2: High TRC | SDG&E | Res | WaterHeat | Res - Multi Family | Fuel Substitution | Admin | 8023 | 8688 | 9165 | 9524 | 9798 | 131 | 153 | 174 | 191 | 203 | 211 | 217 | 220
Scenario 2: High TRC | SDG&E | Res | WaterHeat | Res - Multi Family | Fuel Substitution | Incentives | 286172 | 309913 | 326921 | 339725 | 349505 | 4687 | 5453 | 6208 | 6801 | 7231 | 7527 | 7726 | 7860
Scenario 2: High TRC | SDG&E | Res | WaterHeat | Res - Multi Family | Fuel Substitution | Incremental Measure Cost | 92844 | 102642 | 110493 | 117148 | 122946 | 2457 | 2916 | 3386 | 3784 | 4103 | 4357 | 4562 | 4734
Scenario 2: High TRC | PG&E | Com | BldgEnv | Com - College | Energy Efficiency | Admin | 232 | 235 | 256 | 269 | 279 | 286 | 298 | 304 | 334 | 343 | 348 | 342 | 343
Scenario 2: High TRC | PG&E | Com | BldgEnv | Com - College | Energy Efficiency | Incremental Measure Cost | 494 | 492 | 559 | 598 | 633 | 663 | 702 | 733 | 841 | 879 | 907 | 907 | 922
Scenario 2: High TRC | PG&E | Com | HVAC | Com - College | Fuel Substitution | Incremental Measure Cost | 124389 | 153052 | 167017 | 180310 | 211727 | 0 | 0 | 0 | 0 | 0 | 0 | 0 | 0
Scenario 2: High TRC | PG&E | Com | HVAC | Com - College | Energy Efficiency | Admin | 165138 | 164551 | 129211 | 240599 | 142007 | 60007 | 59019 | 59102 | 57523 | 58159 | 58406 | 56931 | 57035
Scenario 2: High TRC | PG&E | Com | HVAC | Com - College | Energy Efficiency | Incentives | 44958 | 44404 | 32149 | 70396 | 36415 | 8258 | 7803 | 7916 | 7122 | 7196 | 7234 | 7126 | 7149
Scenario 2: High TRC | PG&E | Com | HVAC | Com - College | Energy Efficiency | Incremental Measure Cost | 853228 | 892816 | 711739 | 1815206 | 944691 | 550108 | 114752 | 117946 | 115805 | 119472 | 122521 | 122593 | 125412
Scenario 2: High TRC | PG&E | Com | HVAC | Com - College | Fuel Substitution | Admin | 34040 | 38926 | 41649 | 44085 | 48319 | 0 | 0 | 0 | 0 | 0 | 0 | 0 | 0
Scenario 2: High TRC | PG&E | Com | HVAC | Com - College | Fuel Substitution | Incentives | 3917 | 4478 | 4791 | 5071 | 5557 | 0 | 0 | 0 | 0 | 0 | 0 | 0 | 0
Scenario 2: High TRC | PG&E | Com | WaterHeat | Com - College | Energy Efficiency | Incremental Measure Cost | 275349 | 367603 | 308574 | 608844 | 464137 | 413780 | 381095 | 443316 | 287478 | 528026 | 533262 | 507828 | 454998
Scenario 2: High TRC | PG&E | Com | WaterHeat | Com - College | Fuel Substitution | Incremental Measure Cost | 265661 | 334170 | 420206 | 443712 | 444271 | 116440 | 149478 | 165942 | 171119 | 221843 | 288008 | 357867 | 431525
Scenario 2: High TRC | PG&E | Com | WaterHeat | Com - College | Energy Efficiency | Admin | 302648 | 486619 | 436466 | 650226 | 657536 | 657665 | 775076 | 883742 | 612127 | 1010995 | 1000477 | 933504 | 819442
Scenario 2: High TRC | PG&E | Com | WaterHeat | Com - College | Energy Efficiency | Incentives | 0 | 0 | 0 | 0 | 0 | 0 | 0 | 0 | 0 | 0 | 0 | 0 | 0
Scenario 2: High TRC | PG&E | Com | WaterHeat | Com - College | Fuel Substitution | Admin | 86671 | 108402 | 133979 | 164594 | 201023 | 41834 | 54269 | 68965 | 85560 | 110922 | 144004 | 178934 | 215763
Scenario 2: High TRC | PG&E | Com | WaterHeat | Com - College | Fuel Substitution | Incentives | 14504 | 17894 | 21864 | 26509 | 31913 | 17535 | 22295 | 27771 | 33771 | 42915 | 54612 | 66517 | 78622
Scenario 2: High TRC | PG&E | Com | WholeBlg | Com - College | Energy Efficiency | Admin | 244746 | 247793 | 250269 | 253249 | 256694 | 260338 | 265428 | 271051 | 275479 | 284781 | 291449 | 293834 | 301661
Scenario 2: High TRC | PG&E | Com | WholeBlg | Com - College | Energy Efficiency | Incentives | 0 | 0 | 0 | 0 | 0 | 0 | 0 | 0 | 0 | 0 | 3872 | 4045 | 4279
Scenario 2: High TRC | PG&E | Com | WholeBlg | Com - College | Energy Efficiency | Incremental Measure Cost | 0 | 0 | 0 | 0 | 0 | 0 | 0 | 0 | 0 | 0 | 23902 | 24970 | 26410
Scenario 2: High TRC | PG&E | Com | ComRefrig | Com - College | Energy Efficiency | Admin | 205 | 131 | 77 | 40 | 22 | 14 | 10 | 9 | 8 | 8 | 7 | 7 | 6
Scenario 2: High TRC | PG&E | Com | ComRefrig | Com - College | Energy Efficiency | Incentives | 0 | 0 | 0 | 0 | 0 | 0 | 0 | 0 | 0 | 0 | 0 | 0 | 0
Scenario 2: High TRC | PG&E | Com | ComRefrig | Com - College | Energy Efficiency | Incremental Measure Cost | 893 | 577 | 339 | 177 | 100 | 66 | 47 | 45 | 43 | 41 | 39 | 38 | 36
Scenario 2: High TRC | PG&E | Com | FoodServ | Com - College | Energy Efficiency | Admin | 127230 | 129805 | 130078 | 140790 | 135466 | 136825 | 138510 | 139557 | 141165 | 142505 | 143624 | 144125 | 145144
Scenario 2: High TRC | PG&E | Com | FoodServ | Com - College | Energy Efficiency | Incentives | 15699 | 16017 | 16051 | 17373 | 16716 | 16883 | 17091 | 17220 | 17419 | 17584 | 17722 | 17784 | 17910
Scenario 2: High TRC | PG&E | Com | FoodServ | Com - College | Energy Efficiency | Incremental Measure Cost | 266376 | 276178 | 281964 | 308192 | 303788 | 312615 | 322452 | 331240 | 341547 | 351579 | 361405 | 370062 | 380164
Scenario 2: High TRC | PG&E | Com | FoodServ | Com - College | Fuel Substitution | Admin | 303 | 340 | 380 | 418 | 457 | 495 | 534 | 588 | 645 | 713 | 790 | 876 | 972
Scenario 2: High TRC | PG&E | Com | FoodServ | Com - College | Fuel Substitution | Incentives | 55 | 62 | 69 | 76 | 83 | 89 | 96 | 105 | 115 | 127 | 141 | 156 | 172
Scenario 2: High TRC | PG&E | Com | FoodServ | Com - College | Fuel Substitution | Incremental Measure Cost | 716 | 818 | 934 | 1047 | 1164 | 1284 | 1411 | 1580 | 1767 | 1989 | 2247 | 2539 | 2874
Scenario 2: High TRC | PG&E | Com | Lighting | Com - College | Energy Efficiency | Admin | 0 | 0 | 0 | 0 | 0 | 0 | 0 | 0 | 0 | 0 | 0 | 0 | 0
Scenario 2: High TRC | PG&E | Com | Lighting | Com - College | Energy Efficiency | Incentives | 0 | 0 | 0 | 0 | 0 | 0 | 0 | 0 | 0 | 0 | 0 | 0 | 0
Scenario 2: High TRC | PG&E | Com | Lighting | Com - College | Energy Efficiency | Incremental Measure Cost | 0 | 0 | 0 | 0 | 0 | 0 | 0 | 0 | 0 | 0 | 0 | 0 | 0
Scenario 2: High TRC | SCE | Com | BldgEnv | Com - College | Energy Efficiency | Admin | 240 | 254 | 261 | 258 | 245 | 225 | 198 | 167 | 12 | 0 | 0 | 0 | 0
Scenario 2: High TRC | SCE | Com | BldgEnv | Com - College | Energy Efficiency | Incremental Measure Cost | 8019 | 8659 | 9041 | 9105 | 8822 | 8215 | 7334 | 6263 | 154 | 0 | 0 | 0 | 0
Scenario 2: High TRC | SCE | Com | HVAC | Com - College | Energy Efficiency | Admin | 31172 | 32422 | 34088 | 35857 | 36999 | 38764 | 40420 | 41635 | 42720 | 43543 | 44441 | 46479 | 47273
Scenario 2: High TRC | SCE | Com | HVAC | Com - College | Energy Efficiency | Incentives | 8993 | 9444 | 9933 | 10433 | 10877 | 11382 | 11882 | 12347 | 12807 | 13249 | 13704 | 14273 | 14741
Scenario 2: High TRC | SCE | Com | HVAC | Com - College | Energy Efficiency | Incremental Measure Cost | 21599 | 22681 | 23856 | 25057 | 26124 | 27335 | 28536 | 29655 | 30759 | 31820 | 32913 | 34279 | 35403
Scenario 2: High TRC | SCE | Com | HVAC | Com - College | Fuel Substitution | Admin | 1353 | 1392 | 1417 | 1539 | 1549 | 0 | 0 | 0 | 0 | 0 | 0 | 0 | 0
Scenario 2: High TRC | SCE | Com | HVAC | Com - College | Fuel Substitution | Incentives | 161 | 165 | 168 | 185 | 186 | 0 | 0 | 0 | 0 | 0 | 0 | 0 | 0
Scenario 2: High TRC | SCE | Com | WaterHeat | Com - College | Energy Efficiency | Admin | 303 | 367 | 444 | 536 | 644 | 776 | 932 | 1117 | 1337 | 1596 | 1906 | 2289 | 2730
Scenario 2: High TRC | SCE | Com | WaterHeat | Com - College | Energy Efficiency | Incentives | 16 | 20 | 24 | 30 | 37 | 45 | 55 | 67 | 82 | 100 | 122 | 149 | 182
Scenario 2: High TRC | SCE | Com | WaterHeat | Com - College | Energy Efficiency | Incremental Measure Cost | 22 | 27 | 33 | 41 | 50 | 61 | 75 | 92 | 112 | 136 | 166 | 203 | 247
Scenario 2: High TRC | SCE | Com | WaterHeat | Com - College | Fuel Substitution | Admin | 194534 | 197859 | 201008 | 204181 | 207529 | 0 | 0 | 0 | 0 | 0 | 0 | 0 | 0
Scenario 2: High TRC | SCE | Com | WaterHeat | Com - College | Fuel Substitution | Incentives | 73876 | 73989 | 74013 | 74023 | 74077 | 31820 | 38666 | 45013 | 49994 | 53521 | 55873 | 57403 | 58366
Scenario 2: High TRC | SCE | Com | ComRefrig | Com - College | Energy Efficiency | Admin | 554 | 385 | 249 | 150 | 80 | 52 | 35 | 26 | 24 | 23 | 21 | 20 | 19
Scenario 2: High TRC | SCE | Com | ComRefrig | Com - College | Energy Efficiency | Incentives | 0 | 0 | 0 | 0 | 0 | 0 | 0 | 0 | 0 | 0 | 0 | 0 | 0
Scenario 2: High TRC | SCE | Com | ComRefrig | Com - College | Energy Efficiency | Incremental Measure Cost | 741 | 521 | 341 | 206 | 111 | 74 | 52 | 41 | 39 | 37 | 35 | 34 | 32
Scenario 2: High TRC | SCE | Com | FoodServ | Com - College | Energy Efficiency | Admin | 6737 | 9142 | 9850 | 10375 | 10549 | 18958 | 20702 | 21130 | 21458 | 21630 | 21838 | 22629 | 22783
Scenario 2: High TRC | SCE | Com | FoodServ | Com - College | Energy Efficiency | Incentives | 4091 | 4938 | 5401 | 5838 | 6063 | 12377 | 13790 | 14253 | 14652 | 14947 | 15271 | 16036 | 16340
Scenario 2: High TRC | SCE | Com | FoodServ | Com - College | Energy Efficiency | Incremental Measure Cost | 6527 | 7879 | 8618 | 9315 | 9673 | 19750 | 22186 | 23121 | 23965 | 24650 | 25392 | 26851 | 27577
Scenario 2: High TRC | SCE | Com | FoodServ | Com - College | Fuel Substitution | Admin | 294 | 344 | 395 | 447 | 499 | 554 | 612 | 671 | 733 | 798 | 865 | 934 | 1007
Scenario 2: High TRC | SCE | Com | FoodServ | Com - College | Fuel Substitution | Incentives | 32190 | 37727 | 43316 | 48971 | 54703 | 60712 | 66962 | 73491 | 80235 | 87249 | 94566 | 102121 | 110106
Scenario 2: High TRC | SCE | Com | Lighting | Com - College | Energy Efficiency | Admin | 0 | 0 | 0 | 0 | 0 | 0 | 0 | 13130 | 3211 | 0 | 0 | 0 | 0
Scenario 2: High TRC | SCE | Com | Lighting | Com - College | Energy Efficiency | Incentives | 0 | 0 | 0 | 0 | 0 | 0 | 0 | 0 | 0 | 0 | 0 | 0 | 0
Scenario 2: High TRC | SCE | Com | Lighting | Com - College | Energy Efficiency | Incremental Measure Cost | 0 | 0 | 0 | 0 | 0 | 0 | 0 | 36773 | 9171 | 0 | 0 | 0 | 0
Scenario 2: High TRC | SCG | Com | BldgEnv | Com - College | Energy Efficiency | Admin | 7027 | 6980 | 6679 | 6146 | 5425 | 4593 | 3726 | 2866 | 2076 | 1380 | 794 | 325 | 260
Scenario 2: High TRC | SCG | Com | BldgEnv | Com - College | Energy Efficiency | Incentives | 89 | 88 | 85 | 78 | 69 | 58 | 47 | 36 | 26 | 18 | 10 | 4 | 3
Scenario 2: High TRC | SCG | Com | BldgEnv | Com - College | Energy Efficiency | Incremental Measure Cost | 23236 | 23533 | 22976 | 21584 | 19467 | 16858 | 14050 | 11099 | 8284 | 5724 | 3493 | 1635 | 1353
Scenario 2: High TRC | SCG | Com | HVAC | Com - College | Fuel Substitution | Incremental Measure Cost | 37531 | 39386 | 40898 | 47215 | 48450 | 0 | 0 | 0 | 0 | 0 | 0 | 0 | 0
Scenario 2: High TRC | SCG | Com | HVAC | Com - College | Energy Efficiency | Incremental Measure Cost | 833932 | 856947 | 882907 | 910142 | 933681 | 481152 | 294 | 298 | 302 | 305 | 308 | 323 | 327
Scenario 2: High TRC | SCG | Com | HVAC | Com - College | Energy Efficiency | Admin | 41030 | 41308 | 41817 | 42390 | 42628 | 5932 | 6110 | 6167 | 6214 | 6204 | 6226 | 6482 | 6495
Scenario 2: High TRC | SCG | Com | HVAC | Com - College | Energy Efficiency | Incentives | 3392 | 3417 | 3451 | 3488 | 3508 | 3 | 3 | 3 | 3 | 3 | 3 | 3 | 3
Scenario 2: High TRC | SCG | Com | WaterHeat | Com - College | Energy Efficiency | Incremental Measure Cost | 316782 | 316174 | 272432 | 280263 | 284558 | 131653 | 21426 | 19884 | 18446 | 17134 | 15923 | 14804 | 13770
Scenario 2: High TRC | SCG | Com | WaterHeat | Com - College | Fuel Substitution | Incremental Measure Cost | 1207027 | 1233507 | 1171680 | 1010418 | 860836 | 189946 | 228556 | 264986 | 231081 | 252355 | 268732 | 281622 | 292080
Scenario 2: High TRC | SCG | Com | WaterHeat | Com - College | Energy Efficiency | Admin | 91738 | 86069 | 84363 | 82968 | 81413 | 16330 | 14872 | 13551 | 12352 | 11267 | 10284 | 9394 | 8586
Scenario 2: High TRC | SCG | Com | WaterHeat | Com - College | Energy Efficiency | Incentives | 0 | 0 | 0 | 0 | 0 | 0 | 0 | 0 | 0 | 0 | 0 | 0 | 0
Scenario 2: High TRC | SCG | Com | WholeBlg | Com - College | Energy Efficiency | Admin | 89125 | 89097 | 88830 | 88785 | 88775 | 88897 | 89105 | 89122 | 89126 | 89242 | 89051 | 88644 | 88578
Scenario 2: High TRC | SCG | Com | WholeBlg | Com - College | Energy Efficiency | Incentives | 0 | 0 | 0 | 0 | 0 | 0 | 0 | 0 | 0 | 0 | 0 | 0 | 0
Scenario 2: High TRC | SCG | Com | WholeBlg | Com - College | Energy Efficiency | Incremental Measure Cost | 0 | 0 | 0 | 0 | 0 | 0 | 0 | 0 | 0 | 0 | 0 | 0 | 0
Scenario 2: High TRC | SCG | Com | FoodServ | Com - College | Energy Efficiency | Admin | 49683 | 51895 | 54145 | 56351 | 58266 | 60277 | 62105 | 63643 | 65066 | 66282 | 71271 | 73848 | 75057
Scenario 2: High TRC | SCG | Com | FoodServ | Com - College | Energy Efficiency | Incentives | 49008 | 51437 | 53938 | 56295 | 58259 | 60341 | 62246 | 63853 | 65347 | 66632 | 71621 | 74286 | 75569
Scenario 2: High TRC | SCG | Com | FoodServ | Com - College | Energy Efficiency | Incremental Measure Cost | 167173 | 178124 | 189620 | 201353 | 212294 | 224037 | 235338 | 245720 | 255948 | 265620 | 337568 | 369464 | 386214
Scenario 2: High TRC | SCG | Com | FoodServ | Com - College | Fuel Substitution | Incremental Measure Cost | 1698 | 2030 | 2378 | 2742 | 3125 | 3547 | 3993 | 4473 | 4986 | 5535 | 6125 | 6753 | 7431
Scenario 2: High TRC | SDG&E | Com | BldgEnv | Com - College | Energy Efficiency | Admin | 4 | 4 | 4 | 7 | 7 | 7 | 7 | 7 | 6 | 6 | 6 | 6 | 6
Scenario 2: High TRC | SDG&E | Com | BldgEnv | Com - College | Energy Efficiency | Incentives | 0 | 0 | 0 | 1 | 1 | 1 | 1 | 1 | 1 | 1 | 1 | 1 | 1
Scenario 2: High TRC | SDG&E | Com | BldgEnv | Com - College | Energy Efficiency | Incremental Measure Cost | 5 | 5 | 5 | 9 | 9 | 9 | 9 | 9 | 9 | 9 | 9 | 10 | 10
Scenario 2: High TRC | SDG&E | Com | HVAC | Com - College | Energy Efficiency | Admin | 2732 | 2918 | 3110 | 3386 | 3557 | 3831 | 4112 | 4355 | 4605 | 4872 | 5098 | 5612 | 5866
Scenario 2: High TRC | SDG&E | Com | HVAC | Com - College | Energy Efficiency | Incentives | 348 | 379 | 411 | 446 | 480 | 518 | 557 | 596 | 636 | 679 | 721 | 772 | 818
Scenario 2: High TRC | SDG&E | Com | HVAC | Com - College | Energy Efficiency | Incremental Measure Cost | 21704 | 24093 | 26642 | 29519 | 32354 | 35573 | 1337 | 1431 | 1529 | 1630 | 1731 | 1854 | 1964
Scenario 2: High TRC | SDG&E | Com | HVAC | Com - College | Fuel Substitution | Admin | 0 | 0 | 0 | 0 | 0 | 0 | 0 | 0 | 0 | 0 | 0 | 0 | 0
Scenario 2: High TRC | SDG&E | Com | HVAC | Com - College | Fuel Substitution | Incentives | 1 | 1 | 1 | 1 | 1 | 0 | 0 | 0 | 0 | 0 | 0 | 0 | 0
Scenario 2: High TRC | SDG&E | Com | HVAC | Com - College | Fuel Substitution | Incremental Measure Cost | 1 | 1 | 1 | 1 | 2 | 0 | 0 | 0 | 0 | 0 | 0 | 0 | 0
Scenario 2: High TRC | SDG&E | Com | WaterHeat | Com - College | Energy Efficiency | Incremental Measure Cost | 45759 | 47753 | 47161 | 49436 | 51354 | 33741 | 17463 | 17900 | 2300 | 2487 | 2681 | 2910 | 3129
Scenario 2: High TRC | SDG&E | Com | WaterHeat | Com - College | Fuel Substitution | Incremental Measure Cost | 288634 | 326371 | 394156 | 346743 | 301348 | 93576 | 109640 | 126244 | 110495 | 127072 | 146208 | 162429 | 176095
Scenario 2: High TRC | SDG&E | Com | WaterHeat | Com - College | Energy Efficiency | Admin | 63447 | 64698 | 65947 | 67367 | 68569 | 45104 | 45691 | 46268 | 11608 | 12319 | 13028 | 13875 | 14636
Scenario 2: High TRC | SDG&E | Com | WaterHeat | Com - College | Energy Efficiency | Incentives | 0 | 0 | 0 | 0 | 0 | 0 | 0 | 0 | 0 | 0 | 0 | 0 | 0
Scenario 2: High TRC | SDG&E | Com | WaterHeat | Com - College | Fuel Substitution | Admin | 91440 | 103111 | 115263 | 128014 | 141353 | 36153 | 42677 | 49184 | 55248 | 63536 | 73104 | 81215 | 88048
Scenario 2: High TRC | SDG&E | Com | WaterHeat | Com - College | Fuel Substitution | Incentives | 16890 | 18742 | 20604 | 22488 | 24389 | 16084 | 18609 | 21022 | 23148 | 26097 | 29436 | 32059 | 34074
Scenario 2: High TRC | SDG&E | Com | ComRefrig | Com - College | Energy Efficiency | Admin | 130 | 91 | 58 | 33 | 16 | 9 | 6 | 4 | 4 | 4 | 3 | 3 | 3
Scenario 2: High TRC | SDG&E | Com | ComRefrig | Com - College | Energy Efficiency | Incentives | 9 | 6 | 4 | 2 | 1 | 1 | 0 | 0 | 0 | 0 | 0 | 0 | 0
Scenario 2: High TRC | SDG&E | Com | ComRefrig | Com - College | Energy Efficiency | Incremental Measure Cost | 419 | 296 | 188 | 107 | 53 | 32 | 21 | 15 | 14 | 14 | 13 | 12 | 12
Scenario 2: High TRC | SDG&E | Com | FoodServ | Com - College | Energy Efficiency | Admin | 29193 | 34998 | 37107 | 38640 | 40784 | 42423 | 43912 | 45301 | 46681 | 48079 | 49382 | 51150 | 52418
Scenario 2: High TRC | SDG&E | Com | FoodServ | Com - College | Energy Efficiency | Incentives | 2590 | 3105 | 3292 | 3428 | 3618 | 3763 | 3896 | 4019 | 4141 | 4265 | 4381 | 4538 | 4650
Scenario 2: High TRC | SDG&E | Com | FoodServ | Com - College | Energy Efficiency | Incremental Measure Cost | 50153 | 56831 | 60661 | 64283 | 70821 | 75294 | 79371 | 83397 | 87536 | 91841 | 96103 | 101426 | 105932
Scenario 2: High TRC | SDG&E | Com | FoodServ | Com - College | Fuel Substitution | Admin | 494 | 593 | 701 | 814 | 934 | 1059 | 1188 | 1314 | 1443 | 1571 | 1703 | 1849 | 2002
Scenario 2: High TRC | SDG&E | Com | FoodServ | Com - College | Fuel Substitution | Incentives | 103 | 122 | 141 | 161 | 181 | 202 | 223 | 245 | 268 | 291 | 315 | 341 | 369
Scenario 2: High TRC | SDG&E | Com | FoodServ | Com - College | Fuel Substitution | Incremental Measure Cost | 988 | 1186 | 1406 | 1633 | 1874 | 2131 | 2404 | 2695 | 3003 | 3330 | 3676 | 4064 | 4481
Scenario 2: High TRC | PG&E | Com | BldgEnv | Com - Grocery | Energy Efficiency | Admin | 424 | 434 | 418 | 421 | 438 | 461 | 481 | 501 | 515 | 530 | 544 | 557 | 571
Scenario 2: High TRC | PG&E | Com | BldgEnv | Com - Grocery | Energy Efficiency | Incremental Measure Cost | 1278 | 1293 | 1317 | 1356 | 1388 | 1432 | 1475 | 1518 | 1553 | 1590 | 1630 | 1668 | 1709
Scenario 2: High TRC | PG&E | Com | HVAC | Com - Grocery | Fuel Substitution | Incremental Measure Cost | 309438 | 340479 | 370506 | 399007 | 322990 | 32425 | 34478 | 35992 | 37188 | 38178 | 39025 | 39772 | 40447
Scenario 2: High TRC | PG&E | Com | HVAC | Com - Grocery | Energy Efficiency | Admin | 158257 | 172343 | 185821 | 198259 | 209136 | 219509 | 229025 | 238470 | 246402 | 253370 | 259490 | 264723 | 269474
Scenario 2: High TRC | PG&E | Com | HVAC | Com - Grocery | Energy Efficiency | Incentives | 54562 | 59419 | 64065 | 68354 | 72104 | 75680 | 78961 | 82217 | 84952 | 87354 | 89464 | 91268 | 92906
Scenario 2: High TRC | PG&E | Com | HVAC | Com - Grocery | Energy Efficiency | Incremental Measure Cost | 830812 | 925047 | 1019332 | 1111284 | 1197832 | 1284088 | 1368295 | 1455000 | 1535334 | 1611912 | 1685198 | 1754736 | 1822877
Scenario 2: High TRC | PG&E | Com | HVAC | Com - Grocery | Fuel Substitution | Admin | 112122 | 122790 | 132998 | 142580 | 151373 | 3940 | 4107 | 4204 | 4258 | 4286 | 4295 | 4291 | 4278
Scenario 2: High TRC | PG&E | Com | HVAC | Com - Grocery | Fuel Substitution | Incentives | 27701 | 29889 | 31895 | 33682 | 35214 | 453 | 472 | 483 | 489 | 493 | 494 | 493 | 492
Scenario 2: High TRC | PG&E | Com | WaterHeat | Com - Grocery | Energy Efficiency | Admin | 199430 | 234880 | 276022 | 323009 | 375490 | 416719 | 476191 | 535065 | 382775 | 632708 | 660809 | 668345 | 652618
Scenario 2: High TRC | PG&E | Com | WaterHeat | Com - Grocery | Energy Efficiency | Incentives | 0 | 0 | 0 | 0 | 0 | 0 | 0 | 0 | 0 | 0 | 0 | 0 | 0
Scenario 2: High TRC | PG&E | Com | WaterHeat | Com - Grocery | Energy Efficiency | Incremental Measure Cost | 95327 | 113199 | 134307 | 158894 | 186959 | 207904 | 230637 | 264758 | 177133 | 326439 | 347987 | 359123 | 357686
Scenario 2: High TRC | PG&E | Com | WaterHeat | Com - Grocery | Fuel Substitution | Admin | 5395 | 6702 | 8322 | 10320 | 12766 | 0 | 0 | 0 | 0 | 0 | 0 | 0 | 0
Scenario 2: High TRC | PG&E | Com | WaterHeat | Com - Grocery | Fuel Substitution | Incentives | 774 | 942 | 1147 | 1395 | 1692 | 0 | 0 | 0 | 0 | 0 | 0 | 0 | 0
Scenario 2: High TRC | PG&E | Com | WaterHeat | Com - Grocery | Fuel Substitution | Incremental Measure Cost | 10790 | 13405 | 16643 | 20640 | 25533 | 0 | 0 | 0 | 0 | 0 | 0 | 0 | 0
Scenario 2: High TRC | PG&E | Com | ComRefrig | Com - Grocery | Energy Efficiency | Admin | 153927 | 76754 | 37290 | 20720 | 12450 | 11655 | 10911 | 10214 | 9562 | 8951 | 8380 | 7845 | 7344
Scenario 2: High TRC | PG&E | Com | ComRefrig | Com - Grocery | Energy Efficiency | Incentives | 70 | 35 | 17 | 9 | 6 | 5 | 5 | 5 | 4 | 4 | 4 | 4 | 3
Scenario 2: High TRC | PG&E | Com | ComRefrig | Com - Grocery | Energy Efficiency | Incremental Measure Cost | 658682 | 327702 | 160380 | 93514 | 59517 | 56839 | 54282 | 51840 | 49508 | 47281 | 45154 | 43124 | 41184
Scenario 2: High TRC | PG&E | Com | FoodServ | Com - Grocery | Energy Efficiency | Admin | 906033 | 927795 | 948447 | 967011 | 982105 | 998034 | 1012386 | 1025335 | 1035981 | 1046366 | 1056654 | 1066660 | 1077118
Scenario 2: High TRC | PG&E | Com | FoodServ | Com - Grocery | Energy Efficiency | Incentives | 111799 | 114485 | 117033 | 119324 | 121186 | 123152 | 124923 | 126520 | 127834 | 129115 | 130385 | 131620 | 132910
Scenario 2: High TRC | PG&E | Com | FoodServ | Com - Grocery | Energy Efficiency | Incremental Measure Cost | 1480016 | 1539595 | 1600154 | 1659998 | 1716617 | 1777078 | 1837145 | 1896651 | 1954014 | 2012683 | 2072963 | 2134494 | 2198694
Scenario 2: High TRC | PG&E | Com | FoodServ | Com - Grocery | Fuel Substitution | Admin | 2984 | 3347 | 3724 | 4093 | 4459 | 4821 | 5182 | 5586 | 6003 | 6449 | 6924 | 7429 | 7971
Scenario 2: High TRC | PG&E | Com | FoodServ | Com - Grocery | Fuel Substitution | Incentives | 533 | 597 | 663 | 729 | 793 | 857 | 920 | 991 | 1064 | 1142 | 1225 | 1313 | 1408
Scenario 2: High TRC | PG&E | Com | FoodServ | Com - Grocery | Fuel Substitution | Incremental Measure Cost | 7218 | 8253 | 9382 | 10511 | 11671 | 12863 | 14093 | 15483 | 16959 | 18567 | 20318 | 22219 | 24299
Scenario 2: High TRC | PG&E | Com | Lighting | Com - Grocery | Energy Efficiency | Admin | 5099 | 5457 | 14365 | 15928 | 16298 | 16666 | 16967 | 17220 | 17432 | 9131 | 8143 | 8410 | 8666
Scenario 2: High TRC | PG&E | Com | Lighting | Com - Grocery | Energy Efficiency | Incentives | 16248 | 17387 | 45771 | 50754 | 51931 | 53103 | 54062 | 54869 | 55546 | 29094 | 25948 | 26799 | 27614
Scenario 2: High TRC | PG&E | Com | Lighting | Com - Grocery | Energy Efficiency | Incremental Measure Cost | 21048 | 22973 | 71441 | 81174 | 84565 | 88055 | 91226 | 94157 | 96959 | 46705 | 40972 | 43163 | 45366
Scenario 2: High TRC | SCE | Com | BldgEnv | Com - Grocery | Energy Efficiency | Admin | 22 | 23 | 23 | 22 | 24 | 25 | 26 | 27 | 28 | 0 | 0 | 0 | 0
Scenario 2: High TRC | SCE | Com | BldgEnv | Com - Grocery | Energy Efficiency | Incremental Measure Cost | 310 | 322 | 332 | 343 | 356 | 369 | 380 | 394 | 406 | 0 | 0 | 0 | 0
Scenario 2: High TRC | SCE | Com | HVAC | Com - Grocery | Energy Efficiency | Admin | 7060 | 7381 | 7724 | 8039 | 8357 | 8663 | 141956 | 181807 | 39643 | 7078 | 7181 | 7276 | 7368
Scenario 2: High TRC | SCE | Com | HVAC | Com - Grocery | Energy Efficiency | Incentives | 3881 | 4133 | 4416 | 4683 | 4958 | 5235 | 71138 | 92646 | 21415 | 4779 | 4946 | 5112 | 5280
Scenario 2: High TRC | SCE | Com | HVAC | Com - Grocery | Energy Efficiency | Incremental Measure Cost | 9322 | 9926 | 10606 | 11248 | 11908 | 12573 | 170850 | 222508 | 51433 | 11478 | 11879 | 12277 | 12680
Scenario 2: High TRC | SCE | Com | HVAC | Com - Grocery | Fuel Substitution | Admin | 149625 | 152956 | 154772 | 155577 | 155611 | 0 | 0 | 0 | 0 | 0 | 0 | 0 | 0
Scenario 2: High TRC | SCE | Com | HVAC | Com - Grocery | Fuel Substitution | Incentives | 11489 | 11736 | 11869 | 11922 | 11922 | 313 | 316 | 317 | 316 | 315 | 313 | 237 | 235
Scenario 2: High TRC | SCE | Com | WaterHeat | Com - Grocery | Energy Efficiency | Admin | 1210 | 1466 | 1769 | 2132 | 2569 | 3088 | 3704 | 4444 | 5324 | 6368 | 7617 | 9101 | 10868
Scenario 2: High TRC | SCE | Com | WaterHeat | Com - Grocery | Energy Efficiency | Incentives | 38 | 47 | 58 | 71 | 88 | 108 | 132 | 161 | 197 | 241 | 293 | 358 | 436
Scenario 2: High TRC | SCE | Com | WaterHeat | Com - Grocery | Energy Efficiency | Incremental Measure Cost | 52 | 64 | 79 | 97 | 120 | 147 | 179 | 220 | 268 | 327 | 399 | 487 | 593
Scenario 2: High TRC | SCE | Com | WaterHeat | Com - Grocery | Fuel Substitution | Admin | 12445 | 12539 | 12618 | 12709 | 12816 | 0 | 0 | 0 | 0 | 0 | 0 | 0 | 0
Scenario 2: High TRC | SCE | Com | WaterHeat | Com - Grocery | Fuel Substitution | Incentives | 3617 | 3644 | 3667 | 3694 | 3725 | 0 | 0 | 0 | 0 | 0 | 0 | 0 | 0
Scenario 2: High TRC | SCE | Com | ComRefrig | Com - Grocery | Energy Efficiency | Admin | 804060 | 481726 | 245206 | 133930 | 79217 | 51644 | 48345 | 45257 | 42366 | 39661 | 37128 | 34757 | 32538
Scenario 2: High TRC | SCE | Com | ComRefrig | Com - Grocery | Energy Efficiency | Incentives | 19 | 11 | 6 | 3 | 2 | 1 | 1 | 1 | 1 | 1 | 1 | 1 | 1
Scenario 2: High TRC | SCE | Com | ComRefrig | Com - Grocery | Energy Efficiency | Incremental Measure Cost | 1064590 | 641213 | 324713 | 180227 | 112147 | 77268 | 73791 | 70472 | 67301 | 64274 | 61383 | 58622 | 55986
Scenario 2: High TRC | SCE | Com | FoodServ | Com - Grocery | Energy Efficiency | Admin | 29964 | 49725 | 53667 | 55347 | 57251 | 123130 | 137006 | 140372 | 143033 | 145016 | 146909 | 148402 | 149795
Scenario 2: High TRC | SCE | Com | FoodServ | Com - Grocery | Energy Efficiency | Incentives | 18196 | 24790 | 26913 | 28477 | 30230 | 79532 | 90538 | 93774 | 96552 | 98883 | 101181 | 103224 | 105228
Scenario 2: High TRC | SCE | Com | FoodServ | Com - Grocery | Energy Efficiency | Incremental Measure Cost | 29031 | 39552 | 42938 | 45434 | 48231 | 126908 | 145993 | 152800 | 158974 | 164511 | 170068 | 175279 | 180492
Scenario 2: High TRC | SCE | Com | FoodServ | Com - Grocery | Fuel Substitution | Admin | 3029 | 3513 | 3996 | 4479 | 4962 | 5464 | 5967 | 6474 | 7008 | 7560 | 8124 | 8705 | 9339
Scenario 2: High TRC | SCE | Com | FoodServ | Com - Grocery | Fuel Substitution | Incentives | 332383 | 385473 | 438420 | 491329 | 544338 | 599079 | 653996 | 709439 | 767893 | 828186 | 889825 | 953371 | 1022988
Scenario 2: High TRC | SCE | Com | Lighting | Com - Grocery | Energy Efficiency | Admin | 69522 | 73243 | 76641 | 79966 | 83275 | 86339 | 89132 | 91917 | 94488 | 96828 | 99099 | 101069 | 102807
Scenario 2: High TRC | SCE | Com | Lighting | Com - Grocery | Energy Efficiency | Incentives | 2 | 2 | 2 | 2 | 2 | 2 | 2 | 2 | 2 | 2 | 2 | 2 | 2
Scenario 2: High TRC | SCE | Com | Lighting | Com - Grocery | Energy Efficiency | Incremental Measure Cost | 101579 | 108853 | 115886 | 123037 | 130394 | 137608 | 144623 | 151847 | 158950 | 165888 | 172924 | 179558 | 185844
Scenario 2: High TRC | SCG | Com | BldgEnv | Com - Grocery | Energy Efficiency | Admin | 5353 | 3419 | 1534 | 328 | 340 | 346 | 358 | 370 | 381 | 389 | 398 | 405 | 411
Scenario 2: High TRC | SCG | Com | BldgEnv | Com - Grocery | Energy Efficiency | Incentives | 68 | 44 | 20 | 4 | 4 | 5 | 5 | 5 | 5 | 5 | 5 | 5 | 5
Scenario 2: High TRC | SCG | Com | BldgEnv | Com - Grocery | Energy Efficiency | Incremental Measure Cost | 22254 | 14904 | 7450 | 2400 | 2466 | 2535 | 2597 | 2669 | 2732 | 2789 | 2851 | 2907 | 2965
Scenario 2: High TRC | SCG | Com | HVAC | Com - Grocery | Fuel Substitution | Incremental Measure Cost | 723328 | 754251 | 778607 | 798236 | 813630 | 105497 | 108571 | 111018 | 113031 | 114765 | 116323 | 86988 | 88014
Scenario 2: High TRC | SCG | Com | HVAC | Com - Grocery | Energy Efficiency | Admin | 8194 | 8394 | 8493 | 8892 | 9052 | 9213 | 9316 | 9466 | 9400 | 9475 | 9577 | 9730 | 9785
Scenario 2: High TRC | SCG | Com | HVAC | Com - Grocery | Energy Efficiency | Incentives | 779 | 798 | 807 | 845 | 860 | 875 | 885 | 899 | 893 | 900 | 910 | 925 | 930
Scenario 2: High TRC | SCG | Com | HVAC | Com - Grocery | Energy Efficiency | Incremental Measure Cost | 106501 | 111277 | 114846 | 121225 | 125963 | 130888 | 135129 | 140221 | 143143 | 147165 | 151726 | 156679 | 160867
Scenario 2: High TRC | SCG | Com | WaterHeat | Com - Grocery | Energy Efficiency | Admin | 159377 | 87699 | 46746 | 43509 | 41649 | 31391 | 29814 | 28400 | 27122 | 25968 | 24934 | 24003 | 23170
Scenario 2: High TRC | SCG | Com | WaterHeat | Com - Grocery | Energy Efficiency | Incentives | 0 | 0 | 0 | 0 | 0 | 0 | 0 | 0 | 0 | 0 | 0 | 0 | 0
Scenario 2: High TRC | SCG | Com | WaterHeat | Com - Grocery | Energy Efficiency | Incremental Measure Cost | 216345 | 125570 | 72475 | 69488 | 68360 | 52738 | 36438 | 35001 | 33701 | 32529 | 31483 | 30549 | 29723
Scenario 2: High TRC | SCG | Com | WaterHeat | Com - Grocery | Fuel Substitution | Incremental Measure Cost | 46120 | 47396 | 48648 | 49982 | 51409 | 0 | 0 | 0 | 0 | 0 | 0 | 0 | 0
Scenario 2: High TRC | SCG | Com | FoodServ | Com - Grocery | Energy Efficiency | Admin | 418811 | 440289 | 460473 | 480484 | 500198 | 519132 | 536762 | 554269 | 569589 | 583479 | 686773 | 732848 | 750950
Scenario 2: High TRC | SCG | Com | FoodServ | Com - Grocery | Energy Efficiency | Incentives | 412861 | 435345 | 456652 | 477289 | 497217 | 516401 | 534301 | 552121 | 567787 | 582044 | 683976 | 729808 | 748201
Scenario 2: High TRC | SCG | Com | FoodServ | Com - Grocery | Energy Efficiency | Incremental Measure Cost | 1259909 | 1351394 | 1441474 | 1533980 | 1628550 | 1723080 | 1815700 | 1911002 | 2002107 | 2091046 | 3633379 | 4313392 | 4592816
Scenario 2: High TRC | SCG | Com | FoodServ | Com - Grocery | Fuel Substitution | Incremental Measure Cost | 18273 | 21606 | 25056 | 28634 | 32351 | 36364 | 40495 | 44809 | 49480 | 54443 | 59679 | 65232 | 71385
Scenario 2: High TRC | SDG&E | Com | BldgEnv | Com - Grocery | Energy Efficiency | Admin | 63 | 60 | 57 | 54 | 52 | 50 | 47 | 45 | 43 | 41 | 39 | 38 | 36
Scenario 2: High TRC | SDG&E | Com | BldgEnv | Com - Grocery | Energy Efficiency | Incentives | 5 | 5 | 5 | 5 | 5 | 4 | 4 | 4 | 4 | 4 | 3 | 3 | 3
Scenario 2: High TRC | SDG&E | Com | BldgEnv | Com - Grocery | Energy Efficiency | Incremental Measure Cost | 365 | 353 | 342 | 331 | 322 | 312 | 304 | 296 | 289 | 282 | 275 | 268 | 261
Scenario 2: High TRC | SDG&E | Com | HVAC | Com - Grocery | Energy Efficiency | Admin | 3554 | 3874 | 4194 | 3288 | 3182 | 3418 | 3663 | 3904 | 4118 | 4364 | 4598 | 4844 | 5113
Scenario 2: High TRC | SDG&E | Com | HVAC | Com - Grocery | Energy Efficiency | Incentives | 3796 | 4223 | 4667 | 3632 | 3551 | 3889 | 4251 | 4620 | 4971 | 5372 | 5773 | 6203 | 6676
Scenario 2: High TRC | SDG&E | Com | HVAC | Com - Grocery | Energy Efficiency | Incremental Measure Cost | 9116 | 10143 | 11208 | 8722 | 8527 | 9341 | 10209 | 11097 | 11939 | 12901 | 13865 | 14897 | 16033
Scenario 2: High TRC | SDG&E | Com | HVAC | Com - Grocery | Fuel Substitution | Admin | 28 | 32 | 36 | 39 | 43 | 0 | 0 | 0 | 0 | 0 | 0 | 0 | 0
Scenario 2: High TRC | SDG&E | Com | HVAC | Com - Grocery | Fuel Substitution | Incentives | 136 | 151 | 165 | 181 | 197 | 0 | 0 | 0 | 0 | 0 | 0 | 0 | 0
Scenario 2: High TRC | SDG&E | Com | HVAC | Com - Grocery | Fuel Substitution | Incremental Measure Cost | 62 | 70 | 79 | 87 | 97 | 0 | 0 | 0 | 0 | 0 | 0 | 0 | 0
Scenario 2: High TRC | SDG&E | Com | WaterHeat | Com - Grocery | Energy Efficiency | Admin | 33592 | 35878 | 64710 | 66874 | 68987 | 67193 | 69402 | 71643 | 48814 | 51388 | 53984 | 56640 | 59378
Scenario 2: High TRC | SDG&E | Com | WaterHeat | Com - Grocery | Energy Efficiency | Incentives | 0 | 0 | 0 | 0 | 0 | 0 | 0 | 0 | 0 | 0 | 0 | 0 | 0
Scenario 2: High TRC | SDG&E | Com | WaterHeat | Com - Grocery | Energy Efficiency | Incremental Measure Cost | 7608 | 8099 | 19327 | 19983 | 20637 | 19235 | 17658 | 18203 | 7352 | 7825 | 8316 | 8832 | 9376
Scenario 2: High TRC | SDG&E | Com | WaterHeat | Com - Grocery | Fuel Substitution | Admin | 6002 | 6680 | 7385 | 8128 | 8911 | 0 | 0 | 0 | 0 | 0 | 0 | 0 | 0
Scenario 2: High TRC | SDG&E | Com | WaterHeat | Com - Grocery | Fuel Substitution | Incentives | 905 | 988 | 1070 | 1155 | 1241 | 0 | 0 | 0 | 0 | 0 | 0 | 0 | 0
Scenario 2: High TRC | SDG&E | Com | WaterHeat | Com - Grocery | Fuel Substitution | Incremental Measure Cost | 12004 | 13360 | 14769 | 16256 | 17822 | 0 | 0 | 0 | 0 | 0 | 0 | 0 | 0
Scenario 2: High TRC | SDG&E | Com | ComRefrig | Com - Grocery | Energy Efficiency | Admin | 125749 | 71063 | 32649 | 17501 | 9100 | 6235 | 5837 | 5464 | 5115 | 4788 | 4482 | 4196 | 3928
Scenario 2: High TRC | SDG&E | Com | ComRefrig | Com - Grocery | Energy Efficiency | Incentives | 8706 | 4920 | 2260 | 1212 | 630 | 432 | 404 | 378 | 354 | 331 | 310 | 290 | 272
Scenario 2: High TRC | SDG&E | Com | ComRefrig | Com - Grocery | Energy Efficiency | Incremental Measure Cost | 397327 | 224449 | 101671 | 56048 | 30933 | 22315 | 21311 | 20352 | 19436 | 18562 | 17727 | 16929 | 16168
Scenario 2: High TRC | SDG&E | Com | FoodServ | Com - Grocery | Energy Efficiency | Admin | 149407 | 261966 | 292671 | 305177 | 323010 | 336807 | 349456 | 361827 | 373529 | 385528 | 397147 | 408630 | 420026
Scenario 2: High TRC | SDG&E | Com | FoodServ | Com - Grocery | Energy Efficiency | Incentives | 13255 | 23240 | 25964 | 27074 | 28656 | 29880 | 31002 | 32099 | 33137 | 34202 | 35233 | 36251 | 37262
Scenario 2: High TRC | SDG&E | Com | FoodServ | Com - Grocery | Energy Efficiency | Incremental Measure Cost | 236338 | 334481 | 370364 | 392940 | 438107 | 467767 | 494135 | 520945 | 547621 | 575609 | 603919 | 632922 | 662699
Scenario 2: High TRC | SDG&E | Com | FoodServ | Com - Grocery | Fuel Substitution | Admin | 5474 | 6464 | 7521 | 8621 | 9779 | 10951 | 12069 | 13186 | 14311 | 15429 | 16560 | 17714 | 18909
Scenario 2: High TRC | SDG&E | Com | FoodServ | Com - Grocery | Fuel Substitution | Incentives | 1099 | 1273 | 1453 | 1633 | 1818 | 2005 | 2196 | 2390 | 2588 | 2788 | 2990 | 3196 | 3409
Scenario 2: High TRC | SDG&E | Com | FoodServ | Com - Grocery | Fuel Substitution | Incremental Measure Cost | 10948 | 12927 | 15073 | 17278 | 19602 | 22048 | 24625 | 27335 | 30179 | 33161 | 36274 | 39545 | 43020
Scenario 2: High TRC | SDG&E | Com | Lighting | Com - Grocery | Energy Efficiency | Admin | 5827 | 5970 | 6104 | 6246 | 6365 | 6506 | 6646 | 6779 | 6898 | 7024 | 7144 | 1524 | 0
Scenario 2: High TRC | SDG&E | Com | Lighting | Com - Grocery | Energy Efficiency | Incentives | 16580 | 17327 | 18069 | 18861 | 19603 | 20438 | 21295 | 22157 | 22996 | 23886 | 24779 | 5392 | 0
Scenario 2: High TRC | SDG&E | Com | Lighting | Com - Grocery | Energy Efficiency | Incremental Measure Cost | 17570 | 18362 | 19149 | 19988 | 20774 | 21659 | 22567 | 23481 | 24370 | 25314 | 26260 | 5714 | 0
Scenario 2: High TRC | PG&E | Com | AppPlug | Com - Health | Energy Efficiency | Admin | 2982021 | 3168560 | 3319817 | 3403790 | 2756276 | 2690252 | 5603540 | 3597396 | 3611247 | 3592391 | 3540292 | 3509794 | 3459122
Scenario 2: High TRC | PG&E | Com | AppPlug | Com - Health | Energy Efficiency | Incentives | 847 | 899 | 942 | 966 | 782 | 764 | 1591 | 1021 | 1025 | 1020 | 1005 | 996 | 982
Scenario 2: High TRC | PG&E | Com | AppPlug | Com - Health | Energy Efficiency | Incremental Measure Cost | 1316832 | 1428333 | 1526858 | 1595773 | 1319882 | 1291571 | 2839835 | 1823836 | 1866438 | 1892392 | 1900393 | 1921060 | 1930547
Scenario 2: High TRC | PG&E | Com | BldgEnv | Com - Health | Energy Efficiency | Admin | 34330 | 35579 | 48802 | 46846 | 43091 | 48498 | 41022 | 33056 | 25182 | 17845 | 11325 | 5839 | 1854
Scenario 2: High TRC | PG&E | Com | BldgEnv | Com - Health | Energy Efficiency | Incremental Measure Cost | 85534 | 90346 | 125650 | 122927 | 115269 | 136785 | 117718 | 96380 | 74443 | 53283 | 33859 | 16781 | 3522
Scenario 2: High TRC | PG&E | Com | HVAC | Com - Health | Fuel Substitution | Incremental Measure Cost | 272670 | 301544 | 329584 | 356395 | 381637 | 43 | 46 | 49 | 0 | 52 | 54 | 55 | 56
Scenario 2: High TRC | PG&E | Com | HVAC | Com - Health | Energy Efficiency | Admin | 531608 | 562344 | 587717 | 601204 | 614026 | 525924 | 532752 | 538661 | 542493 | 542987 | 540134 | 540779 | 540258
Scenario 2: High TRC | PG&E | Com | HVAC | Com - Health | Energy Efficiency | Incentives | 183299 | 193897 | 202645 | 207296 | 211717 | 181336 | 183690 | 185728 | 187049 | 187219 | 186235 | 186457 | 186277
Scenario 2: High TRC | PG&E | Com | HVAC | Com - Health | Energy Efficiency | Incremental Measure Cost | 2152977 | 2366659 | 2566450 | 2723686 | 2658898 | 2255228 | 2369843 | 2482844 | 2588688 | 2679734 | 2755888 | 2847834 | 2935989
Scenario 2: High TRC | PG&E | Com | HVAC | Com - Health | Fuel Substitution | Admin | 89350 | 97003 | 104075 | 110463 | 116095 | 5 | 5 | 6 | 0 | 6 | 6 | 6 | 6
Scenario 2: High TRC | PG&E | Com | HVAC | Com - Health | Fuel Substitution | Incentives | 10575 | 11468 | 12291 | 13031 | 13681 | 1 | 1 | 1 | 0 | 1 | 1 | 1 | 1
Scenario 2: High TRC | PG&E | Com | WaterHeat | Com - Health | Energy Efficiency | Incremental Measure Cost | 466081 | 527150 | 581241 | 658741 | 717516 | 598096 | 542580 | 602905 | 371811 | 650318 | 625185 | 569310 | 491734
Scenario 2: High TRC | PG&E | Com | WaterHeat | Com - Health | Fuel Substitution | Incremental Measure Cost | 394620 | 498940 | 633332 | 717919 | 778249 | 250262 | 319588 | 409798 | 238439 | 308856 | 404203 | 505620 | 613083
Scenario 2: High TRC | PG&E | Com | WaterHeat | Com - Health | Energy Efficiency | Admin | 684883 | 789935 | 915643 | 1053318 | 1144995 | 975857 | 1104743 | 1202861 | 792829 | 1246019 | 1173857 | 1047610 | 886980
Scenario 2: High TRC | PG&E | Com | WaterHeat | Com - Health | Energy Efficiency | Incentives | 0 | 0 | 0 | 0 | 0 | 0 | 0 | 0 | 0 | 0 | 0 | 0 | 0
Scenario 2: High TRC | PG&E | Com | WaterHeat | Com - Health | Fuel Substitution | Admin | 137544 | 173377 | 217246 | 270672 | 335342 | 57308 | 74789 | 95588 | 119219 | 154428 | 202101 | 252810 | 306541
Scenario 2: High TRC | PG&E | Com | WaterHeat | Com - Health | Fuel Substitution | Incentives | 39579 | 49118 | 60379 | 73615 | 89094 | 46759 | 59827 | 74960 | 91650 | 116370 | 149283 | 183042 | 217547
Scenario 2: High TRC | PG&E | Com | ComRefrig | Com - Health | Energy Efficiency | Admin | 0 | 0 | 0 | 0 | 0 | 0 | 0 | 0 | 0 | 0 | 0 | 0 | 0
Scenario 2: High TRC | PG&E | Com | ComRefrig | Com - Health | Energy Efficiency | Incentives | 0 | 0 | 0 | 0 | 0 | 0 | 0 | 0 | 0 | 0 | 0 | 0 | 0
Scenario 2: High TRC | PG&E | Com | ComRefrig | Com - Health | Energy Efficiency | Incremental Measure Cost | 0 | 0 | 0 | 0 | 0 | 0 | 0 | 0 | 0 | 0 | 0 | 0 | 0
Scenario 2: High TRC | PG&E | Com | FoodServ | Com - Health | Energy Efficiency | Admin | 377048 | 385523 | 397062 | 402973 | 409953 | 413116 | 429583 | 427704 | 431973 | 434810 | 436270 | 440934 | 445700
Scenario 2: High TRC | PG&E | Com | FoodServ | Com - Health | Energy Efficiency | Incentives | 46526 | 47571 | 48995 | 49725 | 50586 | 50976 | 53008 | 52776 | 53303 | 53653 | 53833 | 54409 | 54997
Scenario 2: High TRC | PG&E | Com | FoodServ | Com - Health | Energy Efficiency | Incremental Measure Cost | 612661 | 636873 | 667138 | 689430 | 714347 | 732689 | 779258 | 789241 | 812976 | 834808 | 854655 | 881129 | 908535
Scenario 2: High TRC | PG&E | Com | FoodServ | Com - Health | Fuel Substitution | Admin | 851 | 968 | 1089 | 1211 | 1345 | 1484 | 1632 | 1791 | 1960 | 2142 | 2338 | 2552 | 2787
Scenario 2: High TRC | PG&E | Com | FoodServ | Com - Health | Fuel Substitution | Incentives | 156 | 176 | 198 | 220 | 243 | 268 | 294 | 321 | 351 | 382 | 416 | 453 | 494
Scenario 2: High TRC | PG&E | Com | FoodServ | Com - Health | Fuel Substitution | Incremental Measure Cost | 2025 | 2343 | 2694 | 3048 | 3447 | 3872 | 4337 | 4847 | 5402 | 6012 | 6685 | 7432 | 8266
Scenario 2: High TRC | PG&E | Com | Lighting | Com - Health | Energy Efficiency | Admin | 13613 | 14502 | 15500 | 38047 | 41868 | 42859 | 43668 | 44337 | 22665 | 20477 | 20991 | 21638 | 22257
Scenario 2: High TRC | PG&E | Com | Lighting | Com - Health | Energy Efficiency | Incentives | 43377 | 46208 | 49389 | 121232 | 133407 | 136567 | 139144 | 141274 | 72219 | 65248 | 66886 | 68946 | 70918
Scenario 2: High TRC | PG&E | Com | Lighting | Com - Health | Energy Efficiency | Incremental Measure Cost | 62792 | 68227 | 74382 | 214207 | 241611 | 251925 | 261275 | 269870 | 126467 | 112879 | 118026 | 124095 | 130198
Scenario 2: High TRC | SCE | Com | BldgEnv | Com - Health | Energy Efficiency | Admin | 29 | 31 | 32 | 33 | 34 | 34 | 35 | 33 | 34 | 0 | 0 | 0 | 0
Scenario 2: High TRC | SCE | Com | BldgEnv | Com - Health | Energy Efficiency | Incremental Measure Cost | 324 | 333 | 345 | 351 | 360 | 367 | 377 | 383 | 388 | 0 | 0 | 0 | 0
Scenario 2: High TRC | SCE | Com | HVAC | Com - Health | Energy Efficiency | Admin | 78232 | 80922 | 83655 | 86714 | 89243 | 91294 | 93469 | 95224 | 95403 | 96260 | 97228 | 98728 | 100353
Scenario 2: High TRC | SCE | Com | HVAC | Com - Health | Energy Efficiency | Incentives | 18166 | 19166 | 20210 | 21764 | 22956 | 23987 | 25085 | 26104 | 26076 | 26713 | 27521 | 28505 | 29553
Scenario 2: High TRC | SCE | Com | HVAC | Com - Health | Energy Efficiency | Incremental Measure Cost | 43629 | 46031 | 48538 | 52271 | 55134 | 57610 | 60247 | 62693 | 62627 | 64156 | 66097 | 68459 | 70977
Scenario 2: High TRC | SCE | Com | HVAC | Com - Health | Fuel Substitution | Admin | 27780 | 30704 | 31223 | 34947 | 35121 | 0 | 0 | 0 | 0 | 0 | 0 | 0 | 0
Scenario 2: High TRC | SCE | Com | HVAC | Com - Health | Fuel Substitution | Incentives | 2428 | 2829 | 2879 | 3149 | 3166 | 268 | 273 | 276 | 265 | 266 | 266 | 197 | 197
Scenario 2: High TRC | SCE | Com | WaterHeat | Com - Health | Energy Efficiency | Admin | 1906 | 2320 | 2820 | 3403 | 4110 | 4948 | 5961 | 7153 | 8573 | 10239 | 12209 | 14622 | 17527
Scenario 2: High TRC | SCE | Com | WaterHeat | Com - Health | Energy Efficiency | Incentives | 52 | 64 | 79 | 98 | 120 | 148 | 181 | 222 | 271 | 331 | 402 | 491 | 601
Scenario 2: High TRC | SCE | Com | WaterHeat | Com - Health | Energy Efficiency | Incremental Measure Cost | 70 | 87 | 108 | 133 | 164 | 201 | 247 | 302 | 370 | 450 | 547 | 669 | 818
Scenario 2: High TRC | SCE | Com | WaterHeat | Com - Health | Fuel Substitution | Admin | 343407 | 349288 | 354881 | 360604 | 366576 | 0 | 0 | 0 | 0 | 0 | 0 | 0 | 0
Scenario 2: High TRC | SCE | Com | WaterHeat | Com - Health | Fuel Substitution | Incentives | 190021 | 190802 | 191365 | 191897 | 192464 | 78766 | 96256 | 112797 | 126036 | 135597 | 142112 | 146489 | 149419
Scenario 2: High TRC | SCE | Com | ComRefrig | Com - Health | Energy Efficiency | Admin | 0 | 0 | 0 | 0 | 0 | 0 | 0 | 0 | 0 | 0 | 0 | 0 | 0
Scenario 2: High TRC | SCE | Com | ComRefrig | Com - Health | Energy Efficiency | Incentives | 0 | 0 | 0 | 0 | 0 | 0 | 0 | 0 | 0 | 0 | 0 | 0 | 0
Scenario 2: High TRC | SCE | Com | ComRefrig | Com - Health | Energy Efficiency | Incremental Measure Cost | 0 | 0 | 0 | 0 | 0 | 0 | 0 | 0 | 0 | 0 | 0 | 0 | 0
Scenario 2: High TRC | SCE | Com | FoodServ | Com - Health | Energy Efficiency | Admin | 20650 | 27079 | 29248 | 29708 | 30595 | 49309 | 53610 | 54370 | 54926 | 54768 | 54397 | 55203 | 56308
Scenario 2: High TRC | SCE | Com | FoodServ | Com - Health | Energy Efficiency | Incentives | 12539 | 15016 | 16428 | 17035 | 17935 | 32138 | 35672 | 36642 | 37476 | 37806 | 37975 | 39012 | 40298
Scenario 2: High TRC | SCE | Com | FoodServ | Com - Health | Energy Efficiency | Incremental Measure Cost | 20006 | 23957 | 26210 | 27178 | 28614 | 51280 | 57370 | 59402 | 61247 | 62305 | 63122 | 65355 | 68015
Scenario 2: High TRC | SCE | Com | FoodServ | Com - Health | Fuel Substitution | Admin | 854 | 1001 | 1148 | 1297 | 1449 | 1608 | 1769 | 1934 | 2105 | 2283 | 2466 | 2655 | 2866
Scenario 2: High TRC | SCE | Com | FoodServ | Com - Health | Fuel Substitution | Incentives | 94789 | 111007 | 127359 | 143875 | 160688 | 178252 | 196055 | 214237 | 233137 | 252801 | 272956 | 293833 | 317205
Scenario 2: High TRC | SCE | Com | Lighting | Com - Health | Energy Efficiency | Admin | 76205 | 80514 | 84850 | 88461 | 92207 | 95585 | 99053 | 101993 | 104732 | 106947 | 108903 | 111308 | 113687
Scenario 2: High TRC | SCE | Com | Lighting | Com - Health | Energy Efficiency | Incentives | 2 | 2 | 2 | 2 | 2 | 2 | 2 | 2 | 2 | 2 | 2 | 3 | 3
Scenario 2: High TRC | SCE | Com | Lighting | Com - Health | Energy Efficiency | Incremental Measure Cost | 118864 | 127743 | 136954 | 145307 | 154150 | 162669 | 171614 | 179939 | 188174 | 195735 | 203058 | 211294 | 219564
Scenario 2: High TRC | SCG | Com | AppPlug | Com - Health | Energy Efficiency | Admin | 1506917 | 1670290 | 1825299 | 1932628 | 2034640 | 2114636 | 2179530 | 2208806 | 2208000 | 2169852 | 2100816 | 2022785 | 1925546
Scenario 2: High TRC | SCG | Com | AppPlug | Com - Health | Energy Efficiency | Incentives | 384199 | 425852 | 465372 | 492737 | 518745 | 539141 | 555686 | 563150 | 562944 | 553218 | 535617 | 515723 | 490931
Scenario 2: High TRC | SCG | Com | AppPlug | Com - Health | Energy Efficiency | Incremental Measure Cost | 1735244 | 1964016 | 2190461 | 2362764 | 2534725 | 2683721 | 2818339 | 2908800 | 2960797 | 2961507 | 2917778 | 2860767 | 2773531
Scenario 2: High TRC | SCG | Com | BldgEnv | Com - Health | Energy Efficiency | Admin | 6857 | 6092 | 5108 | 3999 | 2886 | 1841 | 929 | 434 | 428 | 418 | 413 | 427 | 443
Scenario 2: High TRC | SCG | Com | BldgEnv | Com - Health | Energy Efficiency | Incentives | 88 | 78 | 66 | 51 | 37 | 24 | 12 | 6 | 6 | 6 | 6 | 6 | 6
Scenario 2: High TRC | SCG | Com | BldgEnv | Com - Health | Energy Efficiency | Incremental Measure Cost | 33121 | 30089 | 25865 | 20855 | 15613 | 10506 | 5873 | 3163 | 3209 | 3217 | 3209 | 3290 | 3386
Scenario 2: High TRC | SCG | Com | HVAC | Com - Health | Fuel Substitution | Incremental Measure Cost | 492784 | 628558 | 652448 | 734812 | 753553 | 100327 | 104236 | 107517 | 105445 | 107814 | 109987 | 83422 | 84910
Scenario 2: High TRC | SCG | Com | HVAC | Com - Health | Energy Efficiency | Incremental Measure Cost | 2048364 | 2135937 | 2196756 | 2153638 | 2126989 | 1567097 | 1481293 | 1370124 | 1245176 | 1109662 | 973487 | 854810 | 747537
Scenario 2: High TRC | SCG | Com | HVAC | Com - Health | Energy Efficiency | Admin | 287809 | 294577 | 296713 | 292213 | 283516 | 230250 | 213501 | 193605 | 172499 | 150710 | 129622 | 111588 | 95671
Scenario 2: High TRC | SCG | Com | HVAC | Com - Health | Energy Efficiency | Incentives | 27347 | 27990 | 28193 | 27766 | 26939 | 21878 | 20287 | 18396 | 16391 | 14320 | 12316 | 10603 | 9090
Scenario 2: High TRC | SCG | Com | WaterHeat | Com - Health | Energy Efficiency | Incremental Measure Cost | 498022 | 465200 | 402778 | 424986 | 430361 | 202856 | 32705 | 29450 | 25688 | 23986 | 22416 | 20975 | 19649
Scenario 2: High TRC | SCG | Com | WaterHeat | Com - Health | Fuel Substitution | Incremental Measure Cost | 1681128 | 1722718 | 1643591 | 1568156 | 1428988 | 438307 | 511124 | 577313 | 300917 | 330228 | 353024 | 371183 | 386185
Scenario 2: High TRC | SCG | Com | WaterHeat | Com - Health | Energy Efficiency | Admin | 236329 | 202542 | 197200 | 196677 | 195644 | 23406 | 21295 | 19425 | 17655 | 16230 | 14937 | 13772 | 12719
Scenario 2: High TRC | SCG | Com | WaterHeat | Com - Health | Energy Efficiency | Incentives | 0 | 0 | 0 | 0 | 0 | 0 | 0 | 0 | 0 | 0 | 0 | 0 | 0
Scenario 2: High TRC | SCG | Com | FoodServ | Com - Health | Energy Efficiency | Admin | 136753 | 144018 | 151327 | 157584 | 164108 | 170027 | 176297 | 181666 | 186586 | 190493 | 213168 | 223984 | 229679
Scenario 2: High TRC | SCG | Com | FoodServ | Com - Health | Energy Efficiency | Incentives | 134471 | 142474 | 150627 | 157298 | 163943 | 169977 | 176411 | 181909 | 186963 | 190970 | 213355 | 224259 | 230164
Scenario 2: High TRC | SCG | Com | FoodServ | Com - Health | Energy Efficiency | Incremental Measure Cost | 402600 | 432878 | 464369 | 493184 | 523962 | 553435 | 585258 | 614644 | 643435 | 669235 | 1005072 | 1145634 | 1218531
Scenario 2: High TRC | SCG | Com | FoodServ | Com - Health | Fuel Substitution | Incremental Measure Cost | 5005 | 5976 | 6990 | 8051 | 9170 | 10394 | 11665 | 13007 | 14446 | 15989 | 17622 | 19361 | 21310
Scenario 2: High TRC | SDG&E | Com | AppPlug | Com - Health | Energy Efficiency | Admin | 145971 | 165566 | 318175 | 358522 | 392220 | 423197 | 919518 | 991533 | 1074467 | 1163258 | 1246109 | 1248001 | 1262822
Scenario 2: High TRC | SDG&E | Com | AppPlug | Com - Health | Energy Efficiency | Incentives | 24 | 28 | 53 | 60 | 66 | 71 | 154 | 166 | 180 | 194 | 208 | 209 | 211
Scenario 2: High TRC | SDG&E | Com | AppPlug | Com - Health | Energy Efficiency | Incremental Measure Cost | 54660 | 63237 | 107904 | 124712 | 139383 | 153403 | 364113 | 400649 | 443280 | 490092 | 535933 | 545798 | 562104
Scenario 2: High TRC | SDG&E | Com | BldgEnv | Com - Health | Energy Efficiency | Admin | 99 | 94 | 89 | 84 | 79 | 74 | 69 | 66 | 63 | 60 | 58 | 55 | 52
Scenario 2: High TRC | SDG&E | Com | BldgEnv | Com - Health | Energy Efficiency | Incentives | 9 | 8 | 8 | 7 | 7 | 6 | 6 | 6 | 5 | 5 | 5 | 5 | 5
Scenario 2: High TRC | SDG&E | Com | BldgEnv | Com - Health | Energy Efficiency | Incremental Measure Cost | 328 | 317 | 307 | 297 | 286 | 277 | 267 | 259 | 252 | 244 | 238 | 230 | 223
Scenario 2: High TRC | SDG&E | Com | HVAC | Com - Health | Energy Efficiency | Admin | 27484 | 28959 | 30513 | 32662 | 34120 | 57203 | 56857 | 62645 | 20460 | 21102 | 23993 | 22526 | 21973
Scenario 2: High TRC | SDG&E | Com | HVAC | Com - Health | Energy Efficiency | Incentives | 21093 | 22901 | 24859 | 27371 | 29451 | 47035 | 48069 | 54198 | 18818 | 18305 | 21153 | 20485 | 20561
Scenario 2: High TRC | SDG&E | Com | HVAC | Com - Health | Energy Efficiency | Incremental Measure Cost | 83039 | 90969 | 99510 | 109975 | 119222 | 165761 | 115447 | 130167 | 45196 | 43962 | 50804 | 49199 | 49381
Scenario 2: High TRC | SDG&E | Com | HVAC | Com - Health | Fuel Substitution | Admin | 2 | 3 | 4 | 5 | 5 | 0 | 0 | 0 | 0 | 0 | 0 | 0 | 0
Scenario 2: High TRC | SDG&E | Com | HVAC | Com - Health | Fuel Substitution | Incentives | 7 | 7 | 12 | 13 | 15 | 0 | 0 | 0 | 0 | 0 | 0 | 0 | 0
Scenario 2: High TRC | SDG&E | Com | HVAC | Com - Health | Fuel Substitution | Incremental Measure Cost | 7 | 8 | 16 | 18 | 20 | 0 | 0 | 0 | 0 | 0 | 0 | 0 | 0
Scenario 2: High TRC | SDG&E | Com | WaterHeat | Com - Health | Energy Efficiency | Incremental Measure Cost | 74461 | 77980 | 77555 | 81794 | 85221 | 55112 | 27256 | 28254 | 8153 | 8910 | 9770 | 10341 | 10997
Scenario 2: High TRC | SDG&E | Com | WaterHeat | Com - Health | Fuel Substitution | Incremental Measure Cost | 438188 | 496656 | 598676 | 598075 | 559333 | 221587 | 258440 | 298641 | 159323 | 183284 | 212314 | 236873 | 257564
Scenario 2: High TRC | SDG&E | Com | WaterHeat | Com - Health | Energy Efficiency | Admin | 157786 | 164125 | 170556 | 177985 | 184299 | 112281 | 115382 | 119808 | 78205 | 83954 | 90427 | 93943 | 98057
Scenario 2: High TRC | SDG&E | Com | WaterHeat | Com - Health | Energy Efficiency | Incentives | 0 | 0 | 0 | 0 | 0 | 0 | 0 | 0 | 0 | 0 | 0 | 0 | 0
Scenario 2: High TRC | SDG&E | Com | WaterHeat | Com - Health | Fuel Substitution | Admin | 145750 | 164804 | 184737 | 205789 | 227920 | 51395 | 61006 | 70638 | 79662 | 91642 | 106157 | 118436 | 128782
Scenario 2: High TRC | SDG&E | Com | WaterHeat | Com - Health | Fuel Substitution | Incentives | 47137 | 52424 | 57771 | 63221 | 68753 | 44238 | 51477 | 58432 | 64602 | 72857 | 82739 | 90497 | 96471
Scenario 2: High TRC | SDG&E | Com | FoodServ | Com - Health | Energy Efficiency | Admin | 76527 | 105568 | 115689 | 121000 | 126778 | 130910 | 131944 | 135853 | 140609 | 146829 | 154114 | 155243 | 157356
Scenario 2: High TRC | SDG&E | Com | FoodServ | Com - Health | Energy Efficiency | Incentives | 6789 | 9365 | 10263 | 10734 | 11247 | 11614 | 11705 | 12052 | 12474 | 13026 | 13672 | 13772 | 13960
Scenario 2: High TRC | SDG&E | Com | FoodServ | Com - Health | Energy Efficiency | Incremental Measure Cost | 109322 | 136470 | 149162 | 158789 | 172984 | 182576 | 187257 | 196325 | 206962 | 220197 | 235548 | 241572 | 249361
Scenario 2: High TRC | SDG&E | Com | FoodServ | Com - Health | Fuel Substitution | Admin | 1627 | 1941 | 2282 | 2641 | 3024 | 3421 | 3815 | 4211 | 4613 | 5017 | 5429 | 5855 | 6304
Scenario 2: High TRC | SDG&E | Com | FoodServ | Com - Health | Fuel Substitution | Incentives | 340 | 398 | 459 | 521 | 586 | 652 | 721 | 791 | 864 | 937 | 1012 | 1089 | 1170
Scenario 2: High TRC | SDG&E | Com | FoodServ | Com - Health | Fuel Substitution | Incremental Measure Cost | 3253 | 3882 | 4575 | 5295 | 6063 | 6882 | 7756 | 8683 | 9662 | 10695 | 11780 | 12931 | 14170
Scenario 2: High TRC | SDG&E | Com | Lighting | Com - Health | Energy Efficiency | Admin | 30024 | 30189 | 30379 | 30793 | 30943 | 31009 | 30435 | 30603 | 30992 | 31720 | 32681 | 32327 | 32245
Scenario 2: High TRC | SDG&E | Com | Lighting | Com - Health | Energy Efficiency | Incentives | 102983 | 105459 | 108094 | 111595 | 114243 | 116651 | 116709 | 119582 | 123391 | 128672 | 135067 | 136204 | 138492
Scenario 2: High TRC | SDG&E | Com | Lighting | Com - Health | Energy Efficiency | Incremental Measure Cost | 109136 | 111760 | 114552 | 118263 | 121069 | 123621 | 123683 | 126727 | 130764 | 136360 | 143137 | 144343 | 146767
Scenario 2: High TRC | PG&E | Com | AppPlug | Com - Lodging | Energy Efficiency | Admin | 2068200 | 2456855 | 2530712 | 2582047 | 2638520 | 2673980 | 2699428 | 2711745 | 2711175 | 2701284 | 1025881 | 1533588 | 7077428
Scenario 2: High TRC | PG&E | Com | AppPlug | Com - Lodging | Energy Efficiency | Incentives | 587 | 697 | 718 | 733 | 749 | 759 | 766 | 770 | 770 | 767 | 291 | 435 | 2009
Scenario 2: High TRC | PG&E | Com | AppPlug | Com - Lodging | Energy Efficiency | Incremental Measure Cost | 960037 | 1221530 | 1283302 | 1335756 | 1392106 | 1439125 | 1481900 | 1518440 | 1548439 | 1573422 | 584314 | 955540 | 4223538
Scenario 2: High TRC | PG&E | Com | BldgEnv | Com - Lodging | Energy Efficiency | Admin | 78456 | 74318 | 67151 | 57643 | 46789 | 35514 | 24704 | 14955 | 6594 | 2521 | 2568 | 2614 | 2655
Scenario 2: High TRC | PG&E | Com | BldgEnv | Com - Lodging | Energy Efficiency | Incremental Measure Cost | 117068 | 112942 | 103858 | 90638 | 74607 | 57231 | 39909 | 23709 | 9298 | 1729 | 1765 | 1803 | 1840
Scenario 2: High TRC | PG&E | Com | HVAC | Com - Lodging | Fuel Substitution | Incremental Measure Cost | 229718 | 252897 | 265114 | 285474 | 174213 | 7319 | 7795 | 8149 | 22 | 23 | 23 | 21 | 22
Scenario 2: High TRC | PG&E | Com | HVAC | Com - Lodging | Energy Efficiency | Admin | 267723 | 282911 | 296844 | 306742 | 319391 | 293231 | 301329 | 307501 | 173332 | 174521 | 178752 | 182776 | 186183
Scenario 2: High TRC | PG&E | Com | HVAC | Com - Lodging | Energy Efficiency | Incentives | 92311 | 97548 | 102352 | 105764 | 110126 | 101104 | 103896 | 106024 | 59761 | 60171 | 61629 | 63017 | 64191
Scenario 2: High TRC | PG&E | Com | HVAC | Com - Lodging | Energy Efficiency | Incremental Measure Cost | 1277270 | 1396803 | 1514006 | 1620770 | 1734234 | 1655542 | 1558594 | 1637195 | 1218379 | 1250503 | 1309767 | 1368268 | 1424712
Scenario 2: High TRC | PG&E | Com | HVAC | Com - Lodging | Fuel Substitution | Admin | 55405 | 60711 | 65766 | 70491 | 74819 | 825 | 862 | 883 | 3 | 3 | 3 | 2 | 2
Scenario 2: High TRC | PG&E | Com | HVAC | Com - Lodging | Fuel Substitution | Incentives | 9309 | 10050 | 10725 | 11323 | 11836 | 95 | 99 | 101 | 0 | 0 | 0 | 0 | 0
Scenario 2: High TRC | PG&E | Com | WaterHeat | Com - Lodging | Energy Efficiency | Incremental Measure Cost | 2026017 | 2188964 | 2345429 | 2519320 | 2701632 | 1964322 | 1183694 | 1271159 | 271962 | 425852 | 26001 | 387688 | 313069
Scenario 2: High TRC | PG&E | Com | WaterHeat | Com - Lodging | Fuel Substitution | Incremental Measure Cost | 461213 | 579825 | 730566 | 853732 | 972119 | 602259 | 249049 | 319347 | 185295 | 243132 | 317972 | 397489 | 481650
Scenario 2: High TRC | PG&E | Com | WaterHeat | Com - Lodging | Energy Efficiency | Admin | 2313910 | 2469247 | 2631587 | 2788343 | 2941510 | 1145156 | 1201067 | 1204624 | 579714 | 814601 | 49981 | 627638 | 490327
Scenario 2: High TRC | PG&E | Com | WaterHeat | Com - Lodging | Energy Efficiency | Incentives | 1 | 1 | 1 | 1 | 1 | 0 | 0 | 0 | 0 | 0 | 0 | 0 | 0
Scenario 2: High TRC | PG&E | Com | WaterHeat | Com - Lodging | Fuel Substitution | Admin | 115958 | 145780 | 182291 | 226850 | 280923 | 45016 | 58464 | 74466 | 92648 | 121566 | 158986 | 198744 | 240825
Scenario 2: High TRC | PG&E | Com | WaterHeat | Com - Lodging | Fuel Substitution | Incentives | 39416 | 48679 | 59632 | 72541 | 87681 | 44299 | 56405 | 70432 | 85904 | 110494 | 141655 | 173581 | 206176
Scenario 2: High TRC | PG&E | Com | FoodServ | Com - Lodging | Energy Efficiency | Admin | 331308 | 340964 | 350106 | 358024 | 366487 | 373389 | 379964 | 386182 | 391849 | 397803 | 403437 | 407585 | 419884
Scenario 2: High TRC | PG&E | Com | FoodServ | Com - Lodging | Energy Efficiency | Incentives | 40881 | 42073 | 43201 | 44178 | 45222 | 46073 | 46885 | 47652 | 48351 | 49086 | 49781 | 50293 | 51811
Scenario 2: High TRC | PG&E | Com | FoodServ | Com - Lodging | Energy Efficiency | Incremental Measure Cost | 493759 | 517457 | 541554 | 564915 | 590148 | 614010 | 638334 | 663050 | 687759 | 713837 | 740199 | 763969 | 807396
Scenario 2: High TRC | PG&E | Com | FoodServ | Com - Lodging | Fuel Substitution | Admin | 880 | 993 | 1108 | 1222 | 1346 | 1471 | 1603 | 1740 | 1882 | 2031 | 2187 | 2353 | 2534
Scenario 2: High TRC | PG&E | Com | FoodServ | Com - Lodging | Fuel Substitution | Incentives | 158 | 178 | 198 | 219 | 240 | 262 | 286 | 310 | 334 | 360 | 388 | 417 | 448
Scenario 2: High TRC | PG&E | Com | FoodServ | Com - Lodging | Fuel Substitution | Incremental Measure Cost | 2110 | 2425 | 2759 | 3103 | 3480 | 3876 | 4306 | 4763 | 5249 | 5770 | 6333 | 6946 | 7622
Scenario 2: High TRC | PG&E | Com | Lighting | Com - Lodging | Energy Efficiency | Admin | 0 | 0 | 0 | 0 | 0 | 0 | 0 | 0 | 0 | 0 | 0 | 0 | 0
Scenario 2: High TRC | PG&E | Com | Lighting | Com - Lodging | Energy Efficiency | Incentives | 0 | 0 | 0 | 0 | 0 | 0 | 0 | 0 | 0 | 0 | 0 | 0 | 0
Scenario 2: High TRC | PG&E | Com | Lighting | Com - Lodging | Energy Efficiency | Incremental Measure Cost | 0 | 0 | 0 | 0 | 0 | 0 | 0 | 0 | 0 | 0 | 0 | 0 | 0
Scenario 2: High TRC | SCE | Com | BldgEnv | Com - Lodging | Energy Efficiency | Admin | 37 | 45 | 54 | 66 | 79 | 95 | 114 | 136 | 1 | 0 | 0 | 0 | 0
Scenario 2: High TRC | SCE | Com | BldgEnv | Com - Lodging | Energy Efficiency | Incremental Measure Cost | 639 | 791 | 977 | 1203 | 1479 | 1813 | 2216 | 2699 | 13 | 0 | 0 | 0 | 0
Scenario 2: High TRC | SCE | Com | HVAC | Com - Lodging | Energy Efficiency | Admin | 70671 | 75497 | 80447 | 92074 | 107226 | 115733 | 122753 | 148053 | 65167 | 48339 | 49109 | 49834 | 50525
Scenario 2: High TRC | SCE | Com | HVAC | Com - Lodging | Energy Efficiency | Incentives | 29922 | 33106 | 36504 | 43791 | 55009 | 61745 | 67495 | 77055 | 27235 | 14911 | 15451 | 15993 | 16539
Scenario 2: High TRC | SCE | Com | HVAC | Com - Lodging | Energy Efficiency | Incremental Measure Cost | 71864 | 79510 | 87671 | 105173 | 132116 | 148293 | 162102 | 185063 | 65410 | 35811 | 37109 | 38411 | 39722
Scenario 2: High TRC | SCE | Com | HVAC | Com - Lodging | Fuel Substitution | Admin | 24418 | 24957 | 25253 | 25379 | 25387 | 0 | 0 | 0 | 0 | 0 | 0 | 0 | 0
Scenario 2: High TRC | SCE | Com | HVAC | Com - Lodging | Fuel Substitution | Incentives | 1968 | 2012 | 2037 | 2048 | 2050 | 115 | 116 | 116 | 69 | 69 | 69 | 69 | 68
Scenario 2: High TRC | SCE | Com | WaterHeat | Com - Lodging | Energy Efficiency | Admin | 387 | 472 | 573 | 694 | 840 | 1015 | 1224 | 1474 | 1772 | 2127 | 2552 | 3059 | 3664
Scenario 2: High TRC | SCE | Com | WaterHeat | Com - Lodging | Energy Efficiency | Incentives | 9 | 11 | 13 | 17 | 20 | 25 | 31 | 38 | 47 | 57 | 70 | 85 | 104
Scenario 2: High TRC | SCE | Com | WaterHeat | Com - Lodging | Energy Efficiency | Incremental Measure Cost | 12 | 15 | 18 | 22 | 28 | 34 | 42 | 52 | 63 | 78 | 95 | 116 | 142
Scenario 2: High TRC | SCE | Com | WaterHeat | Com - Lodging | Fuel Substitution | Admin | 299594 | 307283 | 314807 | 323859 | 334802 | 0 | 0 | 0 | 0 | 0 | 0 | 0 | 0
Scenario 2: High TRC | SCE | Com | WaterHeat | Com - Lodging | Fuel Substitution | Incentives | 188560 | 189084 | 189387 | 190773 | 193457 | 78153 | 95999 | 112882 | 126414 | 136225 | 142950 | 147423 | 150326
Scenario 2: High TRC | SCE | Com | FoodServ | Com - Lodging | Energy Efficiency | Admin | 17478 | 62060 | 70635 | 71758 | 73049 | 127975 | 141563 | 144480 | 146805 | 148704 | 150472 | 152049 | 153506
Scenario 2: High TRC | SCE | Com | FoodServ | Com - Lodging | Energy Efficiency | Incentives | 10613 | 23650 | 26863 | 27927 | 29108 | 70224 | 80731 | 83340 | 85566 | 87517 | 89390 | 91151 | 92851
Scenario 2: High TRC | SCE | Com | FoodServ | Com - Lodging | Energy Efficiency | Incremental Measure Cost | 16933 | 37733 | 42858 | 44557 | 46441 | 112057 | 130258 | 135974 | 141172 | 146006 | 150790 | 155460 | 160099
Scenario 2: High TRC | SCE | Com | FoodServ | Com - Lodging | Fuel Substitution | Admin | 817 | 952 | 1087 | 1224 | 1362 | 1504 | 1647 | 1793 | 1945 | 2102 | 2263 | 2431 | 2614
Scenario 2: High TRC | SCE | Com | FoodServ | Com - Lodging | Fuel Substitution | Incentives | 89485 | 104249 | 119072 | 133980 | 149129 | 164630 | 180317 | 196215 | 212815 | 229966 | 247491 | 265944 | 286077
Scenario 2: High TRC | SCE | Com | Lighting | Com - Lodging | Energy Efficiency | Admin | 0 | 0 | 0 | 0 | 0 | 0 | 0 | 0 | 0 | 0 | 0 | 0 | 0
Scenario 2: High TRC | SCE | Com | Lighting | Com - Lodging | Energy Efficiency | Incentives | 0 | 0 | 0 | 0 | 0 | 0 | 0 | 0 | 0 | 0 | 0 | 0 | 0
Scenario 2: High TRC | SCE | Com | Lighting | Com - Lodging | Energy Efficiency | Incremental Measure Cost | 0 | 0 | 0 | 0 | 0 | 0 | 0 | 0 | 0 | 0 | 0 | 0 | 0
Scenario 2: High TRC | SCG | Com | AppPlug | Com - Lodging | Energy Efficiency | Admin | 1059263 | 1166890 | 1270835 | 1350280 | 1404178 | 1449318 | 1482492 | 1501162 | 1502065 | 1485580 | 1453782 | 1406095 | 1345187
Scenario 2: High TRC | SCG | Com | AppPlug | Com - Lodging | Energy Efficiency | Incentives | 270066 | 297506 | 324008 | 344263 | 358005 | 369513 | 377971 | 382731 | 382962 | 378759 | 370651 | 358493 | 342965
Scenario 2: High TRC | SCG | Com | AppPlug | Com - Lodging | Energy Efficiency | Incremental Measure Cost | 1371948 | 1539908 | 1709094 | 1843843 | 1957611 | 2062679 | 2153679 | 2225818 | 2272967 | 2294005 | 2290420 | 2259894 | 2204949
Scenario 2: High TRC | SCG | Com | BldgEnv | Com - Lodging | Energy Efficiency | Admin | 113 | 138 | 166 | 200 | 241 | 289 | 346 | 412 | 847 | 997 | 1167 | 1355 | 1558
Scenario 2: High TRC | SCG | Com | BldgEnv | Com - Lodging | Energy Efficiency | Incentives | 2 | 2 | 2 | 3 | 3 | 4 | 5 | 5 | 11 | 13 | 15 | 18 | 21
Scenario 2: High TRC | SCG | Com | BldgEnv | Com - Lodging | Energy Efficiency | Incremental Measure Cost | 914 | 1129 | 1391 | 1711 | 2098 | 2567 | 3129 | 3799 | 8395 | 10089 | 12043 | 14260 | 16724
Scenario 2: High TRC | SCG | Com | HVAC | Com - Lodging | Fuel Substitution | Incremental Measure Cost | 337906 | 352517 | 337362 | 346078 | 340892 | 44764 | 46167 | 47297 | 28597 | 29085 | 29521 | 29925 | 30310
Scenario 2: High TRC | SCG | Com | HVAC | Com - Lodging | Energy Efficiency | Incremental Measure Cost | 1618405 | 1675202 | 1705274 | 1703905 | 1675003 | 1407366 | 1105394 | 1000803 | 179848 | 184503 | 188382 | 192088 | 195858
Scenario 2: High TRC | SCG | Com | HVAC | Com - Lodging | Energy Efficiency | Admin | 141063 | 143222 | 142657 | 139121 | 133071 | 108340 | 98270 | 87223 | 15370 | 15499 | 15505 | 15493 | 15480
Scenario 2: High TRC | SCG | Com | HVAC | Com - Lodging | Energy Efficiency | Incentives | 13404 | 13609 | 13555 | 13219 | 12644 | 10294 | 9337 | 8288 | 1460 | 1473 | 1473 | 1472 | 1471
Scenario 2: High TRC | SCG | Com | WaterHeat | Com - Lodging | Energy Efficiency | Incremental Measure Cost | 5175315 | 4390808 | 3585027 | 3039488 | 2670762 | 1364160 | 171678 | 158368 | 27137 | 23784 | 21119 | 18967 | 17200
Scenario 2: High TRC | SCG | Com | WaterHeat | Com - Lodging | Fuel Substitution | Incremental Measure Cost | 1857679 | 1905611 | 1872077 | 1840375 | 1751940 | 898900 | 423220 | 479217 | 250298 | 275124 | 294485 | 309780 | 322201
Scenario 2: High TRC | SCG | Com | WaterHeat | Com - Lodging | Energy Efficiency | Admin | 1210529 | 1124861 | 1047164 | 988065 | 949627 | 51307 | 31747 | 28398 | 15541 | 13925 | 12566 | 11408 | 10410
Scenario 2: High TRC | SCG | Com | WaterHeat | Com - Lodging | Energy Efficiency | Incentives | 1 | 1 | 1 | 1 | 1 | 0 | 0 | 0 | 0 | 0 | 0 | 0 | 0
Scenario 2: High TRC | SCG | Com | WholeBlg | Com - Lodging | Energy Efficiency | Incentives | 0 | 0 | 0 | 0 | 0 | 0 | 0 | 0 | 0 | 0 | 0 | 0 | 0
Scenario 2: High TRC | SCG | Com | WholeBlg | Com - Lodging | Energy Efficiency | Incremental Measure Cost | 0 | 0 | 0 | 0 | 0 | 0 | 0 | 0 | 0 | 0 | 0 | 0 | 0
Scenario 2: High TRC | SCG | Com | FoodServ | Com - Lodging | Energy Efficiency | Admin | 117102 | 123450 | 129712 | 135650 | 141567 | 147335 | 152913 | 158275 | 163059 | 167437 | 194581 | 207227 | 212385
Scenario 2: High TRC | SCG | Com | FoodServ | Com - Lodging | Energy Efficiency | Incentives | 116292 | 123139 | 129955 | 136228 | 142320 | 148277 | 154058 | 159631 | 164627 | 169220 | 196142 | 208852 | 214210
Scenario 2: High TRC | SCG | Com | FoodServ | Com - Lodging | Energy Efficiency | Incremental Measure Cost | 342091 | 368340 | 395235 | 421967 | 449519 | 477441 | 505615 | 533954 | 561288 | 588175 | 985761 | 1167737 | 1242896
Scenario 2: High TRC | SCG | Com | FoodServ | Com - Lodging | Fuel Substitution | Incremental Measure Cost | 4836 | 5744 | 6690 | 7676 | 8714 | 9816 | 10967 | 12174 | 13471 | 14853 | 16311 | 17881 | 19611
Scenario 2: High TRC | SDG&E | Com | AppPlug | Com - Lodging | Energy Efficiency | Admin | 133434 | 145418 | 158037 | 176841 | 187373 | 293821 | 744704 | 793481 | 844498 | 892666 | 929336 | 948690 | 967918
Scenario 2: High TRC | SDG&E | Com | AppPlug | Com - Lodging | Energy Efficiency | Incentives | 22 | 24 | 26 | 30 | 31 | 49 | 124 | 133 | 141 | 149 | 155 | 159 | 162
Scenario 2: High TRC | SDG&E | Com | AppPlug | Com - Lodging | Energy Efficiency | Incremental Measure Cost | 49888 | 55457 | 61475 | 70167 | 75833 | 135556 | 329252 | 357664 | 388027 | 418136 | 443978 | 462534 | 481480
Scenario 2: High TRC | SDG&E | Com | BldgEnv | Com - Lodging | Energy Efficiency | Admin | 3 | 3 | 3 | 3 | 3 | 3 | 3 | 3 | 1 | 1 | 1 | 1 | 1
Scenario 2: High TRC | SDG&E | Com | BldgEnv | Com - Lodging | Energy Efficiency | Incentives | 0 | 0 | 0 | 0 | 0 | 0 | 0 | 0 | 0 | 0 | 0 | 0 | 0
Scenario 2: High TRC | SDG&E | Com | BldgEnv | Com - Lodging | Energy Efficiency | Incremental Measure Cost | 8 | 8 | 8 | 8 | 8 | 8 | 8 | 8 | 1 | 1 | 1 | 1 | 1
Scenario 2: High TRC | SDG&E | Com | HVAC | Com - Lodging | Fuel Substitution | Incremental Measure Cost | 43 | 48 | 50 | 56 | 60 | 0 | 0 | 0 | 0 | 0 | 0 | 0 | 0
Scenario 2: High TRC | SDG&E | Com | HVAC | Com - Lodging | Energy Efficiency | Admin | 28067 | 30372 | 32207 | 34024 | 35519 | 28739 | 29853 | 30959 | 6616 | 6322 | 6594 | 6745 | 6957
Scenario 2: High TRC | SDG&E | Com | HVAC | Com - Lodging | Energy Efficiency | Incentives | 27331 | 31901 | 35375 | 38564 | 41525 | 34156 | 36696 | 39356 | 8153 | 7029 | 7653 | 8031 | 8488
Scenario 2: High TRC | SDG&E | Com | HVAC | Com - Lodging | Energy Efficiency | Incremental Measure Cost | 81897 | 94488 | 104549 | 114169 | 123127 | 107534 | 88132 | 94521 | 19581 | 16880 | 18380 | 19288 | 20385
Scenario 2: High TRC | SDG&E | Com | HVAC | Com - Lodging | Fuel Substitution | Admin | 12 | 13 | 15 | 16 | 18 | 0 | 0 | 0 | 0 | 0 | 0 | 0 | 0
Scenario 2: High TRC | SDG&E | Com | HVAC | Com - Lodging | Fuel Substitution | Incentives | 34 | 38 | 42 | 45 | 50 | 0 | 0 | 0 | 0 | 0 | 0 | 0 | 0
Scenario 2: High TRC | SDG&E | Com | WaterHeat | Com - Lodging | Energy Efficiency | Incremental Measure Cost | 428501 | 440821 | 449858 | 465889 | 478457 | 300278 | 112157 | 113349 | 1830 | 1946 | 2063 | 2185 | 2313
Scenario 2: High TRC | SDG&E | Com | WaterHeat | Com - Lodging | Fuel Substitution | Incremental Measure Cost | 663771 | 745445 | 872111 | 891312 | 871963 | 509933 | 265923 | 305368 | 162133 | 184934 | 212417 | 235352 | 254421
Scenario 2: High TRC | SDG&E | Com | WaterHeat | Com - Lodging | Energy Efficiency | Admin | 567223 | 574364 | 581963 | 593405 | 599612 | 92128 | 92221 | 92342 | 18120 | 19032 | 19917 | 20808 | 21726
Scenario 2: High TRC | SDG&E | Com | WaterHeat | Com - Lodging | Energy Efficiency | Incentives | 0 | 0 | 0 | 0 | 0 | 0 | 0 | 0 | 0 | 0 | 0 | 0 | 0
Scenario 2: High TRC | SDG&E | Com | WaterHeat | Com - Lodging | Fuel Substitution | Admin | 166666 | 187155 | 208368 | 230522 | 253553 | 53174 | 62736 | 72249 | 81066 | 92467 | 106209 | 117676 | 127211
Scenario 2: High TRC | SDG&E | Com | WaterHeat | Com - Lodging | Fuel Substitution | Incentives | 63081 | 69723 | 76363 | 83045 | 89742 | 55234 | 63885 | 72126 | 79339 | 88719 | 99903 | 108517 | 115007
Scenario 2: High TRC | SDG&E | Com | FoodServ | Com - Lodging | Energy Efficiency | Admin | 73357 | 111020 | 120858 | 125443 | 130721 | 135136 | 138878 | 142513 | 146290 | 149853 | 153032 | 156119 | 159291
Scenario 2: High TRC | SDG&E | Com | FoodServ | Com - Lodging | Energy Efficiency | Incentives | 6508 | 9849 | 10722 | 11129 | 11597 | 11988 | 12320 | 12643 | 12978 | 13294 | 13576 | 13850 | 14131
Scenario 2: High TRC | SDG&E | Com | FoodServ | Com - Lodging | Energy Efficiency | Incremental Measure Cost | 99749 | 133150 | 145069 | 153444 | 167264 | 176913 | 185330 | 193878 | 202919 | 211948 | 220707 | 229620 | 238962
Scenario 2: High TRC | SDG&E | Com | FoodServ | Com - Lodging | Fuel Substitution | Admin | 2140 | 2535 | 2954 | 3395 | 3859 | 4332 | 4790 | 5251 | 5711 | 6163 | 6618 | 7077 | 7539
Scenario 2: High TRC | SDG&E | Com | FoodServ | Com - Lodging | Fuel Substitution | Incentives | 436 | 507 | 580 | 654 | 729 | 806 | 884 | 964 | 1044 | 1125 | 1207 | 1289 | 1372
Scenario 2: High TRC | SDG&E | Com | FoodServ | Com - Lodging | Fuel Substitution | Incremental Measure Cost | 4280 | 5070 | 5912 | 6794 | 7725 | 8704 | 9736 | 10820 | 11956 | 13143 | 14380 | 15664 | 17000
Scenario 2: High TRC | PG&E | Com | BldgEnv | Com - Office (Large) | Energy Efficiency | Admin | 3128 | 3244 | 3378 | 3471 | 3575 | 3651 | 3736 | 3774 | 3770 | 3791 | 3794 | 3793 | 3791
Scenario 2: High TRC | PG&E | Com | BldgEnv | Com - Office (Large) | Energy Efficiency | Incremental Measure Cost | 8112 | 8352 | 8640 | 8866 | 9123 | 9340 | 9586 | 9747 | 9829 | 9968 | 10075 | 10180 | 10287
Scenario 2: High TRC | PG&E | Com | HVAC | Com - Office (Large) | Energy Efficiency | Admin | 525521 | 568517 | 597097 | 611740 | 624258 | 93931 | 95218 | 95656 | 92991 | 3393 | 3397 | 3397 | 47032
Scenario 2: High TRC | PG&E | Com | HVAC | Com - Office (Large) | Energy Efficiency | Incentives | 181218 | 196043 | 205898 | 210947 | 215264 | 32386 | 32830 | 32981 | 32063 | 1170 | 1171 | 1171 | 16217
Scenario 2: High TRC | PG&E | Com | HVAC | Com - Office (Large) | Energy Efficiency | Incremental Measure Cost | 4708640 | 5208058 | 5587578 | 5844111 | 6087409 | 3788859 | 885192 | 910435 | 925203 | 17938 | 18333 | 18710 | 478976
Scenario 2: High TRC | PG&E | Com | HVAC | Com - Office (Large) | Fuel Substitution | Admin | 13 | 64 | 67 | 69 | 70 | 0 | 0 | 0 | 0 | 0 | 0 | 0 | 0
Scenario 2: High TRC | PG&E | Com | HVAC | Com - Office (Large) | Fuel Substitution | Incentives | 2 | 7 | 8 | 8 | 8 | 0 | 0 | 0 | 0 | 0 | 0 | 0 | 0
Scenario 2: High TRC | PG&E | Com | HVAC | Com - Office (Large) | Fuel Substitution | Incremental Measure Cost | 62 | 388 | 412 | 433 | 450 | 0 | 0 | 0 | 0 | 0 | 0 | 0 | 0
Scenario 2: High TRC | PG&E | Com | WaterHeat | Com - Office (Large) | Energy Efficiency | Incremental Measure Cost | 1331993 | 1420380 | 1445438 | 1414935 | 1318442 | 853252 | 370370 | 199903 | 29800 | 38910 | 36102 | 33511 | 31122
Scenario 2: High TRC | PG&E | Com | WaterHeat | Com - Office (Large) | Fuel Substitution | Incremental Measure Cost | 153904 | 193154 | 245929 | 264159 | 233257 | 94199 | 120156 | 152849 | 123938 | 165208 | 214640 | 266616 | 320984
Scenario 2: High TRC | PG&E | Com | WaterHeat | Com - Office (Large) | Energy Efficiency | Admin | 2065073 | 2186049 | 2189109 | 2049331 | 1775744 | 1140966 | 749529 | 395600 | 63536 | 74544 | 67868 | 61835 | 56394
Scenario 2: High TRC | PG&E | Com | WaterHeat | Com - Office (Large) | Energy Efficiency | Incentives | 1 | 1 | 1 | 1 | 1 | 0 | 0 | 0 | 0 | 0 | 0 | 0 | 0
Scenario 2: High TRC | PG&E | Com | WaterHeat | Com - Office (Large) | Fuel Substitution | Admin | 42861 | 53536 | 66268 | 81400 | 99298 | 30918 | 39765 | 50205 | 61969 | 82604 | 107320 | 133308 | 160492
Scenario 2: High TRC | PG&E | Com | WaterHeat | Com - Office (Large) | Fuel Substitution | Incentives | 8004 | 9849 | 11996 | 14487 | 17363 | 11820 | 14901 | 18440 | 22311 | 29152 | 37126 | 45206 | 53349
Scenario 2: High TRC | PG&E | Com | WholeBlg | Com - Office (Large) | Energy Efficiency | Admin | 2761344 | 2829153 | 2891265 | 2960750 | 3039520 | 3123580 | 3223805 | 3248297 | 3346793 | 3505239 | 3599769 | 3675029 | 3756548
Scenario 2: High TRC | PG&E | Com | WholeBlg | Com - Office (Large) | Energy Efficiency | Incentives | 0 | 0 | 0 | 0 | 0 | 0 | 0 | 0 | 0 | 0 | 0 | 0 | 0
Scenario 2: High TRC | PG&E | Com | WholeBlg | Com - Office (Large) | Energy Efficiency | Incremental Measure Cost | 0 | 0 | 0 | 0 | 0 | 0 | 0 | 0 | 0 | 0 | 0 | 0 | 0
Scenario 2: High TRC | PG&E | Com | FoodServ | Com - Office (Large) | Energy Efficiency | Admin | 3182 | 3198 | 3221 | 3238 | 3260 | 3279 | 3303 | 3320 | 3332 | 3350 | 3367 | 3385 | 3404
Scenario 2: High TRC | PG&E | Com | FoodServ | Com - Office (Large) | Energy Efficiency | Incentives | 392 | 394 | 397 | 399 | 402 | 405 | 407 | 410 | 411 | 413 | 415 | 418 | 420
Scenario 2: High TRC | PG&E | Com | FoodServ | Com - Office (Large) | Energy Efficiency | Incremental Measure Cost | 4530 | 4643 | 4770 | 4892 | 5023 | 5154 | 5296 | 5430 | 5558 | 5700 | 5843 | 5992 | 6146
Scenario 2: High TRC | PG&E | Com | Lighting | Com - Office (Large) | Energy Efficiency | Admin | 0 | 0 | 0 | 0 | 0 | 0 | 0 | 0 | 0 | 0 | 0 | 0 | 0
Scenario 2: High TRC | PG&E | Com | Lighting | Com - Office (Large) | Energy Efficiency | Incentives | 0 | 0 | 0 | 0 | 0 | 0 | 0 | 0 | 0 | 0 | 0 | 0 | 0
Scenario 2: High TRC | PG&E | Com | Lighting | Com - Office (Large) | Energy Efficiency | Incremental Measure Cost | 0 | 0 | 0 | 0 | 0 | 0 | 0 | 0 | 0 | 0 | 0 | 0 | 0
Scenario 2: High TRC | SCE | Com | BldgEnv | Com - Office (Large) | Energy Efficiency | Admin | 529 | 546 | 559 | 572 | 588 | 602 | 610 | 617 | 618 | 0 | 0 | 0 | 0
Scenario 2: High TRC | SCE | Com | BldgEnv | Com - Office (Large) | Energy Efficiency | Incremental Measure Cost | 7969 | 8151 | 8304 | 8464 | 8668 | 8862 | 9004 | 9150 | 9227 | 0 | 0 | 0 | 0
Scenario 2: High TRC | SCE | Com | HVAC | Com - Office (Large) | Energy Efficiency | Admin | 22914 | 23426 | 23869 | 24288 | 24729 | 25134 | 25463 | 25778 | 26009 | 26194 | 26392 | 26545 | 26701
Scenario 2: High TRC | SCE | Com | HVAC | Com - Office (Large) | Energy Efficiency | Incentives | 11904 | 12414 | 12901 | 13390 | 13906 | 14416 | 14897 | 15383 | 15831 | 16263 | 16713 | 17147 | 17592
Scenario 2: High TRC | SCE | Com | HVAC | Com - Office (Large) | Energy Efficiency | Incremental Measure Cost | 28590 | 29814 | 30984 | 32159 | 33398 | 34624 | 35778 | 36945 | 38022 | 39058 | 40140 | 41181 | 42252
Scenario 2: High TRC | SCE | Com | HVAC | Com - Office (Large) | Fuel Substitution | Admin | 17 | 17 | 17 | 98 | 96 | 0 | 0 | 0 | 0 | 0 | 0 | 0 | 0
Scenario 2: High TRC | SCE | Com | HVAC | Com - Office (Large) | Fuel Substitution | Incentives | 2 | 2 | 2 | 7 | 7 | 0 | 0 | 0 | 0 | 0 | 0 | 0 | 0
Scenario 2: High TRC | SCE | Com | WaterHeat | Com - Office (Large) | Energy Efficiency | Admin | 1092 | 1326 | 1603 | 1933 | 2329 | 2802 | 3359 | 4025 | 4808 | 5734 | 6840 | 8146 | 9699
Scenario 2: High TRC | SCE | Com | WaterHeat | Com - Office (Large) | Energy Efficiency | Incentives | 64 | 79 | 97 | 120 | 147 | 180 | 220 | 269 | 328 | 399 | 486 | 590 | 717
Scenario 2: High TRC | SCE | Com | WaterHeat | Com - Office (Large) | Energy Efficiency | Incremental Measure Cost | 87 | 107 | 132 | 163 | 200 | 245 | 300 | 367 | 447 | 544 | 662 | 804 | 976
Scenario 2: High TRC | SCE | Com | WaterHeat | Com - Office (Large) | Fuel Substitution | Admin | 127572 | 129295 | 132744 | 136633 | 140649 | 0 | 0 | 0 | 0 | 0 | 0 | 0 | 0
Scenario 2: High TRC | SCE | Com | WaterHeat | Com - Office (Large) | Fuel Substitution | Incentives | 46441 | 46224 | 46618 | 47135 | 47660 | 23368 | 28640 | 33521 | 37329 | 39987 | 41705 | 42731 | 43270
Scenario 2: High TRC | SCE | Com | FoodServ | Com - Office (Large) | Energy Efficiency | Admin | 0 | 9137 | 11464 | 11487 | 11535 | 11585 | 11622 | 11667 | 11693 | 11714 | 11748 | 11774 | 11809
Scenario 2: High TRC | SCE | Com | FoodServ | Com - Office (Large) | Energy Efficiency | Incentives | 0 | 2567 | 3286 | 3358 | 3439 | 3523 | 3605 | 3692 | 3774 | 3856 | 3945 | 4033 | 4126
Scenario 2: High TRC | SCE | Com | FoodServ | Com - Office (Large) | Energy Efficiency | Incremental Measure Cost | 0 | 4096 | 5242 | 5357 | 5487 | 5622 | 5752 | 5890 | 6021 | 6153 | 6294 | 6434 | 6582
Scenario 2: High TRC | SCE | Com | Lighting | Com - Office (Large) | Energy Efficiency | Admin | 0 | 0 | 0 | 0 | 0 | 0 | 0 | 46800 | 20110 | 0 | 0 | 0 | 0
Scenario 2: High TRC | SCE | Com | Lighting | Com - Office (Large) | Energy Efficiency | Incentives | 0 | 0 | 0 | 0 | 0 | 0 | 0 | 1 | 0 | 0 | 0 | 0 | 0
Scenario 2: High TRC | SCE | Com | Lighting | Com - Office (Large) | Energy Efficiency | Incremental Measure Cost | 0 | 0 | 0 | 0 | 0 | 0 | 0 | 135836 | 59535 | 0 | 0 | 0 | 0
Scenario 2: High TRC | SCG | Com | BldgEnv | Com - Office (Large) | Energy Efficiency | Admin | 1181 | 1215 | 1239 | 1262 | 1288 | 1312 | 1327 | 1339 | 1337 | 1330 | 1326 | 1316 | 1307
Scenario 2: High TRC | SCG | Com | BldgEnv | Com - Office (Large) | Energy Efficiency | Incentives | 16 | 17 | 17 | 17 | 18 | 18 | 18 | 18 | 18 | 18 | 18 | 18 | 18
Scenario 2: High TRC | SCG | Com | BldgEnv | Com - Office (Large) | Energy Efficiency | Incremental Measure Cost | 13445 | 13687 | 13875 | 14070 | 14304 | 14540 | 14713 | 14879 | 14949 | 14983 | 15047 | 15063 | 15091
Scenario 2: High TRC | SCG | Com | HVAC | Com - Office (Large) | Energy Efficiency | Incremental Measure Cost | 6352184 | 6477503 | 6586475 | 6703599 | 6838887 | 3492371 | 2674 | 2690 | 2686 | 2678 | 2682 | 2678 | 2682
Scenario 2: High TRC | SCG | Com | HVAC | Com - Office (Large) | Energy Efficiency | Admin | 271705 | 271647 | 270800 | 270210 | 270258 | 118 | 116 | 114 | 112 | 109 | 108 | 105 | 103
Scenario 2: High TRC | SCG | Com | HVAC | Com - Office (Large) | Energy Efficiency | Incentives | 25817 | 25811 | 25731 | 25675 | 25679 | 11 | 11 | 11 | 11 | 10 | 10 | 10 | 10
Scenario 2: High TRC | SCG | Com | HVAC | Com - Office (Large) | Fuel Substitution | Incremental Measure Cost | 289 | 295 | 299 | 1694 | 1685 | 0 | 0 | 0 | 0 | 0 | 0 | 0 | 0
Scenario 2: High TRC | SCG | Com | WaterHeat | Com - Office (Large) | Energy Efficiency | Incremental Measure Cost | 891856 | 898225 | 841893 | 854200 | 863269 | 442904 | 62274 | 60443 | 52994 | 49117 | 45526 | 42197 | 39114
Scenario 2: High TRC | SCG | Com | WaterHeat | Com - Office (Large) | Fuel Substitution | Incremental Measure Cost | 802365 | 814617 | 778712 | 734328 | 581295 | 213405 | 225513 | 259913 | 191433 | 209187 | 222550 | 232596 | 240246
Scenario 2: High TRC | SCG | Com | WaterHeat | Com - Office (Large) | Energy Efficiency | Admin | 223074 | 215642 | 208328 | 201869 | 196371 | 46535 | 42273 | 38773 | 34830 | 31648 | 28757 | 26131 | 23745
Scenario 2: High TRC | SCG | Com | WaterHeat | Com - Office (Large) | Energy Efficiency | Incentives | 0 | 0 | 0 | 0 | 0 | 0 | 0 | 0 | 0 | 0 | 0 | 0 | 0
Scenario 2: High TRC | SCG | Com | WholeBlg | Com - Office (Large) | Energy Efficiency | Admin | 192859 | 193822 | 194204 | 195005 | 195937 | 196799 | 197969 | 198754 | 199481 | 201005 | 201208 | 200854 | 200602
Scenario 2: High TRC | SCG | Com | WholeBlg | Com - Office (Large) | Energy Efficiency | Incentives | 0 | 0 | 0 | 0 | 0 | 0 | 0 | 0 | 0 | 0 | 0 | 0 | 0
Scenario 2: High TRC | SCG | Com | WholeBlg | Com - Office (Large) | Energy Efficiency | Incremental Measure Cost | 0 | 0 | 0 | 0 | 0 | 0 | 0 | 0 | 0 | 0 | 0 | 0 | 0
Scenario 2: High TRC | SDG&E | Com | BldgEnv | Com - Office (Large) | Energy Efficiency | Admin | 59 | 56 | 69 | 65 | 62 | 60 | 57 | 54 | 41 | 39 | 37 | 36 | 34
Scenario 2: High TRC | SDG&E | Com | BldgEnv | Com - Office (Large) | Energy Efficiency | Incentives | 5 | 5 | 6 | 6 | 5 | 5 | 5 | 5 | 4 | 3 | 3 | 3 | 3
Scenario 2: High TRC | SDG&E | Com | BldgEnv | Com - Office (Large) | Energy Efficiency | Incremental Measure Cost | 747 | 724 | 792 | 769 | 745 | 723 | 701 | 680 | 584 | 566 | 549 | 532 | 516
Scenario 2: High TRC | SDG&E | Com | HVAC | Com - Office (Large) | Energy Efficiency | Admin | 108 | 114 | 120 | 35854 | 56353 | 139 | 146 | 153 | 158 | 164 | 169 | 175 | 180
Scenario 2: High TRC | SDG&E | Com | HVAC | Com - Office (Large) | Energy Efficiency | Incentives | 138 | 149 | 161 | 43557 | 69820 | 198 | 212 | 225 | 238 | 252 | 265 | 279 | 294
Scenario 2: High TRC | SDG&E | Com | HVAC | Com - Office (Large) | Energy Efficiency | Incremental Measure Cost | 115233 | 127211 | 139811 | 257405 | 334141 | 182302 | 508 | 541 | 572 | 605 | 637 | 671 | 705
Scenario 2: High TRC | SDG&E | Com | WaterHeat | Com - Office (Large) | Energy Efficiency | Incremental Measure Cost | 113101 | 115876 | 116243 | 119179 | 121718 | 76824 | 31022 | 30623 | 7244 | 7785 | 8342 | 8926 | 9536
Scenario 2: High TRC | SDG&E | Com | WaterHeat | Com - Office (Large) | Fuel Substitution | Incremental Measure Cost | 169695 | 190593 | 234908 | 223851 | 174237 | 85473 | 89209 | 102219 | 75357 | 88117 | 100951 | 111518 | 120122
Scenario 2: High TRC | SDG&E | Com | WaterHeat | Com - Office (Large) | Energy Efficiency | Admin | 143881 | 142960 | 142045 | 141237 | 140318 | 88071 | 86725 | 85420 | 33654 | 35457 | 37251 | 39075 | 40926
Scenario 2: High TRC | SDG&E | Com | WaterHeat | Com - Office (Large) | Energy Efficiency | Incentives | 0 | 0 | 0 | 0 | 0 | 0 | 0 | 0 | 0 | 0 | 0 | 0 | 0
Scenario 2: High TRC | SDG&E | Com | WaterHeat | Com - Office (Large) | Fuel Substitution | Admin | 47354 | 53135 | 59104 | 65296 | 71715 | 25360 | 29621 | 33824 | 37678 | 44058 | 50476 | 55759 | 60061
Scenario 2: High TRC | SDG&E | Com | WaterHeat | Com - Office (Large) | Fuel Substitution | Incentives | 9422 | 10378 | 11328 | 12277 | 13225 | 10204 | 11682 | 13076 | 14279 | 16368 | 18384 | 19909 | 21024
Scenario 2: High TRC | SDG&E | Com | FoodServ | Com - Office (Large) | Energy Efficiency | Admin | 996 | 1021 | 1045 | 1068 | 1088 | 1112 | 1136 | 1158 | 1175 | 1193 | 1209 | 1226 | 1242
Scenario 2: High TRC | SDG&E | Com | FoodServ | Com - Office (Large) | Energy Efficiency | Incentives | 88 | 91 | 93 | 95 | 97 | 99 | 101 | 103 | 104 | 106 | 107 | 109 | 110
Scenario 2: High TRC | SDG&E | Com | FoodServ | Com - Office (Large) | Energy Efficiency | Incremental Measure Cost | 1048 | 1096 | 1144 | 1193 | 1240 | 1292 | 1347 | 1400 | 1449 | 1501 | 1552 | 1604 | 1658
Scenario 2: High TRC | PG&E | Com | BldgEnv | Com - Office (Small) | Energy Efficiency | Admin | 586 | 615 | 646 | 84 | 6788 | 664 | 686 | 706 | 722 | 737 | 751 | 764 | 777
Scenario 2: High TRC | PG&E | Com | BldgEnv | Com - Office (Small) | Energy Efficiency | Incremental Measure Cost | 2040 | 2084 | 2133 | 1069 | 13926 | 2156 | 2200 | 2242 | 2278 | 2317 | 2356 | 2394 | 2434
Scenario 2: High TRC | PG&E | Com | HVAC | Com - Office (Small) | Energy Efficiency | Admin | 32737 | 33990 | 35056 | 110137 | 928156 | 33520 | 33997 | 34385 | 34572 | 34809 | 35076 | 35306 | 35510
Scenario 2: High TRC | PG&E | Com | HVAC | Com - Office (Small) | Energy Efficiency | Incentives | 1447 | 1539 | 1585 | 37979 | 201947 | 1510 | 1528 | 1545 | 1545 | 1555 | 1576 | 1586 | 1585
Scenario 2: High TRC | PG&E | Com | HVAC | Com - Office (Small) | Energy Efficiency | Incremental Measure Cost | 19335 | 20814 | 21830 | 510800 | 2811494 | 22577 | 23374 | 24105 | 24335 | 24906 | 26076 | 26866 | 27387
Scenario 2: High TRC | PG&E | Com | HVAC | Com - Office (Small) | Fuel Substitution | Admin | 1956 | 2102 | 3487 | 2990 | 14927 | 0 | 0 | 0 | 0 | 0 | 0 | 0 | 0
Scenario 2: High TRC | PG&E | Com | HVAC | Com - Office (Small) | Fuel Substitution | Incentives | 225 | 242 | 401 | 344 | 1716 | 0 | 0 | 0 | 0 | 0 | 0 | 0 | 0
Scenario 2: High TRC | PG&E | Com | HVAC | Com - Office (Small) | Fuel Substitution | Incremental Measure Cost | 7620 | 8351 | 18205 | 15939 | 102871 | 0 | 0 | 0 | 0 | 0 | 0 | 0 | 0
Scenario 2: High TRC | PG&E | Com | WaterHeat | Com - Office (Small) | Energy Efficiency | Incremental Measure Cost | 202221 | 257591 | 11935 | 279217 | 349195 | 398280 | 452627 | 490669 | 290037 | 483857 | 434517 | 363189 | 282315
Scenario 2: High TRC | PG&E | Com | WaterHeat | Com - Office (Small) | Fuel Substitution | Incremental Measure Cost | 25154 | 31617 | 39370 | 40759 | 53444 | 16453 | 21403 | 27281 | 33933 | 45723 | 59479 | 73992 | 89263
Scenario 2: High TRC | PG&E | Com | WaterHeat | Com - Office (Small) | Energy Efficiency | Admin | 460275 | 575153 | 23001 | 599747 | 726513 | 825681 | 919768 | 977192 | 617266 | 925208 | 813971 | 666453 | 507421
Scenario 2: High TRC | PG&E | Com | WaterHeat | Com - Office (Small) | Energy Efficiency | Incentives | 0 | 0 | 0 | 0 | 0 | 0 | 0 | 0 | 0 | 0 | 0 | 0 | 0
Scenario 2: High TRC | PG&E | Com | WaterHeat | Com - Office (Small) | Fuel Substitution | Admin | 12047 | 15082 | 18701 | 19278 | 24964 | 8226 | 10701 | 13641 | 16967 | 22861 | 29740 | 36996 | 44632
Scenario 2: High TRC | PG&E | Com | WaterHeat | Com - Office (Small) | Fuel Substitution | Incentives | 2113 | 2606 | 3180 | 3224 | 4039 | 2852 | 3636 | 4543 | 5538 | 7315 | 9328 | 11374 | 13451
Scenario 2: High TRC | PG&E | Com | FoodServ | Com - Office (Small) | Energy Efficiency | Admin | 815 | 822 | 831 | 600 | 2026 | 842 | 850 | 858 | 865 | 873 | 880 | 888 | 896
Scenario 2: High TRC | PG&E | Com | FoodServ | Com - Office (Small) | Energy Efficiency | Incentives | 100 | 101 | 102 | 74 | 250 | 104 | 105 | 106 | 107 | 108 | 109 | 110 | 111
Scenario 2: High TRC | PG&E | Com | FoodServ | Com - Office (Small) | Energy Efficiency | Incremental Measure Cost | 1160 | 1194 | 1230 | 907 | 3122 | 1324 | 1363 | 1403 | 1443 | 1485 | 1528 | 1572 | 1618
Scenario 2: High TRC | PG&E | Com | Lighting | Com - Office (Small) | Energy Efficiency | Admin | 0 | 0 | 0 | 0 | 0 | 0 | 0 | 0 | 0 | 0 | 0 | 0 | 0
Scenario 2: High TRC | PG&E | Com | Lighting | Com - Office (Small) | Energy Efficiency | Incentives | 0 | 0 | 0 | 0 | 0 | 0 | 0 | 0 | 0 | 0 | 0 | 0 | 0
Scenario 2: High TRC | PG&E | Com | Lighting | Com - Office (Small) | Energy Efficiency | Incremental Measure Cost | 0 | 0 | 0 | 0 | 0 | 0 | 0 | 0 | 0 | 0 | 0 | 0 | 0
Scenario 2: High TRC | SCE | Com | BldgEnv | Com - Office (Small) | Energy Efficiency | Admin | 22 | 23 | 24 | 23 | 0 | 29 | 3 | 3 | 3 | 0 | 0 | 0 | 0
Scenario 2: High TRC | SCE | Com | BldgEnv | Com - Office (Small) | Energy Efficiency | Incremental Measure Cost | 287 | 298 | 309 | 319 | 6 | 163 | 19 | 19 | 20 | 0 | 0 | 0 | 0
Scenario 2: High TRC | SCE | Com | HVAC | Com - Office (Small) | Energy Efficiency | Admin | 24444 | 25661 | 26830 | 27952 | 9466 | 223317 | 29070 | 30009 | 30856 | 31592 | 32293 | 32915 | 33494
Scenario 2: High TRC | SCE | Com | HVAC | Com - Office (Small) | Energy Efficiency | Incentives | 6805 | 7149 | 7489 | 7824 | 5598 | 24030 | 8583 | 8909 | 9231 | 9551 | 9874 | 10196 | 10522
Scenario 2: High TRC | SCE | Com | HVAC | Com - Office (Small) | Energy Efficiency | Incremental Measure Cost | 16342 | 17171 | 17986 | 18792 | 13445 | 57713 | 20614 | 21396 | 22171 | 22938 | 23713 | 24488 | 25269
Scenario 2: High TRC | SCE | Com | HVAC | Com - Office (Small) | Fuel Substitution | Admin | 95 | 97 | 98 | 105 | 90 | 0 | 0 | 0 | 0 | 0 | 0 | 0 | 0
Scenario 2: High TRC | SCE | Com | HVAC | Com - Office (Small) | Fuel Substitution | Incentives | 7 | 7 | 7 | 7 | 6 | 0 | 0 | 0 | 0 | 0 | 0 | 0 | 0
Scenario 2: High TRC | SCE | Com | WaterHeat | Com - Office (Small) | Energy Efficiency | Admin | 242 | 293 | 354 | 426 | 365 | 1550 | 740 | 898 | 1083 | 1301 | 1560 | 1865 | 2227
Scenario 2: High TRC | SCE | Com | WaterHeat | Com - Office (Small) | Energy Efficiency | Incentives | 15 | 19 | 24 | 29 | 25 | 110 | 53 | 66 | 81 | 100 | 122 | 149 | 181
Scenario 2: High TRC | SCE | Com | WaterHeat | Com - Office (Small) | Energy Efficiency | Incremental Measure Cost | 21 | 26 | 32 | 39 | 35 | 149 | 73 | 90 | 111 | 136 | 166 | 202 | 246
Scenario 2: High TRC | SCE | Com | WaterHeat | Com - Office (Small) | Fuel Substitution | Admin | 34843 | 35396 | 35914 | 36424 | 32167 | 0 | 0 | 0 | 0 | 0 | 0 | 0 | 0
Scenario 2: High TRC | SCE | Com | WaterHeat | Com - Office (Small) | Fuel Substitution | Incentives | 11749 | 11720 | 11676 | 11627 | 10082 | 5342 | 6546 | 7658 | 8529 | 9144 | 9551 | 9809 | 9964
Scenario 2: High TRC | SCE | Com | FoodServ | Com - Office (Small) | Energy Efficiency | Admin | 0 | 2573 | 3004 | 3026 | 2201 | 7399 | 3055 | 3078 | 3101 | 3122 | 3145 | 3167 | 3189
Scenario 2: High TRC | SCE | Com | FoodServ | Com - Office (Small) | Energy Efficiency | Incentives | 0 | 723 | 861 | 885 | 656 | 2250 | 948 | 974 | 1001 | 1028 | 1056 | 1085 | 1114
Scenario 2: High TRC | SCE | Com | FoodServ | Com - Office (Small) | Energy Efficiency | Incremental Measure Cost | 0 | 1154 | 1374 | 1412 | 1047 | 3590 | 1512 | 1554 | 1597 | 1640 | 1685 | 1731 | 1778
Scenario 2: High TRC | SCE | Com | Lighting | Com - Office (Small) | Energy Efficiency | Admin | 0 | 0 | 0 | 0 | 0 | 0 | 0 | 0 | 0 | 0 | 0 | 0 | 0
Scenario 2: High TRC | SCE | Com | Lighting | Com - Office (Small) | Energy Efficiency | Incentives | 0 | 0 | 0 | 0 | 0 | 0 | 0 | 0 | 0 | 0 | 0 | 0 | 0
Scenario 2: High TRC | SCE | Com | Lighting | Com - Office (Small) | Energy Efficiency | Incremental Measure Cost | 0 | 0 | 0 | 0 | 0 | 0 | 0 | 0 | 0 | 0 | 0 | 0 | 0
Scenario 2: High TRC | SCG | Com | BldgEnv | Com - Office (Small) | Energy Efficiency | Admin | 1358 | 893 | 449 | 196 | 28 | 1780 | 199 | 204 | 208 | 211 | 214 | 216 | 218
Scenario 2: High TRC | SCG | Com | BldgEnv | Com - Office (Small) | Energy Efficiency | Incentives | 18 | 12 | 6 | 3 | 0 | 24 | 3 | 3 | 3 | 3 | 3 | 3 | 3
Scenario 2: High TRC | SCG | Com | BldgEnv | Com - Office (Small) | Energy Efficiency | Incremental Measure Cost | 12096 | 8229 | 4390 | 2204 | 898 | 14386 | 2248 | 2294 | 2338 | 2377 | 2418 | 2455 | 2493
Scenario 2: High TRC | SCG | Com | HVAC | Com - Office (Small) | Energy Efficiency | Incremental Measure Cost | 1327196 | 1365807 | 1402706 | 1439989 | 996773 | 82 | 78 | 74 | 0 | 0 | 0 | 0 | 58
Scenario 2: High TRC | SCG | Com | HVAC | Com - Office (Small) | Energy Efficiency | Admin | 118450 | 119473 | 120262 | 121019 | 78771 | 46566 | 4604 | 4611 | 4605 | 4599 | 4599 | 4593 | 4596
Scenario 2: High TRC | SCG | Com | HVAC | Com - Office (Small) | Energy Efficiency | Incentives | 10787 | 10883 | 10958 | 11029 | 7485 | 1 | 1 | 1 | 0 | 0 | 0 | 0 | 1
Scenario 2: High TRC | SCG | Com | HVAC | Com - Office (Small) | Fuel Substitution | Incremental Measure Cost | 746 | 776 | 799 | 1009 | 882 | 0 | 0 | 0 | 0 | 0 | 0 | 0 | 0
Scenario 2: High TRC | SCG | Com | WaterHeat | Com - Office (Small) | Energy Efficiency | Incremental Measure Cost | 46022 | 43669 | 41511 | 39547 | 33340 | 24255 | 22480 | 20835 | 19311 | 17899 | 16591 | 15378 | 14255
Scenario 2: High TRC | SCG | Com | WaterHeat | Com - Office (Small) | Fuel Substitution | Incremental Measure Cost | 121176 | 123446 | 125604 | 127761 | 113217 | 28349 | 35444 | 42308 | 48070 | 52573 | 56018 | 58684 | 60806
Scenario 2: High TRC | SCG | Com | WaterHeat | Com - Office (Small) | Energy Efficiency | Admin | 32363 | 29879 | 27623 | 25581 | 21780 | 16914 | 15368 | 13963 | 12688 | 11529 | 10477 | 9520 | 8651
Scenario 2: High TRC | SCG | Com | WaterHeat | Com - Office (Small) | Energy Efficiency | Incentives | 0 | 0 | 0 | 0 | 0 | 0 | 0 | 0 | 0 | 0 | 0 | 0 | 0
Scenario 2: High TRC | SCG | Com | WholeBlg | Com - Office (Small) | Energy Efficiency | Admin | 22965 | 23210 | 23404 | 23659 | 23931 | 24101 | 24271 | 24431 | 24599 | 24752 | 24843 | 24869 | 24925
Scenario 2: High TRC | SCG | Com | WholeBlg | Com - Office (Small) | Energy Efficiency | Incentives | 0 | 0 | 0 | 0 | 0 | 0 | 0 | 0 | 0 | 0 | 0 | 0 | 0
Scenario 2: High TRC | SCG | Com | WholeBlg | Com - Office (Small) | Energy Efficiency | Incremental Measure Cost | 0 | 0 | 0 | 0 | 0 | 0 | 0 | 0 | 0 | 0 | 0 | 0 | 0
Scenario 2: High TRC | SDG&E | Com | BldgEnv | Com - Office (Small) | Energy Efficiency | Admin | 28 | 27 | 26 | 24 | 23 | 22 | 21 | 20 | 19 | 18 | 18 | 17 | 16
Scenario 2: High TRC | SDG&E | Com | BldgEnv | Com - Office (Small) | Energy Efficiency | Incentives | 2 | 2 | 2 | 2 | 2 | 2 | 2 | 2 | 2 | 2 | 2 | 1 | 1
Scenario 2: High TRC | SDG&E | Com | BldgEnv | Com - Office (Small) | Energy Efficiency | Incremental Measure Cost | 368 | 357 | 346 | 336 | 325 | 315 | 305 | 296 | 287 | 278 | 269 | 261 | 253
Scenario 2: High TRC | SDG&E | Com | HVAC | Com - Office (Small) | Energy Efficiency | Admin | 2021 | 2176 | 2332 | 2490 | 2644 | 2803 | 2963 | 3115 | 3264 | 3406 | 3544 | 3679 | 3811
Scenario 2: High TRC | SDG&E | Com | HVAC | Com - Office (Small) | Energy Efficiency | Incentives | 342 | 371 | 401 | 432 | 464 | 496 | 530 | 564 | 599 | 634 | 670 | 707 | 744
Scenario 2: High TRC | SDG&E | Com | HVAC | Com - Office (Small) | Energy Efficiency | Incremental Measure Cost | 821 | 891 | 963 | 1037 | 1113 | 1192 | 1272 | 1354 | 1438 | 1523 | 1610 | 1698 | 1787
Scenario 2: High TRC | SDG&E | Com | WaterHeat | Com - Office (Small) | Energy Efficiency | Admin | 8002 | 8694 | 9395 | 10102 | 69045 | 68216 | 68261 | 68284 | 12132 | 12811 | 13496 | 14187 | 14886
Scenario 2: High TRC | SDG&E | Com | WaterHeat | Com - Office (Small) | Energy Efficiency | Incentives | 0 | 0 | 0 | 0 | 0 | 0 | 0 | 0 | 0 | 0 | 0 | 0 | 0
Scenario 2: High TRC | SDG&E | Com | WaterHeat | Com - Office (Small) | Energy Efficiency | Incremental Measure Cost | 2085 | 2299 | 2522 | 2754 | 27501 | 27172 | 27595 | 28015 | 2862 | 3082 | 3312 | 3551 | 3801
Scenario 2: High TRC | SDG&E | Com | WaterHeat | Com - Office (Small) | Fuel Substitution | Admin | 22407 | 25216 | 28119 | 31093 | 34083 | 11768 | 13803 | 15815 | 17666 | 20199 | 23088 | 25481 | 27455
Scenario 2: High TRC | SDG&E | Com | WaterHeat | Com - Office (Small) | Fuel Substitution | Incentives | 4106 | 4539 | 4971 | 5403 | 5834 | 4318 | 4965 | 5575 | 6105 | 6843 | 7668 | 8296 | 8764
Scenario 2: High TRC | SDG&E | Com | WaterHeat | Com - Office (Small) | Fuel Substitution | Incremental Measure Cost | 44813 | 50431 | 56239 | 62264 | 68512 | 23535 | 27607 | 31629 | 35332 | 40399 | 46177 | 50962 | 54910
Scenario 2: High TRC | SDG&E | Com | FoodServ | Com - Office (Small) | Energy Efficiency | Admin | 409 | 421 | 432 | 442 | 452 | 462 | 471 | 480 | 489 | 497 | 505 | 512 | 520
Scenario 2: High TRC | SDG&E | Com | FoodServ | Com - Office (Small) | Energy Efficiency | Incentives | 36 | 37 | 38 | 39 | 40 | 41 | 42 | 43 | 43 | 44 | 45 | 45 | 46
Scenario 2: High TRC | SDG&E | Com | FoodServ | Com - Office (Small) | Energy Efficiency | Incremental Measure Cost | 431 | 452 | 473 | 494 | 515 | 537 | 559 | 581 | 603 | 625 | 648 | 671 | 694
Scenario 2: High TRC | PG&E | Com | AppPlug | Com - Other | Energy Efficiency | Admin | 7112 | 7965 | 8891 | 9784 | 10575 | 11540 | 12530 | 13407 | 14083 | 14810 | 15518 | 16180 | 16825
Scenario 2: High TRC | PG&E | Com | AppPlug | Com - Other | Energy Efficiency | Incentives | 2 | 2 | 3 | 3 | 3 | 3 | 4 | 4 | 4 | 4 | 4 | 5 | 5
Scenario 2: High TRC | PG&E | Com | AppPlug | Com - Other | Energy Efficiency | Incremental Measure Cost | 2208 | 2522 | 2871 | 3223 | 3553 | 3955 | 4380 | 4780 | 5122 | 5494 | 5871 | 6245 | 6623
Scenario 2: High TRC | PG&E | Com | BldgEnv | Com - Other | Energy Efficiency | Admin | 551 | 575 | 602 | 626 | 643 | 669 | 696 | 717 | 727 | 741 | 755 | 767 | 780
Scenario 2: High TRC | PG&E | Com | BldgEnv | Com - Other | Energy Efficiency | Incremental Measure Cost | 2451 | 2469 | 2495 | 2518 | 2534 | 2568 | 2609 | 2642 | 2655 | 2680 | 2708 | 2734 | 2765
Scenario 2: High TRC | PG&E | Com | HVAC | Com - Other | Fuel Substitution | Incremental Measure Cost | 1228496 | 1353738 | 1474562 | 1589215 | 1638252 | 0 | 0 | 0 | 0 | 0 | 0 | 0 | 0
Scenario 2: High TRC | PG&E | Com | HVAC | Com - Other | Energy Efficiency | Admin | 1428382 | 1009595 | 785700 | 798401 | 806959 | 919410 | 938710 | 949614 | 848170 | 851366 | 857747 | 862566 | 868760
Scenario 2: High TRC | PG&E | Com | HVAC | Com - Other | Energy Efficiency | Incentives | 326692 | 175473 | 91185 | 90441 | 90644 | 123941 | 124837 | 124824 | 89672 | 88818 | 88893 | 88870 | 88837
Scenario 2: High TRC | PG&E | Com | HVAC | Com - Other | Energy Efficiency | Incremental Measure Cost | 2473425 | 1987739 | 1761888 | 1858820 | 1974926 | 2468106 | 2605019 | 2722915 | 2378032 | 2459487 | 2565376 | 2667343 | 2768017
Scenario 2: High TRC | PG&E | Com | HVAC | Com - Other | Fuel Substitution | Admin | 468672 | 510990 | 550680 | 587127 | 619857 | 0 | 0 | 0 | 0 | 0 | 0 | 0 | 0
Scenario 2: High TRC | PG&E | Com | HVAC | Com - Other | Fuel Substitution | Incentives | 57552 | 62207 | 66453 | 70227 | 73484 | 0 | 0 | 0 | 0 | 0 | 0 | 0 | 0
Scenario 2: High TRC | PG&E | Com | WaterHeat | Com - Other | Energy Efficiency | Incremental Measure Cost | 865123 | 1020869 | 1101057 | 1302411 | 1528906 | 1479344 | 1567165 | 1792945 | 1157838 | 2099182 | 2120659 | 2031570 | 1841256
Scenario 2: High TRC | PG&E | Com | WaterHeat | Com - Other | Fuel Substitution | Incremental Measure Cost | 2109942 | 2643178 | 3307914 | 3700294 | 3953687 | 1334688 | 1693217 | 2154910 | 1250024 | 1613594 | 2092027 | 2596294 | 3126527
Scenario 2: High TRC | PG&E | Com | WaterHeat | Com - Other | Energy Efficiency | Admin | 1379666 | 1650591 | 1969095 | 2336878 | 2750247 | 2781449 | 3206290 | 3593967 | 2481866 | 4040502 | 4000600 | 3757225 | 3339708
Scenario 2: High TRC | PG&E | Com | WaterHeat | Com - Other | Energy Efficiency | Incentives | 0 | 0 | 1 | 1 | 1 | 1 | 1 | 1 | 1 | 1 | 1 | 1 | 1
Scenario 2: High TRC | PG&E | Com | WaterHeat | Com - Other | Fuel Substitution | Admin | 714465 | 893814 | 1111092 | 1373610 | 1689205 | 307209 | 397652 | 504520 | 625012 | 806797 | 1046014 | 1298147 | 1563263
Scenario 2: High TRC | PG&E | Com | WaterHeat | Com - Other | Fuel Substitution | Incentives | 143998 | 176942 | 215510 | 260542 | 312879 | 165416 | 209881 | 261024 | 316976 | 401080 | 509729 | 620099 | 731985
Scenario 2: High TRC | PG&E | Com | FoodServ | Com - Other | Energy Efficiency | Admin | 1047536 | 1070713 | 1092759 | 1112206 | 1128807 | 1146676 | 1164208 | 1179410 | 1191063 | 1203598 | 1215793 | 1227552 | 1239590
Scenario 2: High TRC | PG&E | Com | FoodServ | Com - Other | Energy Efficiency | Incentives | 129259 | 132119 | 134839 | 137239 | 139287 | 141492 | 143655 | 145531 | 146969 | 148516 | 150020 | 151471 | 152956
Scenario 2: High TRC | PG&E | Com | FoodServ | Com - Other | Energy Efficiency | Incremental Measure Cost | 1719449 | 1789255 | 1860611 | 1931000 | 1999788 | 2074018 | 2150887 | 2226465 | 2298109 | 2373994 | 2451677 | 2530922 | 2613081
Scenario 2: High TRC | PG&E | Com | FoodServ | Com - Other | Fuel Substitution | Admin | 3357 | 3808 | 4299 | 4776 | 5260 | 5749 | 6243 | 6768 | 7327 | 7912 | 8536 | 9194 | 9889
Scenario 2: High TRC | PG&E | Com | FoodServ | Com - Other | Fuel Substitution | Incentives | 598 | 678 | 765 | 849 | 934 | 1021 | 1107 | 1200 | 1298 | 1400 | 1510 | 1625 | 1747
Scenario 2: High TRC | PG&E | Com | FoodServ | Com - Other | Fuel Substitution | Incremental Measure Cost | 7881 | 9111 | 10554 | 11952 | 13417 | 14949 | 16546 | 18285 | 20180 | 22216 | 24440 | 26839 | 29438
Scenario 2: High TRC | PG&E | Com | Lighting | Com - Other | Energy Efficiency | Admin | 0 | 0 | 0 | 0 | 0 | 0 | 0 | 0 | 0 | 0 | 0 | 0 | 0
Scenario 2: High TRC | PG&E | Com | Lighting | Com - Other | Energy Efficiency | Incentives | 0 | 0 | 0 | 0 | 0 | 0 | 0 | 0 | 0 | 0 | 0 | 0 | 0
Scenario 2: High TRC | PG&E | Com | Lighting | Com - Other | Energy Efficiency | Incremental Measure Cost | 0 | 0 | 0 | 0 | 0 | 0 | 0 | 0 | 0 | 0 | 0 | 0 | 0
Scenario 2: High TRC | SCE | Com | BldgEnv | Com - Other | Energy Efficiency | Admin | 1000 | 912 | 795 | 662 | 526 | 399 | 288 | 237 | 235 | 0 | 0 | 0 | 0
Scenario 2: High TRC | SCE | Com | BldgEnv | Com - Other | Energy Efficiency | Incremental Measure Cost | 30686 | 27945 | 24074 | 19482 | 14617 | 9871 | 5538 | 3506 | 3432 | 0 | 0 | 0 | 0
Scenario 2: High TRC | SCE | Com | HVAC | Com - Other | Energy Efficiency | Admin | 370691 | 399203 | 427268 | 453504 | 478412 | 501758 | 526046 | 546257 | 517784 | 540315 | 562658 | 583103 | 603925
Scenario 2: High TRC | SCE | Com | HVAC | Com - Other | Energy Efficiency | Incentives | 29342 | 30823 | 31964 | 32708 | 33033 | 32943 | 32486 | 31698 | 12619 | 12692 | 13168 | 13645 | 14135
Scenario 2: High TRC | SCE | Com | HVAC | Com - Other | Energy Efficiency | Incremental Measure Cost | 70469 | 74026 | 76767 | 78554 | 79335 | 79119 | 78022 | 76128 | 30307 | 30483 | 31625 | 32771 | 33947
Scenario 2: High TRC | SCE | Com | HVAC | Com - Other | Fuel Substitution | Admin | 43063 | 44149 | 55314 | 55768 | 57900 | 0 | 0 | 0 | 0 | 0 | 0 | 0 | 0
Scenario 2: High TRC | SCE | Com | HVAC | Com - Other | Fuel Substitution | Incentives | 3916 | 4015 | 5386 | 5431 | 5676 | 0 | 1 | 0 | 0 | 0 | 0 | 0 | 0
Scenario 2: High TRC | SCE | Com | WaterHeat | Com - Other | Energy Efficiency | Admin | 15310 | 18602 | 22539 | 27234 | 32845 | 39549 | 47598 | 57175 | 68544 | 82179 | 98473 | 117899 | 141131
Scenario 2: High TRC | SCE | Com | WaterHeat | Com - Other | Energy Efficiency | Incentives | 631 | 782 | 966 | 1191 | 1465 | 1799 | 2209 | 2706 | 3309 | 4047 | 4946 | 6040 | 7375
Scenario 2: High TRC | SCE | Com | WaterHeat | Com - Other | Energy Efficiency | Incremental Measure Cost | 859 | 1064 | 1315 | 1621 | 1994 | 2450 | 3007 | 3684 | 4505 | 5510 | 6734 | 8224 | 10041
Scenario 2: High TRC | SCE | Com | WaterHeat | Com - Other | Fuel Substitution | Admin | 2110950 | 2145175 | 2177547 | 2210305 | 2229732 | 0 | 0 | 0 | 0 | 0 | 0 | 0 | 0
Scenario 2: High TRC | SCE | Com | WaterHeat | Com - Other | Fuel Substitution | Incentives | 931098 | 932571 | 932985 | 933243 | 928617 | 384650 | 468344 | 546894 | 609338 | 654240 | 684693 | 704618 | 717220
Scenario 2: High TRC | SCE | Com | FoodServ | Com - Other | Energy Efficiency | Admin | 29301 | 31311 | 33145 | 34711 | 36096 | 335522 | 399917 | 411299 | 420192 | 428255 | 435364 | 441556 | 447502
Scenario 2: High TRC | SCE | Com | FoodServ | Com - Other | Energy Efficiency | Incentives | 17793 | 19394 | 20940 | 22368 | 23726 | 246398 | 295419 | 305181 | 313170 | 320600 | 327387 | 333558 | 339617
Scenario 2: High TRC | SCE | Com | FoodServ | Com - Other | Energy Efficiency | Incremental Measure Cost | 28388 | 30942 | 33410 | 35688 | 37854 | 393207 | 478771 | 502296 | 523479 | 544215 | 564320 | 583800 | 603487
Scenario 2: High TRC | SCE | Com | FoodServ | Com - Other | Fuel Substitution | Admin | 3427 | 4010 | 4596 | 5188 | 5772 | 6428 | 7060 | 7701 | 8355 | 9022 | 9699 | 10397 | 11119
Scenario 2: High TRC | SCE | Com | FoodServ | Com - Other | Fuel Substitution | Incentives | 361501 | 423081 | 484954 | 547381 | 609119 | 677730 | 744250 | 811828 | 880830 | 951284 | 1022768 | 1096688 | 1173481
Scenario 2: High TRC | SCE | Com | Lighting | Com - Other | Energy Efficiency | Admin | 0 | 0 | 0 | 0 | 0 | 0 | 0 | 0 | 0 | 0 | 0 | 0 | 0
Scenario 2: High TRC | SCE | Com | Lighting | Com - Other | Energy Efficiency | Incentives | 0 | 0 | 0 | 0 | 0 | 0 | 0 | 0 | 0 | 0 | 0 | 0 | 0
Scenario 2: High TRC | SCE | Com | Lighting | Com - Other | Energy Efficiency | Incremental Measure Cost | 0 | 0 | 0 | 0 | 0 | 0 | 0 | 0 | 0 | 0 | 0 | 0 | 0
Scenario 2: High TRC | SCG | Com | AppPlug | Com - Other | Energy Efficiency | Admin | 4197 | 4864 | 5571 | 6293 | 56078 | 65639 | 52871 | 46829 | 40647 | 34810 | 29543 | 24940 | 21092
Scenario 2: High TRC | SCG | Com | AppPlug | Com - Other | Energy Efficiency | Incentives | 1070 | 1240 | 1420 | 1604 | 14297 | 16735 | 13480 | 11939 | 10363 | 8875 | 7532 | 6359 | 5378
Scenario 2: High TRC | SCG | Com | AppPlug | Com - Other | Energy Efficiency | Incremental Measure Cost | 4151 | 4906 | 5732 | 6604 | 60028 | 71667 | 58881 | 53196 | 47097 | 41140 | 35613 | 30666 | 26454
Scenario 2: High TRC | SCG | Com | BldgEnv | Com - Other | Energy Efficiency | Admin | 16003 | 14209 | 11889 | 9288 | 5863 | 4997 | 2007 | 1049 | 1078 | 1109 | 1141 | 1168 | 1196
Scenario 2: High TRC | SCG | Com | BldgEnv | Com - Other | Energy Efficiency | Incentives | 203 | 181 | 151 | 118 | 74 | 64 | 26 | 14 | 14 | 14 | 15 | 15 | 16
Scenario 2: High TRC | SCG | Com | BldgEnv | Com - Other | Energy Efficiency | Incremental Measure Cost | 63637 | 57617 | 49183 | 39220 | 26161 | 21111 | 9095 | 4811 | 4945 | 5095 | 5251 | 5398 | 5555
Scenario 2: High TRC | SCG | Com | HVAC | Com - Other | Fuel Substitution | Incremental Measure Cost | 673811 | 704344 | 1196536 | 1230564 | 1343301 | 0 | 648 | 0 | 0 | 0 | 0 | 0 | 0
Scenario 2: High TRC | SCG | Com | HVAC | Com - Other | Energy Efficiency | Admin | 141590 | 144582 | 147719 | 159488 | 7824 | 322678 | 173668 | 176122 | 174532 | 175074 | 179231 | 181224 | 183650
Scenario 2: High TRC | SCG | Com | HVAC | Com - Other | Energy Efficiency | Incentives | 130 | 126 | 121 | 963 | 139 | 2111 | 1567 | 1547 | 1153 | 997 | 1168 | 1175 | 1186
Scenario 2: High TRC | SCG | Com | HVAC | Com - Other | Energy Efficiency | Incremental Measure Cost | 5069 | 5105 | 5021 | 207788 | 14593 | 506572 | 316968 | 324508 | 291307 | 255400 | 310883 | 320543 | 331329
Scenario 2: High TRC | SCG | Com | WaterHeat | Com - Other | Energy Efficiency | Incremental Measure Cost | 1567749 | 1554246 | 1060755 | 1110760 | 884446 | 439478 | 162667 | 153733 | 135070 | 129278 | 124059 | 119364 | 115171
Scenario 2: High TRC | SCG | Com | WaterHeat | Com - Other | Fuel Substitution | Incremental Measure Cost | 12132929 | 12402676 | 11796272 | 11202464 | 10045909 | 3241588 | 3767849 | 4247060 | 2215646 | 2426684 | 2590558 | 2719346 | 2823398
Scenario 2: High TRC | SCG | Com | WaterHeat | Com - Other | Energy Efficiency | Admin | 611178 | 576099 | 568217 | 561706 | 441776 | 127413 | 119126 | 112236 | 104634 | 99295 | 94508 | 90209 | 86368
Scenario 2: High TRC | SCG | Com | WaterHeat | Com - Other | Energy Efficiency | Incentives | 0 | 0 | 0 | 0 | 0 | 0 | 0 | 0 | 0 | 0 | 0 | 0 | 0
Scenario 2: High TRC | SCG | Com | WholeBlg | Com - Other | Energy Efficiency | Admin | 401170 | 406871 | 411731 | 417717 | 424064 | 428944 | 434088 | 438937 | 443914 | 447894 | 451584 | 454038 | 454919
Scenario 2: High TRC | SCG | Com | WholeBlg | Com - Other | Energy Efficiency | Incentives | 0 | 0 | 0 | 0 | 0 | 0 | 0 | 0 | 0 | 0 | 0 | 0 | 0
Scenario 2: High TRC | SCG | Com | WholeBlg | Com - Other | Energy Efficiency | Incremental Measure Cost | 0 | 0 | 0 | 0 | 0 | 0 | 0 | 0 | 0 | 0 | 0 | 0 | 0
Scenario 2: High TRC | SCG | Com | FoodServ | Com - Other | Energy Efficiency | Admin | 529850 | 559522 | 588475 | 616440 | 539057 | 769614 | 695237 | 719849 | 742702 | 765227 | 815109 | 846249 | 868396
Scenario 2: High TRC | SCG | Com | FoodServ | Com - Other | Energy Efficiency | Incentives | 532133 | 563845 | 594974 | 624632 | 544645 | 784594 | 707526 | 733617 | 757981 | 782113 | 833135 | 865819 | 889648
Scenario 2: High TRC | SCG | Com | FoodServ | Com - Other | Energy Efficiency | Incremental Measure Cost | 1710620 | 1848322 | 1988166 | 2129232 | 1858807 | 2823260 | 2563109 | 2712042 | 2859589 | 3011926 | 3618391 | 3963002 | 4186656
Scenario 2: High TRC | SCG | Com | FoodServ | Com - Other | Fuel Substitution | Incremental Measure Cost | 19342 | 23086 | 26988 | 31069 | 35264 | 40194 | 45047 | 50146 | 55521 | 61187 | 67127 | 73421 | 80119
Scenario 2: High TRC | SDG&E | Com | AppPlug | Com - Other | Energy Efficiency | Admin | 1254 | 1460 | 1685 | 1932 | 2172 | 2455 | 2753 | 3059 | 3370 | 3697 | 4021 | 4355 | 4701
Scenario 2: High TRC | SDG&E | Com | AppPlug | Com - Other | Energy Efficiency | Incentives | 0 | 0 | 0 | 0 | 0 | 0 | 0 | 1 | 1 | 1 | 1 | 1 | 1
Scenario 2: High TRC | SDG&E | Com | AppPlug | Com - Other | Energy Efficiency | Incremental Measure Cost | 392 | 465 | 548 | 640 | 734 | 847 | 969 | 1098 | 1234 | 1380 | 1531 | 1692 | 1863
Scenario 2: High TRC | SDG&E | Com | BldgEnv | Com - Other | Energy Efficiency | Admin | 14 | 13 | 18 | 18 | 17 | 16 | 16 | 15 | 10 | 10 | 9 | 9 | 9
Scenario 2: High TRC | SDG&E | Com | BldgEnv | Com - Other | Energy Efficiency | Incentives | 1 | 1 | 2 | 2 | 1 | 1 | 1 | 1 | 1 | 1 | 1 | 1 | 1
Scenario 2: High TRC | SDG&E | Com | BldgEnv | Com - Other | Energy Efficiency | Incremental Measure Cost | 155 | 151 | 173 | 168 | 163 | 159 | 154 | 149 | 122 | 119 | 115 | 112 | 109
Scenario 2: High TRC | SDG&E | Com | HVAC | Com - Other | Energy Efficiency | Admin | 48054 | 52744 | 57644 | 62777 | 67261 | 75574 | 82020 | 87613 | 88537 | 91992 | 97507 | 102478 | 107642
Scenario 2: High TRC | SDG&E | Com | HVAC | Com - Other | Energy Efficiency | Incentives | 5427 | 6025 | 6671 | 7369 | 8043 | 18958 | 23611 | 26012 | 12156 | 7509 | 9558 | 10267 | 11034
Scenario 2: High TRC | SDG&E | Com | HVAC | Com - Other | Energy Efficiency | Incremental Measure Cost | 13033 | 14471 | 16022 | 17699 | 19316 | 45531 | 56707 | 62474 | 29194 | 18035 | 22956 | 24658 | 26501
Scenario 2: High TRC | SDG&E | Com | HVAC | Com - Other | Fuel Substitution | Admin | 12 | 13 | 38 | 41 | 45 | 0 | 0 | 0 | 0 | 0 | 0 | 0 | 0
Scenario 2: High TRC | SDG&E | Com | HVAC | Com - Other | Fuel Substitution | Incentives | 32 | 35 | 104 | 115 | 126 | 0 | 0 | 0 | 0 | 0 | 0 | 0 | 0
Scenario 2: High TRC | SDG&E | Com | HVAC | Com - Other | Fuel Substitution | Incremental Measure Cost | 41 | 47 | 171 | 192 | 215 | 0 | 0 | 0 | 0 | 0 | 0 | 0 | 0
Scenario 2: High TRC | SDG&E | Com | WaterHeat | Com - Other | Energy Efficiency | Incremental Measure Cost | 149606 | 158821 | 148906 | 158697 | 167256 | 127814 | 107524 | 112986 | 64392 | 69592 | 75030 | 80764 | 86826
Scenario 2: High TRC | SDG&E | Com | WaterHeat | Com - Other | Fuel Substitution | Incremental Measure Cost | 2134561 | 2410932 | 2899805 | 2872856 | 2661851 | 1086883 | 1262099 | 1453945 | 773417 | 894994 | 1031362 | 1146583 | 1243426
Scenario 2: High TRC | SDG&E | Com | WaterHeat | Com - Other | Energy Efficiency | Admin | 413300 | 436989 | 461262 | 486180 | 510817 | 451844 | 474644 | 497809 | 401944 | 426844 | 452100 | 478008 | 504685
Scenario 2: High TRC | SDG&E | Com | WaterHeat | Com - Other | Energy Efficiency | Incentives | 0 | 0 | 0 | 0 | 0 | 0 | 0 | 0 | 0 | 0 | 0 | 0 | 0
Scenario 2: High TRC | SDG&E | Com | WaterHeat | Com - Other | Fuel Substitution | Admin | 697561 | 785824 | 878047 | 974974 | 1076716 | 253218 | 298667 | 344172 | 386709 | 447497 | 515681 | 573291 | 621713
Scenario 2: High TRC | SDG&E | Com | WaterHeat | Com - Other | Fuel Substitution | Incentives | 155919 | 172819 | 189861 | 207128 | 224606 | 144010 | 166494 | 188073 | 207155 | 235002 | 265485 | 289347 | 307626
Scenario 2: High TRC | SDG&E | Com | FoodServ | Com - Other | Energy Efficiency | Admin | 236968 | 274827 | 293103 | 306778 | 326954 | 342231 | 356031 | 369583 | 382934 | 396349 | 409403 | 422355 | 435437
Scenario 2: High TRC | SDG&E | Com | FoodServ | Com - Other | Energy Efficiency | Incentives | 21022 | 24381 | 26002 | 27216 | 29005 | 30361 | 31585 | 32787 | 33971 | 35162 | 36320 | 37469 | 38629
Scenario 2: High TRC | SDG&E | Com | FoodServ | Com - Other | Energy Efficiency | Incremental Measure Cost | 299385 | 345219 | 373274 | 398588 | 450689 | 484853 | 514802 | 545440 | 576854 | 609494 | 642703 | 676919 | 712580
Scenario 2: High TRC | SDG&E | Com | FoodServ | Com - Other | Fuel Substitution | Admin | 4401 | 5271 | 6235 | 7223 | 8271 | 9372 | 10511 | 11681 | 12838 | 13929 | 15052 | 16215 | 17402
Scenario 2: High TRC | SDG&E | Com | FoodServ | Com - Other | Fuel Substitution | Incentives | 909 | 1068 | 1238 | 1406 | 1580 | 1757 | 1940 | 2127 | 2318 | 2513 | 2714 | 2921 | 3133
Scenario 2: High TRC | SDG&E | Com | FoodServ | Com - Other | Fuel Substitution | Incremental Measure Cost | 8803 | 10542 | 12542 | 14531 | 16643 | 18883 | 21259 | 23773 | 26428 | 29226 | 32193 | 35352 | 38674
Scenario 2: High TRC | PG&E | Com | BldgEnv | Com - Refrig. Warehouse | Energy Efficiency | Admin | 195 | 205 | 214 | 220 | 225 | 227 | 227 | 226 | 222 | 218 | 214 | 211 | 209
Scenario 2: High TRC | PG&E | Com | BldgEnv | Com - Refrig. Warehouse | Energy Efficiency | Incremental Measure Cost | 363 | 384 | 404 | 423 | 441 | 458 | 471 | 482 | 490 | 498 | 505 | 512 | 520
Scenario 2: High TRC | PG&E | Com | WaterHeat | Com - Refrig. Warehouse | Energy Efficiency | Admin | 2181 | 2273 | 2367 | 56918 | 70130 | 132075 | 157426 | 183819 | 132113 | 230523 | 244679 | 248760 | 241126
Scenario 2: High TRC | PG&E | Com | WaterHeat | Com - Refrig. Warehouse | Energy Efficiency | Incentives | 0 | 0 | 0 | 0 | 0 | 0 | 0 | 0 | 0 | 0 | 0 | 0 | 0
Scenario 2: High TRC | PG&E | Com | WaterHeat | Com - Refrig. Warehouse | Energy Efficiency | Incremental Measure Cost | 1034 | 1095 | 1158 | 24397 | 30624 | 63719 | 77451 | 92236 | 62067 | 120370 | 130354 | 135235 | 133776
Scenario 2: High TRC | PG&E | Com | WaterHeat | Com - Refrig. Warehouse | Fuel Substitution | Admin | 1321 | 1663 | 2082 | 2595 | 3219 | 496 | 645 | 822 | 1025 | 1343 | 1758 | 2199 | 2666
Scenario 2: High TRC | PG&E | Com | WaterHeat | Com - Refrig. Warehouse | Fuel Substitution | Incentives | 389 | 481 | 590 | 719 | 870 | 430 | 549 | 686 | 838 | 1077 | 1382 | 1694 | 2013
Scenario 2: High TRC | PG&E | Com | WaterHeat | Com - Refrig. Warehouse | Fuel Substitution | Incremental Measure Cost | 2641 | 3325 | 4164 | 5191 | 6438 | 992 | 1289 | 1645 | 2050 | 2686 | 3516 | 4399 | 5331
Scenario 2: High TRC | PG&E | Com | ComRefrig | Com - Refrig. Warehouse | Energy Efficiency | Admin | 443 | 272 | 150 | 71 | 44 | 27 | 22 | 21 | 20 | 18 | 17 | 16 | 15
Scenario 2: High TRC | PG&E | Com | ComRefrig | Com - Refrig. Warehouse | Energy Efficiency | Incentives | 0 | 0 | 0 | 0 | 0 | 0 | 0 | 0 | 0 | 0 | 0 | 0 | 0
Scenario 2: High TRC | PG&E | Com | ComRefrig | Com - Refrig. Warehouse | Energy Efficiency | Incremental Measure Cost | 1921 | 1190 | 662 | 315 | 200 | 131 | 112 | 107 | 102 | 97 | 93 | 89 | 85
Scenario 2: High TRC | PG&E | Com | Lighting | Com - Refrig. Warehouse | Energy Efficiency | Admin | 317 | 329 | 341 | 351 | 361 | 371 | 378 | 385 | 391 | 397 | 403 | 408 | 414
Scenario 2: High TRC | PG&E | Com | Lighting | Com - Refrig. Warehouse | Energy Efficiency | Incentives | 995 | 1042 | 1085 | 1119 | 1151 | 1181 | 1205 | 1227 | 1246 | 1266 | 1284 | 1301 | 1319
Scenario 2: High TRC | PG&E | Com | Lighting | Com - Refrig. Warehouse | Energy Efficiency | Incremental Measure Cost | 1201 | 1270 | 1337 | 1404 | 1469 | 1535 | 1593 | 1650 | 1705 | 1762 | 1818 | 1876 | 1936
Scenario 2: High TRC | SCE | Com | BldgEnv | Com - Refrig. Warehouse | Energy Efficiency | Admin | 5 | 1 | 1 | 1 | 1 | 1 | 1 | 1 | 1 | 0 | 0 | 0 | 0
Scenario 2: High TRC | SCE | Com | BldgEnv | Com - Refrig. Warehouse | Energy Efficiency | Incremental Measure Cost | 14 | 2 | 2 | 2 | 2 | 2 | 2 | 2 | 2 | 0 | 0 | 0 | 0
Scenario 2: High TRC | SCE | Com | WaterHeat | Com - Refrig. Warehouse | Energy Efficiency | Admin | 181 | 100 | 122 | 147 | 178 | 214 | 258 | 309 | 370 | 443 | 530 | 634 | 757
Scenario 2: High TRC | SCE | Com | WaterHeat | Com - Refrig. Warehouse | Energy Efficiency | Incentives | 5 | 3 | 3 | 4 | 5 | 6 | 7 | 9 | 11 | 13 | 16 | 20 | 24
Scenario 2: High TRC | SCE | Com | WaterHeat | Com - Refrig. Warehouse | Energy Efficiency | Incremental Measure Cost | 6 | 4 | 4 | 5 | 7 | 8 | 10 | 12 | 15 | 18 | 22 | 27 | 33
Scenario 2: High TRC | SCE | Com | WaterHeat | Com - Refrig. Warehouse | Fuel Substitution | Admin | 2044 | 2098 | 1929 | 2136 | 2187 | 0 | 0 | 0 | 0 | 0 | 0 | 0 | 0
Scenario 2: High TRC | SCE | Com | WaterHeat | Com - Refrig. Warehouse | Fuel Substitution | Incentives | 1111 | 1115 | 1010 | 1100 | 1118 | 443 | 548 | 646 | 725 | 781 | 820 | 846 | 862
Scenario 2: High TRC | SCE | Com | ComRefrig | Com - Refrig. Warehouse | Energy Efficiency | Admin | 1296 | 961 | 660 | 422 | 248 | 129 | 85 | 57 | 46 | 43 | 40 | 38 | 35
Scenario 2: High TRC | SCE | Com | ComRefrig | Com - Refrig. Warehouse | Energy Efficiency | Incentives | 0 | 0 | 0 | 0 | 0 | 0 | 0 | 0 | 0 | 0 | 0 | 0 | 0
Scenario 2: High TRC | SCE | Com | ComRefrig | Com - Refrig. Warehouse | Energy Efficiency | Incremental Measure Cost | 1746 | 1311 | 911 | 588 | 348 | 181 | 124 | 87 | 73 | 70 | 67 | 64 | 61
Scenario 2: High TRC | SCE | Com | Lighting | Com - Refrig. Warehouse | Energy Efficiency | Admin | 3896 | 1590 | 1663 | 1726 | 1790 | 1853 | 1915 | 1971 | 2027 | 2080 | 2129 | 2175 | 2217
Scenario 2: High TRC | SCE | Com | Lighting | Com - Refrig. Warehouse | Energy Efficiency | Incentives | 0 | 0 | 0 | 0 | 0 | 0 | 0 | 0 | 0 | 0 | 0 | 0 | 0
Scenario 2: High TRC | SCE | Com | Lighting | Com - Refrig. Warehouse | Energy Efficiency | Incremental Measure Cost | 4319 | 1817 | 1934 | 2043 | 2157 | 2273 | 2392 | 2508 | 2627 | 2745 | 2862 | 2976 | 3086
Scenario 2: High TRC | SCG | Com | BldgEnv | Com - Refrig. Warehouse | Energy Efficiency | Admin | 308 | 34 | 12 | 328 | 216 | 244 | 273 | 302 | 542 | 582 | 612 | 630 | 633
Scenario 2: High TRC | SCG | Com | BldgEnv | Com - Refrig. Warehouse | Energy Efficiency | Incentives | 4 | 0 | 0 | 4 | 3 | 3 | 4 | 4 | 7 | 8 | 8 | 8 | 8
Scenario 2: High TRC | SCG | Com | BldgEnv | Com - Refrig. Warehouse | Energy Efficiency | Incremental Measure Cost | 1414 | 174 | 42 | 1596 | 1753 | 2032 | 2331 | 2635 | 5203 | 5701 | 6120 | 6426 | 6585
Scenario 2: High TRC | SCG | Com | WaterHeat | Com - Refrig. Warehouse | Energy Efficiency | Admin | 16916 | 4790 | 4711 | 5443 | 3785 | 2694 | 2446 | 2221 | 2016 | 1831 | 1663 | 1510 | 1372
Scenario 2: High TRC | SCG | Com | WaterHeat | Com - Refrig. Warehouse | Energy Efficiency | Incentives | 0 | 0 | 0 | 0 | 0 | 0 | 0 | 0 | 0 | 0 | 0 | 0 | 0
Scenario 2: High TRC | SCG | Com | WaterHeat | Com - Refrig. Warehouse | Energy Efficiency | Incremental Measure Cost | 21680 | 6221 | 6302 | 7159 | 5196 | 3858 | 3574 | 3310 | 3066 | 2840 | 2631 | 2438 | 2259
Scenario 2: High TRC | SCG | Com | WaterHeat | Com - Refrig. Warehouse | Fuel Substitution | Incremental Measure Cost | 6389 | 6556 | 6078 | 6800 | 7035 | 939 | 1182 | 1423 | 1628 | 1790 | 1916 | 2016 | 2096
Scenario 2: High TRC | SDG&E | Com | BldgEnv | Com - Refrig. Warehouse | Energy Efficiency | Admin | 0 | 0 | 0 | 0 | 0 | 0 | 0 | 0 | 0 | 0 | 0 | 0 | 0
Scenario 2: High TRC | SDG&E | Com | BldgEnv | Com - Refrig. Warehouse | Energy Efficiency | Incentives | 0 | 0 | 0 | 0 | 0 | 0 | 0 | 0 | 0 | 0 | 0 | 0 | 0
Scenario 2: High TRC | SDG&E | Com | BldgEnv | Com - Refrig. Warehouse | Energy Efficiency | Incremental Measure Cost | 2 | 2 | 2 | 2 | 2 | 2 | 2 | 2 | 2 | 1 | 1 | 1 | 1
Scenario 2: High TRC | SDG&E | Com | WaterHeat | Com - Refrig. Warehouse | Energy Efficiency | Admin | 281 | 305 | 330 | 353 | 377 | 353 | 378 | 403 | 429 | 455 | 483 | 512 | 541
Scenario 2: High TRC | SDG&E | Com | WaterHeat | Com - Refrig. Warehouse | Energy Efficiency | Incentives | 0 | 0 | 0 | 0 | 0 | 0 | 0 | 0 | 0 | 0 | 0 | 0 | 0
Scenario 2: High TRC | SDG&E | Com | WaterHeat | Com - Refrig. Warehouse | Energy Efficiency | Incremental Measure Cost | 35 | 38 | 41 | 44 | 47 | 31 | 34 | 37 | 40 | 44 | 47 | 51 | 55
Scenario 2: High TRC | SDG&E | Com | WaterHeat | Com - Refrig. Warehouse | Fuel Substitution | Admin | 154 | 172 | 191 | 210 | 230 | 46 | 55 | 63 | 70 | 80 | 91 | 101 | 109
Scenario 2: High TRC | SDG&E | Com | WaterHeat | Com - Refrig. Warehouse | Fuel Substitution | Incentives | 51 | 56 | 61 | 66 | 71 | 43 | 49 | 56 | 61 | 68 | 76 | 83 | 88
Scenario 2: High TRC | SDG&E | Com | WaterHeat | Com - Refrig. Warehouse | Fuel Substitution | Incremental Measure Cost | 309 | 345 | 382 | 421 | 461 | 93 | 109 | 126 | 141 | 159 | 183 | 202 | 219
Scenario 2: High TRC | SDG&E | Com | ComRefrig | Com - Refrig. Warehouse | Energy Efficiency | Admin | 40 | 27 | 16 | 9 | 4 | 3 | 2 | 1 | 1 | 1 | 1 | 1 | 1
Scenario 2: High TRC | SDG&E | Com | ComRefrig | Com - Refrig. Warehouse | Energy Efficiency | Incentives | 3 | 2 | 1 | 1 | 0 | 0 | 0 | 0 | 0 | 0 | 0 | 0 | 0
Scenario 2: High TRC | SDG&E | Com | ComRefrig | Com - Refrig. Warehouse | Energy Efficiency | Incremental Measure Cost | 129 | 87 | 53 | 28 | 14 | 9 | 6 | 5 | 5 | 4 | 4 | 4 | 4
Scenario 2: High TRC | SDG&E | Com | Lighting | Com - Refrig. Warehouse | Energy Efficiency | Admin | 48 | 48 | 49 | 49 | 49 | 49 | 50 | 50 | 51 | 51 | 52 | 53 | 53
Scenario 2: High TRC | SDG&E | Com | Lighting | Com - Refrig. Warehouse | Energy Efficiency | Incentives | 112 | 115 | 118 | 120 | 123 | 127 | 130 | 134 | 138 | 142 | 147 | 151 | 156
Scenario 2: High TRC | SDG&E | Com | Lighting | Com - Refrig. Warehouse | Energy Efficiency | Incremental Measure Cost | 119 | 122 | 125 | 128 | 131 | 134 | 138 | 142 | 146 | 151 | 155 | 160 | 166
Scenario 2: High TRC | PG&E | Com | BldgEnv | Com - Restaurant | Energy Efficiency | Admin | 205 | 178 | 186 | 193 | 200 | 206 | 212 | 218 | 222 | 227 | 231 | 21 | 2422
Scenario 2: High TRC | PG&E | Com | BldgEnv | Com - Restaurant | Energy Efficiency | Incremental Measure Cost | 663 | 668 | 679 | 689 | 698 | 708 | 720 | 730 | 740 | 751 | 761 | 298 | 5698
Scenario 2: High TRC | PG&E | Com | HVAC | Com - Restaurant | Energy Efficiency | Admin | 477779 | 520776 | 561757 | 598596 | 630724 | 658184 | 682031 | 701482 | 717292 | 730424 | 740883 | 568840 | 1893111
Scenario 2: High TRC | PG&E | Com | HVAC | Com - Restaurant | Energy Efficiency | Incentives | 157146 | 171815 | 185715 | 198242 | 209188 | 218564 | 226648 | 233261 | 238652 | 243099 | 246641 | 196157 | 554327
Scenario 2: High TRC | PG&E | Com | HVAC | Com - Restaurant | Energy Efficiency | Incremental Measure Cost | 1765748 | 1969475 | 2171383 | 2364158 | 2544530 | 2711429 | 2867854 | 3010480 | 3141599 | 3264065 | 3378100 | 2746662 | 7821863
Scenario 2: High TRC | PG&E | Com | HVAC | Com - Restaurant | Fuel Substitution | Admin | 14785 | 25572 | 27304 | 28840 | 30167 | 0 | 0 | 0 | 0 | 0 | 0 | 0 | 0
Scenario 2: High TRC | PG&E | Com | HVAC | Com - Restaurant | Fuel Substitution | Incentives | 1742 | 2980 | 3176 | 3348 | 3495 | 0 | 0 | 0 | 0 | 0 | 0 | 0 | 0
Scenario 2: High TRC | PG&E | Com | HVAC | Com - Restaurant | Fuel Substitution | Incremental Measure Cost | 63276 | 123302 | 134045 | 144151 | 153503 | 0 | 0 | 0 | 0 | 0 | 0 | 0 | 0
Scenario 2: High TRC | PG&E | Com | WaterHeat | Com - Restaurant | Energy Efficiency | Admin | 183090 | 195649 | 209351 | 400639 | 448775 | 460591 | 498205 | 517317 | 351751 | 479566 | 101598 | 371871 | 358338
Scenario 2: High TRC | PG&E | Com | WaterHeat | Com - Restaurant | Energy Efficiency | Incentives | 0 | 0 | 0 | 0 | 0 | 0 | 0 | 0 | 0 | 0 | 0 | 0 | 0
Scenario 2: High TRC | PG&E | Com | WaterHeat | Com - Restaurant | Energy Efficiency | Incremental Measure Cost | 111537 | 123340 | 136450 | 225874 | 256900 | 210893 | 233618 | 247918 | 156580 | 238334 | 41324 | 191060 | 179848
Scenario 2: High TRC | PG&E | Com | WaterHeat | Com - Restaurant | Fuel Substitution | Admin | 328029 | 409645 | 506462 | 620916 | 755570 | 241269 | 311132 | 393273 | 485536 | 625833 | 808540 | 901471 | 1147925
Scenario 2: High TRC | PG&E | Com | WaterHeat | Com - Restaurant | Fuel Substitution | Incentives | 66259 | 81450 | 99019 | 119277 | 142532 | 96374 | 121811 | 150915 | 182630 | 230738 | 292202 | 319344 | 398600
Scenario 2: High TRC | PG&E | Com | WaterHeat | Com - Restaurant | Fuel Substitution | Incremental Measure Cost | 662451 | 830068 | 1029770 | 1266946 | 1547357 | 482538 | 622265 | 786547 | 971073 | 1251667 | 1617081 | 1802942 | 2295849
Scenario 2: High TRC | PG&E | Com | WholeBlg | Com - Restaurant | Energy Efficiency | Admin | 732205 | 748666 | 764115 | 781593 | 801401 | 821345 | 843420 | 871627 | 895187 | 935738 | 957935 | 973166 | 1009789
Scenario 2: High TRC | PG&E | Com | WholeBlg | Com - Restaurant | Energy Efficiency | Incentives | 539 | 594 | 663 | 735 | 810 | 887 | 973 | 1061 | 1148 | 1244 | 1341 | 0 | 16671
Scenario 2: High TRC | PG&E | Com | WholeBlg | Com - Restaurant | Energy Efficiency | Incremental Measure Cost | 3328 | 3668 | 4091 | 4537 | 4998 | 5473 | 6008 | 6548 | 7088 | 7678 | 8280 | 0 | 102906
Scenario 2: High TRC | PG&E | Com | ComRefrig | Com - Restaurant | Energy Efficiency | Admin | 5437 | 2786 | 1352 | 771 | 432 | 404 | 379 | 354 | 332 | 311 | 291 | 272 | 255
Scenario 2: High TRC | PG&E | Com | ComRefrig | Com - Restaurant | Energy Efficiency | Incentives | 2 | 1 | 1 | 0 | 0 | 0 | 0 | 0 | 0 | 0 | 0 | 0 | 0
Scenario 2: High TRC | PG&E | Com | ComRefrig | Com - Restaurant | Energy Efficiency | Incremental Measure Cost | 23277 | 11913 | 5806 | 3464 | 2065 | 1972 | 1883 | 1798 | 1717 | 1640 | 1566 | 1496 | 1429
Scenario 2: High TRC | PG&E | Com | FoodServ | Com - Restaurant | Energy Efficiency | Admin | 2410333 | 2459703 | 2507209 | 2548328 | 2583910 | 2614703 | 2644885 | 2670701 | 2693203 | 2715232 | 2735648 | 2159368 | 6275050
Scenario 2: High TRC | PG&E | Com | FoodServ | Com - Restaurant | Energy Efficiency | Incentives | 297421 | 303513 | 309375 | 314449 | 318839 | 322639 | 326363 | 329549 | 332325 | 335043 | 337562 | 266453 | 774299
Scenario 2: High TRC | PG&E | Com | FoodServ | Com - Restaurant | Energy Efficiency | Incremental Measure Cost | 3317696 | 3445937 | 3577848 | 3706832 | 3833640 | 3958833 | 4088312 | 4215506 | 4341749 | 4471294 | 4602054 | 3710780 | 11023619
Scenario 2: High TRC | PG&E | Com | FoodServ | Com - Restaurant | Fuel Substitution | Admin | 8878 | 10011 | 11195 | 12369 | 13544 | 14722 | 15897 | 17128 | 18397 | 19708 | 21073 | 20044 | 20742
Scenario 2: High TRC | PG&E | Com | FoodServ | Com - Restaurant | Fuel Substitution | Incentives | 1579 | 1780 | 1989 | 2196 | 2403 | 2610 | 2817 | 3033 | 3256 | 3486 | 3725 | 3541 | 3662
Scenario 2: High TRC | PG&E | Com | FoodServ | Com - Restaurant | Fuel Substitution | Incremental Measure Cost | 21272 | 24452 | 27945 | 31473 | 35132 | 38927 | 42851 | 47065 | 51531 | 56277 | 61343 | 59485 | 62708
Scenario 2: High TRC | PG&E | Com | Lighting | Com - Restaurant | Energy Efficiency | Admin | 0 | 0 | 2882 | 3648 | 3803 | 3939 | 4117 | 4295 | 4460 | 4616 | 4761 | 3681 | 13358
Scenario 2: High TRC | PG&E | Com | Lighting | Com - Restaurant | Energy Efficiency | Incentives | 0 | 0 | 9184 | 11625 | 12117 | 12552 | 13118 | 13685 | 14210 | 14708 | 15172 | 11731 | 42565
Scenario 2: High TRC | PG&E | Com | Lighting | Com - Restaurant | Energy Efficiency | Incremental Measure Cost | 0 | 0 | 17424 | 22496 | 23916 | 25270 | 26939 | 28666 | 30361 | 32054 | 33725 | 26597 | 98439
Scenario 2: High TRC | SCE | Com | BldgEnv | Com - Restaurant | Energy Efficiency | Admin | 0 | 0 | 0 | 0 | 0 | 0 | 0 | 0 | 0 | 0 | 0 | 0 | 0
Scenario 2: High TRC | SCE | Com | BldgEnv | Com - Restaurant | Energy Efficiency | Incremental Measure Cost | 0 | 0 | 0 | 0 | 0 | 0 | 0 | 0 | 0 | 0 | 0 | 0 | 0
Scenario 2: High TRC | SCE | Com | HVAC | Com - Restaurant | Energy Efficiency | Admin | 15279 | 16217 | 17159 | 18115 | 19108 | 19876 | 20536 | 21228 | 21845 | 22362 | 22861 | 23262 | 23642
Scenario 2: High TRC | SCE | Com | HVAC | Com - Restaurant | Energy Efficiency | Incentives | 3221 | 3397 | 3574 | 3752 | 3933 | 4103 | 4268 | 4437 | 4604 | 4768 | 4934 | 5097 | 5261
Scenario 2: High TRC | SCE | Com | HVAC | Com - Restaurant | Energy Efficiency | Incremental Measure Cost | 7735 | 8159 | 8583 | 9010 | 9445 | 9853 | 10251 | 10657 | 11058 | 11452 | 11849 | 12240 | 12636
Scenario 2: High TRC | SCE | Com | HVAC | Com - Restaurant | Fuel Substitution | Admin | 1609 | 1651 | 1675 | 1688 | 1691 | 0 | 0 | 0 | 0 | 0 | 0 | 0 | 0
Scenario 2: High TRC | SCE | Com | HVAC | Com - Restaurant | Fuel Substitution | Incentives | 202 | 207 | 210 | 212 | 212 | 0 | 0 | 0 | 0 | 0 | 0 | 0 | 0
Scenario 2: High TRC | SCE | Com | WaterHeat | Com - Restaurant | Energy Efficiency | Admin | 4642 | 5647 | 6847 | 8285 | 10010 | 12047 | 14467 | 17364 | 20811 | 24904 | 29784 | 35573 | 42464
Scenario 2: High TRC | SCE | Com | WaterHeat | Com - Restaurant | Energy Efficiency | Incentives | 256 | 317 | 392 | 484 | 597 | 733 | 898 | 1099 | 1344 | 1640 | 2001 | 2438 | 2969
Scenario 2: High TRC | SCE | Com | WaterHeat | Com - Restaurant | Energy Efficiency | Incremental Measure Cost | 348 | 432 | 534 | 660 | 813 | 998 | 1222 | 1497 | 1830 | 2233 | 2725 | 3320 | 4042
Scenario 2: High TRC | SCE | Com | WaterHeat | Com - Restaurant | Fuel Substitution | Admin | 1698819 | 1730329 | 1771962 | 1832345 | 1897994 | 0 | 0 | 0 | 0 | 0 | 0 | 0 | 0
Scenario 2: High TRC | SCE | Com | WaterHeat | Com - Restaurant | Fuel Substitution | Incentives | 649479 | 649353 | 652816 | 662780 | 674018 | 342173 | 418258 | 489082 | 545222 | 585664 | 613297 | 631619 | 643427
Scenario 2: High TRC | SCE | Com | WholeBlg | Com - Restaurant | Energy Efficiency | Admin | 1201394 | 1242472 | 1287485 | 1340858 | 1401641 | 1462826 | 1526717 | 1591419 | 1658753 | 1726531 | 1795498 | 1859071 | 1883755
Scenario 2: High TRC | SCE | Com | WholeBlg | Com - Restaurant | Energy Efficiency | Incentives | 9816 | 11664 | 13804 | 16265 | 19112 | 22029 | 25153 | 28757 | 32716 | 36983 | 41762 | 46938 | 52707
Scenario 2: High TRC | SCE | Com | WholeBlg | Com - Restaurant | Energy Efficiency | Incremental Measure Cost | 60589 | 71996 | 85205 | 100399 | 117973 | 135981 | 155262 | 177508 | 201946 | 228286 | 257785 | 289730 | 325344
Scenario 2: High TRC | SCE | Com | ComRefrig | Com - Restaurant | Energy Efficiency | Admin | 32636 | 19578 | 10053 | 5479 | 3326 | 2283 | 2137 | 2001 | 1873 | 1754 | 1642 | 1537 | 1439
Scenario 2: High TRC | SCE | Com | ComRefrig | Com - Restaurant | Energy Efficiency | Incentives | 1 | 0 | 0 | 0 | 0 | 0 | 0 | 0 | 0 | 0 | 0 | 0 | 0
Scenario 2: High TRC | SCE | Com | ComRefrig | Com - Restaurant | Energy Efficiency | Incremental Measure Cost | 43298 | 26140 | 13381 | 7408 | 4732 | 3419 | 3265 | 3118 | 2978 | 2844 | 2716 | 2594 | 2477
Scenario 2: High TRC | SCE | Com | FoodServ | Com - Restaurant | Energy Efficiency | Admin | 153329 | 313283 | 343402 | 351665 | 360400 | 971404 | 1103386 | 1126716 | 1146100 | 1161684 | 1175866 | 1187640 | 1198936
Scenario 2: High TRC | SCE | Com | FoodServ | Com - Restaurant | Energy Efficiency | Incentives | 93108 | 142169 | 155790 | 163476 | 171669 | 626564 | 729398 | 751925 | 771823 | 789198 | 805746 | 820764 | 835646
Scenario 2: High TRC | SCE | Com | FoodServ | Com - Restaurant | Energy Efficiency | Incremental Measure Cost | 148551 | 226824 | 248556 | 260819 | 273891 | 999822 | 1177524 | 1228144 | 1275446 | 1319434 | 1362770 | 1404243 | 1446118
Scenario 2: High TRC | SCE | Com | FoodServ | Com - Restaurant | Fuel Substitution | Admin | 13708 | 15942 | 18179 | 20422 | 22686 | 25030 | 27361 | 29711 | 32142 | 34644 | 37186 | 39821 | 42637
Scenario 2: High TRC | SCE | Com | FoodServ | Com - Restaurant | Fuel Substitution | Incentives | 1479173 | 1720044 | 1961173 | 2203056 | 2447062 | 2698491 | 2949367 | 3202251 | 3464009 | 3733564 | 4007513 | 4291926 | 4597004
Scenario 2: High TRC | SCE | Com | Lighting | Com - Restaurant | Energy Efficiency | Admin | 11529 | 16167 | 17560 | 18941 | 48846 | 56081 | 57996 | 59866 | 61618 | 63237 | 64788 | 66220 | 67534
Scenario 2: High TRC | SCE | Com | Lighting | Com - Restaurant | Energy Efficiency | Incentives | 0 | 0 | 0 | 0 | 1 | 1 | 1 | 1 | 1 | 1 | 1 | 2 | 2
Scenario 2: High TRC | SCE | Com | Lighting | Com - Restaurant | Energy Efficiency | Incremental Measure Cost | 18640 | 26661 | 29537 | 32498 | 98772 | 116497 | 122659 | 128924 | 135137 | 141255 | 147413 | 153494 | 159416
Scenario 2: High TRC | SCG | Com | BldgEnv | Com - Restaurant | Energy Efficiency | Admin | 404 | 426 | 447 | 469 | 492 | 509 | 524 | 540 | 555 | 567 | 579 | 589 | 598
Scenario 2: High TRC | SCG | Com | BldgEnv | Com - Restaurant | Energy Efficiency | Incentives | 5 | 6 | 6 | 6 | 6 | 7 | 7 | 7 | 7 | 7 | 8 | 8 | 8
Scenario 2: High TRC | SCG | Com | BldgEnv | Com - Restaurant | Energy Efficiency | Incremental Measure Cost | 2868 | 2918 | 2975 | 3040 | 3112 | 3173 | 3229 | 3292 | 3353 | 3409 | 3469 | 3523 | 3581
Scenario 2: High TRC | SCG | Com | HVAC | Com - Restaurant | Energy Efficiency | Admin | 724741 | 750072 | 769070 | 785165 | 798461 | 814093 | 823085 | 832390 | 841392 | 849948 | 858873 | 867590 | 876718
Scenario 2: High TRC | SCG | Com | HVAC | Com - Restaurant | Energy Efficiency | Incentives | 67942 | 70332 | 72119 | 73628 | 74867 | 76339 | 77184 | 78055 | 78898 | 79703 | 80541 | 81361 | 82220
Scenario 2: High TRC | SCG | Com | HVAC | Com - Restaurant | Energy Efficiency | Incremental Measure Cost | 5275379 | 5570128 | 5825891 | 6077183 | 6303355 | 6622100 | 6829704 | 7045463 | 7264414 | 7485353 | 7715482 | 7949903 | 8194436
Scenario 2: High TRC | SCG | Com | HVAC | Com - Restaurant | Fuel Substitution | Incremental Measure Cost | 45314 | 47374 | 49038 | 50393 | 51516 | 84 | 86 | 88 | 89 | 90 | 92 | 93 | 94
Scenario 2: High TRC | SCG | Com | WaterHeat | Com - Restaurant | Energy Efficiency | Admin | 410073 | 412528 | 411630 | 410690 | 410448 | 80935 | 80691 | 80569 | 80535 | 80572 | 80695 | 80878 | 81136
Scenario 2: High TRC | SCG | Com | WaterHeat | Com - Restaurant | Energy Efficiency | Incentives | 0 | 0 | 0 | 0 | 0 | 0 | 0 | 0 | 0 | 0 | 0 | 0 | 0
Scenario 2: High TRC | SCG | Com | WaterHeat | Com - Restaurant | Energy Efficiency | Incremental Measure Cost | 723703 | 743484 | 756981 | 770532 | 785660 | 78588 | 79417 | 80410 | 81541 | 82795 | 84192 | 85708 | 87361
Scenario 2: High TRC | SCG | Com | WaterHeat | Com - Restaurant | Fuel Substitution | Incremental Measure Cost | 5727004 | 5846361 | 5997609 | 6208497 | 6437033 | 1562617 | 1948932 | 2325115 | 2644282 | 2897527 | 3095117 | 3251455 | 3378565
Scenario 2: High TRC | SCG | Com | WholeBlg | Com - Restaurant | Energy Efficiency | Admin | 170617 | 173803 | 176641 | 179962 | 183457 | 186085 | 188719 | 191317 | 193991 | 196015 | 198065 | 199568 | 200141
Scenario 2: High TRC | SCG | Com | WholeBlg | Com - Restaurant | Energy Efficiency | Incentives | 0 | 0 | 0 | 0 | 0 | 0 | 0 | 0 | 0 | 0 | 0 | 0 | 0
Scenario 2: High TRC | SCG | Com | WholeBlg | Com - Restaurant | Energy Efficiency | Incremental Measure Cost | 0 | 0 | 0 | 0 | 0 | 0 | 0 | 0 | 0 | 0 | 0 | 0 | 0
Scenario 2: High TRC | SCG | Com | FoodServ | Com - Restaurant | Energy Efficiency | Admin | 1813343 | 1917347 | 2019387 | 2120920 | 2222223 | 2317603 | 2408844 | 2499465 | 2584326 | 2663194 | 3095153 | 3307111 | 3404001
Scenario 2: High TRC | SCG | Com | FoodServ | Com - Restaurant | Energy Efficiency | Incentives | 1803842 | 1913514 | 2021690 | 2127872 | 2232635 | 2331622 | 2426664 | 2521411 | 2610688 | 2694111 | 3123893 | 3338119 | 3439371
Scenario 2: High TRC | SCG | Com | FoodServ | Com - Restaurant | Energy Efficiency | Incremental Measure Cost | 5244327 | 5665722 | 6095995 | 6540140 | 6998925 | 7451921 | 7905416 | 8372778 | 8837551 | 9299418 | 15511647 | 18442945 | 19697465
Scenario 2: High TRC | SCG | Com | FoodServ | Com - Restaurant | Fuel Substitution | Incremental Measure Cost | 80776 | 95783 | 111370 | 127585 | 144531 | 162821 | 181541 | 201071 | 221896 | 243998 | 267199 | 291924 | 318890
Scenario 2: High TRC | SDG&E | Com | BldgEnv | Com - Restaurant | Energy Efficiency | Admin | 9 | 9 | 9 | 8 | 8 | 8 | 7 | 7 | 7 | 6 | 6 | 6 | 6
Scenario 2: High TRC | SDG&E | Com | BldgEnv | Com - Restaurant | Energy Efficiency | Incentives | 1 | 1 | 1 | 1 | 1 | 1 | 1 | 1 | 1 | 1 | 1 | 0 | 0
Scenario 2: High TRC | SDG&E | Com | BldgEnv | Com - Restaurant | Energy Efficiency | Incremental Measure Cost | 124 | 121 | 117 | 113 | 110 | 107 | 103 | 100 | 97 | 94 | 91 | 88 | 86
Scenario 2: High TRC | SDG&E | Com | HVAC | Com - Restaurant | Energy Efficiency | Admin | 23688 | 28609 | 32222 | 36126 | 40352 | 44862 | 49764 | 55025 | 60603 | 66582 | 72988 | 79821 | 87074
Scenario 2: High TRC | SDG&E | Com | HVAC | Com - Restaurant | Energy Efficiency | Incentives | 21866 | 26571 | 30547 | 34958 | 39852 | 45225 | 51202 | 57785 | 64963 | 72852 | 81515 | 90990 | 101314
Scenario 2: High TRC | SDG&E | Com | HVAC | Com - Restaurant | Energy Efficiency | Incremental Measure Cost | 52516 | 63815 | 73366 | 83958 | 95713 | 108617 | 122972 | 138781 | 156022 | 174969 | 195774 | 218531 | 243324
Scenario 2: High TRC | SDG&E | Com | HVAC | Com - Restaurant | Fuel Substitution | Admin | 0 | 0 | 0 | 0 | 0 | 0 | 0 | 0 | 0 | 0 | 0 | 0 | 0
Scenario 2: High TRC | SDG&E | Com | HVAC | Com - Restaurant | Fuel Substitution | Incentives | 0 | 0 | 0 | 0 | 0 | 0 | 0 | 0 | 0 | 0 | 0 | 0 | 0
Scenario 2: High TRC | SDG&E | Com | HVAC | Com - Restaurant | Fuel Substitution | Incremental Measure Cost | 0 | 0 | 0 | 0 | 0 | 0 | 0 | 0 | 0 | 0 | 0 | 0 | 0
Scenario 2: High TRC | SDG&E | Com | WaterHeat | Com - Restaurant | Energy Efficiency | Admin | 105138 | 119033 | 126113 | 133329 | 140711 | 106161 | 111781 | 117495 | 123221 | 129055 | 135013 | 141080 | 147236
Scenario 2: High TRC | SDG&E | Com | WaterHeat | Com - Restaurant | Energy Efficiency | Incentives | 0 | 0 | 0 | 0 | 0 | 0 | 0 | 0 | 0 | 0 | 0 | 0 | 0
Scenario 2: High TRC | SDG&E | Com | WaterHeat | Com - Restaurant | Energy Efficiency | Incremental Measure Cost | 34060 | 39563 | 42521 | 45616 | 48867 | 22945 | 24523 | 26174 | 27883 | 29672 | 31550 | 33514 | 35564
Scenario 2: High TRC | SDG&E | Com | WaterHeat | Com - Restaurant | Fuel Substitution | Admin | 469263 | 528245 | 589324 | 652801 | 718776 | 261125 | 306337 | 351093 | 392466 | 448978 | 514448 | 569217 | 614847
Scenario 2: High TRC | SDG&E | Com | WaterHeat | Com - Restaurant | Fuel Substitution | Incentives | 101905 | 112621 | 123319 | 134037 | 144777 | 111471 | 128173 | 143993 | 157787 | 176952 | 198767 | 215607 | 228318
Scenario 2: High TRC | SDG&E | Com | WaterHeat | Com - Restaurant | Fuel Substitution | Incremental Measure Cost | 938527 | 1056490 | 1178648 | 1305601 | 1437552 | 522251 | 612674 | 702186 | 784932 | 897956 | 1028896 | 1138434 | 1229695
Scenario 2: High TRC | SDG&E | Com | WholeBlg | Com - Restaurant | Energy Efficiency | Admin | 252808 | 259246 | 266096 | 274584 | 284026 | 293573 | 303797 | 314068 | 324798 | 335529 | 346094 | 355305 | 356241
Scenario 2: High TRC | SDG&E | Com | WholeBlg | Com - Restaurant | Energy Efficiency | Incentives | 0 | 0 | 0 | 0 | 0 | 0 | 0 | 0 | 0 | 0 | 0 | 0 | 0
Scenario 2: High TRC | SDG&E | Com | WholeBlg | Com - Restaurant | Energy Efficiency | Incremental Measure Cost | 0 | 0 | 0 | 0 | 0 | 0 | 0 | 0 | 0 | 0 | 0 | 0 | 0
Scenario 2: High TRC | SDG&E | Com | ComRefrig | Com - Restaurant | Energy Efficiency | Admin | 4831 | 2778 | 1321 | 705 | 378 | 237 | 222 | 208 | 195 | 182 | 171 | 160 | 150
Scenario 2: High TRC | SDG&E | Com | ComRefrig | Com - Restaurant | Energy Efficiency | Incentives | 334 | 192 | 91 | 49 | 26 | 16 | 15 | 14 | 13 | 13 | 12 | 11 | 10
Scenario 2: High TRC | SDG&E | Com | ComRefrig | Com - Restaurant | Energy Efficiency | Incremental Measure Cost | 15269 | 8778 | 4125 | 2252 | 1276 | 850 | 811 | 775 | 740 | 707 | 675 | 645 | 616
Scenario 2: High TRC | SDG&E | Com | FoodServ | Com - Restaurant | Energy Efficiency | Admin | 461449 | 760357 | 831594 | 866971 | 912682 | 948825 | 983874 | 1018451 | 1051703 | 1084714 | 1117591 | 1150132 | 1181685
Scenario 2: High TRC | SDG&E | Com | FoodServ | Com - Restaurant | Energy Efficiency | Incentives | 40937 | 67454 | 73774 | 76913 | 80968 | 84174 | 87283 | 90351 | 93301 | 96229 | 99146 | 102033 | 104832
Scenario 2: High TRC | SDG&E | Com | FoodServ | Com - Restaurant | Energy Efficiency | Incremental Measure Cost | 550905 | 819682 | 902682 | 959574 | 1056944 | 1124764 | 1189522 | 1255885 | 1322772 | 1391636 | 1462702 | 1535765 | 1609796
Scenario 2: High TRC | SDG&E | Com | FoodServ | Com - Restaurant | Fuel Substitution | Admin | 16760 | 19793 | 23030 | 26383 | 29904 | 33482 | 36951 | 40468 | 43949 | 47292 | 50655 | 54030 | 57471
Scenario 2: High TRC | SDG&E | Com | FoodServ | Com - Restaurant | Fuel Substitution | Incentives | 3383 | 3919 | 4473 | 5026 | 5587 | 6157 | 6735 | 7321 | 7913 | 8510 | 9110 | 9712 | 10324
Scenario 2: High TRC | SDG&E | Com | FoodServ | Com - Restaurant | Fuel Substitution | Incremental Measure Cost | 33519 | 39585 | 46159 | 52884 | 59947 | 67359 | 75140 | 83291 | 91812 | 100707 | 109956 | 119550 | 129623
Scenario 2: High TRC | SDG&E | Com | Lighting | Com - Restaurant | Energy Efficiency | Admin | 3983 | 4370 | 4472 | 4573 | 8630 | 9338 | 9433 | 9524 | 9605 | 9688 | 9773 | 9861 | 9948
Scenario 2: High TRC | SDG&E | Com | Lighting | Com - Restaurant | Energy Efficiency | Incentives | 14362 | 16071 | 16777 | 17499 | 37775 | 42010 | 43242 | 44491 | 45722 | 46991 | 48311 | 49674 | 51074
Scenario 2: High TRC | SDG&E | Com | Lighting | Com - Restaurant | Energy Efficiency | Incremental Measure Cost | 15220 | 17032 | 17780 | 18544 | 40032 | 44520 | 45825 | 47149 | 48453 | 49799 | 51197 | 52642 | 54126
Scenario 2: High TRC | PG&E | Com | BldgEnv | Com - Retail | Energy Efficiency | Admin | 1022 | 1084 | 981 | 236 | 9677 | 1132 | 1284 | 10801 | 1381 | 1401 | 1422 | 1441 | 1449
Scenario 2: High TRC | PG&E | Com | BldgEnv | Com - Retail | Energy Efficiency | Incremental Measure Cost | 2613 | 2766 | 2589 | 1211 | 19350 | 2964 | 3286 | 62294 | 3587 | 3642 | 3705 | 3771 | 3878
Scenario 2: High TRC | PG&E | Com | HVAC | Com - Retail | Fuel Substitution | Incremental Measure Cost | 319998 | 387546 | 421471 | 411315 | 488786 | 57 | 60 | 63 | 0 | 0 | 0 | 0 | 0
Scenario 2: High TRC | PG&E | Com | HVAC | Com - Retail | Energy Efficiency | Admin | 302751 | 323107 | 324936 | 235401 | 1142962 | 263103 | 282281 | 292336 | 252685 | 244213 | 258093 | 263859 | 269326
Scenario 2: High TRC | PG&E | Com | HVAC | Com - Retail | Energy Efficiency | Incentives | 94577 | 101099 | 101197 | 81163 | 286662 | 80580 | 85679 | 88815 | 74953 | 71828 | 76393 | 78186 | 79850
Scenario 2: High TRC | PG&E | Com | HVAC | Com - Retail | Energy Efficiency | Incremental Measure Cost | 2395817 | 2625832 | 2806342 | 2198795 | 7885083 | 2771080 | 2458939 | 2604410 | 2408880 | 2399740 | 2588514 | 2704445 | 2819275
Scenario 2: High TRC | PG&E | Com | HVAC | Com - Retail | Fuel Substitution | Admin | 68955 | 78465 | 83668 | 80058 | 88893 | 5 | 6 | 6 | 0 | 0 | 0 | 0 | 0
Scenario 2: High TRC | PG&E | Com | HVAC | Com - Retail | Fuel Substitution | Incentives | 7936 | 9030 | 9628 | 9213 | 10228 | 1 | 1 | 1 | 0 | 0 | 0 | 0 | 0
Scenario 2: High TRC | PG&E | Com | WaterHeat | Com - Retail | Energy Efficiency | Incremental Measure Cost | 376514 | 481657 | 469239 | 676787 | 838410 | 992485 | 1160775 | 1339058 | 827839 | 1486484 | 1471530 | 1379157 | 1221052
Scenario 2: High TRC | PG&E | Com | WaterHeat | Com - Retail | Fuel Substitution | Incremental Measure Cost | 31018 | 38905 | 95531 | 92255 | 90118 | 54646 | 69976 | 90233 | 52729 | 69036 | 89568 | 111205 | 133956
Scenario 2: High TRC | PG&E | Com | WaterHeat | Com - Retail | Energy Efficiency | Admin | 842805 | 1060129 | 1029546 | 1448237 | 1754820 | 2050410 | 2352620 | 2621883 | 1761842 | 2844874 | 2759583 | 2534032 | 2197945
Scenario 2: High TRC | PG&E | Com | WaterHeat | Com - Retail | Energy Efficiency | Incentives | 0 | 0 | 0 | 0 | 1 | 1 | 1 | 1 | 1 | 1 | 1 | 1 | 1
Scenario 2: High TRC | PG&E | Com | WaterHeat | Com - Retail | Fuel Substitution | Admin | 15480 | 19403 | 24046 | 27046 | 33410 | 12925 | 16745 | 21264 | 26364 | 34518 | 44784 | 55602 | 66978
Scenario 2: High TRC | PG&E | Com | WaterHeat | Com - Retail | Fuel Substitution | Incentives | 3439 | 4230 | 5143 | 5674 | 6862 | 5178 | 6575 | 8184 | 9946 | 12765 | 16234 | 19758 | 23330
Scenario 2: High TRC | PG&E | Com | WholeBlg | Com - Retail | Energy Efficiency | Admin | 987736 | 1004987 | 1020553 | 1028163 | 1151972 | 1081700 | 1110403 | 1155410 | 1182520 | 1229960 | 1253940 | 1271030 | 1304122
Scenario 2: High TRC | PG&E | Com | WholeBlg | Com - Retail | Energy Efficiency | Incentives | 2604 | 2951 | 3356 | 0 | 38440 | 4435 | 4939 | 5474 | 5980 | 6528 | 7116 | 7726 | 8385
Scenario 2: High TRC | PG&E | Com | WholeBlg | Com - Retail | Energy Efficiency | Incremental Measure Cost | 16074 | 18215 | 20717 | 0 | 237278 | 27373 | 30484 | 33787 | 36912 | 40296 | 43924 | 47692 | 51761
Scenario 2: High TRC | PG&E | Com | ComRefrig | Com - Retail | Energy Efficiency | Admin | 70961 | 36384 | 6229 | 13296 | 7493 | 5147 | 4819 | 4511 | 4223 | 3953 | 3701 | 3465 | 3244
Scenario 2: High TRC | PG&E | Com | ComRefrig | Com - Retail | Energy Efficiency | Incentives | 32 | 16 | 3 | 6 | 3 | 2 | 2 | 2 | 2 | 2 | 2 | 2 | 1
Scenario 2: High TRC | PG&E | Com | ComRefrig | Com - Retail | Energy Efficiency | Incremental Measure Cost | 304155 | 156003 | 28640 | 58727 | 34844 | 25109 | 23979 | 22900 | 21870 | 20887 | 19947 | 19050 | 18194
Scenario 2: High TRC | PG&E | Com | FoodServ | Com - Retail | Energy Efficiency | Admin | 4363 | 4592 | 4848 | 1843 | 32112 | 5183 | 5594 | 5825 | 6003 | 6175 | 6342 | 6491 | 6640
Scenario 2: High TRC | PG&E | Com | FoodServ | Com - Retail | Energy Efficiency | Incentives | 538 | 567 | 598 | 227 | 3962 | 639 | 690 | 719 | 741 | 762 | 782 | 801 | 819
Scenario 2: High TRC | PG&E | Com | FoodServ | Com - Retail | Energy Efficiency | Incremental Measure Cost | 5948 | 6373 | 6849 | 2785 | 45792 | 7752 | 8514 | 9032 | 9487 | 9946 | 10412 | 10864 | 11330
Scenario 2: High TRC | PG&E | Com | Lighting | Com - Retail | Energy Efficiency | Admin | 73814 | 76430 | 78867 | 63419 | 179248 | 83648 | 85698 | 86978 | 88070 | 89138 | 90194 | 91200 | 92220
Scenario 2: High TRC | PG&E | Com | Lighting | Com - Retail | Energy Efficiency | Incentives | 235200 | 243535 | 251302 | 202076 | 571153 | 266536 | 273066 | 277146 | 280627 | 284027 | 287393 | 290600 | 293850
Scenario 2: High TRC | PG&E | Com | Lighting | Com - Retail | Energy Efficiency | Incremental Measure Cost | 476982 | 502461 | 527614 | 433948 | 1221230 | 589237 | 614094 | 633884 | 652941 | 672414 | 692419 | 712670 | 733654
Scenario 2: High TRC | SCE | Com | BldgEnv | Com - Retail | Energy Efficiency | Admin | 59 | 61 | 63 | 64 | 66 | 67 | 63 | 64 | 64 | 0 | 0 | 0 | 0
Scenario 2: High TRC | SCE | Com | BldgEnv | Com - Retail | Energy Efficiency | Incremental Measure Cost | 842 | 872 | 896 | 922 | 949 | 968 | 981 | 996 | 1002 | 0 | 0 | 0 | 0
Scenario 2: High TRC | SCE | Com | HVAC | Com - Retail | Energy Efficiency | Admin | 153168 | 166274 | 179065 | 192182 | 205772 | 222512 | 236365 | 249768 | 96537 | 64830 | 66104 | 66989 | 67757
Scenario 2: High TRC | SCE | Com | HVAC | Com - Retail | Energy Efficiency | Incentives | 90137 | 100485 | 111188 | 122446 | 134346 | 150057 | 163913 | 177684 | 40205 | 10167 | 10498 | 10821 | 11145
Scenario 2: High TRC | SCE | Com | HVAC | Com - Retail | Energy Efficiency | Incremental Measure Cost | 216482 | 241333 | 267039 | 294078 | 322658 | 360392 | 393667 | 426743 | 96560 | 24418 | 25213 | 25988 | 26767
Scenario 2: High TRC | SCE | Com | HVAC | Com - Retail | Fuel Substitution | Admin | 3929 | 4029 | 4090 | 4122 | 4123 | 0 | 0 | 0 | 0 | 0 | 0 | 0 | 0
Scenario 2: High TRC | SCE | Com | HVAC | Com - Retail | Fuel Substitution | Incentives | 565 | 579 | 588 | 593 | 593 | 321 | 327 | 330 | 0 | 0 | 0 | 0 | 0
Scenario 2: High TRC | SCE | Com | WaterHeat | Com - Retail | Energy Efficiency | Admin | 939 | 1137 | 1372 | 1653 | 1989 | 2388 | 2861 | 3426 | 4094 | 4886 | 5828 | 6942 | 8263
Scenario 2: High TRC | SCE | Com | WaterHeat | Com - Retail | Energy Efficiency | Incentives | 52 | 64 | 79 | 97 | 119 | 146 | 178 | 218 | 265 | 323 | 393 | 477 | 580
Scenario 2: High TRC | SCE | Com | WaterHeat | Com - Retail | Energy Efficiency | Incremental Measure Cost | 71 | 87 | 107 | 132 | 162 | 198 | 243 | 296 | 361 | 440 | 535 | 650 | 789
Scenario 2: High TRC | SCE | Com | WaterHeat | Com - Retail | Fuel Substitution | Admin | 65828 | 67014 | 68136 | 69248 | 69974 | 0 | 0 | 0 | 0 | 0 | 0 | 0 | 0
Scenario 2: High TRC | SCE | Com | WaterHeat | Com - Retail | Fuel Substitution | Incentives | 25693 | 25649 | 25572 | 25486 | 25254 | 13003 | 15788 | 18394 | 20458 | 21934 | 22929 | 23574 | 23974
Scenario 2: High TRC | SCE | Com | WholeBlg | Com - Retail | Energy Efficiency | Admin | 1796517 | 1855379 | 1919572 | 1994772 | 2083165 | 2174733 | 2277118 | 2381801 | 2489213 | 2601188 | 2715513 | 2825512 | 2954964
Scenario 2: High TRC | SCE | Com | WholeBlg | Com - Retail | Energy Efficiency | Incentives | 29805 | 35381 | 41440 | 48623 | 57167 | 66529 | 76714 | 88675 | 101642 | 115792 | 131823 | 149227 | 168681
Scenario 2: High TRC | SCE | Com | WholeBlg | Com - Retail | Energy Efficiency | Incremental Measure Cost | 183979 | 218393 | 255794 | 300135 | 352870 | 410659 | 473529 | 547362 | 627401 | 714743 | 813698 | 921130 | 1041210
Scenario 2: High TRC | SCE | Com | ComRefrig | Com - Retail | Energy Efficiency | Admin | 388278 | 236921 | 125441 | 65234 | 39572 | 24118 | 22577 | 21135 | 19785 | 18522 | 17339 | 16232 | 15195
Scenario 2: High TRC | SCE | Com | ComRefrig | Com - Retail | Energy Efficiency | Incentives | 9 | 6 | 3 | 2 | 1 | 1 | 1 | 1 | 0 | 0 | 0 | 0 | 0
Scenario 2: High TRC | SCE | Com | ComRefrig | Com - Retail | Energy Efficiency | Incremental Measure Cost | 514761 | 316198 | 167234 | 87586 | 55716 | 36081 | 34457 | 32907 | 31426 | 30013 | 28663 | 27373 | 26142
Scenario 2: High TRC | SCE | Com | FoodServ | Com - Retail | Energy Efficiency | Admin | 9454 | 19933 | 21850 | 22371 | 22931 | 23356 | 23661 | 24015 | 24262 | 24443 | 24635 | 24759 | 24886
Scenario 2: High TRC | SCE | Com | FoodServ | Com - Retail | Energy Efficiency | Incentives | 5741 | 8997 | 9869 | 10366 | 10901 | 11366 | 11766 | 12208 | 12590 | 12936 | 13297 | 13619 | 13950
Scenario 2: High TRC | SCE | Com | FoodServ | Com - Retail | Energy Efficiency | Incremental Measure Cost | 9160 | 14354 | 15745 | 16539 | 17392 | 18134 | 18773 | 19477 | 20087 | 20639 | 21215 | 21729 | 22257
Scenario 2: High TRC | SCE | Com | Lighting | Com - Retail | Energy Efficiency | Admin | 279933 | 295174 | 309145 | 322763 | 336162 | 348505 | 359818 | 370917 | 381027 | 390329 | 399234 | 406801 | 413545
Scenario 2: High TRC | SCE | Com | Lighting | Com - Retail | Energy Efficiency | Incentives | 6 | 7 | 7 | 7 | 8 | 8 | 8 | 8 | 9 | 9 | 9 | 9 | 9
Scenario 2: High TRC | SCE | Com | Lighting | Com - Retail | Energy Efficiency | Incremental Measure Cost | 527144 | 565381 | 602451 | 640037 | 678406 | 715899 | 752488 | 789795 | 826190 | 861986 | 898020 | 931552 | 963583
Scenario 2: High TRC | SCG | Com | BldgEnv | Com - Retail | Energy Efficiency | Admin | 52955 | 44565 | 34690 | 2133 | 16785 | 11742 | 2398 | 2474 | 2498 | 2557 | 2617 | 2666 | 2714
Scenario 2: High TRC | SCG | Com | BldgEnv | Com - Retail | Energy Efficiency | Incentives | 668 | 562 | 438 | 28 | 212 | 149 | 31 | 32 | 32 | 33 | 34 | 34 | 35
Scenario 2: High TRC | SCG | Com | BldgEnv | Com - Retail | Energy Efficiency | Incremental Measure Cost | 113926 | 98330 | 78829 | 8025 | 40707 | 31595 | 8971 | 9291 | 9576 | 9844 | 10120 | 10361 | 10604
Scenario 2: High TRC | SCG | Com | HVAC | Com - Retail | Fuel Substitution | Incremental Measure Cost | 137517 | 143850 | 148985 | 153182 | 156216 | 153226 | 159100 | 163823 | 0 | 0 | 0 | 0 | 0
Scenario 2: High TRC | SCG | Com | HVAC | Com - Retail | Energy Efficiency | Incremental Measure Cost | 1128572 | 1165575 | 1199636 | 1235370 | 970161 | 821890 | 1129 | 1156 | 1177 | 1198 | 1222 | 1243 | 1268
Scenario 2: High TRC | SCG | Com | HVAC | Com - Retail | Energy Efficiency | Admin | 56668 | 57402 | 57900 | 58481 | 38358 | 19009 | 9105 | 9245 | 9330 | 9397 | 9484 | 9543 | 9613
Scenario 2: High TRC | SCG | Com | HVAC | Com - Retail | Energy Efficiency | Incentives | 4592 | 4649 | 4691 | 4736 | 3646 | 14 | 8 | 8 | 8 | 8 | 8 | 8 | 8
Scenario 2: High TRC | SCG | Com | WaterHeat | Com - Retail | Energy Efficiency | Incremental Measure Cost | 358133 | 248682 | 192553 | 149452 | 151200 | 115734 | 99582 | 91073 | 77519 | 71878 | 66647 | 61797 | 57301
Scenario 2: High TRC | SCG | Com | WaterHeat | Com - Retail | Fuel Substitution | Incremental Measure Cost | 208530 | 212375 | 385092 | 352571 | 296443 | 145951 | 169306 | 190598 | 99412 | 108729 | 115940 | 121587 | 126130
Scenario 2: High TRC | SCG | Com | WaterHeat | Com - Retail | Energy Efficiency | Admin | 196324 | 121715 | 109638 | 95353 | 86817 | 70343 | 62884 | 56995 | 50897 | 46267 | 42059 | 38234 | 34756
Scenario 2: High TRC | SCG | Com | WaterHeat | Com - Retail | Energy Efficiency | Incentives | 0 | 0 | 0 | 0 | 0 | 0 | 0 | 0 | 0 | 0 | 0 | 0 | 0
Scenario 2: High TRC | SCG | Com | WholeBlg | Com - Retail | Energy Efficiency | Admin | 46230 | 46903 | 47474 | 48172 | 48913 | 49448 | 49989 | 50516 | 51060 | 51479 | 51861 | 52102 | 52233
Scenario 2: High TRC | SCG | Com | WholeBlg | Com - Retail | Energy Efficiency | Incentives | 0 | 0 | 0 | 0 | 0 | 0 | 0 | 0 | 0 | 0 | 0 | 0 | 0
Scenario 2: High TRC | SCG | Com | WholeBlg | Com - Retail | Energy Efficiency | Incremental Measure Cost | 0 | 0 | 0 | 0 | 0 | 0 | 0 | 0 | 0 | 0 | 0 | 0 | 0
Scenario 2: High TRC | SCG | Com | FoodServ | Com - Retail | Energy Efficiency | Admin | 377 | 418 | 457 | 499 | 0 | 1252 | 637 | 686 | 732 | 777 | 824 | 868 | 912
Scenario 2: High TRC | SCG | Com | FoodServ | Com - Retail | Energy Efficiency | Incentives | 938 | 1040 | 1137 | 1243 | 0 | 3117 | 1586 | 1709 | 1824 | 1936 | 2052 | 2161 | 2272
Scenario 2: High TRC | SCG | Com | FoodServ | Com - Retail | Energy Efficiency | Incremental Measure Cost | 4383 | 4959 | 5529 | 6167 | 0 | 16084 | 8347 | 9176 | 9988 | 10812 | 11689 | 12558 | 13468
Scenario 2: High TRC | SDG&E | Com | BldgEnv | Com - Retail | Energy Efficiency | Admin | 104 | 97 | 90 | 83 | 76 | 70 | 67 | 63 | 60 | 56 | 53 | 51 | 48
Scenario 2: High TRC | SDG&E | Com | BldgEnv | Com - Retail | Energy Efficiency | Incentives | 9 | 8 | 8 | 7 | 7 | 6 | 6 | 5 | 5 | 5 | 5 | 4 | 4
Scenario 2: High TRC | SDG&E | Com | BldgEnv | Com - Retail | Energy Efficiency | Incremental Measure Cost | 620 | 598 | 579 | 560 | 533 | 507 | 484 | 463 | 443 | 425 | 408 | 393 | 379
Scenario 2: High TRC | SDG&E | Com | HVAC | Com - Retail | Energy Efficiency | Admin | 14956 | 15901 | 16872 | 17605 | 18410 | 8692 | 9001 | 9306 | 335 | 158 | 102 | 73 | 57
Scenario 2: High TRC | SDG&E | Com | HVAC | Com - Retail | Energy Efficiency | Incentives | 20912 | 22989 | 25185 | 27238 | 29454 | 18433 | 19908 | 21439 | 321 | 58 | 61 | 63 | 66
Scenario 2: High TRC | SDG&E | Com | HVAC | Com - Retail | Energy Efficiency | Incremental Measure Cost | 71517 | 78500 | 85872 | 92938 | 100344 | 76181 | 47814 | 51489 | 771 | 140 | 146 | 152 | 158
Scenario 2: High TRC | SDG&E | Com | HVAC | Com - Retail | Fuel Substitution | Admin | 1 | 1 | 1 | 1 | 1 | 0 | 0 | 0 | 0 | 0 | 0 | 0 | 0
Scenario 2: High TRC | SDG&E | Com | HVAC | Com - Retail | Fuel Substitution | Incentives | 2 | 3 | 3 | 3 | 4 | 0 | 0 | 0 | 0 | 0 | 0 | 0 | 0
Scenario 2: High TRC | SDG&E | Com | HVAC | Com - Retail | Fuel Substitution | Incremental Measure Cost | 3 | 4 | 5 | 6 | 6 | 0 | 0 | 0 | 0 | 0 | 0 | 0 | 0
Scenario 2: High TRC | SDG&E | Com | WaterHeat | Com - Retail | Energy Efficiency | Incremental Measure Cost | 47186 | 48143 | 48124 | 49275 | 50137 | 50217 | 51041 | 51859 | 3975 | 4219 | 4468 | 4729 | 4998
Scenario 2: High TRC | SDG&E | Com | WaterHeat | Com - Retail | Fuel Substitution | Incremental Measure Cost | 38640 | 43468 | 103793 | 97768 | 82928 | 51092 | 58520 | 66381 | 35118 | 38979 | 44189 | 48412 | 51839
Scenario 2: High TRC | SDG&E | Com | WaterHeat | Com - Retail | Energy Efficiency | Admin | 125536 | 126073 | 126504 | 126823 | 127014 | 125939 | 126007 | 126017 | 19564 | 20357 | 21137 | 21931 | 22728
Scenario 2: High TRC | SDG&E | Com | WaterHeat | Com - Retail | Energy Efficiency | Incentives | 0 | 0 | 0 | 0 | 0 | 0 | 0 | 0 | 0 | 0 | 0 | 0 | 0
Scenario 2: High TRC | SDG&E | Com | WaterHeat | Com - Retail | Fuel Substitution | Admin | 19320 | 21734 | 24207 | 26744 | 29340 | 11789 | 13801 | 15770 | 17559 | 19490 | 22094 | 24206 | 25919
Scenario 2: High TRC | SDG&E | Com | WaterHeat | Com - Retail | Fuel Substitution | Incentives | 4579 | 5052 | 5518 | 5979 | 6432 | 5023 | 5763 | 6456 | 7046 | 7667 | 8521 | 9152 | 9607
Scenario 2: High TRC | SDG&E | Com | WholeBlg | Com - Retail | Energy Efficiency | Admin | 746063 | 829308 | 917913 | 1008855 | 1086178 | 1168069 | 1243935 | 1306884 | 1359123 | 1405405 | 1441362 | 1473149 | 1511071
Scenario 2: High TRC | SDG&E | Com | WholeBlg | Com - Retail | Energy Efficiency | Incentives | 139078 | 170228 | 204470 | 240244 | 271624 | 306055 | 338343 | 366850 | 391845 | 415006 | 435028 | 454719 | 474916
Scenario 2: High TRC | SDG&E | Com | WholeBlg | Com - Retail | Energy Efficiency | Incremental Measure Cost | 858483 | 1050759 | 1262125 | 1482942 | 1676644 | 1889172 | 2088475 | 2264441 | 2418726 | 2561691 | 2685281 | 2806827 | 2931494
Scenario 2: High TRC | SDG&E | Com | ComRefrig | Com - Retail | Energy Efficiency | Admin | 54141 | 31185 | 14938 | 7611 | 4078 | 2579 | 2415 | 2260 | 2116 | 1981 | 1854 | 1736 | 1625
Scenario 2: High TRC | SDG&E | Com | ComRefrig | Com - Retail | Energy Efficiency | Incentives | 3748 | 2159 | 1034 | 527 | 282 | 179 | 167 | 156 | 146 | 137 | 128 | 120 | 112
Scenario 2: High TRC | SDG&E | Com | ComRefrig | Com - Retail | Energy Efficiency | Incremental Measure Cost | 171337 | 98798 | 46900 | 24313 | 13769 | 9230 | 8815 | 8418 | 8039 | 7678 | 7332 | 7002 | 6687
Scenario 2: High TRC | SDG&E | Com | FoodServ | Com - Retail | Energy Efficiency | Admin | 1008 | 1013 | 1018 | 1016 | 999 | 996 | 986 | 975 | 966 | 964 | 961 | 965 | 973
Scenario 2: High TRC | SDG&E | Com | FoodServ | Com - Retail | Energy Efficiency | Incentives | 89 | 90 | 90 | 90 | 89 | 88 | 87 | 86 | 86 | 85 | 85 | 86 | 86
Scenario 2: High TRC | SDG&E | Com | FoodServ | Com - Retail | Energy Efficiency | Incremental Measure Cost | 1182 | 1208 | 1234 | 1250 | 1244 | 1259 | 1263 | 1266 | 1273 | 1291 | 1310 | 1341 | 1380
Scenario 2: High TRC | SDG&E | Com | Lighting | Com - Retail | Energy Efficiency | Admin | 56604 | 55985 | 55438 | 54820 | 54021 | 53500 | 52907 | 52341 | 51843 | 51453 | 51086 | 50826 | 50625
Scenario 2: High TRC | SDG&E | Com | Lighting | Com - Retail | Energy Efficiency | Incentives | 228702 | 230378 | 232354 | 234053 | 234982 | 237086 | 238885 | 240801 | 243035 | 245787 | 248681 | 252128 | 255924
Scenario 2: High TRC | SDG&E | Com | Lighting | Com - Retail | Energy Efficiency | Incremental Measure Cost | 242367 | 244144 | 246237 | 248038 | 249022 | 251252 | 253158 | 255189 | 257556 | 260473 | 263540 | 267193 | 271216
Scenario 2: High TRC | PG&E | Com | BldgEnv | Com - School | Energy Efficiency | Admin | 874 | 914 | 952 | 982 | 1001 | 1023 | 1039 | 1056 | 1069 | 1082 | 1093 | 1107 | 1116
Scenario 2: High TRC | PG&E | Com | BldgEnv | Com - School | Energy Efficiency | Incremental Measure Cost | 2401 | 2478 | 2554 | 2622 | 2672 | 2730 | 2779 | 2833 | 2882 | 2933 | 2984 | 3044 | 3094
Scenario 2: High TRC | PG&E | Com | HVAC | Com - School | Energy Efficiency | Admin | 188274 | 288326 | 403142 | 440725 | 445545 | 205133 | 205405 | 205937 | 193453 | 189734 | 189737 | 202515 | 206699
Scenario 2: High TRC | PG&E | Com | HVAC | Com - School | Energy Efficiency | Incentives | 31884 | 65724 | 104880 | 117695 | 119627 | 36839 | 37209 | 37577 | 33504 | 32399 | 32565 | 36980 | 38558
Scenario 2: High TRC | PG&E | Com | HVAC | Com - School | Energy Efficiency | Incremental Measure Cost | 709335 | 1230277 | 1830797 | 2082213 | 2175842 | 1036567 | 1082836 | 1128245 | 924220 | 871667 | 900673 | 1212222 | 1346121
Scenario 2: High TRC | PG&E | Com | HVAC | Com - School | Fuel Substitution | Admin | 53408 | 56742 | 59560 | 61825 | 66352 | 0 | 0 | 0 | 0 | 0 | 0 | 0 | 0
Scenario 2: High TRC | PG&E | Com | HVAC | Com - School | Fuel Substitution | Incentives | 6145 | 6529 | 6853 | 7113 | 7633 | 0 | 0 | 0 | 0 | 0 | 0 | 0 | 0
Scenario 2: High TRC | PG&E | Com | HVAC | Com - School | Fuel Substitution | Incremental Measure Cost | 187932 | 203660 | 218043 | 230856 | 265398 | 0 | 0 | 0 | 0 | 0 | 0 | 0 | 0
Scenario 2: High TRC | PG&E | Com | WaterHeat | Com - School | Energy Efficiency | Incremental Measure Cost | 629316 | 706976 | 757351 | 810372 | 813848 | 490603 | 408701 | 308204 | 117739 | 115301 | 43577 | 31832 | 30400
Scenario 2: High TRC | PG&E | Com | WaterHeat | Com - School | Fuel Substitution | Incremental Measure Cost | 380814 | 477502 | 593397 | 731895 | 1133836 | 481270 | 611194 | 633259 | 512930 | 680152 | 879754 | 1089412 | 1308867
Scenario 2: High TRC | PG&E | Com | WaterHeat | Com - School | Energy Efficiency | Admin | 1094368 | 1228249 | 1326578 | 1365883 | 1328304 | 1021171 | 834439 | 617595 | 255262 | 225198 | 86705 | 64721 | 61073
Scenario 2: High TRC | PG&E | Com | WaterHeat | Com - School | Energy Efficiency | Incentives | 0 | 0 | 0 | 0 | 0 | 0 | 0 | 0 | 0 | 0 | 0 | 0 | 0
Scenario 2: High TRC | PG&E | Com | WaterHeat | Com - School | Fuel Substitution | Admin | 171701 | 214564 | 265537 | 325943 | 397174 | 128491 | 165162 | 208194 | 256465 | 340076 | 439877 | 544706 | 654433
Scenario 2: High TRC | PG&E | Com | WaterHeat | Com - School | Fuel Substitution | Incentives | 24661 | 30331 | 36918 | 44546 | 53340 | 34358 | 43279 | 53467 | 64556 | 83905 | 106382 | 129130 | 152078
Scenario 2: High TRC | PG&E | Com | ComRefrig | Com - School | Energy Efficiency | Admin | 18 | 16 | 15 | 14 | 13 | 13 | 12 | 11 | 10 | 10 | 9 | 8 | 8
Scenario 2: High TRC | PG&E | Com | ComRefrig | Com - School | Energy Efficiency | Incentives | 0 | 0 | 0 | 0 | 0 | 0 | 0 | 0 | 0 | 0 | 0 | 0 | 0
Scenario 2: High TRC | PG&E | Com | ComRefrig | Com - School | Energy Efficiency | Incremental Measure Cost | 80 | 74 | 70 | 67 | 64 | 61 | 58 | 56 | 53 | 51 | 49 | 46 | 44
Scenario 2: High TRC | PG&E | Com | FoodServ | Com - School | Energy Efficiency | Admin | 340057 | 346118 | 351640 | 356019 | 359135 | 362717 | 365829 | 369249 | 372534 | 375914 | 379287 | 383026 | 385501
Scenario 2: High TRC | PG&E | Com | FoodServ | Com - School | Energy Efficiency | Incentives | 41960 | 42708 | 43389 | 43930 | 44314 | 44756 | 45140 | 45562 | 45967 | 46384 | 46801 | 47262 | 47567
Scenario 2: High TRC | PG&E | Com | FoodServ | Com - School | Energy Efficiency | Incremental Measure Cost | 719866 | 746565 | 773230 | 798624 | 822352 | 848002 | 873561 | 900719 | 928496 | 957410 | 987220 | 1018920 | 1049533
Scenario 2: High TRC | PG&E | Com | FoodServ | Com - School | Fuel Substitution | Admin | 389 | 426 | 469 | 520 | 582 | 649 | 722 | 805 | 896 | 998 | 1110 | 1238 | 1435
Scenario 2: High TRC | PG&E | Com | FoodServ | Com - School | Fuel Substitution | Incentives | 71 | 78 | 85 | 95 | 105 | 117 | 130 | 144 | 160 | 178 | 197 | 220 | 254
Scenario 2: High TRC | PG&E | Com | FoodServ | Com - School | Fuel Substitution | Incremental Measure Cost | 920 | 1023 | 1161 | 1312 | 1494 | 1699 | 1926 | 2185 | 2481 | 2816 | 3195 | 3633 | 4288
Scenario 2: High TRC | PG&E | Com | Lighting | Com - School | Energy Efficiency | Admin | 0 | 0 | 0 | 0 | 0 | 0 | 0 | 0 | 0 | 0 | 0 | 0 | 0
Scenario 2: High TRC | PG&E | Com | Lighting | Com - School | Energy Efficiency | Incentives | 0 | 0 | 0 | 0 | 0 | 0 | 0 | 0 | 0 | 0 | 0 | 0 | 0
Scenario 2: High TRC | PG&E | Com | Lighting | Com - School | Energy Efficiency | Incremental Measure Cost | 0 | 0 | 0 | 0 | 0 | 0 | 0 | 0 | 0 | 0 | 0 | 0 | 0
Scenario 2: High TRC | SCE | Com | BldgEnv | Com - School | Energy Efficiency | Admin | 29 | 31 | 32 | 33 | 33 | 34 | 35 | 35 | 36 | 0 | 0 | 0 | 0
Scenario 2: High TRC | SCE | Com | BldgEnv | Com - School | Energy Efficiency | Incremental Measure Cost | 443 | 455 | 466 | 477 | 486 | 495 | 502 | 510 | 518 | 0 | 0 | 0 | 0
Scenario 2: High TRC | SCE | Com | HVAC | Com - School | Energy Efficiency | Admin | 29450 | 30880 | 32325 | 33619 | 34685 | 35802 | 36621 | 37493 | 38341 | 39140 | 39755 | 40486 | 40950
Scenario 2: High TRC | SCE | Com | HVAC | Com - School | Energy Efficiency | Incentives | 4392 | 4598 | 4804 | 5004 | 5196 | 5390 | 5575 | 5763 | 5952 | 6142 | 6328 | 6521 | 6709
Scenario 2: High TRC | SCE | Com | HVAC | Com - School | Energy Efficiency | Incremental Measure Cost | 10549 | 11043 | 11538 | 12018 | 12479 | 12946 | 13389 | 13841 | 14295 | 14751 | 15198 | 15662 | 16112
Scenario 2: High TRC | SCE | Com | HVAC | Com - School | Fuel Substitution | Admin | 1263 | 1274 | 1272 | 1261 | 1244 | 0 | 0 | 0 | 0 | 0 | 0 | 0 | 0
Scenario 2: High TRC | SCE | Com | HVAC | Com - School | Fuel Substitution | Incentives | 115 | 116 | 116 | 115 | 114 | 0 | 0 | 0 | 0 | 0 | 0 | 0 | 0
Scenario 2: High TRC | SCE | Com | WaterHeat | Com - School | Energy Efficiency | Admin | 1047 | 1272 | 1540 | 1857 | 2232 | 2679 | 3206 | 3835 | 4584 | 5475 | 6530 | 7790 | 9280
Scenario 2: High TRC | SCE | Com | WaterHeat | Com - School | Energy Efficiency | Incentives | 87 | 107 | 133 | 163 | 200 | 245 | 299 | 365 | 445 | 542 | 659 | 802 | 975
Scenario 2: High TRC | SCE | Com | WaterHeat | Com - School | Energy Efficiency | Incremental Measure Cost | 118 | 146 | 181 | 222 | 272 | 334 | 407 | 497 | 606 | 738 | 898 | 1092 | 1327
Scenario 2: High TRC | SCE | Com | WaterHeat | Com - School | Fuel Substitution | Admin | 434328 | 439082 | 447985 | 456646 | 465050 | 0 | 0 | 0 | 0 | 0 | 0 | 0 | 0
Scenario 2: High TRC | SCE | Com | WaterHeat | Com - School | Fuel Substitution | Incentives | 123078 | 122965 | 124246 | 125839 | 127397 | 60354 | 73719 | 85943 | 95404 | 102003 | 106291 | 108923 | 110395
Scenario 2: High TRC | SCE | Com | ComRefrig | Com - School | Energy Efficiency | Admin | 157 | 68 | 52 | 48 | 45 | 42 | 40 | 37 | 35 | 32 | 30 | 28 | 27
Scenario 2: High TRC | SCE | Com | ComRefrig | Com - School | Energy Efficiency | Incentives | 0 | 0 | 0 | 0 | 0 | 0 | 0 | 0 | 0 | 0 | 0 | 0 | 0
Scenario 2: High TRC | SCE | Com | ComRefrig | Com - School | Energy Efficiency | Incremental Measure Cost | 198 | 93 | 73 | 70 | 66 | 63 | 61 | 58 | 55 | 53 | 50 | 48 | 46
Scenario 2: High TRC | SCE | Com | FoodServ | Com - School | Energy Efficiency | Admin | 26609 | 46478 | 51072 | 51706 | 52003 | 113312 | 128199 | 129841 | 131130 | 132127 | 132738 | 133447 | 133786
Scenario 2: High TRC | SCE | Com | FoodServ | Com - School | Energy Efficiency | Incentives | 16158 | 22392 | 24439 | 25301 | 25974 | 72075 | 83733 | 85531 | 87075 | 88413 | 89479 | 90620 | 91500
Scenario 2: High TRC | SCE | Com | FoodServ | Com - School | Energy Efficiency | Incremental Measure Cost | 25780 | 35726 | 38992 | 40367 | 41441 | 115012 | 135316 | 139993 | 144350 | 148449 | 152169 | 156074 | 159606
Scenario 2: High TRC | SCE | Com | FoodServ | Com - School | Fuel Substitution | Admin | 485 | 567 | 649 | 731 | 815 | 910 | 1004 | 1101 | 1204 | 1310 | 1420 | 1534 | 1659
Scenario 2: High TRC | SCE | Com | FoodServ | Com - School | Fuel Substitution | Incentives | 53477 | 62467 | 71488 | 80569 | 89844 | 100103 | 110362 | 121024 | 132199 | 143782 | 155760 | 168278 | 181972
Scenario 2: High TRC | SCE | Com | Lighting | Com - School | Energy Efficiency | Admin | 0 | 0 | 0 | 0 | 0 | 0 | 0 | 0 | 0 | 0 | 0 | 0 | 0
Scenario 2: High TRC | SCE | Com | Lighting | Com - School | Energy Efficiency | Incentives | 0 | 0 | 0 | 0 | 0 | 0 | 0 | 0 | 0 | 0 | 0 | 0 | 0
Scenario 2: High TRC | SCE | Com | Lighting | Com - School | Energy Efficiency | Incremental Measure Cost | 0 | 0 | 0 | 0 | 0 | 0 | 0 | 0 | 0 | 0 | 0 | 0 | 0
Scenario 2: High TRC | SCG | Com | BldgEnv | Com - School | Energy Efficiency | Admin | 261 | 271 | 280 | 288 | 291 | 297 | 299 | 302 | 304 | 307 | 309 | 311 | 312
Scenario 2: High TRC | SCG | Com | BldgEnv | Com - School | Energy Efficiency | Incentives | 4 | 4 | 4 | 4 | 4 | 4 | 4 | 4 | 4 | 4 | 4 | 4 | 4
Scenario 2: High TRC | SCG | Com | BldgEnv | Com - School | Energy Efficiency | Incremental Measure Cost | 3122 | 3183 | 3248 | 3308 | 3339 | 3391 | 3423 | 3453 | 3489 | 3531 | 3564 | 3610 | 3642
Scenario 2: High TRC | SCG | Com | HVAC | Com - School | Energy Efficiency | Incremental Measure Cost | 1741580 | 1774498 | 1809107 | 1843240 | 1866453 | 538714 | 540741 | 543507 | 548604 | 555937 | 561722 | 571261 | 577992
Scenario 2: High TRC | SCG | Com | HVAC | Com - School | Energy Efficiency | Admin | 156415 | 156097 | 156084 | 155897 | 154652 | 48831 | 48045 | 47337 | 46837 | 46525 | 46079 | 45934 | 45555
Scenario 2: High TRC | SCG | Com | HVAC | Com - School | Energy Efficiency | Incentives | 13228 | 13218 | 13230 | 13226 | 13142 | 3100 | 3051 | 3006 | 2974 | 2955 | 2927 | 2918 | 2895
Scenario 2: High TRC | SCG | Com | HVAC | Com - School | Fuel Substitution | Incremental Measure Cost | 22237 | 22884 | 23317 | 23588 | 23738 | 0 | 0 | 0 | 0 | 0 | 0 | 0 | 0
Scenario 2: High TRC | SCG | Com | WaterHeat | Com - School | Energy Efficiency | Incremental Measure Cost | 429543 | 432287 | 398568 | 438521 | 440756 | 36228 | 34312 | 32558 | 30956 | 29497 | 28165 | 26959 | 25861
Scenario 2: High TRC | SCG | Com | WaterHeat | Com - School | Fuel Substitution | Incremental Measure Cost | 1653399 | 1686962 | 1737766 | 1793872 | 2170280 | 780150 | 919147 | 1048304 | 694615 | 757614 | 805326 | 841809 | 870279
Scenario 2: High TRC | SCG | Com | WaterHeat | Com - School | Energy Efficiency | Admin | 160092 | 156362 | 152811 | 149595 | 146203 | 28435 | 26640 | 25015 | 23547 | 22223 | 21023 | 19945 | 18967
Scenario 2: High TRC | SCG | Com | WaterHeat | Com - School | Energy Efficiency | Incentives | 0 | 0 | 0 | 0 | 0 | 0 | 0 | 0 | 0 | 0 | 0 | 0 | 0
Scenario 2: High TRC | SCG | Com | WholeBlg | Com - School | Energy Efficiency | Admin | 74138 | 74428 | 74538 | 74833 | 75159 | 75378 | 75589 | 75711 | 75832 | 75946 | 75864 | 75578 | 75693
Scenario 2: High TRC | SCG | Com | WholeBlg | Com - School | Energy Efficiency | Incentives | 0 | 0 | 0 | 0 | 0 | 0 | 0 | 0 | 0 | 0 | 0 | 0 | 0
Scenario 2: High TRC | SCG | Com | WholeBlg | Com - School | Energy Efficiency | Incremental Measure Cost | 0 | 0 | 0 | 0 | 0 | 0 | 0 | 0 | 0 | 0 | 0 | 0 | 0
Scenario 2: High TRC | SCG | Com | FoodServ | Com - School | Energy Efficiency | Admin | 119863 | 125044 | 130094 | 134857 | 138909 | 142958 | 146445 | 149677 | 152730 | 155679 | 166352 | 172193 | 174761
Scenario 2: High TRC | SCG | Com | FoodServ | Com - School | Energy Efficiency | Incentives | 121983 | 127782 | 133505 | 138722 | 143012 | 147337 | 151082 | 154575 | 157904 | 161142 | 171937 | 178020 | 180857
Scenario 2: High TRC | SCG | Com | FoodServ | Com - School | Energy Efficiency | Incremental Measure Cost | 455324 | 486369 | 518066 | 549703 | 579216 | 609826 | 638833 | 667714 | 696913 | 726679 | 885771 | 972517 | 1017462
Scenario 2: High TRC | SCG | Com | FoodServ | Com - School | Fuel Substitution | Incremental Measure Cost | 2816 | 3356 | 3917 | 4504 | 5125 | 5858 | 6596 | 7386 | 8240 | 9152 | 10124 | 11168 | 12319
Scenario 2: High TRC | SDG&E | Com | BldgEnv | Com - School | Energy Efficiency | Admin | 8 | 7 | 7 | 7 | 7 | 6 | 6 | 6 | 6 | 6 | 5 | 5 | 5
Scenario 2: High TRC | SDG&E | Com | BldgEnv | Com - School | Energy Efficiency | Incentives | 1 | 1 | 1 | 1 | 1 | 1 | 1 | 1 | 1 | 0 | 0 | 0 | 0
Scenario 2: High TRC | SDG&E | Com | BldgEnv | Com - School | Energy Efficiency | Incremental Measure Cost | 91 | 88 | 86 | 83 | 81 | 79 | 76 | 74 | 72 | 70 | 68 | 66 | 65
Scenario 2: High TRC | SDG&E | Com | HVAC | Com - School | Energy Efficiency | Admin | 26847 | 27406 | 27815 | 28106 | 28415 | 28574 | 28714 | 28922 | 29160 | 30195 | 31291 | 32366 | 33391
Scenario 2: High TRC | SDG&E | Com | HVAC | Com - School | Energy Efficiency | Incentives | 26645 | 27843 | 28957 | 30012 | 31145 | 32153 | 33172 | 34292 | 35301 | 37126 | 39142 | 41208 | 43289
Scenario 2: High TRC | SDG&E | Com | HVAC | Com - School | Energy Efficiency | Incremental Measure Cost | 127589 | 137610 | 147918 | 158581 | 170071 | 181665 | 79670 | 82360 | 84783 | 89165 | 94007 | 98969 | 103966
Scenario 2: High TRC | SDG&E | Com | HVAC | Com - School | Fuel Substitution | Admin | 0 | 0 | 0 | 1 | 1 | 0 | 0 | 0 | 0 | 0 | 0 | 0 | 0
Scenario 2: High TRC | SDG&E | Com | HVAC | Com - School | Fuel Substitution | Incentives | 0 | 0 | 0 | 2 | 2 | 0 | 0 | 0 | 0 | 0 | 0 | 0 | 0
Scenario 2: High TRC | SDG&E | Com | HVAC | Com - School | Fuel Substitution | Incremental Measure Cost | 0 | 0 | 0 | 3 | 3 | 0 | 0 | 0 | 0 | 0 | 0 | 0 | 0
Scenario 2: High TRC | SDG&E | Com | WaterHeat | Com - School | Energy Efficiency | Incremental Measure Cost | 39118 | 41529 | 56817 | 61532 | 64011 | 23487 | 23941 | 24423 | 11357 | 12201 | 13087 | 14017 | 14988
Scenario 2: High TRC | SDG&E | Com | WaterHeat | Com - School | Fuel Substitution | Incremental Measure Cost | 388051 | 436842 | 487470 | 540230 | 719385 | 345414 | 400711 | 460236 | 306452 | 359051 | 411996 | 456157 | 492683
Scenario 2: High TRC | SDG&E | Com | WaterHeat | Com - School | Energy Efficiency | Admin | 52945 | 55802 | 95886 | 97829 | 99532 | 65135 | 65702 | 66326 | 37192 | 39163 | 41178 | 43229 | 45310
Scenario 2: High TRC | SDG&E | Com | WaterHeat | Com - School | Energy Efficiency | Incentives | 0 | 0 | 0 | 0 | 0 | 0 | 0 | 0 | 0 | 0 | 0 | 0 | 0
Scenario 2: High TRC | SDG&E | Com | WaterHeat | Com - School | Fuel Substitution | Admin | 185456 | 208087 | 231443 | 255649 | 280752 | 102537 | 120045 | 137318 | 153226 | 179525 | 205998 | 228078 | 246341
Scenario 2: High TRC | SDG&E | Com | WaterHeat | Com - School | Fuel Substitution | Incentives | 27391 | 30276 | 33162 | 36059 | 38971 | 28961 | 33228 | 37254 | 40748 | 46800 | 52644 | 57140 | 60504
Scenario 2: High TRC | SDG&E | Com | ComRefrig | Com - School | Energy Efficiency | Admin | 13 | 7 | 6 | 6 | 5 | 5 | 5 | 4 | 4 | 4 | 4 | 3 | 3
Scenario 2: High TRC | SDG&E | Com | ComRefrig | Com - School | Energy Efficiency | Incentives | 1 | 0 | 0 | 0 | 0 | 0 | 0 | 0 | 0 | 0 | 0 | 0 | 0
Scenario 2: High TRC | SDG&E | Com | ComRefrig | Com - School | Energy Efficiency | Incremental Measure Cost | 40 | 22 | 21 | 20 | 19 | 18 | 18 | 17 | 16 | 15 | 15 | 14 | 13
Scenario 2: High TRC | SDG&E | Com | FoodServ | Com - School | Energy Efficiency | Admin | 71510 | 82905 | 88494 | 91702 | 98980 | 103355 | 106555 | 109754 | 112971 | 116043 | 119085 | 122079 | 124979
Scenario 2: High TRC | SDG&E | Com | FoodServ | Com - School | Energy Efficiency | Incentives | 6344 | 7355 | 7851 | 8135 | 8781 | 9169 | 9453 | 9737 | 10022 | 10295 | 10564 | 10830 | 11087
Scenario 2: High TRC | SDG&E | Com | FoodServ | Com - School | Energy Efficiency | Incremental Measure Cost | 118968 | 134758 | 144698 | 153003 | 176681 | 190663 | 200750 | 211180 | 222004 | 232932 | 244176 | 255710 | 267485
Scenario 2: High TRC | SDG&E | Com | FoodServ | Com - School | Fuel Substitution | Admin | 731 | 870 | 1026 | 1183 | 1350 | 1524 | 1701 | 1873 | 2050 | 2238 | 2438 | 2647 | 2866
Scenario 2: High TRC | SDG&E | Com | FoodServ | Com - School | Fuel Substitution | Incentives | 154 | 179 | 207 | 234 | 262 | 291 | 320 | 351 | 382 | 416 | 452 | 490 | 529
Scenario 2: High TRC | SDG&E | Com | FoodServ | Com - School | Fuel Substitution | Incremental Measure Cost | 1463 | 1740 | 2068 | 2385 | 2722 | 3079 | 3460 | 3865 | 4296 | 4776 | 5296 | 5854 | 6452
Scenario 2: High TRC | PG&E | Com | BldgEnv | Com - Warehouse | Energy Efficiency | Admin | 207026 | 203390 | 191365 | 172041 | 147293 | 119510 | 90973 | 63742 | 39055 | 17815 | 8337 | 8428 | 8523
Scenario 2: High TRC | PG&E | Com | BldgEnv | Com - Warehouse | Energy Efficiency | Incremental Measure Cost | 310151 | 310316 | 297244 | 271837 | 236457 | 194478 | 149509 | 104870 | 62978 | 25441 | 6837 | 6894 | 6959
Scenario 2: High TRC | PG&E | Com | HVAC | Com - Warehouse | Fuel Substitution | Incremental Measure Cost | 79867 | 88264 | 96419 | 104215 | 111547 | 0 | 0 | 0 | 0 | 0 | 0 | 0 | 0
Scenario 2: High TRC | PG&E | Com | HVAC | Com - Warehouse | Energy Efficiency | Admin | 14956 | 16877 | 18157 | 19363 | 20473 | 25498 | 27526 | 30324 | 17096 | 12472 | 12770 | 13040 | 18090
Scenario 2: High TRC | PG&E | Com | HVAC | Com - Warehouse | Energy Efficiency | Incentives | 5156 | 5819 | 6260 | 6676 | 7058 | 8791 | 9490 | 10455 | 5894 | 4300 | 4403 | 4496 | 6237
Scenario 2: High TRC | PG&E | Com | HVAC | Com - Warehouse | Energy Efficiency | Incremental Measure Cost | 215577 | 252808 | 278066 | 303072 | 327403 | 440221 | 490124 | 539008 | 265507 | 185984 | 194331 | 202527 | 308313
Scenario 2: High TRC | PG&E | Com | HVAC | Com - Warehouse | Fuel Substitution | Admin | 32394 | 35622 | 38710 | 41617 | 44305 | 0 | 0 | 0 | 0 | 0 | 0 | 0 | 0
Scenario 2: High TRC | PG&E | Com | HVAC | Com - Warehouse | Fuel Substitution | Incentives | 4464 | 4839 | 5184 | 5495 | 5766 | 0 | 0 | 0 | 0 | 0 | 0 | 0 | 0
Scenario 2: High TRC | PG&E | Com | WaterHeat | Com - Warehouse | Energy Efficiency | Incremental Measure Cost | 282305 | 355076 | 443235 | 548772 | 670441 | 793273 | 922375 | 1058689 | 674142 | 1251065 | 1280021 | 1248711 | 1159033
Scenario 2: High TRC | PG&E | Com | WaterHeat | Com - Warehouse | Fuel Substitution | Incremental Measure Cost | 5443 | 6877 | 11844 | 13623 | 15108 | 4036 | 5173 | 6657 | 3854 | 5096 | 6649 | 8296 | 10037
Scenario 2: High TRC | PG&E | Com | WaterHeat | Com - Warehouse | Energy Efficiency | Admin | 604528 | 753746 | 931792 | 1138936 | 1372071 | 1611441 | 1865325 | 2100000 | 1434699 | 2394097 | 2400497 | 2294662 | 2086822
Scenario 2: High TRC | PG&E | Com | WaterHeat | Com - Warehouse | Energy Efficiency | Incentives | 0 | 0 | 0 | 0 | 0 | 0 | 1 | 1 | 0 | 1 | 1 | 1 | 1
Scenario 2: High TRC | PG&E | Com | WaterHeat | Com - Warehouse | Fuel Substitution | Admin | 2710 | 3405 | 4250 | 5246 | 6432 | 927 | 1209 | 1545 | 1927 | 2548 | 3324 | 4148 | 5018
Scenario 2: High TRC | PG&E | Com | WaterHeat | Com - Warehouse | Fuel Substitution | Incentives | 389 | 485 | 598 | 731 | 888 | 401 | 512 | 642 | 785 | 1017 | 1300 | 1591 | 1886
Scenario 2: High TRC | PG&E | Com | WholeBlg | Com - Warehouse | Energy Efficiency | Admin | 1092963 | 1131254 | 1169080 | 1210660 | 1257138 | 1305880 | 1358781 | 1507636 | 1567169 | 1651867 | 1710701 | 1760964 | 1785348
Scenario 2: High TRC | PG&E | Com | WholeBlg | Com - Warehouse | Energy Efficiency | Incentives | 0 | 0 | 0 | 0 | 0 | 0 | 0 | 0 | 0 | 0 | 0 | 0 | 0
Scenario 2: High TRC | PG&E | Com | WholeBlg | Com - Warehouse | Energy Efficiency | Incremental Measure Cost | 0 | 0 | 0 | 0 | 0 | 0 | 0 | 0 | 0 | 0 | 0 | 0 | 0
Scenario 2: High TRC | PG&E | Com | Lighting | Com - Warehouse | Energy Efficiency | Admin | 0 | 0 | 0 | 0 | 0 | 0 | 0 | 0 | 0 | 0 | 0 | 0 | 0
Scenario 2: High TRC | PG&E | Com | Lighting | Com - Warehouse | Energy Efficiency | Incentives | 0 | 0 | 0 | 0 | 0 | 0 | 0 | 0 | 0 | 0 | 0 | 0 | 0
Scenario 2: High TRC | PG&E | Com | Lighting | Com - Warehouse | Energy Efficiency | Incremental Measure Cost | 0 | 0 | 0 | 0 | 0 | 0 | 0 | 0 | 0 | 0 | 0 | 0 | 0
Scenario 2: High TRC | SCE | Com | BldgEnv | Com - Warehouse | Energy Efficiency | Admin | 361 | 412 | 461 | 507 | 549 | 580 | 598 | 602 | 69 | 0 | 0 | 0 | 0
Scenario 2: High TRC | SCE | Com | BldgEnv | Com - Warehouse | Energy Efficiency | Incremental Measure Cost | 3383 | 3913 | 4451 | 4985 | 5486 | 5900 | 6196 | 6353 | 838 | 0 | 0 | 0 | 0
Scenario 2: High TRC | SCE | Com | HVAC | Com - Warehouse | Energy Efficiency | Admin | 2490 | 2575 | 2651 | 2729 | 2810 | 2883 | 2949 | 3015 | 3010 | 3059 | 3107 | 3149 | 3191
Scenario 2: High TRC | SCE | Com | HVAC | Com - Warehouse | Energy Efficiency | Incentives | 2026 | 2137 | 2244 | 2356 | 2475 | 2589 | 2702 | 2817 | 2864 | 2970 | 3076 | 3180 | 3287
Scenario 2: High TRC | SCE | Com | HVAC | Com - Warehouse | Energy Efficiency | Incremental Measure Cost | 4865 | 5131 | 5390 | 5659 | 5944 | 6219 | 6489 | 6766 | 6879 | 7132 | 7387 | 7637 | 7895
Scenario 2: High TRC | SCE | Com | HVAC | Com - Warehouse | Fuel Substitution | Admin | 25760 | 26434 | 28482 | 28743 | 28872 | 0 | 0 | 0 | 0 | 0 | 0 | 0 | 0
Scenario 2: High TRC | SCE | Com | HVAC | Com - Warehouse | Fuel Substitution | Incentives | 1981 | 2033 | 2246 | 2267 | 2278 | 0 | 0 | 0 | 0 | 0 | 0 | 0 | 0
Scenario 2: High TRC | SCE | Com | WaterHeat | Com - Warehouse | Energy Efficiency | Admin | 192 | 233 | 280 | 338 | 407 | 490 | 588 | 704 | 834 | 995 | 1187 | 1413 | 1683
Scenario 2: High TRC | SCE | Com | WaterHeat | Com - Warehouse | Energy Efficiency | Incentives | 10 | 12 | 15 | 18 | 23 | 28 | 34 | 42 | 50 | 61 | 74 | 90 | 110
Scenario 2: High TRC | SCE | Com | WaterHeat | Com - Warehouse | Energy Efficiency | Incremental Measure Cost | 13 | 17 | 20 | 25 | 31 | 38 | 46 | 57 | 68 | 83 | 101 | 123 | 149
Scenario 2: High TRC | SCE | Com | WaterHeat | Com - Warehouse | Fuel Substitution | Admin | 7821 | 7946 | 8063 | 8182 | 8305 | 0 | 0 | 0 | 0 | 0 | 0 | 0 | 0
Scenario 2: High TRC | SCE | Com | WaterHeat | Com - Warehouse | Fuel Substitution | Incentives | 2888 | 2896 | 2901 | 2906 | 2911 | 1034 | 1254 | 1461 | 1624 | 1742 | 1821 | 1872 | 1905
Scenario 2: High TRC | SCE | Com | WholeBlg | Com - Warehouse | Energy Efficiency | Admin | 811004 | 828345 | 846882 | 870186 | 897065 | 924185 | 954389 | 1113997 | 1159510 | 1207730 | 1255683 | 1299874 | 1350378
Scenario 2: High TRC | SCE | Com | WholeBlg | Com - Warehouse | Energy Efficiency | Incentives | 0 | 0 | 0 | 0 | 0 | 0 | 0 | 41200 | 47507 | 54517 | 62393 | 70831 | 80571
Scenario 2: High TRC | SCE | Com | WholeBlg | Com - Warehouse | Energy Efficiency | Incremental Measure Cost | 0 | 0 | 0 | 0 | 0 | 0 | 0 | 254313 | 293248 | 336513 | 385134 | 437216 | 497335
Scenario 2: High TRC | SCE | Com | Lighting | Com - Warehouse | Energy Efficiency | Admin | 0 | 0 | 0 | 0 | 0 | 5549 | 7191 | 7597 | 1480 | 0 | 0 | 0 | 0
Scenario 2: High TRC | SCE | Com | Lighting | Com - Warehouse | Energy Efficiency | Incentives | 0 | 0 | 0 | 0 | 0 | 0 | 0 | 0 | 0 | 0 | 0 | 0 | 0
Scenario 2: High TRC | SCE | Com | Lighting | Com - Warehouse | Energy Efficiency | Incremental Measure Cost | 0 | 0 | 0 | 0 | 0 | 18340 | 24243 | 26124 | 5191 | 0 | 0 | 0 | 0
Scenario 2: High TRC | SCG | Com | BldgEnv | Com - Warehouse | Energy Efficiency | Admin | 7222 | 8257 | 9267 | 10206 | 11009 | 11600 | 11916 | 11920 | 19769 | 18634 | 17049 | 15138 | 13056
Scenario 2: High TRC | SCG | Com | BldgEnv | Com - Warehouse | Energy Efficiency | Incentives | 94 | 107 | 120 | 133 | 143 | 151 | 155 | 155 | 257 | 242 | 222 | 197 | 170
Scenario 2: High TRC | SCG | Com | BldgEnv | Com - Warehouse | Energy Efficiency | Incremental Measure Cost | 58650 | 68220 | 77950 | 87440 | 96103 | 103201 | 108073 | 110234 | 196178 | 188582 | 175959 | 159335 | 140123
Scenario 2: High TRC | SCG | Com | HVAC | Com - Warehouse | Fuel Substitution | Incremental Measure Cost | 304488 | 318866 | 395856 | 407769 | 418006 | 72 | 74 | 76 | 0 | 0 | 0 | 0 | 0
Scenario 2: High TRC | SCG | Com | HVAC | Com - Warehouse | Energy Efficiency | Admin | 0 | 0 | 0 | 0 | 0 | 5 | 5 | 5 | 5 | 0 | 0 | 5 | 6
Scenario 2: High TRC | SCG | Com | HVAC | Com - Warehouse | Energy Efficiency | Incentives | 0 | 0 | 0 | 0 | 0 | 0 | 0 | 0 | 0 | 0 | 0 | 1 | 1
Scenario 2: High TRC | SCG | Com | HVAC | Com - Warehouse | Energy Efficiency | Incremental Measure Cost | 0 | 0 | 0 | 0 | 0 | 116 | 122 | 129 | 135 | 0 | 0 | 153 | 159
Scenario 2: High TRC | SCG | Com | WaterHeat | Com - Warehouse | Energy Efficiency | Incremental Measure Cost | 362710 | 195512 | 162537 | 154144 | 146191 | 120986 | 96887 | 91534 | 83100 | 76978 | 71312 | 66066 | 61209
Scenario 2: High TRC | SCG | Com | WaterHeat | Com - Warehouse | Fuel Substitution | Incremental Measure Cost | 32605 | 33409 | 46794 | 44850 | 41424 | 10839 | 12572 | 14135 | 7355 | 8043 | 8577 | 8997 | 9337
Scenario 2: High TRC | SCG | Com | WaterHeat | Com - Warehouse | Energy Efficiency | Admin | 261263 | 129798 | 104162 | 95212 | 87124 | 73021 | 66292 | 60440 | 54650 | 49627 | 45068 | 40930 | 37175
Scenario 2: High TRC | SCG | Com | WaterHeat | Com - Warehouse | Energy Efficiency | Incentives | 0 | 0 | 0 | 0 | 0 | 0 | 0 | 0 | 0 | 0 | 0 | 0 | 0
Scenario 2: High TRC | SCG | Com | WholeBlg | Com - Warehouse | Energy Efficiency | Admin | 151808 | 154048 | 155973 | 158338 | 160859 | 162594 | 164344 | 166072 | 167871 | 169125 | 170387 | 171183 | 171694
Scenario 2: High TRC | SCG | Com | WholeBlg | Com - Warehouse | Energy Efficiency | Incentives | 0 | 0 | 0 | 0 | 0 | 0 | 0 | 0 | 0 | 0 | 0 | 0 | 0
Scenario 2: High TRC | SCG | Com | WholeBlg | Com - Warehouse | Energy Efficiency | Incremental Measure Cost | 0 | 0 | 0 | 0 | 0 | 0 | 0 | 0 | 0 | 0 | 0 | 0 | 0
Scenario 2: High TRC | SDG&E | Com | BldgEnv | Com - Warehouse | Energy Efficiency | Admin | 26 | 25 | 24 | 33 | 32 | 31 | 30 | 29 | 19 | 18 | 17 | 17 | 16
Scenario 2: High TRC | SDG&E | Com | BldgEnv | Com - Warehouse | Energy Efficiency | Incentives | 2 | 2 | 2 | 3 | 3 | 3 | 3 | 2 | 2 | 2 | 2 | 1 | 1
Scenario 2: High TRC | SDG&E | Com | BldgEnv | Com - Warehouse | Energy Efficiency | Incremental Measure Cost | 286 | 277 | 269 | 311 | 303 | 294 | 286 | 278 | 224 | 217 | 211 | 204 | 198
Scenario 2: High TRC | SDG&E | Com | HVAC | Com - Warehouse | Energy Efficiency | Admin | 11 | 12 | 13 | 14 | 15 | 16 | 16 | 17 | 3 | 0 | 0 | 0 | 0
Scenario 2: High TRC | SDG&E | Com | HVAC | Com - Warehouse | Energy Efficiency | Incentives | 23 | 25 | 27 | 29 | 32 | 34 | 37 | 39 | 6 | 0 | 0 | 0 | 0
Scenario 2: High TRC | SDG&E | Com | HVAC | Com - Warehouse | Energy Efficiency | Incremental Measure Cost | 55 | 60 | 65 | 71 | 76 | 82 | 88 | 95 | 15 | 0 | 0 | 0 | 0
Scenario 2: High TRC | SDG&E | Com | HVAC | Com - Warehouse | Fuel Substitution | Admin | 5 | 5 | 6 | 7 | 8 | 0 | 0 | 0 | 0 | 0 | 0 | 0 | 0
Scenario 2: High TRC | SDG&E | Com | HVAC | Com - Warehouse | Fuel Substitution | Incentives | 14 | 15 | 17 | 19 | 22 | 0 | 0 | 0 | 0 | 0 | 0 | 0 | 0
Scenario 2: High TRC | SDG&E | Com | HVAC | Com - Warehouse | Fuel Substitution | Incremental Measure Cost | 13 | 15 | 17 | 19 | 25 | 0 | 0 | 0 | 0 | 0 | 0 | 0 | 0
Scenario 2: High TRC | SDG&E | Com | WaterHeat | Com - Warehouse | Energy Efficiency | Incremental Measure Cost | 37087 | 37997 | 38852 | 39801 | 40734 | 40226 | 39644 | 40484 | 729 | 790 | 854 | 921 | 993
Scenario 2: High TRC | SDG&E | Com | WaterHeat | Com - Warehouse | Fuel Substitution | Incremental Measure Cost | 4761 | 5343 | 8975 | 9025 | 8598 | 2868 | 3323 | 3819 | 2033 | 2330 | 2679 | 2972 | 3218
Scenario 2: High TRC | SDG&E | Com | WaterHeat | Com - Warehouse | Energy Efficiency | Admin | 91640 | 92087 | 92492 | 92880 | 93234 | 91782 | 92057 | 92315 | 3852 | 4095 | 4339 | 4589 | 4848
Scenario 2: High TRC | SDG&E | Com | WaterHeat | Com - Warehouse | Energy Efficiency | Incentives | 0 | 0 | 0 | 0 | 0 | 0 | 0 | 0 | 0 | 0 | 0 | 0 | 0
Scenario 2: High TRC | SDG&E | Com | WaterHeat | Com - Warehouse | Fuel Substitution | Admin | 2381 | 2672 | 2975 | 3293 | 3626 | 666 | 785 | 905 | 1017 | 1165 | 1339 | 1486 | 1609
Scenario 2: High TRC | SDG&E | Com | WaterHeat | Com - Warehouse | Fuel Substitution | Incentives | 388 | 428 | 469 | 511 | 553 | 305 | 353 | 398 | 439 | 493 | 556 | 604 | 642
Scenario 2: High TRC | SDG&E | Com | Lighting | Com - Warehouse | Energy Efficiency | Admin | 0 | 0 | 0 | 0 | 0 | 0 | 0 | 0 | 0 | 0 | 0 | 0 | 0
Scenario 2: High TRC | SDG&E | Com | Lighting | Com - Warehouse | Energy Efficiency | Incentives | 0 | 0 | 0 | 0 | 0 | 0 | 0 | 0 | 0 | 0 | 0 | 0 | 0
Scenario 2: High TRC | SDG&E | Com | Lighting | Com - Warehouse | Energy Efficiency | Incremental Measure Cost | 0 | 0 | 0 | 0 | 0 | 0 | 0 | 0 | 0 | 0 | 0 | 0 | 0
Scenario 3: Aggressive Fuel Sub | PG&E | Res | AppPlug | Res - Single Family | Energy Efficiency | Admin | 195 | 230 | 261 | 287 | 311 | 0 | 0 | 0 | 0 | 0 | 0 | 94853 | 100789
Scenario 3: Aggressive Fuel Sub | PG&E | Res | AppPlug | Res - Single Family | Energy Efficiency | Incentives | 2 | 3 | 3 | 3 | 4 | 0 | 0 | 0 | 0 | 0 | 0 | 1119 | 1189
Scenario 3: Aggressive Fuel Sub | PG&E | Res | AppPlug | Res - Single Family | Energy Efficiency | Incremental Measure Cost | 101 | 122 | 141 | 158 | 175 | 0 | 0 | 0 | 0 | 0 | 0 | 1315488 | 1425775
Scenario 3: Aggressive Fuel Sub | PG&E | Res | AppPlug | Res - Single Family | Fuel Substitution | Admin | 22 | 24 | 27 | 30 | 32 | 0 | 0 | 0 | 0 | 0 | 0 | 0 | 0
Scenario 3: Aggressive Fuel Sub | PG&E | Res | AppPlug | Res - Single Family | Fuel Substitution | Incentives | 841 | 916 | 993 | 1070 | 1148 | 0 | 0 | 0 | 0 | 0 | 0 | 0 | 0
Scenario 3: Aggressive Fuel Sub | PG&E | Res | AppPlug | Res - Single Family | Fuel Substitution | Incremental Measure Cost | 44 | 49 | 54 | 59 | 65 | 0 | 0 | 0 | 0 | 0 | 0 | 0 | 0
Scenario 3: Aggressive Fuel Sub | PG&E | Res | BldgEnv | Res - Single Family | Energy Efficiency | Admin | 94740 | 112689 | 119499 | 119408 | 116068 | 111347 | 105911 | 100001 | 94239 | 0 | 0 | 0 | 0
Scenario 3: Aggressive Fuel Sub | PG&E | Res | BldgEnv | Res - Single Family | Energy Efficiency | Incremental Measure Cost | 694117 | 853740 | 928193 | 947472 | 939187 | 918159 | 889491 | 855044 | 820204 | 0 | 0 | 0 | 0
Scenario 3: Aggressive Fuel Sub | PG&E | Res | HVAC | Res - Single Family | Fuel Substitution | Incremental Measure Cost | 24054 | 26120 | 31935 | 34264 | 33514 | 9171 | 9906 | 10707 | 293 | 320 | 344 | 364 | 383
Scenario 3: Aggressive Fuel Sub | PG&E | Res | HVAC | Res - Single Family | Energy Efficiency | Incremental Measure Cost | 14995911 | 17276241 | 19026570 | 17557798 | 17050762 | 7823432 | 8286466 | 8739949 | 2080825 | 1052004 | 1099517 | 1460206 | 1504914
Scenario 3: Aggressive Fuel Sub | PG&E | Res | HVAC | Res - Single Family | Energy Efficiency | Admin | 3205450 | 3327830 | 4927279 | 1357478 | 1417106 | 503710 | 520191 | 535245 | 239846 | 196268 | 199332 | 600418 | 591059
Scenario 3: Aggressive Fuel Sub | PG&E | Res | HVAC | Res - Single Family | Energy Efficiency | Incentives | 2754459 | 2859632 | 2915727 | 1166561 | 1217802 | 432829 | 446991 | 459926 | 206095 | 168649 | 171282 | 433531 | 433027
Scenario 3: Aggressive Fuel Sub | PG&E | Res | HVAC | Res - Single Family | Fuel Substitution | Admin | 9094 | 9755 | 11536 | 12221 | 12891 | 969 | 1030 | 1093 | 71 | 76 | 80 | 83 | 86
Scenario 3: Aggressive Fuel Sub | PG&E | Res | HVAC | Res - Single Family | Fuel Substitution | Incentives | 2 | 2 | 3 | 3 | 3 | 0 | 0 | 0 | 0 | 0 | 0 | 0 | 0
Scenario 3: Aggressive Fuel Sub | PG&E | Res | WaterHeat | Res - Single Family | Energy Efficiency | Admin | 4547370 | 4933335 | 5178781 | 5308114 | 5364255 | 2588046 | 2534122 | 2478977 | 2429842 | 2392051 | 2363253 | 2343363 | 2328968
Scenario 3: Aggressive Fuel Sub | PG&E | Res | WaterHeat | Res - Single Family | Energy Efficiency | Incentives | 655 | 711 | 746 | 765 | 773 | 373 | 365 | 357 | 350 | 345 | 341 | 338 | 336
Scenario 3: Aggressive Fuel Sub | PG&E | Res | WaterHeat | Res - Single Family | Energy Efficiency | Incremental Measure Cost | 6428185 | 7165992 | 7878424 | 5374976 | 5639044 | 2694838 | 2781909 | 2869308 | 2961855 | 3063797 | 3174259 | 3293684 | 3419824
Scenario 3: Aggressive Fuel Sub | PG&E | Res | WaterHeat | Res - Single Family | Fuel Substitution | Admin | 23294 | 33192 | 42877 | 53007 | 63977 | 242615 | 287675 | 331924 | 372189 | 411799 | 467113 | 522706 | 567032
Scenario 3: Aggressive Fuel Sub | PG&E | Res | WaterHeat | Res - Single Family | Fuel Substitution | Incentives | 35130 | 48995 | 61994 | 75095 | 88825 | 119270 | 141422 | 163175 | 182969 | 202442 | 229634 | 256964 | 278755
Scenario 3: Aggressive Fuel Sub | PG&E | Res | WaterHeat | Res - Single Family | Fuel Substitution | Incremental Measure Cost | 46587 | 66383 | 85753 | 106014 | 127955 | 508491 | 615015 | 723828 | 827884 | 934486 | 1081228 | 1234103 | 1365534
Scenario 3: Aggressive Fuel Sub | PG&E | Res | WholeBlg | Res - Single Family | Energy Efficiency | Admin | 0 | 0 | 14591 | 15127 | 14782 | 14462 | 13716 | 12851 | 11813 | 10979 | 10032 | 9246 | 1455834
Scenario 3: Aggressive Fuel Sub | PG&E | Res | WholeBlg | Res - Single Family | Energy Efficiency | Incentives | 0 | 0 | 11164 | 11574 | 11310 | 11065 | 10494 | 9833 | 9038 | 8400 | 7676 | 7074 | 1113875
Scenario 3: Aggressive Fuel Sub | PG&E | Res | WholeBlg | Res - Single Family | Energy Efficiency | Incremental Measure Cost | 0 | 0 | 55849 | 59059 | 58867 | 58744 | 56826 | 54309 | 50921 | 48274 | 44992 | 42293 | 9209911
Scenario 3: Aggressive Fuel Sub | SCE | Res | AppPlug | Res - Single Family | Energy Efficiency | Admin | 0 | 0 | 0 | 0 | 0 | 0 | 0 | 0 | 0 | 0 | 0 | 0 | 0
Scenario 3: Aggressive Fuel Sub | SCE | Res | AppPlug | Res - Single Family | Energy Efficiency | Incentives | 0 | 0 | 0 | 0 | 0 | 0 | 0 | 0 | 0 | 0 | 0 | 0 | 0
Scenario 3: Aggressive Fuel Sub | SCE | Res | AppPlug | Res - Single Family | Energy Efficiency | Incremental Measure Cost | 0 | 0 | 0 | 0 | 0 | 0 | 0 | 0 | 0 | 0 | 0 | 0 | 0
Scenario 3: Aggressive Fuel Sub | SCE | Res | AppPlug | Res - Single Family | Fuel Substitution | Admin | 31957 | 34884 | 37846 | 40852 | 43904 | 0 | 0 | 0 | 0 | 0 | 0 | 0 | 0
Scenario 3: Aggressive Fuel Sub | SCE | Res | AppPlug | Res - Single Family | Fuel Substitution | Incentives | 593636 | 648001 | 703031 | 758867 | 815566 | 0 | 0 | 0 | 0 | 0 | 0 | 0 | 0
Scenario 3: Aggressive Fuel Sub | SCE | Res | BldgEnv | Res - Single Family | Energy Efficiency | Admin | 148792 | 146671 | 143724 | 140114 | 136811 | 133159 | 129416 | 125720 | 8493 | 0 | 0 | 0 | 0
Scenario 3: Aggressive Fuel Sub | SCE | Res | BldgEnv | Res - Single Family | Energy Efficiency | Incremental Measure Cost | 3609490 | 3855158 | 3970711 | 3975804 | 4013203 | 3983728 | 3922666 | 3849789 | 1563338 | 0 | 0 | 0 | 0
Scenario 3: Aggressive Fuel Sub | SCE | Res | HVAC | Res - Single Family | Energy Efficiency | Admin | 8155316 | 7195599 | 6231438 | 5314476 | 4485193 | 3756012 | 3131933 | 2608713 | 1801885 | 1382003 | 1089188 | 853278 | 664038
Scenario 3: Aggressive Fuel Sub | SCE | Res | HVAC | Res - Single Family | Energy Efficiency | Incentives | 8431352 | 7629938 | 6768878 | 5906421 | 5097976 | 4364052 | 3719839 | 3168676 | 2089120 | 1595507 | 1269776 | 1004666 | 790114
Scenario 3: Aggressive Fuel Sub | SCE | Res | HVAC | Res - Single Family | Energy Efficiency | Incremental Measure Cost | 18981882 | 18980455 | 18754884 | 18358049 | 18020941 | 17664361 | 17351302 | 17115259 | 5212049 | 2755066 | 2238472 | 1808643 | 1453052
Scenario 3: Aggressive Fuel Sub | SCE | Res | HVAC | Res - Single Family | Fuel Substitution | Admin | 354 | 363 | 366 | 393 | 395 | 0 | 0 | 0 | 0 | 0 | 0 | 0 | 0
Scenario 3: Aggressive Fuel Sub | SCE | Res | HVAC | Res - Single Family | Fuel Substitution | Incentives | 5372 | 5516 | 5565 | 5997 | 6026 | 55 | 58 | 60 | 21 | 21 | 22 | 22 | 22
Scenario 3: Aggressive Fuel Sub | SCE | Res | WaterHeat | Res - Single Family | Energy Efficiency | Admin | 43100 | 47922 | 51949 | 55295 | 58915 | 62184 | 65258 | 68229 | 71177 | 74121 | 77242 | 80732 | 84255
Scenario 3: Aggressive Fuel Sub | SCE | Res | WaterHeat | Res - Single Family | Energy Efficiency | Incentives | 27755 | 30860 | 33453 | 35608 | 37940 | 40044 | 42024 | 43938 | 45836 | 47732 | 49742 | 51989 | 54257
Scenario 3: Aggressive Fuel Sub | SCE | Res | WaterHeat | Res - Single Family | Energy Efficiency | Incremental Measure Cost | 160601 | 182491 | 201857 | 219071 | 238149 | 256469 | 274620 | 292959 | 311815 | 331292 | 352178 | 375311 | 399433
Scenario 3: Aggressive Fuel Sub | SCE | Res | WaterHeat | Res - Single Family | Fuel Substitution | Admin | 1474334 | 1450377 | 1417595 | 1394116 | 1382085 | 0 | 0 | 0 | 0 | 0 | 0 | 0 | 0
Scenario 3: Aggressive Fuel Sub | SCE | Res | WaterHeat | Res - Single Family | Fuel Substitution | Incentives | 6158155 | 6057945 | 5920854 | 5822674 | 5772375 | 2167912 | 2553532 | 2969309 | 3291442 | 3519367 | 3673185 | 3775237 | 3843226
Scenario 3: Aggressive Fuel Sub | SCE | Res | WholeBlg | Res - Single Family | Energy Efficiency | Admin | 0 | 0 | 79785 | 80017 | 77577 | 72528 | 66534 | 60383 | 54756 | 49551 | 45009 | 41252 | 37792
Scenario 3: Aggressive Fuel Sub | SCE | Res | WholeBlg | Res - Single Family | Energy Efficiency | Incentives | 0 | 0 | 942 | 945 | 916 | 856 | 786 | 713 | 647 | 585 | 531 | 487 | 446
Scenario 3: Aggressive Fuel Sub | SCE | Res | WholeBlg | Res - Single Family | Energy Efficiency | Incremental Measure Cost | 0 | 0 | 663644 | 678888 | 671350 | 640209 | 599044 | 554537 | 512919 | 473447 | 438646 | 410079 | 383195
Scenario 3: Aggressive Fuel Sub | SCG | Res | AppPlug | Res - Single Family | Energy Efficiency | Admin | 0 | 0 | 0 | 0 | 0 | 0 | 0 | 0 | 0 | 0 | 0 | 0 | 0
Scenario 3: Aggressive Fuel Sub | SCG | Res | AppPlug | Res - Single Family | Energy Efficiency | Incentives | 0 | 0 | 0 | 0 | 0 | 0 | 0 | 0 | 0 | 0 | 0 | 0 | 0
Scenario 3: Aggressive Fuel Sub | SCG | Res | AppPlug | Res - Single Family | Energy Efficiency | Incremental Measure Cost | 0 | 0 | 0 | 0 | 0 | 0 | 0 | 0 | 0 | 0 | 0 | 0 | 0
Scenario 3: Aggressive Fuel Sub | SCG | Res | AppPlug | Res - Single Family | Fuel Substitution | Incremental Measure Cost | 467455 | 520469 | 575962 | 634140 | 695150 | 0 | 0 | 0 | 0 | 0 | 0 | 0 | 0
Scenario 3: Aggressive Fuel Sub | SCG | Res | BldgEnv | Res - Single Family | Energy Efficiency | Admin | 16480 | 19170 | 20307 | 20445 | 20460 | 19910 | 22764 | 21685 | 17123 | 0 | 0 | 0 | 0
Scenario 3: Aggressive Fuel Sub | SCG | Res | BldgEnv | Res - Single Family | Energy Efficiency | Incentives | 77737 | 93123 | 99925 | 101164 | 101702 | 99088 | 117961 | 112322 | 84878 | 0 | 0 | 0 | 0
Scenario 3: Aggressive Fuel Sub | SCG | Res | BldgEnv | Res - Single Family | Energy Efficiency | Incremental Measure Cost | 1535551 | 1811533 | 1959195 | 2011524 | 2053019 | 2036202 | 2037299 | 1969739 | 1851110 | 0 | 0 | 0 | 0
Scenario 3: Aggressive Fuel Sub | SCG | Res | HVAC | Res - Single Family | Fuel Substitution | Incremental Measure Cost | 13357 | 14094 | 14510 | 16571 | 15590 | 453 | 459 | 478 | 97 | 101 | 105 | 108 | 111
Scenario 3: Aggressive Fuel Sub | SCG | Res | HVAC | Res - Single Family | Energy Efficiency | Incremental Measure Cost | 11895005 | 6006946 | 6510310 | 6831713 | 3987690 | 0 | 0 | 0 | 0 | 0 | 0 | 0 | 22454
Scenario 3: Aggressive Fuel Sub | SCG | Res | HVAC | Res - Single Family | Energy Efficiency | Admin | 34641 | 19370 | 20581 | 21175 | 20726 | 0 | 0 | 0 | 0 | 0 | 0 | 0 | 1469
Scenario 3: Aggressive Fuel Sub | SCG | Res | HVAC | Res - Single Family | Energy Efficiency | Incentives | 541931 | 179376 | 191292 | 197249 | 182996 | 0 | 0 | 0 | 0 | 0 | 0 | 0 | 15719
Scenario 3: Aggressive Fuel Sub | SCG | Res | WaterHeat | Res - Single Family | Energy Efficiency | Admin | 2855041 | 2751817 | 2684649 | 2619705 | 2577919 | 455596 | 402456 | 357853 | 327504 | 302936 | 281018 | 261490 | 243543
Scenario 3: Aggressive Fuel Sub | SCG | Res | WaterHeat | Res - Single Family | Energy Efficiency | Incentives | 1575890 | 1518582 | 1481278 | 1445270 | 1422095 | 251996 | 222604 | 197934 | 181147 | 167558 | 155435 | 144634 | 134707
Scenario 3: Aggressive Fuel Sub | SCG | Res | WaterHeat | Res - Single Family | Energy Efficiency | Incremental Measure Cost | 40397238 | 42375465 | 39081555 | 23526549 | 23991527 | 2416510 | 2189626 | 1994545 | 1864930 | 1761070 | 1667886 | 1584612 | 1506866
Scenario 3: Aggressive Fuel Sub | SCG | Res | WaterHeat | Res - Single Family | Fuel Substitution | Incremental Measure Cost | 10643557 | 10679716 | 10646857 | 10679712 | 10799105 | 11853119 | 14242022 | 16892453 | 19099741 | 20830880 | 22176183 | 23248171 | 24140210
Scenario 3: Aggressive Fuel Sub | SCG | Res | WholeBlg | Res - Single Family | Energy Efficiency | Admin | 0 | 0 | 0 | 0 | 0 | 0 | 0 | 0 | 0 | 0 | 0 | 0 | 0
Scenario 3: Aggressive Fuel Sub | SCG | Res | WholeBlg | Res - Single Family | Energy Efficiency | Incentives | 0 | 0 | 0 | 0 | 0 | 0 | 0 | 0 | 0 | 0 | 0 | 0 | 0
Scenario 3: Aggressive Fuel Sub | SCG | Res | WholeBlg | Res - Single Family | Energy Efficiency | Incremental Measure Cost | 0 | 0 | 0 | 0 | 0 | 0 | 0 | 0 | 0 | 0 | 0 | 0 | 0
Scenario 3: Aggressive Fuel Sub | SDG&E | Res | AppPlug | Res - Single Family | Energy Efficiency | Admin | 0 | 0 | 0 | 0 | 0 | 12 | 13 | 13 | 13 | 13 | 13 | 13 | 14
Scenario 3: Aggressive Fuel Sub | SDG&E | Res | AppPlug | Res - Single Family | Energy Efficiency | Incentives | 0 | 0 | 0 | 0 | 0 | 1 | 1 | 1 | 1 | 1 | 1 | 1 | 1
Scenario 3: Aggressive Fuel Sub | SDG&E | Res | AppPlug | Res - Single Family | Energy Efficiency | Incremental Measure Cost | 0 | 0 | 0 | 0 | 0 | 1537 | 1692 | 1734 | 1775 | 1816 | 1859 | 1902 | 1947
Scenario 3: Aggressive Fuel Sub | SDG&E | Res | AppPlug | Res - Single Family | Fuel Substitution | Admin | 1 | 1 | 1 | 1 | 1 | 0 | 0 | 0 | 0 | 0 | 0 | 0 | 0
Scenario 3: Aggressive Fuel Sub | SDG&E | Res | AppPlug | Res - Single Family | Fuel Substitution | Incentives | 149 | 162 | 175 | 189 | 202 | 0 | 0 | 0 | 0 | 0 | 0 | 0 | 0
Scenario 3: Aggressive Fuel Sub | SDG&E | Res | AppPlug | Res - Single Family | Fuel Substitution | Incremental Measure Cost | 8 | 8 | 9 | 10 | 11 | 0 | 0 | 0 | 0 | 0 | 0 | 0 | 0
Scenario 3: Aggressive Fuel Sub | SDG&E | Res | BldgEnv | Res - Single Family | Energy Efficiency | Admin | 21610 | 21292 | 20935 | 20513 | 19985 | 19503 | 19021 | 18543 | 4110 | 3114 | 3038 | 2965 | 2894
Scenario 3: Aggressive Fuel Sub | SDG&E | Res | BldgEnv | Res - Single Family | Energy Efficiency | Incremental Measure Cost | 718802 | 744370 | 762329 | 770246 | 762318 | 759495 | 754766 | 748815 | 212749 | 68914 | 68577 | 68263 | 67969
Scenario 3: Aggressive Fuel Sub | SDG&E | Res | HVAC | Res - Single Family | Energy Efficiency | Incremental Measure Cost | 5395558 | 6067537 | 6567868 | 6890790 | 6377841 | 2990739 | 3055284 | 3113119 | 374417 | 34046 | 32267 | 30874 | 29628
Scenario 3: Aggressive Fuel Sub | SDG&E | Res | HVAC | Res - Single Family | Fuel Substitution | Incremental Measure Cost | 597966 | 620405 | 639776 | 659574 | 619232 | 5751 | 4947 | 5301 | 0 | 0 | 0 | 0 | 0
Scenario 3: Aggressive Fuel Sub | SDG&E | Res | HVAC | Res - Single Family | Energy Efficiency | Admin | 33439 | 34532 | 35298 | 35335 | 33884 | 16943 | 16281 | 15674 | 5214 | 3570 | 3196 | 2895 | 2640
Scenario 3: Aggressive Fuel Sub | SDG&E | Res | HVAC | Res - Single Family | Energy Efficiency | Incentives | 552561 | 612796 | 652558 | 672171 | 656547 | 270324 | 269247 | 267407 | 55384 | 28308 | 26828 | 25670 | 24634
Scenario 3: Aggressive Fuel Sub | SDG&E | Res | HVAC | Res - Single Family | Fuel Substitution | Admin | 22790 | 23182 | 23425 | 23638 | 23739 | 7 | 8 | 9 | 0 | 0 | 0 | 0 | 0
Scenario 3: Aggressive Fuel Sub | SDG&E | Res | HVAC | Res - Single Family | Fuel Substitution | Incentives | 217820 | 221560 | 223885 | 225918 | 226890 | 69 | 77 | 82 | 0 | 0 | 0 | 0 | 0
Scenario 3: Aggressive Fuel Sub | SDG&E | Res | WaterHeat | Res - Single Family | Energy Efficiency | Admin | 750057 | 748054 | 729809 | 697898 | 650518 | 330667 | 297288 | 267109 | 240577 | 217703 | 198247 | 182088 | 168490
Scenario 3: Aggressive Fuel Sub | SDG&E | Res | WaterHeat | Res - Single Family | Energy Efficiency | Incentives | 2407975 | 2401543 | 2342970 | 2240525 | 2088418 | 1061575 | 954417 | 857530 | 772354 | 698919 | 636459 | 584580 | 540928
Scenario 3: Aggressive Fuel Sub | SDG&E | Res | WaterHeat | Res - Single Family | Energy Efficiency | Incremental Measure Cost | 8623437 | 9042035 | 8606897 | 6075651 | 5911038 | 2913410 | 2783494 | 2663738 | 2558208 | 2468392 | 2394231 | 2336719 | 2291887
Scenario 3: Aggressive Fuel Sub | SDG&E | Res | WaterHeat | Res - Single Family | Fuel Substitution | Admin | 1725 | 1773 | 1811 | 1847 | 1883 | 706 | 791 | 883 | 960 | 1015 | 1052 | 1078 | 1095
Scenario 3: Aggressive Fuel Sub | SDG&E | Res | WaterHeat | Res - Single Family | Fuel Substitution | Incentives | 67702 | 69582 | 71073 | 72490 | 73872 | 27719 | 31025 | 34641 | 37667 | 39826 | 41299 | 42287 | 42955
Scenario 3: Aggressive Fuel Sub | SDG&E | Res | WaterHeat | Res - Single Family | Fuel Substitution | Incremental Measure Cost | 10137 | 10627 | 11072 | 11519 | 11974 | 12886 | 14711 | 16755 | 18582 | 20040 | 21197 | 22139 | 22938
Scenario 3: Aggressive Fuel Sub | PG&E | Res | AppPlug | Res - Multi Family | Energy Efficiency | Admin | 0 | 0 | 41471 | 46691 | 46989 | 47220 | 47422 | 47014 | 47126 | 47240 | 47370 | 47537 | 47377
Scenario 3: Aggressive Fuel Sub | PG&E | Res | AppPlug | Res - Multi Family | Energy Efficiency | Incentives | 0 | 0 | 489 | 551 | 554 | 557 | 560 | 555 | 556 | 557 | 559 | 561 | 559
Scenario 3: Aggressive Fuel Sub | PG&E | Res | AppPlug | Res - Multi Family | Energy Efficiency | Incremental Measure Cost | 0 | 0 | 185694 | 213252 | 218902 | 224381 | 229844 | 232426 | 237641 | 242978 | 248518 | 254385 | 258598
Scenario 3: Aggressive Fuel Sub | PG&E | Res | AppPlug | Res - Multi Family | Fuel Substitution | Admin | 2 | 2 | 3 | 3 | 3 | 0 | 0 | 0 | 0 | 0 | 0 | 0 | 0
Scenario 3: Aggressive Fuel Sub | PG&E | Res | AppPlug | Res - Multi Family | Fuel Substitution | Incentives | 137 | 150 | 163 | 176 | 190 | 0 | 0 | 0 | 0 | 0 | 0 | 0 | 0
Scenario 3: Aggressive Fuel Sub | PG&E | Res | AppPlug | Res - Multi Family | Fuel Substitution | Incremental Measure Cost | 4 | 5 | 5 | 6 | 7 | 0 | 0 | 0 | 0 | 0 | 0 | 0 | 0
Scenario 3: Aggressive Fuel Sub | PG&E | Res | HVAC | Res - Multi Family | Energy Efficiency | Admin | 65717 | 72400 | 372387 | 83518 | 87931 | 91981 | 95793 | 92940 | 96051 | 99078 | 102034 | 166759 | 151264
Scenario 3: Aggressive Fuel Sub | PG&E | Res | HVAC | Res - Multi Family | Energy Efficiency | Incentives | 56469 | 62212 | 67470 | 71765 | 75558 | 79038 | 82313 | 79861 | 82535 | 85136 | 87676 | 131910 | 122185
Scenario 3: Aggressive Fuel Sub | PG&E | Res | HVAC | Res - Multi Family | Energy Efficiency | Incremental Measure Cost | 223932 | 251471 | 278201 | 301893 | 324219 | 345960 | 367508 | 364779 | 384510 | 404545 | 424935 | 496266 | 495339
Scenario 3: Aggressive Fuel Sub | PG&E | Res | HVAC | Res - Multi Family | Fuel Substitution | Admin | 151 | 247 | 263 | 279 | 323 | 79 | 84 | 88 | 92 | 97 | 102 | 105 | 107
Scenario 3: Aggressive Fuel Sub | PG&E | Res | HVAC | Res - Multi Family | Fuel Substitution | Incentives | 0 | 0 | 0 | 0 | 0 | 0 | 0 | 0 | 0 | 0 | 0 | 0 | 0
Scenario 3: Aggressive Fuel Sub | PG&E | Res | HVAC | Res - Multi Family | Fuel Substitution | Incremental Measure Cost | 306 | 543 | 584 | 625 | 755 | 419 | 453 | 485 | 516 | 555 | 590 | 619 | 644
Scenario 3: Aggressive Fuel Sub | PG&E | Res | WaterHeat | Res - Multi Family | Energy Efficiency | Admin | 978245 | 1014375 | 1047260 | 1063185 | 1066550 | 679029 | 669126 | 627153 | 617488 | 609405 | 604042 | 603000 | 584191
Scenario 3: Aggressive Fuel Sub | PG&E | Res | WaterHeat | Res - Multi Family | Energy Efficiency | Incentives | 141 | 146 | 151 | 153 | 154 | 98 | 96 | 90 | 89 | 88 | 87 | 87 | 84
Scenario 3: Aggressive Fuel Sub | PG&E | Res | WaterHeat | Res - Multi Family | Energy Efficiency | Incremental Measure Cost | 903120 | 972739 | 1042810 | 1105568 | 1161518 | 687704 | 716192 | 716840 | 745204 | 775373 | 807993 | 844425 | 863206
Scenario 3: Aggressive Fuel Sub | PG&E | Res | WaterHeat | Res - Multi Family | Fuel Substitution | Admin | 801233 | 894619 | 994325 | 1100514 | 1212147 | 33990 | 40473 | 46804 | 52562 | 58908 | 67124 | 75098 | 81379
Scenario 3: Aggressive Fuel Sub | PG&E | Res | WaterHeat | Res - Multi Family | Fuel Substitution | Incentives | 653305 | 715334 | 779605 | 846315 | 914284 | 16763 | 19905 | 23009 | 25840 | 28959 | 32999 | 36919 | 40006
Scenario 3: Aggressive Fuel Sub | PG&E | Res | WaterHeat | Res - Multi Family | Fuel Substitution | Incremental Measure Cost | 1602466 | 1789238 | 1988650 | 2201027 | 2424294 | 70284 | 85116 | 100343 | 114930 | 131296 | 152555 | 174087 | 192416
Scenario 3: Aggressive Fuel Sub | PG&E | Res | WholeBlg | Res - Multi Family | Energy Efficiency | Admin | 0 | 0 | 4019 | 4149 | 4091 | 4037 | 978042 | 935493 | 873696 | 819449 | 757393 | 1182478 | 1099131
Scenario 3: Aggressive Fuel Sub | PG&E | Res | WholeBlg | Res - Multi Family | Energy Efficiency | Incentives | 0 | 0 | 3075 | 3174 | 3130 | 3089 | 748308 | 715754 | 668472 | 626968 | 579488 | 904723 | 840955
Scenario 3: Aggressive Fuel Sub | PG&E | Res | WholeBlg | Res - Multi Family | Energy Efficiency | Incremental Measure Cost | 0 | 0 | 13860 | 14592 | 14679 | 14774 | 4352558 | 4246465 | 4045260 | 3869978 | 3648437 | 6008563 | 5696772
Scenario 3: Aggressive Fuel Sub | SCE | Res | AppPlug | Res - Multi Family | Energy Efficiency | Admin | 0 | 0 | 0 | 0 | 0 | 0 | 0 | 0 | 0 | 0 | 0 | 0 | 0
Scenario 3: Aggressive Fuel Sub | SCE | Res | AppPlug | Res - Multi Family | Energy Efficiency | Incentives | 0 | 0 | 0 | 0 | 0 | 0 | 0 | 0 | 0 | 0 | 0 | 0 | 0
Scenario 3: Aggressive Fuel Sub | SCE | Res | AppPlug | Res - Multi Family | Energy Efficiency | Incremental Measure Cost | 0 | 0 | 0 | 0 | 0 | 0 | 0 | 0 | 0 | 0 | 0 | 0 | 0
Scenario 3: Aggressive Fuel Sub | SCE | Res | AppPlug | Res - Multi Family | Fuel Substitution | Admin | 4390 | 4799 | 5216 | 5643 | 6078 | 0 | 0 | 0 | 0 | 0 | 0 | 0 | 0
Scenario 3: Aggressive Fuel Sub | SCE | Res | AppPlug | Res - Multi Family | Fuel Substitution | Incentives | 81595 | 89202 | 96966 | 104897 | 112987 | 0 | 0 | 0 | 0 | 0 | 0 | 0 | 0
Scenario 3: Aggressive Fuel Sub | SCE | Res | HVAC | Res - Multi Family | Energy Efficiency | Admin | 518499 | 447778 | 375628 | 309776 | 253406 | 204908 | 166417 | 135418 | 110732 | 91230 | 75925 | 63971 | 54636
Scenario 3: Aggressive Fuel Sub | SCE | Res | HVAC | Res - Multi Family | Energy Efficiency | Incentives | 20126 | 38257 | 44561 | 47262 | 49785 | 49589 | 51465 | 53106 | 54551 | 55823 | 56961 | 57992 | 58875
Scenario 3: Aggressive Fuel Sub | SCE | Res | HVAC | Res - Multi Family | Energy Efficiency | Incremental Measure Cost | 47708 | 127431 | 155688 | 168555 | 181195 | 184145 | 194969 | 205231 | 215044 | 224465 | 233629 | 242619 | 251239
Scenario 3: Aggressive Fuel Sub | SCE | Res | HVAC | Res - Multi Family | Fuel Substitution | Admin | 14 | 14 | 15 | 15 | 18 | 0 | 0 | 0 | 0 | 0 | 0 | 0 | 0
Scenario 3: Aggressive Fuel Sub | SCE | Res | HVAC | Res - Multi Family | Fuel Substitution | Incentives | 249 | 253 | 254 | 263 | 316 | 2 | 2 | 2 | 2 | 2 | 2 | 2 | 2
Scenario 3: Aggressive Fuel Sub | SCE | Res | WaterHeat | Res - Multi Family | Energy Efficiency | Admin | 59488 | 62359 | 65721 | 68793 | 71881 | 74518 | 77316 | 80051 | 82740 | 85403 | 88078 | 91872 | 96334
Scenario 3: Aggressive Fuel Sub | SCE | Res | WaterHeat | Res - Multi Family | Energy Efficiency | Incentives | 38308 | 40157 | 42323 | 44301 | 46289 | 47987 | 49789 | 51550 | 53282 | 54997 | 56720 | 59163 | 62036
Scenario 3: Aggressive Fuel Sub | SCE | Res | WaterHeat | Res - Multi Family | Energy Efficiency | Incremental Measure Cost | 215375 | 230602 | 248174 | 265225 | 282903 | 299386 | 317040 | 334999 | 353346 | 372166 | 391637 | 416886 | 446128
Scenario 3: Aggressive Fuel Sub | SCE | Res | WaterHeat | Res - Multi Family | Fuel Substitution | Admin | 5521061 | 5563762 | 5599567 | 5638047 | 5680247 | 0 | 0 | 0 | 0 | 0 | 0 | 0 | 0
Scenario 3: Aggressive Fuel Sub | SCE | Res | WaterHeat | Res - Multi Family | Fuel Substitution | Incentives | 15867450 | 15982524 | 16076839 | 16180709 | 16297398 | 303746 | 360323 | 419941 | 466375 | 499287 | 521450 | 536059 | 545674
Scenario 3: Aggressive Fuel Sub | SCE | Res | WholeBlg | Res - Multi Family | Energy Efficiency | Admin | 0 | 0 | 0 | 0 | 23340 | 21599 | 20026 | 18446 | 16902 | 15414 | 14161 | 13157 | 12213
Scenario 3: Aggressive Fuel Sub | SCE | Res | WholeBlg | Res - Multi Family | Energy Efficiency | Incentives | 0 | 0 | 0 | 0 | 287 | 266 | 246 | 227 | 208 | 190 | 174 | 162 | 150
Scenario 3: Aggressive Fuel Sub | SCE | Res | WholeBlg | Res - Multi Family | Energy Efficiency | Incremental Measure Cost | 0 | 0 | 0 | 0 | 189569 | 178931 | 169223 | 158984 | 148596 | 138226 | 129521 | 122749 | 116217
Scenario 3: Aggressive Fuel Sub | SCG | Res | AppPlug | Res - Multi Family | Energy Efficiency | Admin | 0 | 0 | 0 | 0 | 0 | 0 | 0 | 0 | 0 | 0 | 0 | 0 | 0
Scenario 3: Aggressive Fuel Sub | SCG | Res | AppPlug | Res - Multi Family | Energy Efficiency | Incentives | 0 | 0 | 0 | 0 | 0 | 0 | 0 | 0 | 0 | 0 | 0 | 0 | 0
Scenario 3: Aggressive Fuel Sub | SCG | Res | AppPlug | Res - Multi Family | Energy Efficiency | Incremental Measure Cost | 0 | 0 | 0 | 0 | 0 | 0 | 0 | 0 | 0 | 0 | 0 | 0 | 0
Scenario 3: Aggressive Fuel Sub | SCG | Res | AppPlug | Res - Multi Family | Fuel Substitution | Incremental Measure Cost | 39335 | 43861 | 48633 | 53663 | 58958 | 0 | 0 | 0 | 0 | 0 | 0 | 0 | 0
Scenario 3: Aggressive Fuel Sub | SCG | Res | BldgEnv | Res - Multi Family | Energy Efficiency | Admin | 0 | 0 | 0 | 0 | 0 | 0 | 0 | 0 | 602 | 588 | 574 | 561 | 549
Scenario 3: Aggressive Fuel Sub | SCG | Res | BldgEnv | Res - Multi Family | Energy Efficiency | Incentives | 0 | 0 | 0 | 0 | 0 | 0 | 0 | 0 | 3669 | 3584 | 3501 | 3421 | 3343
Scenario 3: Aggressive Fuel Sub | SCG | Res | BldgEnv | Res - Multi Family | Energy Efficiency | Incremental Measure Cost | 0 | 0 | 0 | 0 | 0 | 0 | 0 | 0 | 5138 | 5120 | 5102 | 5085 | 5069
Scenario 3: Aggressive Fuel Sub | SCG | Res | HVAC | Res - Multi Family | Energy Efficiency | Admin | 31 | 32 | 32 | 32 | 32 | 0 | 0 | 0 | 0 | 0 | 0 | 0 | 83
Scenario 3: Aggressive Fuel Sub | SCG | Res | HVAC | Res - Multi Family | Energy Efficiency | Incentives | 204 | 208 | 210 | 210 | 211 | 0 | 0 | 0 | 0 | 0 | 0 | 0 | 842
Scenario 3: Aggressive Fuel Sub | SCG | Res | HVAC | Res - Multi Family | Energy Efficiency | Incremental Measure Cost | 400 | 416 | 428 | 438 | 448 | 0 | 0 | 0 | 0 | 0 | 0 | 0 | 1275
Scenario 3: Aggressive Fuel Sub | SCG | Res | HVAC | Res - Multi Family | Fuel Substitution | Incremental Measure Cost | 404 | 418 | 429 | 466 | 662 | 8 | 9 | 9 | 8 | 8 | 8 | 9 | 9
Scenario 3: Aggressive Fuel Sub | SCG | Res | WaterHeat | Res - Multi Family | Energy Efficiency | Admin | 504844 | 447620 | 415263 | 390040 | 371043 | 106973 | 99089 | 92494 | 86137 | 80121 | 74690 | 70047 | 65732
Scenario 3: Aggressive Fuel Sub | SCG | Res | WaterHeat | Res - Multi Family | Energy Efficiency | Incentives | 278767 | 247105 | 229193 | 215232 | 204719 | 59168 | 54808 | 51160 | 47644 | 44316 | 41312 | 38744 | 36357
Scenario 3: Aggressive Fuel Sub | SCG | Res | WaterHeat | Res - Multi Family | Energy Efficiency | Incremental Measure Cost | 3715970 | 3601942 | 3604051 | 3606537 | 3619084 | 540151 | 514355 | 492479 | 470161 | 448120 | 428013 | 411330 | 395427
Scenario 3: Aggressive Fuel Sub | SCG | Res | WaterHeat | Res - Multi Family | Fuel Substitution | Incremental Measure Cost | 55888392 | 57459297 | 58998755 | 60602413 | 62283964 | 1673079 | 2025251 | 2407606 | 2727322 | 2978200 | 3172611 | 3326728 | 3454120
Scenario 3: Aggressive Fuel Sub | SCG | Res | WholeBlg | Res - Multi Family | Energy Efficiency | Admin | 0 | 0 | 0 | 0 | 0 | 0 | 0 | 0 | 0 | 0 | 0 | 0 | 0
Scenario 3: Aggressive Fuel Sub | SCG | Res | WholeBlg | Res - Multi Family | Energy Efficiency | Incentives | 0 | 0 | 0 | 0 | 0 | 0 | 0 | 0 | 0 | 0 | 0 | 0 | 0
Scenario 3: Aggressive Fuel Sub | SCG | Res | WholeBlg | Res - Multi Family | Energy Efficiency | Incremental Measure Cost | 0 | 0 | 0 | 0 | 0 | 0 | 0 | 0 | 0 | 0 | 0 | 0 | 0
Scenario 3: Aggressive Fuel Sub | SDG&E | Res | AppPlug | Res - Multi Family | Energy Efficiency | Admin | 31 | 32 | 32 | 1606 | 1821 | 1837 | 1851 | 1861 | 1869 | 1876 | 1883 | 1891 | 1898
Scenario 3: Aggressive Fuel Sub | SDG&E | Res | AppPlug | Res - Multi Family | Energy Efficiency | Incentives | 3 | 3 | 3 | 144 | 163 | 164 | 166 | 167 | 167 | 168 | 169 | 169 | 170
Scenario 3: Aggressive Fuel Sub | SDG&E | Res | AppPlug | Res - Multi Family | Energy Efficiency | Incremental Measure Cost | 1004 | 1040 | 1074 | 20280 | 23355 | 24027 | 24692 | 25329 | 25949 | 26567 | 27195 | 27851 | 28520
Scenario 3: Aggressive Fuel Sub | SDG&E | Res | AppPlug | Res - Multi Family | Fuel Substitution | Admin | 1 | 1 | 1 | 1 | 1 | 0 | 0 | 0 | 0 | 0 | 0 | 0 | 0
Scenario 3: Aggressive Fuel Sub | SDG&E | Res | AppPlug | Res - Multi Family | Fuel Substitution | Incentives | 151 | 166 | 180 | 195 | 211 | 0 | 0 | 0 | 0 | 0 | 0 | 0 | 0
Scenario 3: Aggressive Fuel Sub | SDG&E | Res | AppPlug | Res - Multi Family | Fuel Substitution | Incremental Measure Cost | 5 | 5 | 6 | 6 | 7 | 0 | 0 | 0 | 0 | 0 | 0 | 0 | 0
Scenario 3: Aggressive Fuel Sub | SDG&E | Res | BldgEnv | Res - Multi Family | Energy Efficiency | Admin | 0 | 0 | 0 | 423 | 414 | 1984 | 1942 | 1901 | 1862 | 1824 | 1787 | 1751 | 1717
Scenario 3: Aggressive Fuel Sub | SDG&E | Res | BldgEnv | Res - Multi Family | Energy Efficiency | Incremental Measure Cost | 0 | 0 | 0 | 6538 | 6523 | 34225 | 34168 | 34120 | 34081 | 34052 | 34031 | 34020 | 34018
Scenario 3: Aggressive Fuel Sub | SDG&E | Res | HVAC | Res - Multi Family | Energy Efficiency | Incremental Measure Cost | 0 | 0 | 0 | 0 | 0 | 21067 | 20633 | 19945 | 19107 | 18249 | 17464 | 16889 | 16384
Scenario 3: Aggressive Fuel Sub | SDG&E | Res | HVAC | Res - Multi Family | Energy Efficiency | Admin | 1907 | 1525 | 1220 | 976 | 781 | 2389 | 2194 | 2005 | 1828 | 1668 | 1530 | 1420 | 1326
Scenario 3: Aggressive Fuel Sub | SDG&E | Res | HVAC | Res - Multi Family | Energy Efficiency | Incentives | 0 | 0 | 0 | 0 | 0 | 17517 | 17155 | 16584 | 15887 | 15173 | 14520 | 14042 | 13622
Scenario 3: Aggressive Fuel Sub | SDG&E | Res | HVAC | Res - Multi Family | Fuel Substitution | Admin | 703 | 712 | 806 | 810 | 816 | 0 | 0 | 0 | 0 | 0 | 0 | 0 | 0
Scenario 3: Aggressive Fuel Sub | SDG&E | Res | HVAC | Res - Multi Family | Fuel Substitution | Incentives | 6715 | 6808 | 7705 | 7743 | 7799 | 0 | 0 | 0 | 0 | 0 | 0 | 0 | 0
Scenario 3: Aggressive Fuel Sub | SDG&E | Res | HVAC | Res - Multi Family | Fuel Substitution | Incremental Measure Cost | 11690 | 12098 | 15379 | 15791 | 16243 | 0 | 0 | 0 | 0 | 0 | 0 | 0 | 0
Scenario 3: Aggressive Fuel Sub | SDG&E | Res | WaterHeat | Res - Multi Family | Energy Efficiency | Admin | 367301 | 355924 | 342463 | 330137 | 313639 | 245989 | 233609 | 222000 | 211580 | 202189 | 193971 | 187135 | 181252
Scenario 3: Aggressive Fuel Sub | SDG&E | Res | WaterHeat | Res - Multi Family | Energy Efficiency | Incentives | 1144067 | 1115550 | 1079144 | 1045066 | 996368 | 782423 | 745101 | 709377 | 676434 | 646719 | 620704 | 599068 | 580447
Scenario 3: Aggressive Fuel Sub | SDG&E | Res | WaterHeat | Res - Multi Family | Energy Efficiency | Incremental Measure Cost | 4080228 | 4114685 | 4124080 | 4140902 | 4103492 | 3429303 | 3407558 | 3384195 | 3362788 | 3346581 | 3338069 | 3340976 | 3351043
Scenario 3: Aggressive Fuel Sub | SDG&E | Res | WaterHeat | Res - Multi Family | Fuel Substitution | Admin | 9244 | 9533 | 9749 | 9936 | 10100 | 134 | 155 | 176 | 193 | 204 | 212 | 218 | 221
Scenario 3: Aggressive Fuel Sub | SDG&E | Res | WaterHeat | Res - Multi Family | Fuel Substitution | Incentives | 362687 | 374031 | 382521 | 389865 | 396272 | 5263 | 6099 | 6918 | 7559 | 8020 | 8336 | 8548 | 8691
Scenario 3: Aggressive Fuel Sub | SDG&E | Res | WaterHeat | Res - Multi Family | Fuel Substitution | Incremental Measure Cost | 107195 | 112751 | 117609 | 122256 | 126742 | 2508 | 2965 | 3430 | 3823 | 4137 | 4386 | 4588 | 4758
Scenario 3: Aggressive Fuel Sub | PG&E | Com | BldgEnv | Com - College | Energy Efficiency | Admin | 230 | 232 | 254 | 278 | 290 | 298 | 310 | 317 | 330 | 339 | 344 | 342 | 343
Scenario 3: Aggressive Fuel Sub | PG&E | Com | BldgEnv | Com - College | Energy Efficiency | Incremental Measure Cost | 492 | 489 | 556 | 635 | 675 | 711 | 755 | 789 | 834 | 871 | 898 | 907 | 922
Scenario 3: Aggressive Fuel Sub | PG&E | Com | HVAC | Com - College | Fuel Substitution | Incremental Measure Cost | 155442 | 191058 | 208488 | 224982 | 240314 | 0 | 0 | 0 | 0 | 0 | 0 | 0 | 0
Scenario 3: Aggressive Fuel Sub | PG&E | Com | HVAC | Com - College | Energy Efficiency | Admin | 164688 | 164027 | 152776 | 253482 | 157471 | 69552 | 66350 | 63272 | 57492 | 58046 | 58890 | 58082 | 58108
Scenario 3: Aggressive Fuel Sub | PG&E | Com | HVAC | Com - College | Energy Efficiency | Incentives | 44917 | 44348 | 40410 | 74982 | 41896 | 11705 | 10494 | 9525 | 7290 | 7345 | 7599 | 7522 | 7519
Scenario 3: Aggressive Fuel Sub | PG&E | Com | HVAC | Com - College | Energy Efficiency | Incremental Measure Cost | 852236 | 891490 | 779301 | 1849372 | 984324 | 580729 | 140805 | 136062 | 116286 | 119783 | 124478 | 125619 | 128289
Scenario 3: Aggressive Fuel Sub | PG&E | Com | HVAC | Com - College | Fuel Substitution | Admin | 38411 | 43713 | 46772 | 49483 | 51811 | 0 | 0 | 0 | 0 | 0 | 0 | 0 | 0
Scenario 3: Aggressive Fuel Sub | PG&E | Com | HVAC | Com - College | Fuel Substitution | Incentives | 4861 | 5531 | 5917 | 6260 | 6554 | 0 | 0 | 0 | 0 | 0 | 0 | 0 | 0
Scenario 3: Aggressive Fuel Sub | PG&E | Com | WaterHeat | Com - College | Energy Efficiency | Incremental Measure Cost | 275116 | 367325 | 308508 | 608456 | 467814 | 418078 | 389488 | 452319 | 495410 | 528025 | 533261 | 507828 | 454997
Scenario 3: Aggressive Fuel Sub | PG&E | Com | WaterHeat | Com - College | Fuel Substitution | Incremental Measure Cost | 320152 | 404194 | 510263 | 572429 | 561206 | 154448 | 198386 | 253526 | 207677 | 270259 | 352405 | 439940 | 533098
Scenario 3: Aggressive Fuel Sub | PG&E | Com | WaterHeat | Com - College | Energy Efficiency | Admin | 302519 | 486468 | 436404 | 650001 | 658728 | 659192 | 777798 | 886605 | 967920 | 1010993 | 1000475 | 933503 | 819440
Scenario 3: Aggressive Fuel Sub | PG&E | Com | WaterHeat | Com - College | Energy Efficiency | Incentives | 0 | 0 | 0 | 0 | 0 | 0 | 0 | 0 | 0 | 0 | 0 | 0 | 0
Scenario 3: Aggressive Fuel Sub | PG&E | Com | WaterHeat | Com - College | Fuel Substitution | Admin | 105206 | 132180 | 164142 | 202670 | 248850 | 50280 | 65413 | 83398 | 103839 | 135130 | 176202 | 219970 | 266549
Scenario 3: Aggressive Fuel Sub | PG&E | Com | WaterHeat | Com - College | Fuel Substitution | Incentives | 19174 | 23733 | 29106 | 35428 | 42833 | 23181 | 29558 | 36937 | 45078 | 57498 | 73489 | 89926 | 106808
Scenario 3: Aggressive Fuel Sub | PG&E | Com | WholeBlg | Com - College | Energy Efficiency | Admin | 246349 | 249505 | 252075 | 255190 | 258747 | 262496 | 267721 | 273447 | 278034 | 287488 | 291450 | 293835 | 301663
Scenario 3: Aggressive Fuel Sub | PG&E | Com | WholeBlg | Com - College | Energy Efficiency | Incentives | 1801 | 1962 | 2112 | 2316 | 2497 | 2677 | 2902 | 3094 | 3365 | 3635 | 3874 | 4047 | 4281
Scenario 3: Aggressive Fuel Sub | PG&E | Com | WholeBlg | Com - College | Energy Efficiency | Incremental Measure Cost | 11116 | 12110 | 13035 | 14293 | 15414 | 16523 | 17914 | 19095 | 20770 | 22439 | 23914 | 24983 | 26426
Scenario 3: Aggressive Fuel Sub | PG&E | Com | ComRefrig | Com - College | Energy Efficiency | Admin | 205 | 131 | 77 | 40 | 22 | 365 | 410 | 412 | 415 | 418 | 420 | 422 | 423
Scenario 3: Aggressive Fuel Sub | PG&E | Com | ComRefrig | Com - College | Energy Efficiency | Incentives | 0 | 0 | 0 | 0 | 0 | 0 | 0 | 0 | 0 | 0 | 0 | 0 | 0
Scenario 3: Aggressive Fuel Sub | PG&E | Com | ComRefrig | Com - College | Energy Efficiency | Incremental Measure Cost | 893 | 577 | 339 | 177 | 100 | 2828 | 3255 | 3342 | 3438 | 3532 | 3623 | 3708 | 3801
Scenario 3: Aggressive Fuel Sub | PG&E | Com | FoodServ | Com - College | Energy Efficiency | Admin | 127214 | 129792 | 130076 | 140799 | 138025 | 139658 | 141135 | 142158 | 143667 | 144982 | 147058 | 148196 | 149320
Scenario 3: Aggressive Fuel Sub | PG&E | Com | FoodServ | Com - College | Energy Efficiency | Incentives | 15697 | 16015 | 16050 | 17374 | 17031 | 17233 | 17415 | 17541 | 17727 | 17890 | 18146 | 18286 | 18425
Scenario 3: Aggressive Fuel Sub | PG&E | Com | FoodServ | Com - College | Energy Efficiency | Incremental Measure Cost | 266348 | 276151 | 281952 | 308193 | 324030 | 335910 | 345881 | 355163 | 365854 | 376425 | 393211 | 406197 | 418072
Scenario 3: Aggressive Fuel Sub | PG&E | Com | FoodServ | Com - College | Fuel Substitution | Admin | 517 | 581 | 646 | 712 | 777 | 852 | 943 | 1045 | 1165 | 1298 | 1445 | 1610 | 1797
Scenario 3: Aggressive Fuel Sub | PG&E | Com | FoodServ | Com - College | Fuel Substitution | Incentives | 104 | 116 | 129 | 141 | 154 | 169 | 186 | 206 | 229 | 254 | 283 | 314 | 350
Scenario 3: Aggressive Fuel Sub | PG&E | Com | FoodServ | Com - College | Fuel Substitution | Incremental Measure Cost | 1230 | 1406 | 1592 | 1785 | 1985 | 2216 | 2499 | 2821 | 3205 | 3638 | 4130 | 4688 | 5334
Scenario 3: Aggressive Fuel Sub | PG&E | Com | Lighting | Com - College | Energy Efficiency | Admin | 0 | 0 | 0 | 0 | 0 | 0 | 0 | 0 | 0 | 0 | 0 | 0 | 0
Scenario 3: Aggressive Fuel Sub | PG&E | Com | Lighting | Com - College | Energy Efficiency | Incentives | 0 | 0 | 0 | 0 | 0 | 0 | 0 | 0 | 0 | 0 | 0 | 0 | 0
Scenario 3: Aggressive Fuel Sub | PG&E | Com | Lighting | Com - College | Energy Efficiency | Incremental Measure Cost | 0 | 0 | 0 | 0 | 0 | 0 | 0 | 0 | 0 | 0 | 0 | 0 | 0
Scenario 3: Aggressive Fuel Sub | SCE | Com | BldgEnv | Com - College | Energy Efficiency | Admin | 240 | 254 | 261 | 258 | 245 | 225 | 198 | 167 | 12 | 0 | 0 | 0 | 0
Scenario 3: Aggressive Fuel Sub | SCE | Com | BldgEnv | Com - College | Energy Efficiency | Incremental Measure Cost | 8019 | 8659 | 9041 | 9105 | 8822 | 8215 | 7334 | 6263 | 154 | 0 | 0 | 0 | 0
Scenario 3: Aggressive Fuel Sub | SCE | Com | HVAC | Com - College | Energy Efficiency | Admin | 31172 | 32422 | 34088 | 35857 | 36999 | 38764 | 40420 | 41635 | 42720 | 43543 | 44441 | 46479 | 47273
Scenario 3: Aggressive Fuel Sub | SCE | Com | HVAC | Com - College | Energy Efficiency | Incentives | 8993 | 9444 | 9933 | 10433 | 10877 | 11382 | 11882 | 12347 | 12807 | 13249 | 13704 | 14273 | 14741
Scenario 3: Aggressive Fuel Sub | SCE | Com | HVAC | Com - College | Energy Efficiency | Incremental Measure Cost | 21599 | 22681 | 23856 | 25057 | 26124 | 27335 | 28536 | 29655 | 30759 | 31820 | 32913 | 34279 | 35403
Scenario 3: Aggressive Fuel Sub | SCE | Com | HVAC | Com - College | Fuel Substitution | Admin | 1462 | 1502 | 1529 | 1545 | 1553 | 0 | 0 | 0 | 0 | 0 | 0 | 0 | 0
Scenario 3: Aggressive Fuel Sub | SCE | Com | HVAC | Com - College | Fuel Substitution | Incentives | 193 | 198 | 202 | 204 | 205 | 0 | 0 | 0 | 0 | 0 | 0 | 0 | 0
Scenario 3: Aggressive Fuel Sub | SCE | Com | WaterHeat | Com - College | Energy Efficiency | Admin | 303 | 367 | 444 | 536 | 644 | 776 | 932 | 1117 | 1337 | 1596 | 1906 | 2289 | 2730
Scenario 3: Aggressive Fuel Sub | SCE | Com | WaterHeat | Com - College | Energy Efficiency | Incentives | 16 | 20 | 24 | 30 | 37 | 45 | 55 | 67 | 82 | 100 | 122 | 149 | 182
Scenario 3: Aggressive Fuel Sub | SCE | Com | WaterHeat | Com - College | Energy Efficiency | Incremental Measure Cost | 22 | 27 | 33 | 41 | 50 | 61 | 75 | 92 | 112 | 136 | 166 | 203 | 247
Scenario 3: Aggressive Fuel Sub | SCE | Com | WaterHeat | Com - College | Fuel Substitution | Admin | 198155 | 201345 | 204443 | 207612 | 210858 | 0 | 0 | 0 | 0 | 0 | 0 | 0 | 0
Scenario 3: Aggressive Fuel Sub | SCE | Com | WaterHeat | Com - College | Fuel Substitution | Incentives | 82870 | 82910 | 82889 | 82871 | 82860 | 35332 | 42817 | 49764 | 55220 | 59083 | 61660 | 63336 | 64389
Scenario 3: Aggressive Fuel Sub | SCE | Com | WholeBlg | Com - College | Energy Efficiency | Admin | 405119 | 414181 | 424110 | 436139 | 449835 | 463986 | 480297 | 495297 | 510493 | 526603 | 541113 | 553820 | 565609
Scenario 3: Aggressive Fuel Sub | SCE | Com | WholeBlg | Com - College | Energy Efficiency | Incentives | 0 | 0 | 0 | 0 | 0 | 0 | 0 | 0 | 0 | 0 | 0 | 0 | 0
Scenario 3: Aggressive Fuel Sub | SCE | Com | WholeBlg | Com - College | Energy Efficiency | Incremental Measure Cost | 0 | 0 | 0 | 0 | 0 | 0 | 0 | 0 | 0 | 0 | 0 | 0 | 0
Scenario 3: Aggressive Fuel Sub | SCE | Com | ComRefrig | Com - College | Energy Efficiency | Admin | 554 | 385 | 249 | 150 | 8655 | 9899 | 10279 | 11413 | 11664 | 11755 | 13639 | 14089 | 14199
Scenario 3: Aggressive Fuel Sub | SCE | Com | ComRefrig | Com - College | Energy Efficiency | Incentives | 0 | 0 | 0 | 0 | 0 | 0 | 0 | 0 | 0 | 0 | 0 | 0 | 0
Scenario 3: Aggressive Fuel Sub | SCE | Com | ComRefrig | Com - College | Energy Efficiency | Incremental Measure Cost | 741 | 521 | 341 | 206 | 16594 | 19381 | 20619 | 23715 | 24768 | 25463 | 30955 | 32718 | 33633
Scenario 3: Aggressive Fuel Sub | SCE | Com | FoodServ | Com - College | Energy Efficiency | Admin | 9083 | 16095 | 17823 | 18772 | 19276 | 31180 | 33512 | 34045 | 39561 | 42689 | 43368 | 44491 | 44823
Scenario 3: Aggressive Fuel Sub | SCE | Com | FoodServ | Com - College | Energy Efficiency | Incentives | 4737 | 9612 | 10972 | 11825 | 12410 | 21488 | 23344 | 23885 | 28154 | 30653 | 31330 | 32342 | 32779
Scenario 3: Aggressive Fuel Sub | SCE | Com | FoodServ | Com - College | Energy Efficiency | Incremental Measure Cost | 7558 | 15335 | 17505 | 18866 | 19800 | 38524 | 42697 | 44224 | 55160 | 62106 | 64499 | 67361 | 69237
Scenario 3: Aggressive Fuel Sub | SCE | Com | FoodServ | Com - College | Fuel Substitution | Admin | 540 | 622 | 705 | 789 | 875 | 963 | 1052 | 1144 | 1239 | 1337 | 1436 | 1537 | 1638
Scenario 3: Aggressive Fuel Sub | SCE | Com | FoodServ | Com - College | Fuel Substitution | Incentives | 65021 | 74885 | 84876 | 95033 | 105365 | 115888 | 126650 | 137671 | 149149 | 160926 | 172895 | 185050 | 197304
Scenario 3: Aggressive Fuel Sub | SCE | Com | Lighting | Com - College | Energy Efficiency | Admin | 0 | 9062 | 11874 | 12817 | 13643 | 14548 | 15419 | 16197 | 16930 | 17594 | 18244 | 19071 | 19858
Scenario 3: Aggressive Fuel Sub | SCE | Com | Lighting | Com - College | Energy Efficiency | Incentives | 0 | 0 | 0 | 0 | 0 | 0 | 0 | 0 | 0 | 0 | 0 | 0 | 0
Scenario 3: Aggressive Fuel Sub | SCE | Com | Lighting | Com - College | Energy Efficiency | Incremental Measure Cost | 0 | 22536 | 30121 | 33162 | 36005 | 39162 | 42337 | 45363 | 48363 | 51264 | 54224 | 57814 | 61404
Scenario 3: Aggressive Fuel Sub | SCG | Com | AppPlug | Com - College | Energy Efficiency | Admin | 0 | 0 | 0 | 0 | 0 | 0 | 0 | 0 | 0 | 0 | 0 | 0 | 5220
Scenario 3: Aggressive Fuel Sub | SCG | Com | AppPlug | Com - College | Energy Efficiency | Incentives | 0 | 0 | 0 | 0 | 0 | 0 | 0 | 0 | 0 | 0 | 0 | 0 | 1331
Scenario 3: Aggressive Fuel Sub | SCG | Com | AppPlug | Com - College | Energy Efficiency | Incremental Measure Cost | 0 | 0 | 0 | 0 | 0 | 0 | 0 | 0 | 0 | 0 | 0 | 0 | 42708
Scenario 3: Aggressive Fuel Sub | SCG | Com | BldgEnv | Com - College | Energy Efficiency | Admin | 7027 | 6980 | 6693 | 6159 | 5436 | 4602 | 3726 | 2866 | 2075 | 1380 | 794 | 325 | 260
Scenario 3: Aggressive Fuel Sub | SCG | Com | BldgEnv | Com - College | Energy Efficiency | Incentives | 89 | 88 | 85 | 78 | 69 | 58 | 47 | 36 | 26 | 18 | 10 | 4 | 3
Scenario 3: Aggressive Fuel Sub | SCG | Com | BldgEnv | Com - College | Energy Efficiency | Incremental Measure Cost | 23236 | 23533 | 23096 | 21697 | 19568 | 16945 | 14050 | 11098 | 8284 | 5724 | 3493 | 1635 | 1353
Scenario 3: Aggressive Fuel Sub | SCG | Com | HVAC | Com - College | Fuel Substitution | Incremental Measure Cost | 42242 | 44296 | 45988 | 47400 | 48578 | 0 | 0 | 0 | 0 | 0 | 0 | 0 | 0
Scenario 3: Aggressive Fuel Sub | SCG | Com | HVAC | Com - College | Energy Efficiency | Incremental Measure Cost | 833932 | 856947 | 882907 | 910142 | 1028681 | 581328 | 124462 | 128234 | 131873 | 114011 | 137647 | 146300 | 149660
Scenario 3: Aggressive Fuel Sub | SCG | Com | HVAC | Com - College | Energy Efficiency | Admin | 41030 | 41308 | 41817 | 42390 | 46153 | 9577 | 10507 | 10609 | 10692 | 10026 | 10719 | 11164 | 11191
Scenario 3: Aggressive Fuel Sub | SCG | Com | HVAC | Com - College | Energy Efficiency | Incentives | 3392 | 3417 | 3451 | 3488 | 3843 | 349 | 421 | 425 | 428 | 366 | 430 | 447 | 449
Scenario 3: Aggressive Fuel Sub | SCG | Com | WaterHeat | Com - College | Energy Efficiency | Incremental Measure Cost | 335172 | 332410 | 286740 | 296598 | 296623 | 140495 | 34764 | 30344 | 18446 | 17134 | 15923 | 14805 | 13771
Scenario 3: Aggressive Fuel Sub | SCG | Com | WaterHeat | Com - College | Fuel Substitution | Incremental Measure Cost | 1229393 | 1255046 | 1188524 | 1122139 | 933547 | 233342 | 276165 | 315868 | 232025 | 253250 | 269597 | 282471 | 292920
Scenario 3: Aggressive Fuel Sub | SCG | Com | WaterHeat | Com - College | Energy Efficiency | Admin | 94028 | 88033 | 85962 | 84906 | 82782 | 17450 | 16616 | 14904 | 12352 | 11267 | 10284 | 9394 | 8586
Scenario 3: Aggressive Fuel Sub | SCG | Com | WaterHeat | Com - College | Energy Efficiency | Incentives | 0 | 0 | 0 | 0 | 0 | 0 | 0 | 0 | 0 | 0 | 0 | 0 | 0
Scenario 3: Aggressive Fuel Sub | SCG | Com | WholeBlg | Com - College | Energy Efficiency | Admin | 89125 | 89097 | 88830 | 88785 | 88775 | 88897 | 89105 | 89122 | 89126 | 89242 | 89051 | 88644 | 88578
Scenario 3: Aggressive Fuel Sub | SCG | Com | WholeBlg | Com - College | Energy Efficiency | Incentives | 0 | 0 | 0 | 0 | 0 | 0 | 0 | 0 | 0 | 0 | 0 | 0 | 0
Scenario 3: Aggressive Fuel Sub | SCG | Com | WholeBlg | Com - College | Energy Efficiency | Incremental Measure Cost | 0 | 0 | 0 | 0 | 0 | 0 | 0 | 0 | 0 | 0 | 0 | 0 | 0
Scenario 3: Aggressive Fuel Sub | SCG | Com | FoodServ | Com - College | Energy Efficiency | Admin | 47947 | 49925 | 51900 | 53796 | 55372 | 57043 | 61567 | 63757 | 65104 | 66231 | 67316 | 68715 | 69655
Scenario 3: Aggressive Fuel Sub | SCG | Com | FoodServ | Com - College | Energy Efficiency | Incentives | 47311 | 49509 | 51738 | 53790 | 55423 | 57171 | 61718 | 63964 | 65385 | 66582 | 67744 | 69255 | 70273
Scenario 3: Aggressive Fuel Sub | SCG | Com | FoodServ | Com - College | Energy Efficiency | Incremental Measure Cost | 160789 | 170801 | 181138 | 191504 | 200890 | 211017 | 265483 | 289782 | 304758 | 319412 | 334594 | 352457 | 368398
Scenario 3: Aggressive Fuel Sub | SCG | Com | FoodServ | Com - College | Fuel Substitution | Incremental Measure Cost | 3146 | 3696 | 4273 | 4881 | 5521 | 6197 | 6911 | 7665 | 8470 | 9318 | 10208 | 11140 | 12111
Scenario 3: Aggressive Fuel Sub | SDG&E | Com | BldgEnv | Com - College | Energy Efficiency | Admin | 7 | 7 | 7 | 7 | 7 | 7 | 7 | 7 | 6 | 6 | 6 | 6 | 6
Scenario 3: Aggressive Fuel Sub | SDG&E | Com | BldgEnv | Com - College | Energy Efficiency | Incentives | bar: 36 to 46
Scenario 3: Aggressive Fuel Sub | SDG&E | Com | BldgEnv | Com - College | Energy Efficiency | Incremental Measure Cost | 8 | 8 | 9 | 9 | 9 | 9 | 9 | 9 | 9 | 9 | 9 | 10 | 10
Scenario 3: Aggressive Fuel Sub | SDG&E | Com | HVAC | Com - College | Energy Efficiency | Admin | 6464 | 13524 | 16388 | 17725 | 18892 | 8783 | 9254 | 9655 | 8184 | 4872 | 5098 | 5612 | 10228
Scenario 3: Aggressive Fuel Sub | SDG&E | Com | HVAC | Com - College | Energy Efficiency | Incentives | 2697 | 10660 | 13941 | 15399 | 16834 | 3959 | 4201 | 4428 | 11296 | 679 | 721 | 772 | 14877
Scenario 3: Aggressive Fuel Sub | SDG&E | Com | HVAC | Com - College | Energy Efficiency | Incremental Measure Cost | 27345 | 48785 | 59138 | 65432 | 71631 | 43838 | 10090 | 10634 | 27129 | 1630 | 1731 | 1854 | 35731
Scenario 3: Aggressive Fuel Sub | SDG&E | Com | HVAC | Com - College | Fuel Substitution | Admin | 0 | 0 | 0 | 0 | 1 | 0 | 0 | 0 | 0 | 0 | 0 | 0 | 0
Scenario 3: Aggressive Fuel Sub | SDG&E | Com | HVAC | Com - College | Fuel Substitution | Incentives | 1 | 1 | 1 | 1 | 2 | 0 | 0 | 0 | 0 | 0 | 0 | 0 | 0
Scenario 3: Aggressive Fuel Sub | SDG&E | Com | HVAC | Com - College | Fuel Substitution | Incremental Measure Cost | 1 | 1 | 1 | 2 | 2 | 0 | 0 | 0 | 0 | 0 | 0 | 0 | 0
Scenario 3: Aggressive Fuel Sub | SDG&E | Com | WaterHeat | Com - College | Energy Efficiency | Incremental Measure Cost | 45571 | 47541 | 47043 | 49305 | 51210 | 33741 | 17463 | 17900 | 2300 | 2487 | 19220 | 19799 | 20296
Scenario 3: Aggressive Fuel Sub | SDG&E | Com | WaterHeat | Com - College | Fuel Substitution | Incremental Measure Cost | 341639 | 385564 | 462508 | 455061 | 383309 | 128429 | 149681 | 171970 | 127979 | 146983 | 168525 | 186745 | 202073
Scenario 3: Aggressive Fuel Sub | SDG&E | Com | WaterHeat | Com - College | Energy Efficiency | Admin | 63276 | 64509 | 65740 | 67143 | 68328 | 45104 | 45691 | 46268 | 11608 | 12319 | 47926 | 48822 | 49461
Scenario 3: Aggressive Fuel Sub | SDG&E | Com | WaterHeat | Com - College | Energy Efficiency | Incentives | 0 | 0 | 0 | 0 | 0 | 0 | 0 | 0 | 0 | 0 | 0 | 0 | 0
Scenario 3: Aggressive Fuel Sub | SDG&E | Com | WaterHeat | Com - College | Fuel Substitution | Admin | 107979 | 121555 | 135670 | 150457 | 165904 | 42081 | 49592 | 57059 | 63990 | 73492 | 84262 | 93373 | 101037
Scenario 3: Aggressive Fuel Sub | SDG&E | Com | WaterHeat | Com - College | Fuel Substitution | Incentives | 22013 | 24377 | 26750 | 29146 | 31560 | 20593 | 23787 | 26827 | 29492 | 33204 | 37322 | 40544 | 43011
Scenario 3: Aggressive Fuel Sub | SDG&E | Com | ComRefrig | Com - College | Energy Efficiency | Admin | 130 | 91 | 58 | 33 | 16 | 9 | 6 | 4 | 4 | 4 | 3 | 3 | 3
Scenario 3: Aggressive Fuel Sub | SDG&E | Com | ComRefrig | Com - College | Energy Efficiency | Incentives | 9 | 6 | 4 | 2 | 1 | 1 | 0 | 0 | 0 | 0 | 0 | 0 | 0
Scenario 3: Aggressive Fuel Sub | SDG&E | Com | ComRefrig | Com - College | Energy Efficiency | Incremental Measure Cost | 419 | 296 | 188 | 107 | 53 | 32 | 21 | 15 | 14 | 14 | 13 | 12 | 12
Scenario 3: Aggressive Fuel Sub | SDG&E | Com | FoodServ | Com - College | Energy Efficiency | Admin | 35736 | 37230 | 38648 | 40208 | 41476 | 42930 | 44359 | 45677 | 46978 | 48275 | 49464 | 51190 | 52410
Scenario 3: Aggressive Fuel Sub | SDG&E | Com | FoodServ | Com - College | Energy Efficiency | Incentives | 3170 | 3303 | 3429 | 3567 | 3679 | 3808 | 3935 | 4052 | 4168 | 4283 | 4388 | 4541 | 4649
Scenario 3: Aggressive Fuel Sub | SDG&E | Com | FoodServ | Com - College | Energy Efficiency | Incremental Measure Cost | 59733 | 63376 | 66976 | 70942 | 74527 | 78563 | 82687 | 86738 | 90888 | 95179 | 99402 | 104839 | 109425
Scenario 3: Aggressive Fuel Sub | SDG&E | Com | FoodServ | Com - College | Fuel Substitution | Admin | 911 | 1078 | 1256 | 1446 | 1648 | 1861 | 2079 | 2293 | 2512 | 2736 | 2968 | 3209 | 3458
Scenario 3: Aggressive Fuel Sub | SDG&E | Com | FoodServ | Com - College | Fuel Substitution | Incentives | 209 | 242 | 277 | 313 | 349 | 388 | 427 | 468 | 511 | 555 | 601 | 649 | 698
Scenario 3: Aggressive Fuel Sub | SDG&E | Com | FoodServ | Com - College | Fuel Substitution | Incremental Measure Cost | 1827 | 2163 | 2519 | 2900 | 3306 | 3741 | 4207 | 4704 | 5235 | 5806 | 6415 | 7064 | 7752
Scenario 3: Aggressive Fuel Sub | SDG&E | Com | Lighting | Com - College | Energy Efficiency | Admin | 0 | 5093 | 6622 | 6810 | 6938 | 7105 | 7266 | 7408 | 1455 | 0 | 0 | 0 | 0
Scenario 3: Aggressive Fuel Sub | SDG&E | Com | Lighting | Com - College | Energy Efficiency | Incentives | 0 | 28132 | 37305 | 39131 | 40667 | 42475 | 44310 | 46080 | 9228 | 0 | 0 | 0 | 0
Scenario 3: Aggressive Fuel Sub | SDG&E | Com | Lighting | Com - College | Energy Efficiency | Incremental Measure Cost | 0 | 29812 | 39534 | 41469 | 43097 | 45013 | 46958 | 48833 | 9779 | 0 | 0 | 0 | 0
Scenario 3: Aggressive Fuel Sub | PG&E | Com | BldgEnv | Com - Grocery | Energy Efficiency | Admin | 424 | 434 | 418 | 421 | 438 | 461 | 481 | 501 | 515 | 530 | 544 | 557 | 571
Scenario 3: Aggressive Fuel Sub | PG&E | Com | BldgEnv | Com - Grocery | Energy Efficiency | Incremental Measure Cost | 1278 | 1293 | 1317 | 1356 | 1388 | 1432 | 1475 | 1518 | 1553 | 1590 | 1630 | 1668 | 1709
Scenario 3: Aggressive Fuel Sub | PG&E | Com | HVAC | Com - Grocery | Fuel Substitution | Incremental Measure Cost | 319259 | 351554 | 382639 | 407299 | 329126 | 32963 | 35002 | 36505 | 37591 | 38565 | 39397 | 40129 | 40791
Scenario 3: Aggressive Fuel Sub | PG&E | Com | HVAC | Com - Grocery | Energy Efficiency | Admin | 158349 | 172439 | 185920 | 243888 | 255783 | 266835 | 276662 | 286024 | 246402 | 253473 | 259591 | 307877 | 310618
Scenario 3: Aggressive Fuel Sub | PG&E | Com | HVAC | Com - Grocery | Energy Efficiency | Incentives | 54594 | 59452 | 64100 | 84088 | 88189 | 91999 | 95387 | 98615 | 84952 | 87390 | 89499 | 106149 | 107094
Scenario 3: Aggressive Fuel Sub | PG&E | Com | HVAC | Com - Grocery | Energy Efficiency | Incremental Measure Cost | 831062 | 925313 | 1019614 | 1253635 | 1346266 | 1437698 | 1526007 | 1615587 | 1535334 | 1612248 | 1685531 | 1912475 | 1976278
Scenario 3: Aggressive Fuel Sub | PG&E | Com | HVAC | Com - Grocery | Fuel Substitution | Admin | 114278 | 125254 | 135706 | 145450 | 154313 | 4002 | 4166 | 4259 | 4303 | 4328 | 4334 | 4328 | 4313
Scenario 3: Aggressive Fuel Sub | PG&E | Com | HVAC | Com - Grocery | Fuel Substitution | Incentives | 31117 | 33601 | 35864 | 37859 | 39547 | 506 | 527 | 538 | 544 | 547 | 548 | 547 | 545
Scenario 3: Aggressive Fuel Sub | PG&E | Com | WaterHeat | Com - Grocery | Energy Efficiency | Admin | 199430 | 234880 | 276022 | 323009 | 375490 | 416719 | 476191 | 535065 | 588956 | 632708 | 660809 | 668345 | 652618
Scenario 3: Aggressive Fuel Sub | PG&E | Com | WaterHeat | Com - Grocery | Energy Efficiency | Incentives | 0 | 0 | 0 | 0 | 0 | 0 | 0 | 0 | 0 | 0 | 0 | 0 | 0
Scenario 3: Aggressive Fuel Sub | PG&E | Com | WaterHeat | Com - Grocery | Energy Efficiency | Incremental Measure Cost | 95327 | 113199 | 134307 | 158894 | 186959 | 207904 | 230637 | 264758 | 297625 | 326439 | 347987 | 359123 | 357686
Scenario 3: Aggressive Fuel Sub | PG&E | Com | WaterHeat | Com - Grocery | Fuel Substitution | Admin | 6667 | 8340 | 10430 | 13031 | 16243 | 0 | 0 | 0 | 0 | 0 | 0 | 0 | 0
Scenario 3: Aggressive Fuel Sub | PG&E | Com | WaterHeat | Com - Grocery | Fuel Substitution | Incentives | 1052 | 1290 | 1582 | 1937 | 2367 | 0 | 0 | 0 | 0 | 0 | 0 | 0 | 0
Scenario 3: Aggressive Fuel Sub | PG&E | Com | WaterHeat | Com - Grocery | Fuel Substitution | Incremental Measure Cost | 13334 | 16681 | 20859 | 26062 | 32485 | 0 | 0 | 0 | 0 | 0 | 0 | 0 | 0
Scenario 3: Aggressive Fuel Sub | PG&E | Com | ComRefrig | Com - Grocery | Energy Efficiency | Admin | 153927 | 76754 | 37290 | 20720 | 12450 | 438825 | 504657 | 509015 | 512221 | 515279 | 518316 | 521223 | 524342
Scenario 3: Aggressive Fuel Sub | PG&E | Com | ComRefrig | Com - Grocery | Energy Efficiency | Incentives | 70 | 35 | 17 | 9 | 6 | 199 | 228 | 230 | 232 | 233 | 235 | 236 | 237
Scenario 3: Aggressive Fuel Sub | PG&E | Com | ComRefrig | Com - Grocery | Energy Efficiency | Incremental Measure Cost | 658682 | 327702 | 160380 | 93514 | 59517 | 3413630 | 4011842 | 4129879 | 4241283 | 4354093 | 4469414 | 4586329 | 4707928
Scenario 3: Aggressive Fuel Sub | PG&E | Com | FoodServ | Com - Grocery | Energy Efficiency | Admin | 905984 | 927767 | 948481 | 967146 | 991989 | 1009203 | 1023073 | 1036155 | 1046604 | 1057096 | 1085376 | 1106038 | 1119642
Scenario 3: Aggressive Fuel Sub | PG&E | Com | FoodServ | Com - Grocery | Energy Efficiency | Incentives | 111793 | 114481 | 117037 | 119340 | 122405 | 124530 | 126241 | 127855 | 129145 | 130439 | 133929 | 136478 | 138157
Scenario 3: Aggressive Fuel Sub | PG&E | Com | FoodServ | Com - Grocery | Energy Efficiency | Incremental Measure Cost | 1480217 | 1539856 | 1600526 | 1660535 | 1794014 | 1867319 | 1928569 | 1990564 | 2049605 | 2110657 | 2292453 | 2430048 | 2521757
Scenario 3: Aggressive Fuel Sub | PG&E | Com | FoodServ | Com - Grocery | Fuel Substitution | Admin | 5321 | 5965 | 6616 | 7267 | 7911 | 8579 | 9290 | 10027 | 10818 | 11645 | 12513 | 13437 | 14433
Scenario 3: Aggressive Fuel Sub | PG&E | Com | FoodServ | Com - Grocery | Fuel Substitution | Incentives | 1043 | 1169 | 1295 | 1421 | 1546 | 1676 | 1813 | 1955 | 2108 | 2268 | 2435 | 2613 | 2804
Scenario 3: Aggressive Fuel Sub | PG&E | Com | FoodServ | Com - Grocery | Fuel Substitution | Incremental Measure Cost | 12924 | 14769 | 16698 | 18696 | 20748 | 22934 | 25314 | 27846 | 30620 | 33594 | 36790 | 40263 | 44072
Scenario 3: Aggressive Fuel Sub | PG&E | Com | Lighting | Com - Grocery | Energy Efficiency | Admin | 14513 | 15031 | 15514 | 15947 | 16309 | 16672 | 16969 | 17219 | 17430 | 17638 | 17844 | 18039 | 18239
Scenario 3: Aggressive Fuel Sub | PG&E | Com | Lighting | Com - Grocery | Energy Efficiency | Incentives | 46244 | 47895 | 49433 | 50812 | 51966 | 53123 | 54070 | 54867 | 55540 | 56202 | 56856 | 57480 | 58115
Scenario 3: Aggressive Fuel Sub | PG&E | Com | Lighting | Com - Grocery | Energy Efficiency | Incremental Measure Cost | 70206 | 73973 | 77692 | 81284 | 84637 | 88100 | 91247 | 94159 | 96950 | 99812 | 102749 | 105724 | 108812
Scenario 3: Aggressive Fuel Sub | SCE | Com | BldgEnv | Com - Grocery | Energy Efficiency | Admin | 22 | 23 | 23 | 22 | 24 | 25 | 26 | 27 | 28 | 0 | 0 | 0 | 0
Scenario 3: Aggressive Fuel Sub | SCE | Com | BldgEnv | Com - Grocery | Energy Efficiency | Incremental Measure Cost | 310 | 322 | 332 | 343 | 356 | 369 | 380 | 394 | 406 | 0 | 0 | 0 | 0
Scenario 3: Aggressive Fuel Sub | SCE | Com | HVAC | Com - Grocery | Energy Efficiency | Admin | 87369 | 132761 | 149814 | 163766 | 178319 | 192929 | 207487 | 222574 | 236234 | 250758 | 265914 | 281022 | 296253
Scenario 3: Aggressive Fuel Sub | SCE | Com | HVAC | Com - Grocery | Energy Efficiency | Incentives | 39260 | 61224 | 70536 | 78602 | 87255 | 96250 | 105544 | 115444 | 124489 | 134623 | 145569 | 156872 | 168638
Scenario 3: Aggressive Fuel Sub | SCE | Com | HVAC | Com - Grocery | Energy Efficiency | Incremental Measure Cost | 94291 | 147040 | 169406 | 188778 | 209559 | 231164 | 253483 | 277261 | 298983 | 323322 | 349612 | 376759 | 405017
Scenario 3: Aggressive Fuel Sub | SCE | Com | HVAC | Com - Grocery | Fuel Substitution | Admin | 150977 | 154067 | 155632 | 156211 | 156059 | 0 | 0 | 0 | 0 | 0 | 0 | 0 | 0
Scenario 3: Aggressive Fuel Sub | SCE | Com | HVAC | Com - Grocery | Fuel Substitution | Incentives | 12747 | 13000 | 13126 | 13167 | 13151 | 358 | 361 | 362 | 362 | 360 | 358 | 355 | 352
Scenario 3: Aggressive Fuel Sub | SCE | Com | WaterHeat | Com - Grocery | Energy Efficiency | Admin | 1210 | 1466 | 1769 | 2132 | 2569 | 3088 | 3704 | 4444 | 5324 | 6368 | 7617 | 9101 | 10868
Scenario 3: Aggressive Fuel Sub | SCE | Com | WaterHeat | Com - Grocery | Energy Efficiency | Incentives | 38 | 47 | 58 | 71 | 88 | 108 | 132 | 161 | 197 | 241 | 293 | 358 | 436
Scenario 3: Aggressive Fuel Sub | SCE | Com | WaterHeat | Com - Grocery | Energy Efficiency | Incremental Measure Cost | 52 | 64 | 79 | 97 | 120 | 147 | 179 | 220 | 268 | 327 | 399 | 487 | 593
Scenario 3: Aggressive Fuel Sub | SCE | Com | WaterHeat | Com - Grocery | Fuel Substitution | Admin | 12501 | 12581 | 12652 | 12740 | 12845 | 0 | 0 | 0 | 0 | 0 | 0 | 0 | 0
Scenario 3: Aggressive Fuel Sub | SCE | Com | WaterHeat | Com - Grocery | Fuel Substitution | Incentives | 3996 | 4022 | 4045 | 4073 | 4106 | 0 | 0 | 0 | 0 | 0 | 0 | 0 | 0
Scenario 3: Aggressive Fuel Sub | SCE | Com | ComRefrig | Com - Grocery | Energy Efficiency | Admin | 804060 | 481726 | 245206 | 133930 | 79217 | 51644 | 445925 | 2161403 | 2466139 | 2487496 | 2508490 | 2527236 | 2545763
Scenario 3: Aggressive Fuel Sub | SCE | Com | ComRefrig | Com - Grocery | Energy Efficiency | Incentives | 19 | 11 | 6 | 3 | 2 | 1 | 11 | 51 | 59 | 59 | 60 | 60 | 61
Scenario 3: Aggressive Fuel Sub | SCE | Com | ComRefrig | Com - Grocery | Energy Efficiency | Incremental Measure Cost | 1064590 | 641213 | 324713 | 180227 | 112147 | 77268 | 1000198 | 5133707 | 5983886 | 6159104 | 6337859 | 6515330 | 6696646
Scenario 3: Aggressive Fuel Sub | SCE | Com | FoodServ | Com - Grocery | Energy Efficiency | Admin | 49975 | 106694 | 120344 | 125522 | 130545 | 225661 | 245048 | 249331 | 294072 | 321742 | 328277 | 331307 | 334205
Scenario 3: Aggressive Fuel Sub | SCE | Com | FoodServ | Com - Grocery | Energy Efficiency | Incentives | 23708 | 62836 | 73493 | 78499 | 83534 | 155955 | 171117 | 175039 | 209203 | 230692 | 236453 | 239642 | 242769
Scenario 3: Aggressive Fuel Sub | SCE | Com | FoodServ | Com - Grocery | Energy Efficiency | Incremental Measure Cost | 37825 | 100252 | 117254 | 125241 | 133275 | 283621 | 318935 | 330803 | 418977 | 478686 | 499434 | 514128 | 528992
Scenario 3: Aggressive Fuel Sub | SCE | Com | FoodServ | Com - Grocery | Fuel Substitution | Admin | 5629 | 6417 | 7204 | 7991 | 8780 | 9575 | 10383 | 11203 | 12047 | 12900 | 13760 | 14625 | 15491
Scenario 3: Aggressive Fuel Sub | SCE | Com | FoodServ | Com - Grocery | Fuel Substitution | Incentives | 679350 | 774437 | 869250 | 964104 | 1059181 | 1154954 | 1252310 | 1351258 | 1453071 | 1556141 | 1660145 | 1764726 | 1869533
Scenario 3: Aggressive Fuel Sub | SCE | Com | Lighting | Com - Grocery | Energy Efficiency | Admin | 69522 | 73243 | 76641 | 79966 | 83275 | 86339 | 89132 | 91917 | 94488 | 96828 | 99099 | 101069 | 102807
Scenario 3: Aggressive Fuel Sub | SCE | Com | Lighting | Com - Grocery | Energy Efficiency | Incentives | 2 | 2 | 2 | 2 | 2 | 2 | 2 | 2 | 2 | 2 | 2 | 2 | 2
Scenario 3: Aggressive Fuel Sub | SCE | Com | Lighting | Com - Grocery | Energy Efficiency | Incremental Measure Cost | 101579 | 108853 | 115886 | 123037 | 130394 | 137608 | 144623 | 151847 | 158950 | 165888 | 172924 | 179558 | 185844
Scenario 3: Aggressive Fuel Sub | SCG | Com | BldgEnv | Com - Grocery | Energy Efficiency | Admin | 5353 | 3418 | 1537 | 328 | 340 | 346 | 358 | 370 | 381 | 389 | 398 | 405 | 411
Scenario 3: Aggressive Fuel Sub | SCG | Com | BldgEnv | Com - Grocery | Energy Efficiency | Incentives | 68 | 44 | 20 | 4 | 4 | 5 | 5 | 5 | 5 | 5 | 5 | 5 | 5
Scenario 3: Aggressive Fuel Sub | SCG | Com | BldgEnv | Com - Grocery | Energy Efficiency | Incremental Measure Cost | 22253 | 14902 | 7477 | 2400 | 2466 | 2535 | 2597 | 2669 | 2732 | 2789 | 2851 | 2907 | 2965
Scenario 3: Aggressive Fuel Sub | SCG | Com | HVAC | Com - Grocery | Fuel Substitution | Incremental Measure Cost | 729104 | 759176 | 782579 | 801296 | 815899 | 110705 | 113846 | 116359 | 118437 | 120234 | 121855 | 123369 | 124820
Scenario 3: Aggressive Fuel Sub | SCG | Com | HVAC | Com - Grocery | Energy Efficiency | Admin | 8450 | 8655 | 8755 | 8892 | 9052 | 9213 | 9316 | 9466 | 9559 | 9608 | 9685 | 9730 | 9785
Scenario 3: Aggressive Fuel Sub | SCG | Com | HVAC | Com - Grocery | Energy Efficiency | Incentives | 803 | 822 | 832 | 845 | 860 | 875 | 885 | 899 | 908 | 913 | 920 | 925 | 930
Scenario 3: Aggressive Fuel Sub | SCG | Com | HVAC | Com - Grocery | Energy Efficiency | Incremental Measure Cost | 108486 | 113346 | 116958 | 121226 | 125964 | 130889 | 135129 | 140220 | 144588 | 148402 | 152753 | 156679 | 160867
Scenario 3: Aggressive Fuel Sub | SCG | Com | WaterHeat | Com - Grocery | Energy Efficiency | Admin | 159405 | 87723 | 46765 | 43523 | 41658 | 31397 | 29818 | 28402 | 27122 | 25968 | 24934 | 24003 | 23170
Scenario 3: Aggressive Fuel Sub | SCG | Com | WaterHeat | Com - Grocery | Energy Efficiency | Incentives | 0 | 0 | 0 | 0 | 0 | 0 | 0 | 0 | 0 | 0 | 0 | 0 | 0
Scenario 3: Aggressive Fuel Sub | SCG | Com | WaterHeat | Com - Grocery | Energy Efficiency | Incremental Measure Cost | 216476 | 125682 | 72566 | 69556 | 68408 | 52770 | 36457 | 35012 | 33701 | 32529 | 31483 | 30549 | 29723
Scenario 3: Aggressive Fuel Sub | SCG | Com | WaterHeat | Com - Grocery | Fuel Substitution | Incremental Measure Cost | 46328 | 47554 | 48781 | 50103 | 51524 | 0 | 0 | 0 | 0 | 0 | 0 | 0 | 0
Scenario 3: Aggressive Fuel Sub | SCG | Com | FoodServ | Com - Grocery | Energy Efficiency | Admin | 401780 | 420967 | 438585 | 455775 | 472473 | 488349 | 571343 | 612276 | 632071 | 650675 | 669044 | 686408 | 703368
Scenario 3: Aggressive Fuel Sub | SCG | Com | FoodServ | Com - Grocery | Energy Efficiency | Incentives | 396182 | 416417 | 435200 | 453068 | 470039 | 486225 | 568202 | 608987 | 629040 | 647920 | 666596 | 684281 | 701555
Scenario 3: Aggressive Fuel Sub | SCG | Com | FoodServ | Com - Grocery | Energy Efficiency | Incremental Measure Cost | 1208646 | 1292383 | 1373367 | 1455456 | 1538500 | 1621527 | 2729022 | 3248763 | 3488112 | 3734057 | 3992615 | 4258852 | 4537005
Scenario 3: Aggressive Fuel Sub | SCG | Com | FoodServ | Com - Grocery | Fuel Substitution | Incremental Measure Cost | 34104 | 39644 | 45377 | 51327 | 57510 | 63961 | 70740 | 77849 | 85364 | 93218 | 101403 | 109909 | 118724
Scenario 3: Aggressive Fuel Sub | SDG&E | Com | BldgEnv | Com - Grocery | Energy Efficiency | Admin | 63 | 60 | 57 | 54 | 52 | 50 | 47 | 45 | 43 | 41 | 39 | 38 | 36
Scenario 3: Aggressive Fuel Sub | SDG&E | Com | BldgEnv | Com - Grocery | Energy Efficiency | Incentives | 5 | 5 | 5 | 5 | 5 | 4 | 4 | 4 | 4 | 4 | 3 | 3 | 3
Scenario 3: Aggressive Fuel Sub | SDG&E | Com | BldgEnv | Com - Grocery | Energy Efficiency | Incremental Measure Cost | 365 | 353 | 342 | 331 | 321 | 312 | 304 | 296 | 289 | 282 | 275 | 268 | 261
Scenario 3: Aggressive Fuel Sub | SDG&E | Com | HVAC | Com - Grocery | Fuel Substitution | Incremental Measure Cost | 64 | 72 | 81 | 90 | 100 | 0 | 0 | 0 | 0 | 0 | 0 | 0 | 0
Scenario 3: Aggressive Fuel Sub | SDG&E | Com | HVAC | Com - Grocery | Energy Efficiency | Admin | 9828 | 10856 | 11917 | 13068 | 14204 | 15486 | 16835 | 18230 | 8931 | 6939 | 7372 | 7822 | 5707
Scenario 3: Aggressive Fuel Sub | SDG&E | Com | HVAC | Com - Grocery | Energy Efficiency | Incentives | 10741 | 12107 | 13561 | 15173 | 16829 | 18718 | 20760 | 22935 | 11321 | 8898 | 9647 | 10445 | 7540
Scenario 3: Aggressive Fuel Sub | SDG&E | Com | HVAC | Com - Grocery | Energy Efficiency | Incremental Measure Cost | 25797 | 29077 | 32570 | 36441 | 40417 | 44956 | 49858 | 55082 | 27189 | 21371 | 23170 | 25086 | 18109
Scenario 3: Aggressive Fuel Sub | SDG&E | Com | HVAC | Com - Grocery | Fuel Substitution | Admin | 29 | 33 | 37 | 41 | 45 | 0 | 0 | 0 | 0 | 0 | 0 | 0 | 0
Scenario 3: Aggressive Fuel Sub | SDG&E | Com | HVAC | Com - Grocery | Fuel Substitution | Incentives | 154 | 171 | 188 | 206 | 225 | 0 | 0 | 0 | 0 | 0 | 0 | 0 | 0
Scenario 3: Aggressive Fuel Sub | SDG&E | Com | WaterHeat | Com - Grocery | Energy Efficiency | Admin | 60554 | 62630 | 64710 | 66874 | 68987 | 67193 | 69402 | 71643 | 48814 | 51388 | 78362 | 80916 | 83387
Scenario 3: Aggressive Fuel Sub | SDG&E | Com | WaterHeat | Com - Grocery | Energy Efficiency | Incentives | 0 | 0 | 0 | 0 | 0 | 0 | 0 | 0 | 0 | 0 | 0 | 0 | 0
Scenario 3: Aggressive Fuel Sub | SDG&E | Com | WaterHeat | Com - Grocery | Energy Efficiency | Incremental Measure Cost | 18083 | 18700 | 19327 | 19983 | 20637 | 19235 | 17658 | 18203 | 7352 | 7825 | 19870 | 20561 | 21209
Scenario 3: Aggressive Fuel Sub | SDG&E | Com | WaterHeat | Com - Grocery | Fuel Substitution | Admin | 7022 | 7808 | 8624 | 9483 | 10386 | 0 | 0 | 0 | 0 | 0 | 0 | 0 | 0
Scenario 3: Aggressive Fuel Sub | SDG&E | Com | WaterHeat | Com - Grocery | Fuel Substitution | Incentives | 1165 | 1270 | 1375 | 1482 | 1591 | 0 | 0 | 0 | 0 | 0 | 0 | 0 | 0
Scenario 3: Aggressive Fuel Sub | SDG&E | Com | WaterHeat | Com - Grocery | Fuel Substitution | Incremental Measure Cost | 14044 | 15617 | 17247 | 18965 | 20772 | 0 | 0 | 0 | 0 | 0 | 0 | 0 | 0
Scenario 3: Aggressive Fuel Sub | SDG&E | Com | ComRefrig | Com - Grocery | Energy Efficiency | Admin | 125749 | 71063 | 32649 | 17501 | 9100 | 6235 | 5837 | 5464 | 5115 | 4788 | 4482 | 4196 | 3928
Scenario 3: Aggressive Fuel Sub | SDG&E | Com | ComRefrig | Com - Grocery | Energy Efficiency | Incentives | 8706 | 4920 | 2260 | 1212 | 630 | 432 | 404 | 378 | 354 | 331 | 310 | 290 | 272
Scenario 3: Aggressive Fuel Sub | SDG&E | Com | ComRefrig | Com - Grocery | Energy Efficiency | Incremental Measure Cost | 397327 | 224449 | 101671 | 56048 | 30933 | 22315 | 21311 | 20352 | 19436 | 18562 | 17727 | 16929 | 16168
Scenario 3: Aggressive Fuel Sub | SDG&E | Com | FoodServ | Com - Grocery | Energy Efficiency | Admin | 277926 | 290952 | 303314 | 315937 | 327594 | 340090 | 352393 | 364355 | 375478 | 386565 | 397210 | 407766 | 418405
Scenario 3: Aggressive Fuel Sub | SDG&E | Com | FoodServ | Com - Grocery | Energy Efficiency | Incentives | 24656 | 25812 | 26908 | 28028 | 29062 | 30171 | 31262 | 32323 | 33310 | 34294 | 35238 | 36175 | 37118
Scenario 3: Aggressive Fuel Sub | SDG&E | Com | FoodServ | Com - Grocery | Energy Efficiency | Incremental Measure Cost | 367634 | 391985 | 415840 | 440822 | 465209 | 491592 | 518511 | 545763 | 572673 | 600589 | 628718 | 657634 | 687652
Scenario 3: Aggressive Fuel Sub | SDG&E | Com | FoodServ | Com - Grocery | Fuel Substitution | Admin | 10058 | 11745 | 13505 | 15347 | 17271 | 19195 | 21020 | 22830 | 24668 | 26548 | 28467 | 30420 | 32405
Scenario 3: Aggressive Fuel Sub | SDG&E | Com | FoodServ | Com - Grocery | Fuel Substitution | Incentives | 2214 | 2537 | 2862 | 3190 | 3521 | 3855 | 4196 | 4543 | 4897 | 5267 | 5644 | 6027 | 6415
Scenario 3: Aggressive Fuel Sub | SDG&E | Com | FoodServ | Com - Grocery | Fuel Substitution | Incremental Measure Cost | 20149 | 23531 | 27060 | 30752 | 34610 | 38638 | 42887 | 47344 | 52051 | 57097 | 62401 | 67968 | 73797
Scenario 3: Aggressive Fuel Sub | SDG&E | Com | Lighting | Com - Grocery | Energy Efficiency | Admin | 12241 | 12340 | 12435 | 12554 | 12641 | 12774 | 12912 | 13045 | 13159 | 8021 | 7096 | 7228 | 7362
Scenario 3: Aggressive Fuel Sub | SDG&E | Com | Lighting | Com - Grocery | Energy Efficiency | Incentives | 39811 | 40864 | 41930 | 43109 | 44214 | 45510 | 46860 | 48235 | 49578 | 28246 | 24614 | 25574 | 26567
Scenario 3: Aggressive Fuel Sub | SDG&E | Com | Lighting | Com - Grocery | Energy Efficiency | Incremental Measure Cost | 42190 | 43305 | 44436 | 45685 | 46855 | 48229 | 49660 | 51117 | 52540 | 29934 | 26085 | 27102 | 28154
Scenario 3: Aggressive Fuel Sub | PG&E | Com | AppPlug | Com - Health | Energy Efficiency | Admin | 2982021 | 3168560 | 3319817 | 3403790 | 2756276 | 2690252 | 5603540 | 3597396 | 3611247 | 3592391 | 3540292 | 3509794 | 3459122
Scenario 3: Aggressive Fuel Sub | PG&E | Com | AppPlug | Com - Health | Energy Efficiency | Incentives | 847 | 899 | 942 | 966 | 782 | 764 | 1591 | 1021 | 1025 | 1020 | 1005 | 996 | 982
Scenario 3: Aggressive Fuel Sub | PG&E | Com | AppPlug | Com - Health | Energy Efficiency | Incremental Measure Cost | 1316832 | 1428333 | 1526858 | 1595773 | 1319882 | 1291571 | 2839835 | 1823836 | 1866438 | 1892392 | 1900393 | 1921060 | 1930547
Scenario 3: Aggressive Fuel Sub | PG&E | Com | BldgEnv | Com - Health | Energy Efficiency | Admin | 59639 | 61821 | 61827 | 59396 | 54699 | 48498 | 41022 | 33056 | 25182 | 17845 | 11325 | 5839 | 1854
Scenario 3: Aggressive Fuel Sub | PG&E | Com | BldgEnv | Com - Health | Energy Efficiency | Incremental Measure Cost | 153191 | 161867 | 164890 | 161492 | 151665 | 136785 | 117718 | 96380 | 74443 | 53283 | 33859 | 16781 | 3522
Scenario 3: Aggressive Fuel Sub | PG&E | Com | HVAC | Com - Health | Fuel Substitution | Incremental Measure Cost | 278134 | 307816 | 336497 | 363735 | 389165 | 16321 | 17504 | 18420 | 19165 | 19795 | 20348 | 20845 | 21306
Scenario 3: Aggressive Fuel Sub | PG&E | Com | HVAC | Com - Health | Energy Efficiency | Admin | 537600 | 562522 | 587852 | 601306 | 614104 | 525967 | 532785 | 538683 | 542504 | 542987 | 540123 | 540758 | 540226
Scenario 3: Aggressive Fuel Sub | PG&E | Com | HVAC | Com - Health | Energy Efficiency | Incentives | 185365 | 193958 | 202692 | 207331 | 211744 | 181351 | 183702 | 185736 | 187053 | 187219 | 186232 | 186450 | 186266
Scenario 3: Aggressive Fuel Sub | PG&E | Com | HVAC | Com - Health | Energy Efficiency | Incremental Measure Cost | 2343427 | 2540200 | 2751642 | 2917391 | 3086622 | 2651360 | 2369913 | 2482893 | 2588714 | 2679735 | 2755864 | 2847784 | 2935915
Scenario 3: Aggressive Fuel Sub | PG&E | Com | HVAC | Com - Health | Fuel Substitution | Admin | 91258 | 99148 | 106389 | 112868 | 118506 | 1826 | 1920 | 1981 | 2021 | 2046 | 2062 | 2071 | 2076
Scenario 3: Aggressive Fuel Sub | PG&E | Com | HVAC | Com - Health | Fuel Substitution | Incentives | 11877 | 12890 | 13817 | 14643 | 15359 | 231 | 243 | 250 | 255 | 259 | 261 | 262 | 262
Scenario 3: Aggressive Fuel Sub | PG&E | Com | WaterHeat | Com - Health | Energy Efficiency | Incremental Measure Cost | 466080 | 527150 | 581241 | 658741 | 717516 | 598096 | 542580 | 602905 | 641678 | 650318 | 625185 | 569310 | 491734
Scenario 3: Aggressive Fuel Sub | PG&E | Com | WaterHeat | Com - Health | Fuel Substitution | Incremental Measure Cost | 476868 | 604947 | 771020 | 879996 | 962672 | 300861 | 385445 | 496062 | 289317 | 376295 | 494673 | 621698 | 757551
Scenario 3: Aggressive Fuel Sub | PG&E | Com | WaterHeat | Com - Health | Energy Efficiency | Admin | 684883 | 789935 | 915643 | 1053317 | 1144995 | 975857 | 1104743 | 1202861 | 1254607 | 1246019 | 1173857 | 1047610 | 886980
Scenario 3: Aggressive Fuel Sub | PG&E | Com | WaterHeat | Com - Health | Energy Efficiency | Incentives | 0 | 0 | 0 | 0 | 0 | 0 | 0 | 0 | 0 | 0 | 0 | 0 | 0
Scenario 3: Aggressive Fuel Sub | PG&E | Com | WaterHeat | Com - Health | Fuel Substitution | Admin | 167327 | 211926 | 266938 | 334461 | 416866 | 68872 | 90133 | 115569 | 144659 | 188148 | 247337 | 310849 | 378775
Scenario 3: Aggressive Fuel Sub | PG&E | Com | WaterHeat | Com - Health | Fuel Substitution | Incentives | 52446 | 65309 | 80588 | 98669 | 119959 | 61806 | 79298 | 99674 | 122298 | 155914 | 200899 | 247476 | 295562
Scenario 3: Aggressive Fuel Sub | PG&E | Com | ComRefrig | Com - Health | Energy Efficiency | Admin | 0 | 0 | 0 | 0 | 0 | 0 | 0 | 0 | 0 | 0 | 0 | 0 | 0
Scenario 3: Aggressive Fuel Sub | PG&E | Com | ComRefrig | Com - Health | Energy Efficiency | Incentives | 0 | 0 | 0 | 0 | 0 | 0 | 0 | 0 | 0 | 0 | 0 | 0 | 0
Scenario 3: Aggressive Fuel Sub | PG&E | Com | ComRefrig | Com - Health | Energy Efficiency | Incremental Measure Cost | 0 | 0 | 0 | 0 | 0 | 0 | 0 | 0 | 0 | 0 | 0 | 0 | 0
Scenario 3: Aggressive Fuel Sub | PG&E | Com | FoodServ | Com - Health | Energy Efficiency | Admin | 377284 | 385795 | 397257 | 402914 | 419752 | 424178 | 440740 | 439015 | 443406 | 446327 | 452994 | 460288 | 465174
Scenario 3: Aggressive Fuel Sub | PG&E | Com | FoodServ | Com - Health | Energy Efficiency | Incentives | 46555 | 47605 | 49019 | 49717 | 51795 | 52341 | 54385 | 54172 | 54714 | 55074 | 55897 | 56797 | 57399
Scenario 3: Aggressive Fuel Sub | PG&E | Com | FoodServ | Com - Health | Energy Efficiency | Incremental Measure Cost | 613035 | 637311 | 667404 | 689149 | 792398 | 823254 | 872438 | 885171 | 911515 | 935741 | 992224 | 1039402 | 1075649
Scenario 3: Aggressive Fuel Sub | PG&E | Com | FoodServ | Com - Health | Fuel Substitution | Admin | 1490 | 1691 | 1904 | 2133 | 2371 | 2629 | 2900 | 3188 | 3496 | 3827 | 4186 | 4580 | 5089
Scenario 3: Aggressive Fuel Sub | PG&E | Com | FoodServ | Com - Health | Fuel Substitution | Incentives | 299 | 338 | 380 | 425 | 471 | 520 | 573 | 628 | 687 | 751 | 819 | 895 | 992
Scenario 3: Aggressive Fuel Sub | PG&E | Com | FoodServ | Com - Health | Fuel Substitution | Incremental Measure Cost | 3564 | 4119 | 4721 | 5387 | 6097 | 6883 | 7732 | 8657 | 9668 | 10781 | 12010 | 13385 | 15115
Scenario 3: Aggressive Fuel Sub | PG&E | Com | Lighting | Com - Health | Energy Efficiency | Admin | 36941 | 38287 | 39856 | 40847 | 41911 | 42885 | 43684 | 44340 | 44879 | 45262 | 45497 | 46022 | 46547
Scenario 3: Aggressive Fuel Sub | PG&E | Com | Lighting | Com - Health | Energy Efficiency | Incentives | 117709 | 121998 | 126997 | 130153 | 133546 | 136650 | 139194 | 141286 | 143004 | 144223 | 144971 | 146644 | 148318
Scenario 3: Aggressive Fuel Sub | PG&E | Com | Lighting | Com - Health | Energy Efficiency | Incremental Measure Cost | 198546 | 209418 | 221860 | 231520 | 241912 | 252120 | 261408 | 269915 | 277979 | 285329 | 291973 | 300663 | 309621
Scenario 3: Aggressive Fuel Sub | SCE | Com | BldgEnv | Com - Health | Energy Efficiency | Admin | 615 | 547 | 79 | 69 | 58 | 49 | 40 | 33 | 34 | 0 | 0 | 0 | 0
Scenario 3: Aggressive Fuel Sub | SCE | Com | BldgEnv | Com - Health | Energy Efficiency | Incremental Measure Cost | 14062 | 12686 | 950 | 825 | 696 | 569 | 457 | 383 | 388 | 0 | 0 | 0 | 0
Scenario 3: Aggressive Fuel Sub | SCE | Com | HVAC | Com - Health | Energy Efficiency | Admin | 79105 | 81893 | 147011 | 167961 | 194301 | 227224 | 315290 | 328390 | 118345 | 96260 | 97228 | 98728 | 100353
Scenario 3: Aggressive Fuel Sub | SCE | Com | HVAC | Com - Health | Energy Efficiency | Incentives | 18702 | 19774 | 56893 | 69674 | 86916 | 100242 | 124092 | 133749 | 41301 | 26713 | 27521 | 28505 | 29553
Scenario 3: Aggressive Fuel Sub | SCE | Com | HVAC | Com - Health | Energy Efficiency | Incremental Measure Cost | 44916 | 47491 | 136639 | 167337 | 208745 | 240751 | 298031 | 321225 | 99193 | 64156 | 66097 | 68459 | 70977
Scenario 3: Aggressive Fuel Sub | SCE | Com | HVAC | Com - Health | Fuel Substitution | Admin | 33782 | 34632 | 35152 | 35441 | 35576 | 0 | 0 | 0 | 0 | 0 | 0 | 0 | 0
Scenario 3: Aggressive Fuel Sub | SCE | Com | HVAC | Com - Health | Fuel Substitution | Incentives | 3365 | 3452 | 3507 | 3539 | 3555 | 295 | 300 | 304 | 305 | 306 | 306 | 306 | 305
Scenario 3: Aggressive Fuel Sub | SCE | Com | WaterHeat | Com - Health | Energy Efficiency | Admin | 1906 | 2320 | 2820 | 3403 | 4110 | 4948 | 5961 | 7153 | 8573 | 10239 | 12209 | 14622 | 17527
Scenario 3: Aggressive Fuel Sub | SCE | Com | WaterHeat | Com - Health | Energy Efficiency | Incentives | 52 | 64 | 79 | 98 | 120 | 148 | 181 | 222 | 271 | 331 | 402 | 491 | 601
Scenario 3: Aggressive Fuel Sub | SCE | Com | WaterHeat | Com - Health | Energy Efficiency | Incremental Measure Cost | 70 | 87 | 108 | 133 | 164 | 201 | 247 | 302 | 370 | 450 | 547 | 669 | 818
Scenario 3: Aggressive Fuel Sub | SCE | Com | WaterHeat | Com - Health | Fuel Substitution | Admin | 348671 | 354293 | 359780 | 365484 | 371484 | 0 | 0 | 0 | 0 | 0 | 0 | 0 | 0
Scenario 3: Aggressive Fuel Sub | SCE | Com | WaterHeat | Com - Health | Fuel Substitution | Incentives | 213112 | 213761 | 214263 | 214780 | 215363 | 87521 | 106636 | 124735 | 139232 | 149705 | 156842 | 161636 | 164845
Scenario 3: Aggressive Fuel Sub | SCE | Com | ComRefrig | Com - Health | Energy Efficiency | Admin | 0 | 0 | 0 | 0 | 57970 | 67976 | 69100 | 69905 | 70611 | 71062 | 83673 | 86272 | 87284
Scenario 3: Aggressive Fuel Sub | SCE | Com | ComRefrig | Com - Health | Energy Efficiency | Incentives | 0 | 0 | 0 | 0 | 1 | 2 | 2 | 2 | 2 | 2 | 2 | 2 | 2
Scenario 3: Aggressive Fuel Sub | SCE | Com | ComRefrig | Com - Health | Energy Efficiency | Incremental Measure Cost | 0 | 0 | 0 | 0 | 111435 | 133283 | 138197 | 142603 | 146924 | 150819 | 187303 | 197743 | 204064
Scenario 3: Aggressive Fuel Sub | SCE | Com | FoodServ | Com - Health | Energy Efficiency | Admin | 26459 | 42870 | 47802 | 49279 | 51099 | 70854 | 75492 | 76401 | 84234 | 88313 | 88559 | 89728 | 91245
Scenario 3: Aggressive Fuel Sub | SCE | Com | FoodServ | Com - Health | Energy Efficiency | Incentives | 14140 | 25571 | 29409 | 31005 | 32866 | 48197 | 51992 | 53073 | 59335 | 62825 | 63455 | 64762 | 66356
Scenario 3: Aggressive Fuel Sub | SCE | Com | FoodServ | Com - Health | Energy Efficiency | Incremental Measure Cost | 22559 | 40798 | 46920 | 49467 | 52437 | 83979 | 92368 | 95374 | 111512 | 121670 | 124870 | 129019 | 133734
Scenario 3: Aggressive Fuel Sub | SCE | Com | FoodServ | Com - Health | Fuel Substitution | Admin | 1580 | 1817 | 2057 | 2299 | 2544 | 2793 | 3048 | 3313 | 3586 | 3863 | 4145 | 4430 | 4719
Scenario 3: Aggressive Fuel Sub | SCE | Com | FoodServ | Com - Health | Fuel Substitution | Incentives | 192550 | 221469 | 250627 | 280077 | 309868 | 340174 | 371221 | 403472 | 436818 | 470786 | 505240 | 540205 | 575599
Scenario 3: Aggressive Fuel Sub | SCE | Com | Lighting | Com - Health | Energy Efficiency | Admin | 76205 | 80514 | 84850 | 88461 | 92207 | 95585 | 99053 | 101993 | 104732 | 106947 | 108903 | 111308 | 113687
Scenario 3: Aggressive Fuel Sub | SCE | Com | Lighting | Com - Health | Energy Efficiency | Incentives | 2 | 2 | 2 | 2 | 2 | 2 | 2 | 2 | 2 | 2 | 2 | 3 | 3
Scenario 3: Aggressive Fuel Sub | SCE | Com | Lighting | Com - Health | Energy Efficiency | Incremental Measure Cost | 118864 | 127743 | 136954 | 145307 | 154150 | 162669 | 171614 | 179939 | 188174 | 195735 | 203058 | 211294 | 219564
Scenario 3: Aggressive Fuel Sub | SCG | Com | AppPlug | Com - Health | Energy Efficiency | Admin | 1506951 | 1670323 | 1825332 | 1932659 | 2034669 | 2114662 | 2179552 | 2208822 | 2208010 | 2169856 | 2100814 | 2022776 | 1925530
Scenario 3: Aggressive Fuel Sub | SCG | Com | AppPlug | Com - Health | Energy Efficiency | Incentives | 384207 | 425860 | 465381 | 492744 | 518753 | 539147 | 555691 | 563154 | 562947 | 553219 | 535617 | 515720 | 490927
Scenario 3: Aggressive Fuel Sub | SCG | Com | AppPlug | Com - Health | Energy Efficiency | Incremental Measure Cost | 1735272 | 1964044 | 2190489 | 2362792 | 2534751 | 2683745 | 2818359 | 2908816 | 2960807 | 2961512 | 2917776 | 2860758 | 2773515
Scenario 3: Aggressive Fuel Sub | SCG | Com | BldgEnv | Com - Health | Energy Efficiency | Admin | 6857 | 6092 | 5108 | 3999 | 2886 | 1841 | 929 | 434 | 428 | 418 | 413 | 427 | 443
Scenario 3: Aggressive Fuel Sub | SCG | Com | BldgEnv | Com - Health | Energy Efficiency | Incentives | 88 | 78 | 66 | 51 | 37 | 24 | 12 | 6 | 6 | 6 | 6 | 6 | 6
Scenario 3: Aggressive Fuel Sub | SCG | Com | BldgEnv | Com - Health | Energy Efficiency | Incremental Measure Cost | 33121 | 30088 | 25864 | 20853 | 15612 | 10505 | 5872 | 3163 | 3209 | 3217 | 3209 | 3290 | 3386
Scenario 3: Aggressive Fuel Sub | SCG | Com | HVAC | Com - Health | Fuel Substitution | Incremental Measure Cost | 680207 | 711969 | 737804 | 759352 | 777924 | 100556 | 104420 | 107674 | 110456 | 112921 | 115188 | 117338 | 119364
Scenario 3: Aggressive Fuel Sub | SCG | Com | HVAC | Com - Health | Energy Efficiency | Incremental Measure Cost | 2419183 | 2519605 | 2593973 | 2621189 | 2623576 | 2077903 | 1481148 | 1369959 | 1245000 | 1109485 | 973316 | 854650 | 747392
Scenario 3: Aggressive Fuel Sub | SCG | Com | HVAC | Com - Health | Energy Efficiency | Admin | 287830 | 294589 | 296717 | 292208 | 283505 | 230233 | 213481 | 193582 | 172474 | 150686 | 129600 | 111567 | 95652
Scenario 3: Aggressive Fuel Sub | SCG | Com | HVAC | Com - Health | Energy Efficiency | Incentives | 27349 | 27991 | 28194 | 27765 | 26938 | 21876 | 20285 | 18394 | 16388 | 14318 | 12314 | 10601 | 9089
Scenario 3: Aggressive Fuel Sub | SCG | Com | WaterHeat | Com - Health | Energy Efficiency | Incremental Measure Cost | 17421911 | 13426183 | 9572347 | 6625410 | 4587895 | 2944366 | 1787734 | 1093636 | 25688 | 23986 | 23406 | 21917 | 20547
Scenario 3: Aggressive Fuel Sub | SCG | Com | WaterHeat | Com - Health | Fuel Substitution | Incremental Measure Cost | 1712327 | 1751953 | 1666685 | 1587000 | 1445880 | 441362 | 513861 | 579791 | 302178 | 331417 | 354170 | 372305 | 387295
Scenario 3: Aggressive Fuel Sub | SCG | Com | WaterHeat | Com - Health | Energy Efficiency | Admin | 1954189 | 1492215 | 1091469 | 789132 | 584892 | 275463 | 179490 | 113467 | 17655 | 16230 | 15033 | 13862 | 12802
Scenario 3: Aggressive Fuel Sub | SCG | Com | WaterHeat | Com - Health | Energy Efficiency | Incentives | 1 | 1 | 1 | 1 | 0 | 0 | 0 | 0 | 0 | 0 | 0 | 0 | 0
Scenario 3: Aggressive Fuel Sub | SCG | Com | FoodServ | Com - Health | Energy Efficiency | Admin | 131881 | 138462 | 144997 | 150406 | 156065 | 161098 | 181113 | 190438 | 195612 | 199795 | 203454 | 208591 | 213859
Scenario 3: Aggressive Fuel Sub | SCG | Com | FoodServ | Com - Health | Energy Efficiency | Incentives | 129709 | 137039 | 144425 | 150262 | 156059 | 161224 | 181132 | 190508 | 195812 | 200089 | 203832 | 209169 | 214655
Scenario 3: Aggressive Fuel Sub | SCG | Com | FoodServ | Com - Health | Energy Efficiency | Incremental Measure Cost | 386960 | 414869 | 443526 | 469091 | 496463 | 522517 | 770967 | 881445 | 938785 | 993714 | 1048608 | 1115739 | 1187511
Scenario 3: Aggressive Fuel Sub | SCG | Com | FoodServ | Com - Health | Fuel Substitution | Incremental Measure Cost | 9318 | 10927 | 12610 | 14371 | 16218 | 18163 | 20219 | 22408 | 24731 | 27170 | 29722 | 32392 | 35180
Scenario 3: Aggressive Fuel Sub | SDG&E | Com | AppPlug | Com - Health | Energy Efficiency | Admin | 256915 | 286319 | 666824 | 741428 | 811035 | 879230 | 919518 | 991533 | 1074467 | 1163258 | 1246109 | 1248001 | 1262822
Scenario 3: Aggressive Fuel Sub | SDG&E | Com | AppPlug | Com - Health | Energy Efficiency | Incentives | 43 | 48 | 111 | 124 | 136 | 147 | 154 | 166 | 180 | 194 | 208 | 209 | 211
Scenario 3: Aggressive Fuel Sub | SDG&E | Com | AppPlug | Com - Health | Energy Efficiency | Incremental Measure Cost | 83158 | 94876 | 243732 | 276869 | 309138 | 341940 | 364113 | 400649 | 443280 | 490092 | 535933 | 545798 | 562104
Scenario 3: Aggressive Fuel Sub | SDG&E | Com | BldgEnv | Com - Health | Energy Efficiency | Admin | 99 | 94 | 89 | 84 | 79 | 74 | 69 | 66 | 63 | 60 | 58 | 55 | 52
Scenario 3: Aggressive Fuel Sub | SDG&E | Com | BldgEnv | Com - Health | Energy Efficiency | Incentives | 9 | 8 | 8 | 7 | 7 | 6 | 6 | 6 | 5 | 5 | 5 | 5 | 5
Scenario 3: Aggressive Fuel Sub | SDG&E | Com | BldgEnv | Com - Health | Energy Efficiency | Incremental Measure Cost | 328 | 317 | 307 | 297 | 286 | 277 | 267 | 259 | 252 | 244 | 238 | 230 | 223
Scenario 3: Aggressive Fuel Sub | SDG&E | Com | HVAC | Com - Health | Energy Efficiency | Admin | 51963 | 53762 | 55683 | 69720 | 76545 | 61840 | 61602 | 63641 | 38491 | 65099 | 69676 | 73611 | 74396
Scenario 3: Aggressive Fuel Sub | SDG&E | Com | HVAC | Com - Health | Energy Efficiency | Incentives | 37678 | 40125 | 42777 | 59982 | 69240 | 51762 | 53068 | 56382 | 37735 | 59659 | 65578 | 70968 | 73818
Scenario 3: Aggressive Fuel Sub | SDG&E | Com | HVAC | Com - Health | Energy Efficiency | Incremental Measure Cost | 122872 | 132337 | 142545 | 188297 | 214784 | 177113 | 127452 | 135413 | 90627 | 143283 | 157498 | 170443 | 177288
Scenario 3: Aggressive Fuel Sub | SDG&E | Com | HVAC | Com - Health | Fuel Substitution | Admin | 4 | 4 | 5 | 5 | 6 | 0 | 0 | 0 | 0 | 0 | 0 | 0 | 0
Scenario 3: Aggressive Fuel Sub | SDG&E | Com | HVAC | Com - Health | Fuel Substitution | Incentives | 12 | 13 | 15 | 16 | 18 | 0 | 0 | 0 | 0 | 0 | 0 | 0 | 0
Scenario 3: Aggressive Fuel Sub | SDG&E | Com | HVAC | Com - Health | Fuel Substitution | Incremental Measure Cost | 14 | 16 | 18 | 21 | 23 | 0 | 0 | 0 | 0 | 0 | 0 | 0 | 0
Scenario 3: Aggressive Fuel Sub | SDG&E | Com | WaterHeat | Com - Health | Energy Efficiency | Incremental Measure Cost | 74201 | 77687 | 77391 | 81612 | 85020 | 55112 | 27256 | 28254 | 8153 | 8910 | 31652 | 32828 | 33925
Scenario 3: Aggressive Fuel Sub | SDG&E | Com | WaterHeat | Com - Health | Fuel Substitution | Incremental Measure Cost | 517990 | 586094 | 702176 | 700749 | 655058 | 257734 | 300201 | 346245 | 184522 | 212057 | 244753 | 272341 | 295550
Scenario 3: Aggressive Fuel Sub | SDG&E | Com | WaterHeat | Com - Health | Energy Efficiency | Admin | 157383 | 163678 | 170066 | 177453 | 183725 | 112281 | 115382 | 119808 | 78205 | 83954 | 136600 | 140487 | 144579
Scenario 3: Aggressive Fuel Sub | SDG&E | Com | WaterHeat | Com - Health | Energy Efficiency | Incentives | 0 | 0 | 0 | 0 | 0 | 0 | 0 | 0 | 0 | 0 | 0 | 0 | 0
Scenario 3: Aggressive Fuel Sub | SDG&E | Com | WaterHeat | Com - Health | Fuel Substitution | Admin | 171885 | 194062 | 217223 | 241650 | 267288 | 59820 | 70887 | 81944 | 92261 | 106029 | 122376 | 136171 | 147775
Scenario 3: Aggressive Fuel Sub | SDG&E | Com | WaterHeat | Com - Health | Fuel Substitution | Incentives | 61361 | 68119 | 74942 | 81883 | 88915 | 56638 | 65796 | 74562 | 82300 | 92723 | 104917 | 114451 | 121766
Scenario 3: Aggressive Fuel Sub | SDG&E | Com | FoodServ | Com - Health | Energy Efficiency | Admin | 108714 | 113486 | 118092 | 123413 | 127604 | 131292 | 132147 | 135884 | 140457 | 146409 | 153371 | 154161 | 156033
Scenario 3: Aggressive Fuel Sub | SDG&E | Com | FoodServ | Com - Health | Energy Efficiency | Incentives | 9644 | 10068 | 10476 | 10948 | 11320 | 11647 | 11723 | 12055 | 12461 | 12989 | 13606 | 13676 | 13842
Scenario 3: Aggressive Fuel Sub | SDG&E | Com | FoodServ | Com - Health | Energy Efficiency | Incremental Measure Cost | 141673 | 150635 | 159562 | 169774 | 178704 | 187186 | 191747 | 200769 | 211359 | 224495 | 239705 | 245402 | 253055
Scenario 3: Aggressive Fuel Sub | SDG&E | Com | FoodServ | Com - Health | Fuel Substitution | Admin | 2973 | 3506 | 4072 | 4672 | 5310 | 5967 | 6614 | 7258 | 7911 | 8581 | 9277 | 9989 | 10716
Scenario 3: Aggressive Fuel Sub | SDG&E | Com | FoodServ | Com - Health | Fuel Substitution | Incentives | 679 | 786 | 896 | 1009 | 1125 | 1244 | 1367 | 1493 | 1621 | 1755 | 1893 | 2034 | 2177
Scenario 3: Aggressive Fuel Sub | SDG&E | Com | FoodServ | Com - Health | Fuel Substitution | Incremental Measure Cost | 5958 | 7026 | 8161 | 9365 | 10644 | 12004 | 13448 | 14974 | 16585 | 18313 | 20156 | 22095 | 24131
Scenario 3: Aggressive Fuel Sub | SDG&E | Com | Lighting | Com - Health | Energy Efficiency | Admin | 30024 | 30189 | 30379 | 30793 | 30943 | 31009 | 30435 | 30603 | 30992 | 31720 | 32681 | 32327 | 32245
Scenario 3: Aggressive Fuel Sub | SDG&E | Com | Lighting | Com - Health | Energy Efficiency | Incentives | 102983 | 105459 | 108094 | 111595 | 114243 | 116651 | 116709 | 119582 | 123391 | 128672 | 135067 | 136204 | 138492
Scenario 3: Aggressive Fuel Sub | SDG&E | Com | Lighting | Com - Health | Energy Efficiency | Incremental Measure Cost | 109136 | 111760 | 114552 | 118263 | 121069 | 123621 | 123683 | 126727 | 130764 | 136360 | 143137 | 144343 | 146767
Scenario 3: Aggressive Fuel Sub | PG&E | Com | AppPlug | Com - Lodging | Energy Efficiency | Admin | 2301073 | 2456855 | 2530712 | 2582047 | 2638520 | 2673980 | 2699428 | 2711745 | 2711175 | 2701284 | 1030182 | 1551355 | 7092397
Scenario 3: Aggressive Fuel Sub | PG&E | Com | AppPlug | Com - Lodging | Energy Efficiency | Incentives | 653 | 697 | 718 | 733 | 749 | 759 | 766 | 770 | 770 | 767 | 292 | 440 | 2013
Scenario 3: Aggressive Fuel Sub | PG&E | Com | AppPlug | Com - Lodging | Energy Efficiency | Incremental Measure Cost | 1123443 | 1221530 | 1283302 | 1335756 | 1392106 | 1439125 | 1481900 | 1518440 | 1548439 | 1573422 | 585788 | 961752 | 4228876
Scenario 3: Aggressive Fuel Sub | PG&E | Com | BldgEnv | Com - Lodging | Energy Efficiency | Admin | 78456 | 74318 | 67151 | 57643 | 46789 | 35514 | 24704 | 14955 | 6594 | 2521 | 2568 | 2614 | 2655
Scenario 3: Aggressive Fuel Sub | PG&E | Com | BldgEnv | Com - Lodging | Energy Efficiency | Incremental Measure Cost | 117068 | 112942 | 103858 | 90638 | 74607 | 57231 | 39909 | 23709 | 9298 | 1729 | 1765 | 1803 | 1840
Scenario 3: Aggressive Fuel Sub | PG&E | Com | HVAC | Com - Lodging | Fuel Substitution | Incremental Measure Cost | 247626 | 272787 | 296900 | 302534 | 177594 | 10609 | 11272 | 11758 | 8500 | 8729 | 8925 | 9096 | 13203
Scenario 3: Aggressive Fuel Sub | PG&E | Com | HVAC | Com - Lodging | Energy Efficiency | Admin | 276159 | 284254 | 298120 | 310111 | 321814 | 294915 | 302346 | 308466 | 254758 | 308230 | 308964 | 308505 | 306427
Scenario 3: Aggressive Fuel Sub | PG&E | Com | HVAC | Com - Lodging | Energy Efficiency | Incentives | 95219 | 98011 | 102792 | 106926 | 110961 | 101685 | 104247 | 106357 | 87838 | 106275 | 106528 | 106370 | 105653
Scenario 3: Aggressive Fuel Sub | PG&E | Com | HVAC | Com - Lodging | Energy Efficiency | Incremental Measure Cost | 1326553 | 1410498 | 1527277 | 1637201 | 1748773 | 1668481 | 1570047 | 1648272 | 1501675 | 1720664 | 1780161 | 1835254 | 1884447
Scenario 3: Aggressive Fuel Sub | PG&E | Com | HVAC | Com - Lodging | Fuel Substitution | Admin | 56554 | 62020 | 67198 | 72001 | 76356 | 1184 | 1233 | 1261 | 903 | 909 | 912 | 911 | 1283
Scenario 3: Aggressive Fuel Sub | PG&E | Com | HVAC | Com - Lodging | Fuel Substitution | Incentives | 10460 | 11302 | 12063 | 12730 | 13294 | 150 | 156 | 159 | 114 | 115 | 115 | 115 | 162
Scenario 3: Aggressive Fuel Sub | PG&E | Com | WaterHeat | Com - Lodging | Energy Efficiency | Incremental Measure Cost | 2038620 | 2201829 | 2358178 | 2531553 | 2712972 | 1974437 | 1192372 | 1278278 | 569747 | 515491 | 42650 | 387996 | 313575
Scenario 3: Aggressive Fuel Sub | PG&E | Com | WaterHeat | Com - Lodging | Fuel Substitution | Incremental Measure Cost | 560966 | 708731 | 897615 | 1057142 | 1215322 | 757130 | 300467 | 386680 | 224898 | 296297 | 389200 | 488760 | 595093
Scenario 3: Aggressive Fuel Sub | PG&E | Com | WaterHeat | Com - Lodging | Energy Efficiency | Admin | 2318572 | 2473912 | 2636119 | 2792606 | 2945384 | 1148543 | 1203917 | 1206915 | 986657 | 870701 | 60120 | 627752 | 490506
Scenario 3: Aggressive Fuel Sub | PG&E | Com | WaterHeat | Com - Lodging | Energy Efficiency | Incentives | 1 | 1 | 1 | 1 | 1 | 0 | 0 | 0 | 0 | 0 | 0 | 0 | 0
Scenario 3: Aggressive Fuel Sub | PG&E | Com | WaterHeat | Com - Lodging | Fuel Substitution | Admin | 141152 | 178341 | 224211 | 280624 | 349634 | 54122 | 70486 | 90063 | 112449 | 148149 | 194600 | 244380 | 297546
Scenario 3: Aggressive Fuel Sub | PG&E | Com | WaterHeat | Com - Lodging | Fuel Substitution | Incentives | 52269 | 64790 | 79688 | 97365 | 118238 | 58580 | 74794 | 93689 | 114670 | 148089 | 190676 | 234713 | 280116
Scenario 3: Aggressive Fuel Sub | PG&E | Com | FoodServ | Com - Lodging | Energy Efficiency | Admin | 331405 | 341086 | 350243 | 357969 | 371345 | 379196 | 385860 | 392183 | 397966 | 404044 | 415334 | 423412 | 435480
Scenario 3: Aggressive Fuel Sub | PG&E | Com | FoodServ | Com - Lodging | Energy Efficiency | Incentives | 40893 | 42088 | 43218 | 44171 | 45821 | 46790 | 47612 | 48392 | 49106 | 49856 | 51249 | 52246 | 53735
Scenario 3: Aggressive Fuel Sub | PG&E | Com | FoodServ | Com - Lodging | Energy Efficiency | Incremental Measure Cost | 493938 | 517677 | 541787 | 564733 | 629015 | 661710 | 687520 | 713762 | 740017 | 767719 | 832785 | 885977 | 939132
Scenario 3: Aggressive Fuel Sub | PG&E | Com | FoodServ | Com - Lodging | Fuel Substitution | Admin | 1538 | 1732 | 1930 | 2142 | 2358 | 2584 | 2817 | 3057 | 3308 | 3571 | 3848 | 4155 | 4660
Scenario 3: Aggressive Fuel Sub | PG&E | Com | FoodServ | Com - Lodging | Fuel Substitution | Incentives | 303 | 341 | 380 | 421 | 463 | 507 | 551 | 598 | 646 | 697 | 750 | 809 | 906
Scenario 3: Aggressive Fuel Sub | PG&E | Com | FoodServ | Com - Lodging | Fuel Substitution | Incremental Measure Cost | 3698 | 4246 | 4820 | 5451 | 6114 | 6828 | 7582 | 8387 | 9247 | 10171 | 11169 | 12279 | 14015
Scenario 3: Aggressive Fuel Sub | PG&E | Com | Lighting | Com - Lodging | Energy Efficiency | Admin | 0 | 0 | 0 | 0 | 0 | 0 | 0 | 0 | 0 | 0 | 0 | 0 | 0
Scenario 3: Aggressive Fuel Sub | PG&E | Com | Lighting | Com - Lodging | Energy Efficiency | Incentives | 0 | 0 | 0 | 0 | 0 | 0 | 0 | 0 | 0 | 0 | 0 | 0 | 0
Scenario 3: Aggressive Fuel Sub | PG&E | Com | Lighting | Com - Lodging | Energy Efficiency | Incremental Measure Cost | 0 | 0 | 0 | 0 | 0 | 0 | 0 | 0 | 0 | 0 | 0 | 0 | 0
Scenario 3: Aggressive Fuel Sub | SCE | Com | BldgEnv | Com - Lodging | Energy Efficiency | Admin | 37 | 45 | 54 | 66 | 79 | 95 | 114 | 136 | 1 | 0 | 0 | 0 | 0
Scenario 3: Aggressive Fuel Sub | SCE | Com | BldgEnv | Com - Lodging | Energy Efficiency | Incremental Measure Cost | 639 | 791 | 977 | 1203 | 1479 | 1813 | 2216 | 2699 | 13 | 0 | 0 | 0 | 0
Scenario 3: Aggressive Fuel Sub | SCE | Com | HVAC | Com - Lodging | Energy Efficiency | Admin | 106256 | 116042 | 125909 | 189670 | 219664 | 237303 | 253483 | 269720 | 93365 | 48602 | 49391 | 50134 | 50844
Scenario 3: Aggressive Fuel Sub | SCE | Com | HVAC | Com - Lodging | Energy Efficiency | Incentives | 56566 | 64057 | 71932 | 117602 | 147688 | 166108 | 183825 | 202462 | 56707 | 15047 | 15600 | 16155 | 16715
Scenario 3: Aggressive Fuel Sub | SCE | Com | HVAC | Com - Lodging | Energy Efficiency | Incremental Measure Cost | 135855 | 153845 | 172758 | 282445 | 354702 | 398939 | 441491 | 486252 | 136193 | 36139 | 37467 | 38799 | 40143
Scenario 3: Aggressive Fuel Sub | SCE | Com | HVAC | Com - Lodging | Fuel Substitution | Admin | 24635 | 25134 | 25390 | 25479 | 25457 | 0 | 0 | 0 | 0 | 0 | 0 | 0 | 0
Scenario 3: Aggressive Fuel Sub | SCE | Com | HVAC | Com - Lodging | Fuel Substitution | Incentives | 2183 | 2229 | 2253 | 2262 | 2261 | 126 | 128 | 128 | 128 | 128 | 127 | 126 | 125
Scenario 3: Aggressive Fuel Sub | SCE | Com | WaterHeat | Com - Lodging | Energy Efficiency | Admin | 387 | 472 | 573 | 694 | 840 | 1015 | 1224 | 1474 | 1772 | 2127 | 2552 | 3059 | 3664
Scenario 3: Aggressive Fuel Sub | SCE | Com | WaterHeat | Com - Lodging | Energy Efficiency | Incentives | 9 | 11 | 13 | 17 | 20 | 25 | 31 | 38 | 47 | 57 | 70 | 85 | 104
Scenario 3: Aggressive Fuel Sub | SCE | Com | WaterHeat | Com - Lodging | Energy Efficiency | Incremental Measure Cost | 12 | 15 | 18 | 22 | 28 | 34 | 42 | 52 | 63 | 78 | 95 | 116 | 142
Scenario 3: Aggressive Fuel Sub | SCE | Com | WaterHeat | Com - Lodging | Fuel Substitution | Admin | 303814 | 311264 | 318669 | 326964 | 337426 | 0 | 0 | 0 | 0 | 0 | 0 | 0 | 0
Scenario 3: Aggressive Fuel Sub | SCE | Com | WaterHeat | Com - Lodging | Fuel Substitution | Incentives | 211246 | 211599 | 211790 | 212546 | 215004 | 86742 | 106261 | 124745 | 139569 | 150320 | 157690 | 162591 | 165769
Scenario 3: Aggressive Fuel Sub | SCE | Com | FoodServ | Com - Lodging | Energy Efficiency | Admin | 67872 | 113699 | 126989 | 131339 | 135504 | 156888 | 163758 | 166739 | 172427 | 176507 | 178775 | 180599 | 182312
Scenario 3: Aggressive Fuel Sub | SCE | Com | FoodServ | Com - Lodging | Energy Efficiency | Incentives | 24495 | 56181 | 66325 | 70502 | 74642 | 91757 | 97280 | 99939 | 104675 | 108253 | 110499 | 112445 | 114336
Scenario 3: Aggressive Fuel Sub | SCE | Com | FoodServ | Com - Lodging | Energy Efficiency | Incremental Measure Cost | 39081 | 89635 | 105819 | 112483 | 119089 | 153205 | 165584 | 172201 | 184449 | 194338 | 201058 | 207205 | 213364
Scenario 3: Aggressive Fuel Sub | SCE | Com | FoodServ | Com - Lodging | Fuel Substitution | Admin | 1489 | 1705 | 1921 | 2139 | 2360 | 2583 | 2811 | 3044 | 3283 | 3526 | 3770 | 4017 | 4265
Scenario 3: Aggressive Fuel Sub | SCE | Com | FoodServ | Com - Lodging | Fuel Substitution | Incentives | 179394 | 205424 | 231530 | 257772 | 284297 | 311213 | 338624 | 366804 | 395687 | 424987 | 454629 | 484515 | 514599
Scenario 3: Aggressive Fuel Sub | SCE | Com | Lighting | Com - Lodging | Energy Efficiency | Admin | 0 | 0 | 0 | 0 | 0 | 0 | 0 | 0 | 0 | 0 | 0 | 0 | 0
Scenario 3: Aggressive Fuel Sub | SCE | Com | Lighting | Com - Lodging | Energy Efficiency | Incentives | 0 | 0 | 0 | 0 | 0 | 0 | 0 | 0 | 0 | 0 | 0 | 0 | 0
Scenario 3: Aggressive Fuel Sub | SCE | Com | Lighting | Com - Lodging | Energy Efficiency | Incremental Measure Cost | 0 | 0 | 0 | 0 | 0 | 0 | 0 | 0 | 0 | 0 | 0 | 0 | 0
Scenario 3: Aggressive Fuel Sub | SCG | Com | AppPlug | Com - Lodging | Energy Efficiency | Admin | 1082240 | 1189545 | 1292413 | 1350317 | 1404192 | 1449315 | 1482479 | 1501144 | 1502046 | 1485562 | 1453764 | 1406079 | 1345182
Scenario 3: Aggressive Fuel Sub | SCG | Com | AppPlug | Com - Lodging | Energy Efficiency | Incentives | 275924 | 303282 | 329509 | 344272 | 358008 | 369513 | 377968 | 382727 | 382957 | 378754 | 370647 | 358489 | 342963
Scenario 3: Aggressive Fuel Sub | SCG | Com | AppPlug | Com - Lodging | Energy Efficiency | Incremental Measure Cost | 1391691 | 1559763 | 1728382 | 1843883 | 1957630 | 2062682 | 2153670 | 2225804 | 2272949 | 2293986 | 2290400 | 2259874 | 2204939
Scenario 3: Aggressive Fuel Sub | SCG | Com | BldgEnv | Com - Lodging | Energy Efficiency | Admin | 113 | 138 | 166 | 348 | 418 | 502 | 600 | 714 | 847 | 998 | 1168 | 1355 | 1558
Scenario 3: Aggressive Fuel Sub | SCG | Com | BldgEnv | Com - Lodging | Energy Efficiency | Incentives | 2 | 2 | 2 | 5 | 6 | 7 | 8 | 9 | 11 | 13 | 15 | 18 | 21
Scenario 3: Aggressive Fuel Sub | SCG | Com | BldgEnv | Com - Lodging | Energy Efficiency | Incremental Measure Cost | 914 | 1129 | 1391 | 3125 | 3835 | 4691 | 5720 | 6947 | 8396 | 10090 | 12045 | 14262 | 16725
Scenario 3: Aggressive Fuel Sub | SCG | Com | HVAC | Com - Lodging | Fuel Substitution | Incremental Measure Cost | 505507 | 358876 | 365955 | 374855 | 341818 | 44947 | 46333 | 47454 | 48273 | 49076 | 49799 | 50474 | 51120
Scenario 3: Aggressive Fuel Sub | SCG | Com | HVAC | Com - Lodging | Energy Efficiency | Incremental Measure Cost | 1618405 | 1675202 | 1705274 | 1703905 | 1675003 | 1407366 | 1105394 | 1000803 | 181108 | 184503 | 188382 | 192088 | 424931
Scenario 3: Aggressive Fuel Sub | SCG | Com | HVAC | Com - Lodging | Energy Efficiency | Admin | 141063 | 143222 | 142657 | 139121 | 133071 | 108340 | 98270 | 87223 | 15527 | 15499 | 15505 | 15493 | 33937
Scenario 3: Aggressive Fuel Sub | SCG | Com | HVAC | Com - Lodging | Energy Efficiency | Incentives | 13404 | 13609 | 13555 | 13219 | 12644 | 10294 | 9337 | 8288 | 1475 | 1473 | 1473 | 1472 | 3225
Scenario 3: Aggressive Fuel Sub | SCG | Com | WaterHeat | Com - Lodging | Energy Efficiency | Incremental Measure Cost | 5174052 | 4389570 | 3584413 | 3039190 | 2670508 | 1364160 | 171678 | 158368 | 27137 | 23784 | 21119 | 18967 | 17361
Scenario 3: Aggressive Fuel Sub | SCG | Com | WaterHeat | Com - Lodging | Fuel Substitution | Incremental Measure Cost | 1882450 | 1928870 | 1890266 | 1852871 | 1761287 | 901209 | 425261 | 481059 | 251218 | 275987 | 295313 | 310588 | 322997
Scenario 3: Aggressive Fuel Sub | SCG | Com | WaterHeat | Com - Lodging | Energy Efficiency | Admin | 1209805 | 1124166 | 1046498 | 987748 | 949362 | 51307 | 31747 | 28398 | 15541 | 13925 | 12566 | 11408 | 10424
Scenario 3: Aggressive Fuel Sub | SCG | Com | WaterHeat | Com - Lodging | Energy Efficiency | Incentives | 1 | 1 | 1 | 1 | 1 | 0 | 0 | 0 | 0 | 0 | 0 | 0 | 0
Scenario 3: Aggressive Fuel Sub | SCG | Com | WholeBlg | Com - Lodging | Energy Efficiency | Incentives | 0 | 0 | 0 | 0 | 0 | 0 | 0 | 0 | 0 | 0 | 0 | 0 | 0
Scenario 3: Aggressive Fuel Sub | SCG | Com | WholeBlg | Com - Lodging | Energy Efficiency | Incremental Measure Cost | 0 | 0 | 0 | 0 | 0 | 0 | 0 | 0 | 0 | 0 | 0 | 0 | 0
Scenario 3: Aggressive Fuel Sub | SCG | Com | FoodServ | Com - Lodging | Energy Efficiency | Admin | 112995 | 118739 | 124331 | 129539 | 134684 | 139608 | 161632 | 173144 | 178884 | 184302 | 189607 | 194674 | 199547
Scenario 3: Aggressive Fuel Sub | SCG | Com | FoodServ | Com - Lodging | Energy Efficiency | Incentives | 112274 | 118527 | 124682 | 130238 | 135573 | 140703 | 162605 | 174207 | 180141 | 185754 | 191266 | 196547 | 201625
Scenario 3: Aggressive Fuel Sub | SCG | Com | FoodServ | Com - Lodging | Energy Efficiency | Incremental Measure Cost | 329784 | 354031 | 378589 | 402669 | 427433 | 452352 | 736981 | 878656 | 943073 | 1009327 | 1078658 | 1150318 | 1224672
Scenario 3: Aggressive Fuel Sub | SCG | Com | FoodServ | Com - Lodging | Fuel Substitution | Incremental Measure Cost | 8855 | 10339 | 11883 | 13492 | 15177 | 16947 | 18807 | 20775 | 22849 | 25021 | 27288 | 29650 | 32105
Scenario 3: Aggressive Fuel Sub | SDG&E | Com | AppPlug | Com - Lodging | Energy Efficiency | Admin | 133434 | 145418 | 549721 | 600628 | 644398 | 695821 | 744704 | 793481 | 844498 | 892666 | 929336 | 948690 | 967918
Scenario 3: Aggressive Fuel Sub | SDG&E | Com | AppPlug | Com - Lodging | Energy Efficiency | Incentives | 22 | 24 | 92 | 100 | 108 | 116 | 124 | 133 | 141 | 149 | 155 | 159 | 162
Scenario 3: Aggressive Fuel Sub | SDG&E | Com | AppPlug | Com - Lodging | Energy Efficiency | Incremental Measure Cost | 49888 | 55457 | 225095 | 250607 | 274177 | 301754 | 329252 | 357664 | 388027 | 418136 | 443978 | 462534 | 481480
Scenario 3: Aggressive Fuel Sub | SDG&E | Com | BldgEnv | Com - Lodging | Energy Efficiency | Admin | 3 | 3 | 3 | 3 | 3 | 3 | 3 | 3 | 1 | 3 | 5 | 5 | 5
Scenario 3: Aggressive Fuel Sub | SDG&E | Com | BldgEnv | Com - Lodging | Energy Efficiency | Incentives | 0 | 0 | 0 | 0 | 0 | 0 | 0 | 0 | 0 | 0 | 0 | 0 | 0
Scenario 3: Aggressive Fuel Sub | SDG&E | Com | BldgEnv | Com - Lodging | Energy Efficiency | Incremental Measure Cost | 8 | 8 | 8 | 8 | 8 | 8 | 8 | 8 | 1 | 8 | 14 | 14 | 14
Scenario 3: Aggressive Fuel Sub | SDG&E | Com | HVAC | Com - Lodging | Fuel Substitution | Incremental Measure Cost | 44 | 50 | 55 | 62 | 61 | 0 | 0 | 0 | 0 | 0 | 0 | 0 | 0
Scenario 3: Aggressive Fuel Sub | SDG&E | Com | HVAC | Com - Lodging | Energy Efficiency | Admin | 31066 | 32835 | 34667 | 36790 | 38575 | 32118 | 33555 | 34995 | 11927 | 11202 | 14357 | 12118 | 12661
Scenario 3: Aggressive Fuel Sub | SDG&E | Com | HVAC | Com - Lodging | Energy Efficiency | Incentives | 35269 | 38695 | 42375 | 46614 | 50617 | 44428 | 48196 | 52164 | 20363 | 17833 | 20562 | 20425 | 21909
Scenario 3: Aggressive Fuel Sub | SDG&E | Com | HVAC | Com - Lodging | Energy Efficiency | Incremental Measure Cost | 100961 | 110804 | 121360 | 133503 | 144964 | 132204 | 115751 | 125281 | 48906 | 42828 | 49383 | 49053 | 52619
Scenario 3: Aggressive Fuel Sub | SDG&E | Com | HVAC | Com - Lodging | Fuel Substitution | Admin | 12 | 14 | 15 | 17 | 18 | 0 | 0 | 0 | 0 | 0 | 0 | 0 | 0
Scenario 3: Aggressive Fuel Sub | SDG&E | Com | HVAC | Com - Lodging | Fuel Substitution | Incentives | 38 | 42 | 47 | 51 | 56 | 0 | 0 | 0 | 0 | 0 | 0 | 0 | 0
Scenario 3: Aggressive Fuel Sub | SDG&E | Com | WaterHeat | Com - Lodging | Energy Efficiency | Incremental Measure Cost | 428264 | 440547 | 449721 | 465733 | 478246 | 300278 | 112157 | 113349 | 1830 | 1946 | 23870 | 24379 | 29344
Scenario 3: Aggressive Fuel Sub | SDG&E | Com | WaterHeat | Com - Lodging | Fuel Substitution | Incremental Measure Cost | 782155 | 877077 | 1021483 | 1042807 | 1019350 | 593247 | 308891 | 354031 | 187786 | 213936 | 244851 | 270580 | 291939
Scenario 3: Aggressive Fuel Sub | SDG&E | Com | WaterHeat | Com - Lodging | Energy Efficiency | Admin | 566728 | 573815 | 581361 | 592751 | 598890 | 92128 | 92221 | 92342 | 18120 | 19032 | 65931 | 66746 | 70506
Scenario 3: Aggressive Fuel Sub | SDG&E | Com | WaterHeat | Com - Lodging | Energy Efficiency | Incentives | 0 | 0 | 0 | 0 | 0 | 0 | 0 | 0 | 0 | 0 | 0 | 0 | 0
Scenario 3: Aggressive Fuel Sub | SDG&E | Com | WaterHeat | Com - Lodging | Fuel Substitution | Admin | 196480 | 220302 | 244922 | 270595 | 297239 | 61896 | 72902 | 83817 | 93893 | 106968 | 122425 | 135290 | 145970
Scenario 3: Aggressive Fuel Sub | SDG&E | Com | WaterHeat | Com - Lodging | Fuel Substitution | Incentives | 82092 | 90569 | 99025 | 107519 | 116014 | 70724 | 81661 | 92042 | 101080 | 112895 | 126672 | 137235 | 145161
Scenario 3: Aggressive Fuel Sub | SDG&E | Com | FoodServ | Com - Lodging | Energy Efficiency | Admin | 114662 | 118764 | 122722 | 127264 | 130698 | 134719 | 138301 | 141751 | 145330 | 148686 | 151514 | 154236 | 157047
Scenario 3: Aggressive Fuel Sub | SDG&E | Com | FoodServ | Com - Lodging | Energy Efficiency | Incentives | 10172 | 10536 | 10887 | 11290 | 11595 | 11951 | 12269 | 12575 | 12893 | 13190 | 13441 | 13683 | 13932
Scenario 3: Aggressive Fuel Sub | SDG&E | Com | FoodServ | Com - Lodging | Energy Efficiency | Incremental Measure Cost | 138252 | 145984 | 153744 | 162532 | 170124 | 178773 | 187090 | 195491 | 204358 | 213188 | 221595 | 230123 | 239080
Scenario 3: Aggressive Fuel Sub | SDG&E | Com | FoodServ | Com - Lodging | Fuel Substitution | Admin | 3868 | 4530 | 5224 | 5951 | 6711 | 7476 | 8208 | 8938 | 9664 | 10373 | 11109 | 11853 | 12601
Scenario 3: Aggressive Fuel Sub | SDG&E | Com | FoodServ | Com - Lodging | Fuel Substitution | Incentives | 864 | 994 | 1124 | 1256 | 1390 | 1524 | 1661 | 1799 | 1938 | 2078 | 2223 | 2369 | 2516
Scenario 3: Aggressive Fuel Sub | SDG&E | Com | FoodServ | Com - Lodging | Fuel Substitution | Incremental Measure Cost | 7740 | 9066 | 10454 | 11909 | 13431 | 15021 | 16689 | 18434 | 20256 | 22152 | 24171 | 26275 | 28463
Scenario 3: Aggressive Fuel Sub | PG&E | Com | BldgEnv | Com - Office (Large) | Energy Efficiency | Admin | 3128 | 3244 | 3378 | 3471 | 3644 | 3717 | 3799 | 3834 | 3770 | 3791 | 3794 | 3793 | 3791
Scenario 3: Aggressive Fuel Sub | PG&E | Com | BldgEnv | Com - Office (Large) | Energy Efficiency | Incremental Measure Cost | 8112 | 8352 | 8640 | 8866 | 10025 | 10214 | 10432 | 10567 | 9829 | 9968 | 10075 | 10180 | 10287
Scenario 3: Aggressive Fuel Sub | PG&E | Com | HVAC | Com - Office (Large) | Energy Efficiency | Admin | 636538 | 660885 | 682989 | 698901 | 712916 | 137325 | 139391 | 140068 | 126920 | 124136 | 123983 | 123822 | 123641
Scenario 3: Aggressive Fuel Sub | PG&E | Com | HVAC | Com - Office (Large) | Energy Efficiency | Incentives | 219496 | 227892 | 235514 | 241001 | 245833 | 47348 | 48060 | 48294 | 43761 | 42801 | 42748 | 42692 | 42630
Scenario 3: Aggressive Fuel Sub | PG&E | Com | HVAC | Com - Office (Large) | Energy Efficiency | Incremental Measure Cost | 5676221 | 6017851 | 6349211 | 6632183 | 6904930 | 4207263 | 1320621 | 1357044 | 1289438 | 1288361 | 1313149 | 1338321 | 1363825
Scenario 3: Aggressive Fuel Sub | PG&E | Com | HVAC | Com - Office (Large) | Fuel Substitution | Admin | 62 | 903 | 939 | 967 | 986 | 0 | 0 | 0 | 0 | 0 | 0 | 0 | 0
Scenario 3: Aggressive Fuel Sub | PG&E | Com | HVAC | Com - Office (Large) | Fuel Substitution | Incentives | 8 | 114 | 119 | 122 | 125 | 0 | 0 | 0 | 0 | 0 | 0 | 0 | 0
Scenario 3: Aggressive Fuel Sub | PG&E | Com | HVAC | Com - Office (Large) | Fuel Substitution | Incremental Measure Cost | 370 | 7266 | 7707 | 8091 | 8417 | 0 | 0 | 0 | 0 | 0 | 0 | 0 | 0
Scenario 3: Aggressive Fuel Sub | PG&E | Com | WaterHeat | Com - Office (Large) | Energy Efficiency | Incremental Measure Cost | 1346638 | 1432047 | 1460015 | 1423455 | 1322001 | 856376 | 373123 | 202290 | 60111 | 38910 | 36102 | 33510 | 31122
Scenario 3: Aggressive Fuel Sub | PG&E | Com | WaterHeat | Com - Office (Large) | Fuel Substitution | Incremental Measure Cost | 183887 | 231374 | 295421 | 318681 | 320464 | 139046 | 177415 | 227127 | 150297 | 201149 | 262438 | 327434 | 396039
Scenario 3: Aggressive Fuel Sub | PG&E | Com | WaterHeat | Com - Office (Large) | Energy Efficiency | Admin | 2071712 | 2191233 | 2195201 | 2052816 | 1777168 | 1142218 | 750593 | 396505 | 115440 | 74543 | 67868 | 61834 | 56394
Scenario 3: Aggressive Fuel Sub | PG&E | Com | WaterHeat | Com - Office (Large) | Energy Efficiency | Incentives | 1 | 1 | 1 | 1 | 1 | 0 | 0 | 0 | 0 | 0 | 0 | 0 | 0
Scenario 3: Aggressive Fuel Sub | PG&E | Com | WaterHeat | Com - Office (Large) | Fuel Substitution | Admin | 51399 | 64385 | 79949 | 98538 | 120642 | 37150 | 47910 | 60675 | 75149 | 100574 | 131219 | 163717 | 198020
Scenario 3: Aggressive Fuel Sub | PG&E | Com | WaterHeat | Com - Office (Large) | Fuel Substitution | Incentives | 10506 | 12958 | 15825 | 19165 | 23041 | 15622 | 19747 | 24512 | 29758 | 39037 | 49923 | 61055 | 72386
Scenario 3: Aggressive Fuel Sub | PG&E | Com | WholeBlg | Com - Office (Large) | Energy Efficiency | Admin | 2761344 | 2829153 | 2891265 | 2960750 | 3039520 | 3123580 | 3223805 | 3248297 | 3346793 | 3505239 | 3599769 | 3675029 | 3756548
Scenario 3: Aggressive Fuel Sub | PG&E | Com | WholeBlg | Com - Office (Large) | Energy Efficiency | Incentives | 0 | 0 | 0 | 0 | 0 | 0 | 0 | 0 | 0 | 0 | 0 | 0 | 0
Scenario 3: Aggressive Fuel Sub | PG&E | Com | WholeBlg | Com - Office (Large) | Energy Efficiency | Incremental Measure Cost | 0 | 0 | 0 | 0 | 0 | 0 | 0 | 0 | 0 | 0 | 0 | 0 | 0
Scenario 3: Aggressive Fuel Sub | PG&E | Com | FoodServ | Com - Office (Large) | Energy Efficiency | Admin | 3181 | 3197 | 3220 | 3237 | 3259 | 3279 | 3303 | 3320 | 3332 | 3350 | 3367 | 3384 | 3403
Scenario 3: Aggressive Fuel Sub | PG&E | Com | FoodServ | Com - Office (Large) | Energy Efficiency | Incentives | 392 | 394 | 397 | 399 | 402 | 404 | 407 | 410 | 411 | 413 | 415 | 418 | 420
Scenario 3: Aggressive Fuel Sub | PG&E | Com | FoodServ | Com - Office (Large) | Energy Efficiency | Incremental Measure Cost | 4529 | 4643 | 4770 | 4891 | 5023 | 5154 | 5295 | 5430 | 5558 | 5700 | 5843 | 5991 | 6145
Scenario 3: Aggressive Fuel Sub | PG&E | Com | Lighting | Com - Office (Large) | Energy Efficiency | Admin | 30781 | 32756 | 34684 | 36345 | 37938 | 39334 | 40680 | 41960 | 43206 | 44473 | 45610 | 46675 | 47682
Scenario 3: Aggressive Fuel Sub | PG&E | Com | Lighting | Com - Office (Large) | Energy Efficiency | Incentives | 98080 | 104372 | 110517 | 115808 | 120887 | 125335 | 129621 | 133702 | 137670 | 141709 | 145333 | 148724 | 151933
Scenario 3: Aggressive Fuel Sub | PG&E | Com | Lighting | Com - Office (Large) | Energy Efficiency | Incremental Measure Cost | 269201 | 292202 | 315591 | 337315 | 359150 | 379813 | 400659 | 421537 | 442728 | 464833 | 486253 | 507551 | 528874
Scenario 3: Aggressive Fuel Sub | SCE | Com | BldgEnv | Com - Office (Large) | Energy Efficiency | Admin | 529 | 546 | 559 | 572 | 588 | 602 | 610 | 617 | 618 | 0 | 0 | 0 | 0
Scenario 3: Aggressive Fuel Sub | SCE | Com | BldgEnv | Com - Office (Large) | Energy Efficiency | Incremental Measure Cost | 7969 | 8151 | 8304 | 8464 | 8668 | 8862 | 9004 | 9150 | 9227 | 0 | 0 | 0 | 0
Scenario 3: Aggressive Fuel Sub | SCE | Com | HVAC | Com - Office (Large) | Energy Efficiency | Admin | 22911 | 23424 | 23866 | 24285 | 24726 | 25131 | 25460 | 25775 | 26006 | 26191 | 26388 | 26542 | 26698
Scenario 3: Aggressive Fuel Sub | SCE | Com | HVAC | Com - Office (Large) | Energy Efficiency | Incentives | 11903 | 12412 | 12899 | 13388 | 13904 | 14415 | 14895 | 15381 | 15829 | 16261 | 16711 | 17145 | 17590
Scenario 3: Aggressive Fuel Sub | SCE | Com | HVAC | Com - Office (Large) | Energy Efficiency | Incremental Measure Cost | 28586 | 29810 | 30980 | 32155 | 33394 | 34620 | 35773 | 36940 | 38017 | 39053 | 40135 | 41176 | 42246
Scenario 3: Aggressive Fuel Sub | SCE | Com | HVAC | Com - Office (Large) | Fuel Substitution | Admin | 103 | 102 | 101 | 99 | 96 | 0 | 0 | 0 | 0 | 0 | 0 | 0 | 0
Scenario 3: Aggressive Fuel Sub | SCE | Com | HVAC | Com - Office (Large) | Fuel Substitution | Incentives | 8 | 8 | 8 | 7 | 7 | 0 | 0 | 0 | 0 | 0 | 0 | 0 | 0
Scenario 3: Aggressive Fuel Sub | SCE | Com | WaterHeat | Com - Office (Large) | Energy Efficiency | Admin | 1092 | 1326 | 1603 | 1932 | 2329 | 2801 | 3359 | 4024 | 4808 | 5733 | 6839 | 8144 | 9698
Scenario 3: Aggressive Fuel Sub | SCE | Com | WaterHeat | Com - Office (Large) | Energy Efficiency | Incentives | 64 | 79 | 97 | 119 | 147 | 180 | 220 | 269 | 328 | 399 | 486 | 590 | 717
Scenario 3: Aggressive Fuel Sub | SCE | Com | WaterHeat | Com - Office (Large) | Energy Efficiency | Incremental Measure Cost | 87 | 107 | 132 | 163 | 200 | 245 | 300 | 367 | 447 | 544 | 661 | 803 | 976
Scenario 3: Aggressive Fuel Sub | SCE | Com | WaterHeat | Com - Office (Large) | Fuel Substitution | Admin | 130285 | 131293 | 134367 | 138067 | 141993 | 0 | 0 | 0 | 0 | 0 | 0 | 0 | 0
Scenario 3: Aggressive Fuel Sub | SCE | Com | WaterHeat | Com - Office (Large) | Fuel Substitution | Incentives | 52192 | 51646 | 51917 | 52402 | 52934 | 25892 | 31662 | 37009 | 41181 | 44094 | 45975 | 47098 | 47687
Scenario 3: Aggressive Fuel Sub | SCE | Com | WholeBlg | Com - Office (Large) | Energy Efficiency | Admin | 2635961 | 2677002 | 2722171 | 2776495 | 2841342 | 2905913 | 2981898 | 3048006 | 3113859 | 3181292 | 3241307 | 3287587 | 3368874
Scenario 3: Aggressive Fuel Sub | SCE | Com | WholeBlg | Com - Office (Large) | Energy Efficiency | Incentives | 0 | 0 | 0 | 0 | 0 | 0 | 0 | 0 | 0 | 0 | 0 | 0 | 0
Scenario 3: Aggressive Fuel Sub | SCE | Com | WholeBlg | Com - Office (Large) | Energy Efficiency | Incremental Measure Cost | 0 | 0 | 0 | 0 | 0 | 0 | 0 | 0 | 0 | 0 | 0 | 0 | 0
Scenario 3: Aggressive Fuel Sub | SCE | Com | FoodServ | Com - Office (Large) | Energy Efficiency | Admin | 11457 | 11469 | 11476 | 11494 | 11539 | 11587 | 11623 | 11667 | 11693 | 11713 | 11747 | 11774 | 11808
Scenario 3: Aggressive Fuel Sub | SCE | Com | FoodServ | Com - Office (Large) | Energy Efficiency | Incentives | 3156 | 3223 | 3289 | 3360 | 3441 | 3524 | 3606 | 3692 | 3774 | 3856 | 3945 | 4033 | 4125
Scenario 3: Aggressive Fuel Sub | SCE | Com | FoodServ | Com - Office (Large) | Energy Efficiency | Incremental Measure Cost | 5035 | 5142 | 5247 | 5361 | 5490 | 5623 | 5753 | 5890 | 6021 | 6152 | 6294 | 6434 | 6582
Scenario 3: Aggressive Fuel Sub | SCE | Com | Lighting | Com - Office (Large) | Energy Efficiency | Admin | 0 | 31908 | 50829 | 54173 | 57549 | 60782 | 63729 | 66568 | 69058 | 71305 | 73506 | 75465 | 77343
Scenario 3: Aggressive Fuel Sub | SCE | Com | Lighting | Com - Office (Large) | Energy Efficiency | Incentives | 0 | 1 | 1 | 1 | 1 | 1 | 1 | 2 | 2 | 2 | 2 | 2 | 2
Scenario 3: Aggressive Fuel Sub | SCE | Com | Lighting | Com - Office (Large) | Energy Efficiency | Incremental Measure Cost | 0 | 82238 | 133623 | 145262 | 157401 | 169569 | 181346 | 193212 | 204448 | 215322 | 226410 | 237091 | 247851
Scenario 3: Aggressive Fuel Sub | SCG | Com | BldgEnv | Com - Office (Large) | Energy Efficiency | Admin | 1181 | 1215 | 1239 | 1262 | 1288 | 1312 | 1327 | 1339 | 1337 | 1330 | 1326 | 1316 | 1307
Scenario 3: Aggressive Fuel Sub | SCG | Com | BldgEnv | Com - Office (Large) | Energy Efficiency | Incentives | 16 | 17 | 17 | 17 | 18 | 18 | 18 | 18 | 18 | 18 | 18 | 18 | 18
Scenario 3: Aggressive Fuel Sub | SCG | Com | BldgEnv | Com - Office (Large) | Energy Efficiency | Incremental Measure Cost | 13445 | 13687 | 13875 | 14070 | 14304 | 14540 | 14713 | 14878 | 14949 | 14983 | 15046 | 15063 | 15091
Scenario 3: Aggressive Fuel Sub | SCG | Com | HVAC | Com - Office (Large) | Energy Efficiency | Incremental Measure Cost | 6354804 | 6477504 | 6586476 | 6703600 | 6838887 | 3492371 | 2674 | 2690 | 2686 | 2678 | 2682 | 2678 | 2682
Scenario 3: Aggressive Fuel Sub | SCG | Com | HVAC | Com - Office (Large) | Energy Efficiency | Admin | 271833 | 271647 | 270800 | 270210 | 270258 | 118 | 116 | 114 | 112 | 109 | 108 | 105 | 103
Scenario 3: Aggressive Fuel Sub | SCG | Com | HVAC | Com - Office (Large) | Energy Efficiency | Incentives | 25829 | 25811 | 25731 | 25675 | 25679 | 11 | 11 | 11 | 11 | 10 | 10 | 10 | 10
Scenario 3: Aggressive Fuel Sub | SCG | Com | HVAC | Com - Office (Large) | Fuel Substitution | Incremental Measure Cost | 1674 | 1698 | 1705 | 1701 | 1690 | 0 | 0 | 0 | 0 | 0 | 0 | 0 | 0
Scenario 3: Aggressive Fuel Sub | SCG | Com | WaterHeat | Com - Office (Large) | Energy Efficiency | Incremental Measure Cost | 899740 | 904225 | 847326 | 858887 | 867321 | 446578 | 65459 | 60443 | 52994 | 49117 | 45526 | 42197 | 39114
Scenario 3: Aggressive Fuel Sub | SCG | Com | WaterHeat | Com - Office (Large) | Fuel Substitution | Incremental Measure Cost | 819136 | 827091 | 787249 | 740752 | 586010 | 214625 | 253018 | 289483 | 191984 | 209697 | 223031 | 233058 | 240693
Scenario 3: Aggressive Fuel Sub | SCG | Com | WaterHeat | Com - Office (Large) | Energy Efficiency | Admin | 224193 | 216490 | 209060 | 202480 | 196885 | 47045 | 42707 | 38773 | 34830 | 31648 | 28757 | 26131 | 23745
Scenario 3: Aggressive Fuel Sub | SCG | Com | WaterHeat | Com - Office (Large) | Energy Efficiency | Incentives | 0 | 0 | 0 | 0 | 0 | 0 | 0 | 0 | 0 | 0 | 0 | 0 | 0
Scenario 3: Aggressive Fuel Sub | SCG | Com | WholeBlg | Com - Office (Large) | Energy Efficiency | Admin | 192859 | 193822 | 194204 | 195005 | 195937 | 196799 | 197969 | 198754 | 199481 | 201005 | 201208 | 200854 | 200602
Scenario 3: Aggressive Fuel Sub | SCG | Com | WholeBlg | Com - Office (Large) | Energy Efficiency | Incentives | 0 | 0 | 0 | 0 | 0 | 0 | 0 | 0 | 0 | 0 | 0 | 0 | 0
Scenario 3: Aggressive Fuel Sub | SCG | Com | WholeBlg | Com - Office (Large) | Energy Efficiency | Incremental Measure Cost | 0 | 0 | 0 | 0 | 0 | 0 | 0 | 0 | 0 | 0 | 0 | 0 | 0
Scenario 3: Aggressive Fuel Sub | SDG&E | Com | BldgEnv | Com - Office (Large) | Energy Efficiency | Admin | 75 | 72 | 69 | 66 | 62 | 60 | 57 | 54 | 41 | 50 | 47 | 45 | 43
Scenario 3: Aggressive Fuel Sub | SDG&E | Com | BldgEnv | Com - Office (Large) | Energy Efficiency | Incentives | 7 | 6 | 6 | 6 | 5 | 5 | 5 | 5 | 4 | 4 | 4 | 4 | 4
Scenario 3: Aggressive Fuel Sub | SDG&E | Com | BldgEnv | Com - Office (Large) | Energy Efficiency | Incremental Measure Cost | 844 | 818 | 793 | 769 | 746 | 723 | 701 | 680 | 584 | 638 | 619 | 600 | 581
Scenario 3: Aggressive Fuel Sub | SDG&E | Com | HVAC | Com - Office (Large) | Energy Efficiency | Admin | 60231 | 59898 | 59351 | 58865 | 57165 | 2561 | 2407 | 2262 | 158 | 164 | 169 | 175 | 180
Scenario 3: Aggressive Fuel Sub | SDG&E | Com | HVAC | Com - Office (Large) | Energy Efficiency | Incentives | 62914 | 65105 | 67200 | 69447 | 70666 | 2357 | 2267 | 2182 | 238 | 252 | 265 | 279 | 294
Scenario 3: Aggressive Fuel Sub | SDG&E | Com | HVAC | Com - Office (Large) | Energy Efficiency | Incremental Measure Cost | 266002 | 283215 | 300818 | 319585 | 336173 | 187487 | 5445 | 5241 | 572 | 605 | 637 | 671 | 705
Scenario 3: Aggressive Fuel Sub | SDG&E | Com | WaterHeat | Com - Office (Large) | Energy Efficiency | Incremental Measure Cost | 112970 | 115729 | 116162 | 119090 | 121621 | 76824 | 31022 | 30623 | 7244 | 7785 | 29358 | 29038 | 28674
Scenario 3: Aggressive Fuel Sub | SDG&E | Com | WaterHeat | Com - Office (Large) | Fuel Substitution | Incremental Measure Cost | 201334 | 225695 | 275861 | 262675 | 204707 | 99411 | 114966 | 131619 | 87259 | 101929 | 116365 | 128216 | 137846
Scenario 3: Aggressive Fuel Sub | SDG&E | Com | WaterHeat | Com - Office (Large) | Energy Efficiency | Admin | 143770 | 142840 | 141914 | 141098 | 140168 | 88071 | 86725 | 85420 | 33654 | 35457 | 81594 | 80688 | 79747
Scenario 3: Aggressive Fuel Sub | SDG&E | Com | WaterHeat | Com - Office (Large) | Energy Efficiency | Incentives | 0 | 0 | 0 | 0 | 0 | 0 | 0 | 0 | 0 | 0 | 0 | 0 | 0
Scenario 3: Aggressive Fuel Sub | SDG&E | Com | WaterHeat | Com - Office (Large) | Fuel Substitution | Admin | 56105 | 62841 | 69784 | 76977 | 84424 | 29508 | 34411 | 39231 | 43629 | 50964 | 58182 | 64108 | 68923
Scenario 3: Aggressive Fuel Sub | SDG&E | Com | WaterHeat | Com - Office (Large) | Fuel Substitution | Incentives | 12303 | 13525 | 14737 | 15946 | 17151 | 13061 | 14929 | 16683 | 18188 | 20827 | 23309 | 25179 | 26539
Scenario 3: Aggressive Fuel Sub | SDG&E | Com | FoodServ | Com - Office (Large) | Energy Efficiency | Admin | 996 | 1021 | 1045 | 1068 | 1088 | 1112 | 1136 | 1158 | 1175 | 1193 | 1209 | 1226 | 1242
Scenario 3: Aggressive Fuel Sub | SDG&E | Com | FoodServ | Com - Office (Large) | Energy Efficiency | Incentives | 88 | 91 | 93 | 95 | 97 | 99 | 101 | 103 | 104 | 106 | 107 | 109 | 110
Scenario 3: Aggressive Fuel Sub | SDG&E | Com | FoodServ | Com - Office (Large) | Energy Efficiency | Incremental Measure Cost | 1048 | 1096 | 1144 | 1193 | 1240 | 1292 | 1347 | 1400 | 1449 | 1501 | 1552 | 1604 | 1658
Scenario 3: Aggressive Fuel Sub | SDG&E | Com | Lighting | Com - Office (Large) | Energy Efficiency | Admin | 27609 | 27896 | 28155 | 28420 | 28600 | 28930 | 29304 | 29592 | 29723 | 29909 | 30069 | 30244 | 30429
Scenario 3: Aggressive Fuel Sub | SDG&E | Com | Lighting | Com - Office (Large) | Energy Efficiency | Incentives | 158262 | 163108 | 167915 | 172882 | 177457 | 183097 | 189171 | 194852 | 199631 | 204897 | 210112 | 215560 | 221216
Scenario 3: Aggressive Fuel Sub | SDG&E | Com | Lighting | Com - Office (Large) | Energy Efficiency | Incremental Measure Cost | 167718 | 172854 | 177948 | 183212 | 188060 | 194037 | 200474 | 206494 | 211559 | 217139 | 222666 | 228440 | 234434
Scenario 3: Aggressive Fuel Sub | PG&E | Com | BldgEnv | Com - Office (Small) | Energy Efficiency | Admin | 586 | 615 | 646 | 84 | 6788 | 664 | 686 | 706 | 722 | 737 | 751 | 764 | 777
Scenario 3: Aggressive Fuel Sub | PG&E | Com | BldgEnv | Com - Office (Small) | Energy Efficiency | Incremental Measure Cost | 2041 | 2084 | 2133 | 1069 | 13926 | 2156 | 2200 | 2242 | 2278 | 2317 | 2356 | 2394 | 2434
Scenario 3: Aggressive Fuel Sub | PG&E | Com | HVAC | Com - Office (Small) | Energy Efficiency | Admin | 281370 | 294405 | 305954 | 189139 | 1204345 | 44909 | 48190 | 49647 | 47696 | 47629 | 48186 | 48697 | 49166
Scenario 3: Aggressive Fuel Sub | PG&E | Com | HVAC | Com - Office (Small) | Energy Efficiency | Incentives | 87184 | 91338 | 95000 | 65221 | 297185 | 5437 | 6421 | 6807 | 6070 | 5975 | 6096 | 6203 | 6293
Scenario 3: Aggressive Fuel Sub | PG&E | Com | HVAC | Com - Office (Small) | Energy Efficiency | Incremental Measure Cost | 1191485 | 1274689 | 1352924 | 948398 | 4409844 | 138775 | 167953 | 182072 | 165748 | 166686 | 173803 | 180739 | 187442
Scenario 3: Aggressive Fuel Sub | PG&E | Com | HVAC | Com - Office (Small) | Fuel Substitution | Admin | 14921 | 16082 | 25468 | 21781 | 22684 | 0 | 0 | 0 | 0 | 0 | 0 | 0 | 0
Scenario 3: Aggressive Fuel Sub | PG&E | Com | HVAC | Com - Office (Small) | Fuel Substitution | Incentives | 1887 | 2034 | 3221 | 2754 | 2868 | 0 | 0 | 0 | 0 | 0 | 0 | 0 | 0
Scenario 3: Aggressive Fuel Sub | PG&E | Com | HVAC | Com - Office (Small) | Fuel Substitution | Incremental Measure Cost | 95027 | 104483 | 178331 | 155562 | 165235 | 0 | 0 | 0 | 0 | 0 | 0 | 0 | 0
Scenario 3: Aggressive Fuel Sub | PG&E | Com | WaterHeat | Com - Office (Small) | Energy Efficiency | Incremental Measure Cost | 202221 | 257591 | 11935 | 279217 | 349195 | 398280 | 452627 | 490669 | 502942 | 483857 | 434517 | 363189 | 282315
Scenario 3: Aggressive Fuel Sub | PG&E | Com | WaterHeat | Com - Office (Small) | Fuel Substitution | Incremental Measure Cost | 30231 | 38121 | 47612 | 49478 | 65303 | 19783 | 25800 | 32981 | 41156 | 55668 | 72714 | 90851 | 110109
Scenario 3: Aggressive Fuel Sub | PG&E | Com | WaterHeat | Com - Office (Small) | Energy Efficiency | Admin | 460275 | 575153 | 23001 | 599747 | 726513 | 825681 | 919768 | 977192 | 981533 | 925208 | 813971 | 666453 | 507421
Scenario 3: Aggressive Fuel Sub | PG&E | Com | WaterHeat | Com - Office (Small) | Energy Efficiency | Incentives | 0 | 0 | 0 | 0 | 0 | 0 | 0 | 0 | 0 | 0 | 0 | 0 | 0
Scenario 3: Aggressive Fuel Sub | PG&E | Com | WaterHeat | Com - Office (Small) | Fuel Substitution | Admin | 14450 | 18143 | 22567 | 23341 | 30395 | 9892 | 12900 | 16490 | 20578 | 27834 | 36357 | 45425 | 55054
Scenario 3: Aggressive Fuel Sub | PG&E | Com | WaterHeat | Com - Office (Small) | Fuel Substitution | Incentives | 2776 | 3431 | 4198 | 4269 | 5371 | 3772 | 4821 | 6040 | 7388 | 9795 | 12541 | 15359 | 18247
Scenario 3: Aggressive Fuel Sub | PG&E | Com | FoodServ | Com - Office (Small) | Energy Efficiency | Admin | 815 | 822 | 831 | 600 | 2026 | 842 | 850 | 858 | 865 | 873 | 880 | 888 | 896
Scenario 3: Aggressive Fuel Sub | PG&E | Com | FoodServ | Com - Office (Small) | Energy Efficiency | Incentives | 100 | 101 | 102 | 74 | 250 | 104 | 105 | 106 | 107 | 108 | 109 | 110 | 111
Scenario 3: Aggressive Fuel Sub | PG&E | Com | FoodServ | Com - Office (Small) | Energy Efficiency | Incremental Measure Cost | 1160 | 1194 | 1230 | 907 | 3122 | 1324 | 1363 | 1403 | 1443 | 1485 | 1528 | 1572 | 1618
Scenario 3: Aggressive Fuel Sub | PG&E | Com | Lighting | Com - Office (Small) | Energy Efficiency | Admin | 0 | 0 | 0 | 0 | 0 | 0 | 0 | 0 | 0 | 0 | 0 | 0 | 0
Scenario 3: Aggressive Fuel Sub | PG&E | Com | Lighting | Com - Office (Small) | Energy Efficiency | Incentives | 0 | 0 | 0 | 0 | 0 | 0 | 0 | 0 | 0 | 0 | 0 | 0 | 0
Scenario 3: Aggressive Fuel Sub | PG&E | Com | Lighting | Com - Office (Small) | Energy Efficiency | Incremental Measure Cost | 0 | 0 | 0 | 0 | 0 | 0 | 0 | 0 | 0 | 0 | 0 | 0 | 0
Scenario 3: Aggressive Fuel Sub | SCE | Com | BldgEnv | Com - Office (Small) | Energy Efficiency | Admin | 22 | 23 | 24 | 23 | 2 | 265 | 23 | 24 | 24 | 0 | 0 | 0 | 0
Scenario 3: Aggressive Fuel Sub | SCE | Com | BldgEnv | Com - Office (Small) | Energy Efficiency | Incremental Measure Cost | 287 | 298 | 309 | 319 | 108 | 2803 | 326 | 335 | 344 | 0 | 0 | 0 | 0
Scenario 3: Aggressive Fuel Sub | SCE | Com | HVAC | Com - Office (Small) | Energy Efficiency | Admin | 24444 | 25661 | 26830 | 27952 | 9466 | 223317 | 29070 | 30009 | 30856 | 31592 | 32293 | 32915 | 33494
Scenario 3: Aggressive Fuel Sub | SCE | Com | HVAC | Com - Office (Small) | Energy Efficiency | Incentives | 6805 | 7149 | 7489 | 7824 | 5598 | 24030 | 8583 | 8909 | 9231 | 9551 | 9874 | 10196 | 10522
Scenario 3: Aggressive Fuel Sub | SCE | Com | HVAC | Com - Office (Small) | Energy Efficiency | Incremental Measure Cost | 16342 | 17171 | 17986 | 18792 | 13445 | 57713 | 20614 | 21396 | 22171 | 22939 | 23713 | 24488 | 25269
Scenario 3: Aggressive Fuel Sub | SCE | Com | HVAC | Com - Office (Small) | Fuel Substitution | Admin | 482 | 493 | 499 | 501 | 480 | 0 | 0 | 0 | 0 | 0 | 0 | 0 | 0
Scenario 3: Aggressive Fuel Sub | SCE | Com | HVAC | Com - Office (Small) | Fuel Substitution | Incentives | 60 | 62 | 62 | 63 | 61 | 0 | 0 | 0 | 0 | 0 | 0 | 0 | 0
Scenario 3: Aggressive Fuel Sub | SCE | Com | WaterHeat | Com - Office (Small) | Energy Efficiency | Admin | 242 | 293 | 354 | 426 | 365 | 1550 | 740 | 898 | 1083 | 1301 | 1560 | 1865 | 2227
Scenario 3: Aggressive Fuel Sub | SCE | Com | WaterHeat | Com - Office (Small) | Energy Efficiency | Incentives | 15 | 19 | 24 | 29 | 25 | 110 | 53 | 66 | 81 | 100 | 122 | 149 | 181
Scenario 3: Aggressive Fuel Sub | SCE | Com | WaterHeat | Com - Office (Small) | Energy Efficiency | Incremental Measure Cost | 21 | 26 | 32 | 39 | 35 | 149 | 73 | 90 | 111 | 136 | 166 | 202 | 246
Scenario 3: Aggressive Fuel Sub | SCE | Com | WaterHeat | Com - Office (Small) | Fuel Substitution | Admin | 35603 | 36132 | 36639 | 37147 | 32724 | 0 | 0 | 0 | 0 | 0 | 0 | 0 | 0
Scenario 3: Aggressive Fuel Sub | SCE | Com | WaterHeat | Com - Office (Small) | Fuel Substitution | Incentives | 13209 | 13162 | 13105 | 13046 | 11283 | 5925 | 7242 | 8461 | 9415 | 10089 | 10536 | 10818 | 10988
Scenario 3: Aggressive Fuel Sub | SCE | Com | FoodServ | Com - Office (Small) | Energy Efficiency | Admin | 2965 | 2986 | 3007 | 3029 | 2202 | 7401 | 3055 | 3078 | 3101 | 3122 | 3145 | 3167 | 3189
Scenario 3: Aggressive Fuel Sub | SCE | Com | FoodServ | Com - Office (Small) | Energy Efficiency | Incentives | 817 | 839 | 862 | 885 | 657 | 2251 | 948 | 974 | 1001 | 1028 | 1056 | 1085 | 1114
Scenario 3: Aggressive Fuel Sub | SCE | Com | FoodServ | Com - Office (Small) | Energy Efficiency | Incremental Measure Cost | 1303 | 1339 | 1375 | 1413 | 1047 | 3591 | 1512 | 1554 | 1597 | 1640 | 1685 | 1731 | 1778
Scenario 3: Aggressive Fuel Sub | SCE | Com | Lighting | Com - Office (Small) | Energy Efficiency | Admin | 0 | 0 | 0 | 0 | 0 | 0 | 0 | 0 | 0 | 0 | 0 | 0 | 0
Scenario 3: Aggressive Fuel Sub | SCE | Com | Lighting | Com - Office (Small) | Energy Efficiency | Incentives | 0 | 0 | 0 | 0 | 0 | 0 | 0 | 0 | 0 | 0 | 0 | 0 | 0
Scenario 3: Aggressive Fuel Sub | SCE | Com | Lighting | Com - Office (Small) | Energy Efficiency | Incremental Measure Cost | 0 | 0 | 0 | 0 | 0 | 0 | 0 | 0 | 0 | 0 | 0 | 0 | 0
Scenario 3: Aggressive Fuel Sub | SCG | Com | BldgEnv | Com - Office (Small) | Energy Efficiency | Admin | 1358 | 893 | 452 | 196 | 28 | 1780 | 199 | 204 | 208 | 211 | 214 | 216 | 218
Scenario 3: Aggressive Fuel Sub | SCG | Com | BldgEnv | Com - Office (Small) | Energy Efficiency | Incentives | 18 | 12 | 6 | 3 | 0 | 24 | 3 | 3 | 3 | 3 | 3 | 3 | 3
Scenario 3: Aggressive Fuel Sub | SCG | Com | BldgEnv | Com - Office (Small) | Energy Efficiency | Incremental Measure Cost | 12100 | 8232 | 4413 | 2204 | 898 | 14386 | 2248 | 2294 | 2338 | 2377 | 2418 | 2455 | 2493
Scenario 3: Aggressive Fuel Sub | SCG | Com | HVAC | Com - Office (Small) | Energy Efficiency | Incremental Measure Cost | 1329694 | 1368368 | 1403389 | 1439990 | 996773 | 82 | 78 | 74 | 71 | 67 | 64 | 61 | 58
Scenario 3: Aggressive Fuel Sub | SCG | Com | HVAC | Com - Office (Small) | Energy Efficiency | Admin | 118464 | 119486 | 120274 | 121019 | 78771 | 46566 | 4604 | 4611 | 4613 | 4607 | 4606 | 4599 | 4596
Scenario 3: Aggressive Fuel Sub | SCG | Com | HVAC | Com - Office (Small) | Energy Efficiency | Incentives | 10789 | 10885 | 10959 | 11029 | 7485 | 1 | 1 | 1 | 1 | 1 | 1 | 1 | 1
Scenario 3: Aggressive Fuel Sub | SCG | Com | HVAC | Com - Office (Small) | Fuel Substitution | Incremental Measure Cost | 14996 | 15643 | 16156 | 16567 | 16954 | 0 | 0 | 0 | 0 | 0 | 0 | 0 | 0
Scenario 3: Aggressive Fuel Sub | SCG | Com | WaterHeat | Com - Office (Small) | Energy Efficiency | Incremental Measure Cost | 45885 | 43535 | 41378 | 39415 | 33287 | 24258 | 22483 | 20838 | 19311 | 17899 | 16591 | 15378 | 14255
Scenario 3: Aggressive Fuel Sub | SCG | Com | WaterHeat | Com - Office (Small) | Fuel Substitution | Incremental Measure Cost | 123686 | 125868 | 127890 | 130036 | 114990 | 28587 | 35653 | 42494 | 48241 | 52734 | 56173 | 58835 | 60956
Scenario 3: Aggressive Fuel Sub | SCG | Com | WaterHeat | Com - Office (Small) | Energy Efficiency | Admin | 32298 | 29816 | 27562 | 25522 | 21756 | 16914 | 15368 | 13964 | 12688 | 11529 | 10477 | 9520 | 8651
Scenario 3: Aggressive Fuel Sub | SCG | Com | WaterHeat | Com - Office (Small) | Energy Efficiency | Incentives | 0 | 0 | 0 | 0 | 0 | 0 | 0 | 0 | 0 | 0 | 0 | 0 | 0
Scenario 3: Aggressive Fuel Sub | SCG | Com | WholeBlg | Com - Office (Small) | Energy Efficiency | Admin | 22965 | 23210 | 23404 | 23659 | 23931 | 24101 | 24271 | 24431 | 24599 | 24752 | 24843 | 24869 | 24925
Scenario 3: Aggressive Fuel Sub | SCG | Com | WholeBlg | Com - Office (Small) | Energy Efficiency | Incentives | 0 | 0 | 0 | 0 | 0 | 0 | 0 | 0 | 0 | 0 | 0 | 0 | 0
Scenario 3: Aggressive Fuel Sub | SCG | Com | WholeBlg | Com - Office (Small) | Energy Efficiency | Incremental Measure Cost | 0 | 0 | 0 | 0 | 0 | 0 | 0 | 0 | 0 | 0 | 0 | 0 | 0
Scenario 3: Aggressive Fuel Sub | SDG&E | Com | BldgEnv | Com - Office (Small) | Energy Efficiency | Admin | 28 | 27 | 26 | 24 | 30 | 29 | 27 | 26 | 19 | 24 | 22 | 21 | 20
Scenario 3: Aggressive Fuel Sub | SDG&E | Com | BldgEnv | Com - Office (Small) | Energy Efficiency | Incentives | 2 | 2 | 2 | 2 | 3 | 2 | 2 | 2 | 2 | 2 | 2 | 2 | 2
Scenario 3: Aggressive Fuel Sub | SDG&E | Com | BldgEnv | Com - Office (Small) | Energy Efficiency | Incremental Measure Cost | 368 | 357 | 346 | 336 | 367 | 356 | 345 | 334 | 287 | 314 | 304 | 295 | 286
Scenario 3: Aggressive Fuel Sub | SDG&E | Com | HVAC | Com - Office (Small) | Energy Efficiency | Admin | 2021 | 2176 | 2332 | 2490 | 2644 | 2803 | 2963 | 3115 | 3264 | 3406 | 3544 | 3679 | 3811
Scenario 3: Aggressive Fuel Sub | SDG&E | Com | HVAC | Com - Office (Small) | Energy Efficiency | Incentives | 342 | 371 | 401 | 432 | 464 | 496 | 530 | 564 | 599 | 634 | 670 | 707 | 744
Scenario 3: Aggressive Fuel Sub | SDG&E | Com | HVAC | Com - Office (Small) | Energy Efficiency | Incremental Measure Cost | 106543 | 118054 | 130250 | 28636 | 1113 | 1192 | 1272 | 1354 | 1438 | 1523 | 1610 | 1698 | 1787
Scenario 3: Aggressive Fuel Sub | SDG&E | Com | WaterHeat | Com - Office (Small) | Energy Efficiency | Incremental Measure Cost | 25646 | 26152 | 26649 | 27141 | 27630 | 27172 | 27595 | 28015 | 2862 | 3082 | 29102 | 29642 | 30034
Scenario 3: Aggressive Fuel Sub | SDG&E | Com | WaterHeat | Com - Office (Small) | Fuel Substitution | Incremental Measure Cost | 53086 | 59621 | 66366 | 73352 | 80585 | 27394 | 32080 | 36694 | 40923 | 46723 | 53221 | 58590 | 63010
Scenario 3: Aggressive Fuel Sub | SDG&E | Com | WaterHeat | Com - Office (Small) | Energy Efficiency | Admin | 68680 | 68922 | 69121 | 69290 | 69431 | 68216 | 68261 | 68284 | 12132 | 12811 | 67913 | 68184 | 68112
Scenario 3: Aggressive Fuel Sub | SDG&E | Com | WaterHeat | Com - Office (Small) | Energy Efficiency | Incentives | 0 | 0 | 0 | 0 | 0 | 0 | 0 | 0 | 0 | 0 | 0 | 0 | 0
Scenario 3: Aggressive Fuel Sub | SDG&E | Com | WaterHeat | Com - Office (Small) | Fuel Substitution | Admin | 26543 | 29811 | 33183 | 36630 | 40091 | 13697 | 16040 | 18347 | 20462 | 23361 | 26611 | 29295 | 31505
Scenario 3: Aggressive Fuel Sub | SDG&E | Com | WaterHeat | Com - Office (Small) | Fuel Substitution | Incentives | 5360 | 5913 | 6463 | 7011 | 7558 | 5529 | 6346 | 7115 | 7778 | 8706 | 9722 | 10492 | 11062
Scenario 3: Aggressive Fuel Sub | SDG&E | Com | FoodServ | Com - Office (Small) | Energy Efficiency | Admin | 409 | 421 | 432 | 442 | 452 | 462 | 471 | 480 | 489 | 497 | 505 | 512 | 520
Scenario 3: Aggressive Fuel Sub | SDG&E | Com | FoodServ | Com - Office (Small) | Energy Efficiency | Incentives | 36 | 37 | 38 | 39 | 40 | 41 | 42 | 43 | 43 | 44 | 45 | 45 | 46
Scenario 3: Aggressive Fuel Sub | SDG&E | Com | FoodServ | Com - Office (Small) | Energy Efficiency | Incremental Measure Cost | 431 | 452 | 473 | 494 | 515 | 537 | 559 | 581 | 603 | 625 | 648 | 671 | 694
Scenario 3: Aggressive Fuel Sub | PG&E | Com | AppPlug | Com - Other | Energy Efficiency | Admin | 7112 | 7965 | 8890 | 9783 | 10575 | 11540 | 12530 | 13407 | 14083 | 14810 | 75828 | 69140 | 62504
Scenario 3: Aggressive Fuel Sub | PG&E | Com | AppPlug | Com - Other | Energy Efficiency | Incentives | 2 | 2 | 3 | 3 | 3 | 3 | 4 | 4 | 4 | 4 | 22 | 20 | 18
Scenario 3: Aggressive Fuel Sub | PG&E | Com | AppPlug | Com - Other | Energy Efficiency | Incremental Measure Cost | 2208 | 2522 | 2871 | 3223 | 3553 | 3955 | 4380 | 4780 | 5122 | 5494 | 28690 | 26683 | 24605
Scenario 3: Aggressive Fuel Sub | PG&E | Com | BldgEnv | Com - Other | Energy Efficiency | Admin | 551 | 575 | 602 | 671 | 686 | 710 | 734 | 754 | 727 | 741 | 755 | 767 | 780
Scenario 3: Aggressive Fuel Sub | PG&E | Com | BldgEnv | Com - Other | Energy Efficiency | Incremental Measure Cost | 2451 | 2469 | 2495 | 3079 | 3077 | 3095 | 3119 | 3136 | 2655 | 2680 | 2708 | 2734 | 2765
Scenario 3: Aggressive Fuel Sub | PG&E | Com | HVAC | Com - Other | Fuel Substitution | Incremental Measure Cost | 1252190 | 1380900 | 1504471 | 1620946 | 1670051 | 0 | 0 | 0 | 0 | 0 | 0 | 0 | 0
Scenario 3: Aggressive Fuel Sub | PG&E | Com | HVAC | Com - Other | Energy Efficiency | Admin | 1567847 | 1155322 | 937326 | 959395 | 972497 | 992318 | 1011098 | 1021637 | 856818 | 866535 | 874454 | 879708 | 886296
Scenario 3: Aggressive Fuel Sub | PG&E | Com | HVAC | Com - Other | Energy Efficiency | Incentives | 374790 | 225728 | 143473 | 145958 | 147726 | 149082 | 149798 | 149659 | 92654 | 94048 | 94653 | 94780 | 94883
Scenario 3: Aggressive Fuel Sub | PG&E | Com | HVAC | Com - Other | Energy Efficiency | Incremental Measure Cost | 2981972 | 2529446 | 2339041 | 2504561 | 2658782 | 2808844 | 2949663 | 3075624 | 2451843 | 2589101 | 2711271 | 2820034 | 2927333
Scenario 3: Aggressive Fuel Sub | PG&E | Com | HVAC | Com - Other | Fuel Substitution | Admin | 478796 | 522449 | 563129 | 600145 | 632997 | 0 | 0 | 0 | 0 | 0 | 0 | 0 | 0
Scenario 3: Aggressive Fuel Sub | PG&E | Com | HVAC | Com - Other | Fuel Substitution | Incentives | 64664 | 69948 | 74734 | 78945 | 82527 | 0 | 0 | 0 | 0 | 0 | 0 | 0 | 0
Scenario 3: Aggressive Fuel Sub | PG&E | Com | WaterHeat | Com - Other | Energy Efficiency | Incremental Measure Cost | 893653 | 1076663 | 1163624 | 1371785 | 1604748 | 1561102 | 1653776 | 1882990 | 1980306 | 2099180 | 2120658 | 2031568 | 1841255
Scenario 3: Aggressive Fuel Sub | PG&E | Com | WaterHeat | Com - Other | Fuel Substitution | Incremental Measure Cost | 3060254 | 3847513 | 4025869 | 4534330 | 4886562 | 1605996 | 2044196 | 2611367 | 1518552 | 1968409 | 2563588 | 3196504 | 3868244
Scenario 3: Aggressive Fuel Sub | PG&E | Com | WaterHeat | Com - Other | Energy Efficiency | Admin | 1392592 | 1674405 | 1995272 | 2365333 | 2780740 | 2813699 | 3239781 | 3628101 | 3889709 | 4040498 | 4000596 | 3757220 | 3339704
Scenario 3: Aggressive Fuel Sub | PG&E | Com | WaterHeat | Com - Other | Energy Efficiency | Incentives | 0 | 0 | 1 | 1 | 1 | 1 | 1 | 1 | 1 | 1 | 1 | 1 | 1
Scenario 3: Aggressive Fuel Sub | PG&E | Com | WaterHeat | Com - Other | Fuel Substitution | Admin | 868525 | 1091817 | 1364329 | 1696122 | 2098199 | 369525 | 479718 | 610662 | 759276 | 984204 | 1281794 | 1598252 | 1934122
Scenario 3: Aggressive Fuel Sub | PG&E | Com | WaterHeat | Com - Other | Fuel Substitution | Incentives | 190624 | 235055 | 287390 | 348891 | 420853 | 218848 | 278485 | 347487 | 423508 | 538099 | 686937 | 839582 | 995905
Scenario 3: Aggressive Fuel Sub | PG&E | Com | WholeBlg | Com - Other | Energy Efficiency | Admin | 2172464 | 2323837 | 2465465 | 2595722 | 2752107 | 2946183 | 3126671 | 3204041 | 3345870 | 3542104 | 3683976 | 3808305 | 3889221
Scenario 3: Aggressive Fuel Sub | PG&E | Com | WholeBlg | Com - Other | Energy Efficiency | Incentives | 0 | 0 | 0 | 0 | 0 | 0 | 0 | 0 | 0 | 0 | 0 | 0 | 0
Scenario 3: Aggressive Fuel Sub | PG&E | Com | WholeBlg | Com - Other | Energy Efficiency | Incremental Measure Cost | 0 | 0 | 0 | 0 | 0 | 0 | 0 | 0 | 0 | 0 | 0 | 0 | 0
Scenario 3: Aggressive Fuel Sub | PG&E | Com | FoodServ | Com - Other | Energy Efficiency | Admin | 1047656 | 1070876 | 1092996 | 1112553 | 1138276 | 1157368 | 1174479 | 1189508 | 1201031 | 1213552 | 1231019 | 1245540 | 1258505
Scenario 3: Aggressive Fuel Sub | PG&E | Com | FoodServ | Com - Other | Energy Efficiency | Incentives | 129274 | 132139 | 134869 | 137282 | 140455 | 142811 | 144922 | 146777 | 148199 | 149743 | 151899 | 153690 | 155290
Scenario 3: Aggressive Fuel Sub | PG&E | Com | FoodServ | Com - Other | Energy Efficiency | Incremental Measure Cost | 1719842 | 1789734 | 1861221 | 1931786 | 2072404 | 2157451 | 2235426 | 2312540 | 2385661 | 2463328 | 2576909 | 2676200 | 2767081
Scenario 3: Aggressive Fuel Sub | PG&E | Com | FoodServ | Com - Other | Fuel Substitution | Admin | 5558 | 6299 | 7063 | 7843 | 8633 | 9442 | 10315 | 11229 | 12204 | 13229 | 14304 | 15441 | 16657
Scenario 3: Aggressive Fuel Sub | PG&E | Com | FoodServ | Com - Other | Fuel Substitution | Incentives | 1089 | 1234 | 1382 | 1533 | 1687 | 1843 | 2012 | 2189 | 2377 | 2575 | 2783 | 3002 | 3236
Scenario 3: Aggressive Fuel Sub | PG&E | Com | FoodServ | Com - Other | Fuel Substitution | Incremental Measure Cost | 13150 | 15192 | 17362 | 19651 | 22049 | 24581 | 27376 | 30381 | 33666 | 37208 | 41022 | 45153 | 49659
Scenario 3: Aggressive Fuel Sub | PG&E | Com | Lighting | Com - Other | Energy Efficiency | Admin | 0 | 0 | 0 | 0 | 0 | 0 | 0 | 0 | 0 | 0 | 0 | 0 | 0
Scenario 3: Aggressive Fuel Sub | PG&E | Com | Lighting | Com - Other | Energy Efficiency | Incentives | 0 | 0 | 0 | 0 | 0 | 0 | 0 | 0 | 0 | 0 | 0 | 0 | 0
Scenario 3: Aggressive Fuel Sub | PG&E | Com | Lighting | Com - Other | Energy Efficiency | Incremental Measure Cost | 0 | 0 | 0 | 0 | 0 | 0 | 0 | 0 | 0 | 0 | 0 | 0 | 0
Scenario 3: Aggressive Fuel Sub | SCE | Com | BldgEnv | Com - Other | Energy Efficiency | Admin | 1000 | 912 | 795 | 662 | 526 | 399 | 288 | 237 | 235 | 0 | 0 | 0 | 0
Scenario 3: Aggressive Fuel Sub | SCE | Com | BldgEnv | Com - Other | Energy Efficiency | Incremental Measure Cost | 30686 | 27945 | 24074 | 19482 | 14617 | 9871 | 5538 | 3506 | 3432 | 0 | 0 | 0 | 0
Scenario 3: Aggressive Fuel Sub | SCE | Com | HVAC | Com - Other | Energy Efficiency | Admin | 370664 | 399179 | 427769 | 454217 | 479501 | 503050 | 527469 | 547815 | 518136 | 540328 | 562673 | 583120 | 603943
Scenario 3: Aggressive Fuel Sub | SCE | Com | HVAC | Com - Other | Energy Efficiency | Incentives | 29335 | 30816 | 32856 | 33984 | 34685 | 34867 | 34645 | 34105 | 13154 | 12690 | 13166 | 13643 | 14133
Scenario 3: Aggressive Fuel Sub | SCE | Com | HVAC | Com - Other | Energy Efficiency | Incremental Measure Cost | 70454 | 74010 | 78910 | 81619 | 83302 | 83739 | 83207 | 81909 | 31591 | 30478 | 31620 | 32767 | 33942
Scenario 3: Aggressive Fuel Sub | SCE | Com | HVAC | Com - Other | Fuel Substitution | Admin | 139735 | 153109 | 154894 | 155651 | 157678 | 0 | 0 | 0 | 0 | 0 | 0 | 0 | 0
Scenario 3: Aggressive Fuel Sub | SCE | Com | HVAC | Com - Other | Fuel Substitution | Incentives | 12236 | 13988 | 14160 | 14237 | 14511 | 2 | 2 | 2 | 2 | 2 | 2 | 2 | 2
Scenario 3: Aggressive Fuel Sub | SCE | Com | WaterHeat | Com - Other | Energy Efficiency | Admin | 15306 | 18597 | 22533 | 27228 | 32838 | 39540 | 47587 | 57162 | 68529 | 82161 | 98453 | 117874 | 141102
Scenario 3: Aggressive Fuel Sub | SCE | Com | WaterHeat | Com - Other | Energy Efficiency | Incentives | 631 | 782 | 966 | 1191 | 1465 | 1799 | 2208 | 2706 | 3308 | 4046 | 4945 | 6039 | 7374
Scenario 3: Aggressive Fuel Sub | SCE | Com | WaterHeat | Com - Other | Energy Efficiency | Incremental Measure Cost | 859 | 1064 | 1315 | 1621 | 1994 | 2449 | 3006 | 3684 | 4504 | 5508 | 6733 | 8222 | 10039
Scenario 3: Aggressive Fuel Sub | SCE | Com | WaterHeat | Com - Other | Fuel Substitution | Admin | 2147317 | 2179985 | 2211709 | 2244328 | 2263875 | 0 | 0 | 0 | 0 | 0 | 0 | 0 | 0
Scenario 3: Aggressive Fuel Sub | SCE | Com | WaterHeat | Com - Other | Fuel Substitution | Incentives | 1044235 | 1044778 | 1044601 | 1044498 | 1039147 | 427236 | 518730 | 604699 | 673085 | 722274 | 755635 | 777454 | 791241
Scenario 3: Aggressive Fuel Sub | SCE | Com | WholeBlg | Com - Other | Energy Efficiency | Admin | 2013428 | 2052912 | 2094925 | 2147923 | 2209259 | 2270929 | 2343213 | 2408464 | 2474209 | 2542030 | 2604876 | 2656501 | 2731621
Scenario 3: Aggressive Fuel Sub | SCE | Com | WholeBlg | Com - Other | Energy Efficiency | Incentives | 0 | 0 | 0 | 0 | 0 | 0 | 0 | 0 | 0 | 0 | 0 | 0 | 0
Scenario 3: Aggressive Fuel Sub | SCE | Com | WholeBlg | Com - Other | Energy Efficiency | Incremental Measure Cost | 0 | 0 | 0 | 0 | 0 | 0 | 0 | 0 | 0 | 0 | 0 | 0 | 0
Scenario 3: Aggressive Fuel Sub | SCE | Com | FoodServ | Com - Other | Energy Efficiency | Admin | 29301 | 280410 | 340822 | 359908 | 376539 | 536181 | 576512 | 588939 | 639365 | 673779 | 686563 | 695390 | 704102
Scenario 3: Aggressive Fuel Sub | SCE | Com | FoodServ | Com - Other | Energy Efficiency | Incentives | 17793 | 190153 | 236124 | 254403 | 271539 | 395868 | 427128 | 437673 | 476640 | 503724 | 514743 | 522879 | 531001
Scenario 3: Aggressive Fuel Sub | SCE | Com | FoodServ | Com - Other | Energy Efficiency | Incremental Measure Cost | 28387 | 303381 | 376726 | 405890 | 433229 | 687253 | 760574 | 791910 | 896533 | 975018 | 1014610 | 1048055 | 1082273
Scenario 3: Aggressive Fuel Sub | SCE | Com | FoodServ | Com - Other | Fuel Substitution | Admin | 5974 | 6868 | 7763 | 8662 | 9519 | 10467 | 11387 | 12318 | 13254 | 14192 | 15130 | 16065 | 17006
Scenario 3: Aggressive Fuel Sub | SCE | Com | FoodServ | Com - Other | Fuel Substitution | Incentives | 693964 | 797843 | 901868 | 1006265 | 1105958 | 1216233 | 1323307 | 1431967 | 1541270 | 1650979 | 1760803 | 1870427 | 1980825
Scenario 3: Aggressive Fuel Sub | SCE | Com | Lighting | Com - Other | Energy Efficiency | Admin | 0 | 0 | 0 | 0 | 0 | 0 | 0 | 0 | 0 | 0 | 0 | 0 | 0
Scenario 3: Aggressive Fuel Sub | SCE | Com | Lighting | Com - Other | Energy Efficiency | Incentives | 0 | 0 | 0 | 0 | 0 | 0 | 0 | 0 | 0 | 0 | 0 | 0 | 0
Scenario 3: Aggressive Fuel Sub | SCE | Com | Lighting | Com - Other | Energy Efficiency | Incremental Measure Cost | 0 | 0 | 0 | 0 | 0 | 0 | 0 | 0 | 0 | 0 | 0 | 0 | 0
Scenario 3: Aggressive Fuel Sub | SCG | Com | AppPlug | Com - Other | Energy Efficiency | Admin | 64372 | 66631 | 67194 | 65912 | 56144 | 65662 | 52859 | 46797 | 40606 | 34766 | 29502 | 24903 | 21061
Scenario 3: Aggressive Fuel Sub | SCG | Com | AppPlug | Com - Other | Energy Efficiency | Incentives | 16412 | 16988 | 17132 | 16805 | 14314 | 16741 | 13477 | 11931 | 10353 | 8864 | 7522 | 6349 | 5370
Scenario 3: Aggressive Fuel Sub | SCG | Com | AppPlug | Com - Other | Energy Efficiency | Incremental Measure Cost | 63658 | 67210 | 69134 | 69171 | 60098 | 71692 | 58868 | 53159 | 47049 | 41088 | 35564 | 30620 | 26414
Scenario 3: Aggressive Fuel Sub | SCG | Com | BldgEnv | Com - Other | Energy Efficiency | Admin | 16003 | 14209 | 11917 | 16625 | 11080 | 8179 | 3351 | 1082 | 1078 | 1109 | 1141 | 1168 | 1196
Scenario 3: Aggressive Fuel Sub | SCG | Com | BldgEnv | Com - Other | Energy Efficiency | Incentives | 203 | 181 | 152 | 215 | 143 | 106 | 44 | 14 | 14 | 14 | 15 | 15 | 16
Scenario 3: Aggressive Fuel Sub | SCG | Com | BldgEnv | Com - Other | Energy Efficiency | Incremental Measure Cost | 63637 | 57616 | 49430 | 154639 | 110193 | 73806 | 32430 | 5949 | 4946 | 5096 | 5251 | 5398 | 5555
Scenario 3: Aggressive Fuel Sub | SCG | Com | HVAC | Com - Other | Fuel Substitution | Incremental Measure Cost | 2751578 | 3427066 | 3538865 | 3629410 | 3810442 | 631 | 649 | 663 | 675 | 686 | 697 | 707 | 717
Scenario 3: Aggressive Fuel Sub | SCG | Com | HVAC | Com - Other | Energy Efficiency | Admin | 156319 | 159243 | 162326 | 165086 | 11604 | 326208 | 173669 | 176123 | 174533 | 176785 | 179231 | 181224 | 183650
Scenario 3: Aggressive Fuel Sub | SCG | Com | HVAC | Com - Other | Energy Efficiency | Incentives | 1695 | 1674 | 1653 | 1630 | 625 | 2564 | 1567 | 1547 | 1153 | 1159 | 1168 | 1175 | 1186
Scenario 3: Aggressive Fuel Sub | SCG | Com | HVAC | Com - Other | Energy Efficiency | Incremental Measure Cost | 272716 | 279951 | 287336 | 294299 | 62256 | 551992 | 316984 | 324518 | 291313 | 300771 | 310888 | 320546 | 331331
Scenario 3: Aggressive Fuel Sub | SCG | Com | WaterHeat | Com - Other | Energy Efficiency | Incremental Measure Cost | 1678142 | 1633790 | 1117374 | 1145905 | 903509 | 461900 | 167344 | 155944 | 135070 | 129278 | 124059 | 119364 | 115171
Scenario 3: Aggressive Fuel Sub | SCG | Com | WaterHeat | Com - Other | Fuel Substitution | Incremental Measure Cost | 12358503 | 12619884 | 11967889 | 11342751 | 10165177 | 3264013 | 3788032 | 4265420 | 2225077 | 2435617 | 2599195 | 2727810 | 2831761
Scenario 3: Aggressive Fuel Sub | SCG | Com | WaterHeat | Com - Other | Energy Efficiency | Admin | 625795 | 585833 | 573532 | 563809 | 441543 | 129910 | 119435 | 112379 | 104634 | 99295 | 94508 | 90209 | 86368
Scenario 3: Aggressive Fuel Sub | SCG | Com | WaterHeat | Com - Other | Energy Efficiency | Incentives | 0 | 0 | 0 | 0 | 0 | 0 | 0 | 0 | 0 | 0 | 0 | 0 | 0
Scenario 3: Aggressive Fuel Sub | SCG | Com | WholeBlg | Com - Other | Energy Efficiency | Admin | 401170 | 406871 | 411731 | 417717 | 424064 | 428944 | 434088 | 438937 | 443914 | 447894 | 451584 | 454038 | 454919
Scenario 3: Aggressive Fuel Sub | SCG | Com | WholeBlg | Com - Other | Energy Efficiency | Incentives | 0 | 0 | 0 | 0 | 0 | 0 | 0 | 0 | 0 | 0 | 0 | 0 | 0
Scenario 3: Aggressive Fuel Sub | SCG | Com | WholeBlg | Com - Other | Energy Efficiency | Incremental Measure Cost | 0 | 0 | 0 | 0 | 0 | 0 | 0 | 0 | 0 | 0 | 0 | 0 | 0
Scenario 3: Aggressive Fuel Sub | SCG | Com | FoodServ | Com - Other | Energy Efficiency | Admin | 517621 | 545383 | 572236 | 598001 | 518893 | 746601 | 691210 | 721506 | 744202 | 766820 | 789016 | 810293 | 831120
Scenario 3: Aggressive Fuel Sub | SCG | Com | FoodServ | Com - Other | Energy Efficiency | Incentives | 520164 | 550000 | 579062 | 606558 | 524879 | 762036 | 703580 | 735243 | 759453 | 783677 | 807556 | 830572 | 853106
Scenario 3: Aggressive Fuel Sub | SCG | Com | FoodServ | Com - Other | Energy Efficiency | Incremental Measure Cost | 1671793 | 1803178 | 1935588 | 2068468 | 1791493 | 2745652 | 2794256 | 3070778 | 3258965 | 3456017 | 3660501 | 3869984 | 4087978
Scenario 3: Aggressive Fuel Sub | SCG | Com | FoodServ | Com - Other | Fuel Substitution | Incremental Measure Cost | 34000 | 39877 | 45982 | 52336 | 58675 | 65826 | 73053 | 80619 | 88491 | 96665 | 105132 | 113884 | 122992
Scenario 3: Aggressive Fuel Sub | SDG&E | Com | AppPlug | Com - Other | Energy Efficiency | Admin | 1254 | 1460 | 1685 | 1932 | 2172 | 2455 | 2753 | 3059 | 3370 | 3697 | 4021 | 4355 | 4701
Scenario 3: Aggressive Fuel Sub | SDG&E | Com | AppPlug | Com - Other | Energy Efficiency | Incentives | 0 | 0 | 0 | 0 | 0 | 0 | 0 | 1 | 1 | 1 | 1 | 1 | 1
Scenario 3: Aggressive Fuel Sub | SDG&E | Com | AppPlug | Com - Other | Energy Efficiency | Incremental Measure Cost | 392 | 465 | 548 | 640 | 734 | 847 | 969 | 1098 | 1234 | 1380 | 1531 | 1692 | 1863
Scenario 3: Aggressive Fuel Sub | SDG&E | Com | BldgEnv | Com - Other | Energy Efficiency | Admin | 20 | 19 | 18 | 18 | 17 | 16 | 16 | 15 | 10 | 14 | 13 | 13 | 12
Scenario 3: Aggressive Fuel Sub | SDG&E | Com | BldgEnv | Com - Other | Energy Efficiency | Incentives | 2 | 2 | 2 | 2 | 1 | 1 | 1 | 1 | 1 | 1 | 1 | 1 | 1
Scenario 3: Aggressive Fuel Sub | SDG&E | Com | BldgEnv | Com - Other | Energy Efficiency | Incremental Measure Cost | 184 | 179 | 173 | 168 | 164 | 159 | 154 | 149 | 122 | 140 | 141 | 137 | 132
Scenario 3: Aggressive Fuel Sub | SDG&E | Com | HVAC | Com - Other | Energy Efficiency | Admin | 50313 | 55440 | 60710 | 66168 | 70987 | 76722 | 82521 | 88165 | 89432 | 93639 | 103014 | 109529 | 115216
Scenario 3: Aggressive Fuel Sub | SDG&E | Com | HVAC | Com - Other | Energy Efficiency | Incentives | 12460 | 14713 | 16802 | 18809 | 20872 | 23206 | 25713 | 28376 | 15356 | 12461 | 30226 | 37315 | 40670
Scenario 3: Aggressive Fuel Sub | SDG&E | Com | HVAC | Com - Other | Energy Efficiency | Incremental Measure Cost | 29926 | 35336 | 40353 | 45172 | 50127 | 55733 | 61755 | 68149 | 36880 | 29927 | 72594 | 89618 | 97676
Scenario 3: Aggressive Fuel Sub | SDG&E | Com | HVAC | Com - Other | Fuel Substitution | Admin | 32 | 35 | 39 | 44 | 48 | 0 | 0 | 0 | 0 | 0 | 0 | 0 | 0
Scenario 3: Aggressive Fuel Sub | SDG&E | Com | HVAC | Com - Other | Fuel Substitution | Incentives | 96 | 107 | 118 | 133 | 146 | 0 | 0 | 0 | 0 | 0 | 0 | 0 | 0
Scenario 3: Aggressive Fuel Sub | SDG&E | Com | HVAC | Com - Other | Fuel Substitution | Incremental Measure Cost | 138 | 157 | 177 | 206 | 230 | 0 | 0 | 0 | 0 | 0 | 0 | 0 | 0
Scenario 3: Aggressive Fuel Sub | SDG&E | Com | WaterHeat | Com - Other | Energy Efficiency | Incremental Measure Cost | 148299 | 157349 | 148085 | 157789 | 166260 | 127814 | 107524 | 112986 | 64392 | 69592 | 129460 | 137272 | 144050
Scenario 3: Aggressive Fuel Sub | SDG&E | Com | WaterHeat | Com - Other | Fuel Substitution | Incremental Measure Cost | 2524590 | 2846307 | 3401690 | 3366602 | 3117995 | 1264265 | 1466054 | 1685675 | 895797 | 1035291 | 1188849 | 1318288 | 1426918
Scenario 3: Aggressive Fuel Sub | SDG&E | Com | WaterHeat | Com - Other | Energy Efficiency | Admin | 411843 | 435380 | 459504 | 484276 | 508769 | 451844 | 474644 | 497809 | 401944 | 426844 | 566948 | 595136 | 620966
Scenario 3: Aggressive Fuel Sub | SDG&E | Com | WaterHeat | Com - Other | Energy Efficiency | Incentives | 0 | 0 | 0 | 0 | 0 | 0 | 0 | 0 | 0 | 0 | 0 | 0 | 0
Scenario 3: Aggressive Fuel Sub | SDG&E | Com | WaterHeat | Com - Other | Fuel Substitution | Admin | 822992 | 925666 | 1032781 | 1145198 | 1263026 | 294733 | 347057 | 399282 | 447899 | 517645 | 594425 | 659144 | 713459
Scenario 3: Aggressive Fuel Sub | SDG&E | Com | WaterHeat | Com - Other | Fuel Substitution | Incentives | 203068 | 224651 | 246376 | 268351 | 290555 | 184382 | 212816 | 240006 | 263926 | 299022 | 336624 | 365943 | 388321
Scenario 3: Aggressive Fuel Sub | SDG&E | Com | FoodServ | Com - Other | Energy Efficiency | Admin | 275891 | 290286 | 304367 | 318332 | 331402 | 345074 | 358616 | 371875 | 384892 | 397861 | 410537 | 423229 | 436040
Scenario 3: Aggressive Fuel Sub | SDG&E | Com | FoodServ | Com - Other | Energy Efficiency | Incentives | 24475 | 25752 | 27001 | 28240 | 29400 | 30613 | 31814 | 32990 | 34145 | 35296 | 36420 | 37546 | 38683
Scenario 3: Aggressive Fuel Sub | SDG&E | Com | FoodServ | Com - Other | Energy Efficiency | Incremental Measure Cost | 363123 | 390064 | 417249 | 445230 | 472879 | 502407 | 532777 | 563780 | 595498 | 628326 | 661839 | 696575 | 732761
Scenario 3: Aggressive Fuel Sub | SDG&E | Com | FoodServ | Com - Other | Fuel Substitution | Admin | 7635 | 9036 | 10513 | 12077 | 13733 | 15462 | 17244 | 19060 | 20851 | 22551 | 24282 | 26042 | 27827
Scenario 3: Aggressive Fuel Sub | SDG&E | Com | FoodServ | Com - Other | Fuel Substitution | Incentives | 1729 | 2008 | 2291 | 2582 | 2879 | 3183 | 3495 | 3813 | 4138 | 4472 | 4812 | 5157 | 5507
Scenario 3: Aggressive Fuel Sub | SDG&E | Com | FoodServ | Com - Other | Fuel Substitution | Incremental Measure Cost | 15348 | 18167 | 21141 | 24292 | 27625 | 31150 | 34880 | 38819 | 42973 | 47377 | 52004 | 56856 | 61930
Scenario 3: Aggressive Fuel Sub | PG&E | Com | BldgEnv | Com - Refrig. Warehouse | Energy Efficiency | Admin | 195 | 205 | 214 | 220 | 225 | 227 | 227 | 226 | 222 | 218 | 214 | 211 | 209
Scenario 3: Aggressive Fuel Sub | PG&E | Com | BldgEnv | Com - Refrig. Warehouse | Energy Efficiency | Incremental Measure Cost | 363 | 384 | 404 | 423 | 441 | 458 | 471 | 482 | 490 | 498 | 505 | 512 | 520
Scenario 3: Aggressive Fuel Sub | PG&E | Com | WaterHeat | Com - Refrig. Warehouse | Fuel Substitution | Incremental Measure Cost | 3220 | 4074 | 5131 | 6433 | 8029 | 1192 | 1555 | 1990 | 2488 | 3275 | 4305 | 5410 | 6589
Scenario 3: Aggressive Fuel Sub | PG&E | Com | WaterHeat | Com - Refrig. Warehouse | Energy Efficiency | Admin | 46547 | 59726 | 74127 | 91358 | 111590 | 132075 | 157426 | 183819 | 209144 | 230523 | 244679 | 248760 | 241126
Scenario 3: Aggressive Fuel Sub | PG&E | Com | WaterHeat | Com - Refrig. Warehouse | Energy Efficiency | Incentives | 0 | 0 | 0 | 0 | 0 | 0 | 0 | 0 | 0 | 0 | 0 | 0 | 0
Scenario 3: Aggressive Fuel Sub | PG&E | Com | WaterHeat | Com - Refrig. Warehouse | Energy Efficiency | Incremental Measure Cost | 20431 | 26755 | 33829 | 42483 | 52884 | 63719 | 77451 | 92236 | 107047 | 120370 | 130354 | 135235 | 133776
Scenario 3: Aggressive Fuel Sub | PG&E | Com | WaterHeat | Com - Refrig. Warehouse | Fuel Substitution | Admin | 1610 | 2037 | 2565 | 3217 | 4015 | 596 | 777 | 995 | 1244 | 1637 | 2153 | 2705 | 3294
Scenario 3: Aggressive Fuel Sub | PG&E | Com | WaterHeat | Com - Refrig. Warehouse | Fuel Substitution | Incentives | 517 | 641 | 790 | 966 | 1175 | 569 | 728 | 913 | 1119 | 1444 | 1860 | 2292 | 2736
Scenario 3: Aggressive Fuel Sub | PG&E | Com | ComRefrig | Com - Refrig. Warehouse | Energy Efficiency | Admin | 443 | 272 | 150 | 71 | 44 | 945 | 1129 | 1143 | 1154 | 1165 | 1176 | 1186 | 1197
Scenario 3: Aggressive Fuel Sub | PG&E | Com | ComRefrig | Com - Refrig. Warehouse | Energy Efficiency | Incentives | 0 | 0 | 0 | 0 | 0 | 0 | 1 | 1 | 1 | 1 | 1 | 1 | 1
Scenario 3: Aggressive Fuel Sub | PG&E | Com | ComRefrig | Com - Refrig. Warehouse | Energy Efficiency | Incremental Measure Cost | 1921 | 1190 | 662 | 315 | 200 | 7343 | 8977 | 9276 | 9561 | 9852 | 10142 | 10441 | 10749
Scenario 3: Aggressive Fuel Sub | PG&E | Com | Lighting | Com - Refrig. Warehouse | Energy Efficiency | Admin | 317 | 329 | 341 | 351 | 361 | 371 | 378 | 385 | 391 | 397 | 403 | 408 | 414
Scenario 3: Aggressive Fuel Sub | PG&E | Com | Lighting | Com - Refrig. Warehouse | Energy Efficiency | Incentives | 995 | 1042 | 1085 | 1119 | 1151 | 1181 | 1205 | 1227 | 1246 | 1266 | 1284 | 1301 | 1319
Scenario 3: Aggressive Fuel Sub | PG&E | Com | Lighting | Com - Refrig. Warehouse | Energy Efficiency | Incremental Measure Cost | 1201 | 1270 | 1337 | 1404 | 1469 | 1535 | 1593 | 1650 | 1705 | 1762 | 1818 | 1876 | 1936
Scenario 3: Aggressive Fuel Sub | SCE | Com | BldgEnv | Com - Refrig. Warehouse | Energy Efficiency | Admin | 5 | 1 | 1 | 1 | 1 | 1 | 1 | 1 | 1 | 0 | 0 | 0 | 0
Scenario 3: Aggressive Fuel Sub | SCE | Com | BldgEnv | Com - Refrig. Warehouse | Energy Efficiency | Incremental Measure Cost | 14 | 2 | 2 | 2 | 2 | 2 | 2 | 2 | 2 | 0 | 0 | 0 | 0
Scenario 3: Aggressive Fuel Sub | SCE | Com | WaterHeat | Com - Refrig. Warehouse | Energy Efficiency | Admin | 181 | 100 | 122 | 147 | 178 | 214 | 258 | 309 | 370 | 443 | 530 | 634 | 757
Scenario 3: Aggressive Fuel Sub | SCE | Com | WaterHeat | Com - Refrig. Warehouse | Energy Efficiency | Incentives | 5 | 3 | 3 | 4 | 5 | 6 | 7 | 9 | 11 | 13 | 16 | 20 | 24
Scenario 3: Aggressive Fuel Sub | SCE | Com | WaterHeat | Com - Refrig. Warehouse | Energy Efficiency | Incremental Measure Cost | 6 | 4 | 4 | 5 | 7 | 8 | 10 | 12 | 15 | 18 | 22 | 27 | 33
Scenario 3: Aggressive Fuel Sub | SCE | Com | WaterHeat | Com - Refrig. Warehouse | Fuel Substitution | Admin | 2072 | 2124 | 1950 | 2151 | 2202 | 0 | 0 | 0 | 0 | 0 | 0 | 0 | 0
Scenario 3: Aggressive Fuel Sub | SCE | Com | WaterHeat | Com - Refrig. Warehouse | Fuel Substitution | Incentives | 1244 | 1247 | 1127 | 1221 | 1240 | 492 | 606 | 714 | 800 | 862 | 904 | 932 | 951
Scenario 3: Aggressive Fuel Sub | SCE | Com | ComRefrig | Com - Refrig. Warehouse | Energy Efficiency | Admin | 1296 | 961 | 660 | 422 | 248 | 129 | 519 | 2354 | 2634 | 2660 | 2684 | 2710 | 2735
Scenario 3: Aggressive Fuel Sub | SCE | Com | ComRefrig | Com - Refrig. Warehouse | Energy Efficiency | Incentives | 0 | 0 | 0 | 0 | 0 | 0 | 0 | 0 | 0 | 0 | 0 | 0 | 0
Scenario 3: Aggressive Fuel Sub | SCE | Com | ComRefrig | Com - Refrig. Warehouse | Energy Efficiency | Incremental Measure Cost | 1746 | 1311 | 911 | 588 | 348 | 181 | 1134 | 5584 | 6390 | 6586 | 6781 | 6987 | 7194
Scenario 3: Aggressive Fuel Sub | SCE | Com | Lighting | Com - Refrig. Warehouse | Energy Efficiency | Admin | 3896 | 1590 | 1663 | 1726 | 1790 | 1853 | 1915 | 1971 | 2027 | 2080 | 2129 | 2175 | 2217
Scenario 3: Aggressive Fuel Sub | SCE | Com | Lighting | Com - Refrig. Warehouse | Energy Efficiency | Incentives | 0 | 0 | 0 | 0 | 0 | 0 | 0 | 0 | 0 | 0 | 0 | 0 | 0
Scenario 3: Aggressive Fuel Sub | SCE | Com | Lighting | Com - Refrig. Warehouse | Energy Efficiency | Incremental Measure Cost | 4319 | 1817 | 1934 | 2043 | 2157 | 2273 | 2392 | 2508 | 2627 | 2745 | 2862 | 2976 | 3086
Scenario 3: Aggressive Fuel Sub | SCG | Com | BldgEnv | Com - Refrig. Warehouse | Energy Efficiency | Admin | 420 | 34 | 132 | 584 | 349 | 398 | 447 | 496 | 542 | 582 | 612 | 630 | 633
Scenario 3: Aggressive Fuel Sub | SCG | Com | BldgEnv | Com - Refrig. Warehouse | Energy Efficiency | Incentives | 6 | 0 | 2 | 8 | 5 | 5 | 6 | 6 | 7 | 8 | 8 | 8 | 8
Scenario 3: Aggressive Fuel Sub | SCG | Com | BldgEnv | Com - Refrig. Warehouse | Energy Efficiency | Incremental Measure Cost | 2379 | 177 | 1111 | 3985 | 3066 | 3571 | 4110 | 4661 | 5203 | 5702 | 6121 | 6427 | 6585
Scenario 3: Aggressive Fuel Sub | SCG | Com | WaterHeat | Com - Refrig. Warehouse | Fuel Substitution | Incremental Measure Cost | 6475 | 6636 | 6142 | 6846 | 7080 | 946 | 1189 | 1428 | 1633 | 1795 | 1921 | 2020 | 2101
Scenario 3: Aggressive Fuel Sub | SCG | Com | WaterHeat | Com - Refrig. Warehouse | Energy Efficiency | Admin | 16912 | 4786 | 4710 | 5441 | 3784 | 2694 | 2446 | 2221 | 2016 | 1831 | 1663 | 1510 | 1372
Scenario 3: Aggressive Fuel Sub | SCG | Com | WaterHeat | Com - Refrig. Warehouse | Energy Efficiency | Incentives | 0 | 0 | 0 | 0 | 0 | 0 | 0 | 0 | 0 | 0 | 0 | 0 | 0
Scenario 3: Aggressive Fuel Sub | SCG | Com | WaterHeat | Com - Refrig. Warehouse | Energy Efficiency | Incremental Measure Cost | 21676 | 6216 | 6300 | 7157 | 5195 | 3858 | 3574 | 3310 | 3066 | 2840 | 2631 | 2439 | 2259
Scenario 3: Aggressive Fuel Sub | SDG&E | Com | BldgEnv | Com - Refrig. Warehouse | Energy Efficiency | Admin | 0 | 0 | 0 | 0 | 0 | 0 | 0 | 0 | 0 | 0 | 0 | 0 | 0
Scenario 3: Aggressive Fuel Sub | SDG&E | Com | BldgEnv | Com - Refrig. Warehouse | Energy Efficiency | Incentives | 0 | 0 | 0 | 0 | 0 | 0 | 0 | 0 | 0 | 0 | 0 | 0 | 0
Scenario 3: Aggressive Fuel Sub | SDG&E | Com | BldgEnv | Com - Refrig. Warehouse | Energy Efficiency | Incremental Measure Cost | 2 | 2 | 2 | 2 | 2 | 2 | 2 | 2 | 2 | 2 | 2 | 2 | 2
Scenario 3: Aggressive Fuel Sub | SDG&E | Com | WaterHeat | Com - Refrig. Warehouse | Fuel Substitution | Incremental Measure Cost | 364 | 406 | 449 | 494 | 540 | 108 | 127 | 146 | 163 | 184 | 211 | 233 | 251
Scenario 3: Aggressive Fuel Sub | SDG&E | Com | WaterHeat | Com - Refrig. Warehouse | Energy Efficiency | Admin | 281 | 305 | 329 | 352 | 376 | 353 | 378 | 1536 | 429 | 455 | 1590 | 1632 | 1657
Scenario 3: Aggressive Fuel Sub | SDG&E | Com | WaterHeat | Com - Refrig. Warehouse | Energy Efficiency | Incentives | 0 | 0 | 0 | 0 | 0 | 0 | 0 | 0 | 0 | 0 | 0 | 0 | 0
Scenario 3: Aggressive Fuel Sub | SDG&E | Com | WaterHeat | Com - Refrig. Warehouse | Energy Efficiency | Incremental Measure Cost | 34 | 38 | 41 | 44 | 47 | 31 | 34 | 542 | 40 | 44 | 572 | 592 | 605
Scenario 3: Aggressive Fuel Sub | SDG&E | Com | WaterHeat | Com - Refrig. Warehouse | Fuel Substitution | Admin | 182 | 203 | 224 | 247 | 270 | 54 | 63 | 73 | 82 | 92 | 105 | 116 | 126
Scenario 3: Aggressive Fuel Sub | SDG&E | Com | WaterHeat | Com - Refrig. Warehouse | Fuel Substitution | Incentives | 66 | 73 | 79 | 86 | 92 | 55 | 63 | 71 | 78 | 86 | 96 | 104 | 110
Scenario 3: Aggressive Fuel Sub | SDG&E | Com | ComRefrig | Com - Refrig. Warehouse | Energy Efficiency | Admin | 40 | 27 | 16 | 9 | 4 | 3 | 2 | 1 | 1 | 1 | 1 | 1 | 1
Scenario 3: Aggressive Fuel Sub | SDG&E | Com | ComRefrig | Com - Refrig. Warehouse | Energy Efficiency | Incentives | 3 | 2 | 1 | 1 | 0 | 0 | 0 | 0 | 0 | 0 | 0 | 0 | 0
Scenario 3: Aggressive Fuel Sub | SDG&E | Com | ComRefrig | Com - Refrig. Warehouse | Energy Efficiency | Incremental Measure Cost | 129 | 87 | 53 | 28 | 14 | 9 | 6 | 5 | 5 | 4 | 4 | 4 | 4
Scenario 3: Aggressive Fuel Sub | SDG&E | Com | Lighting | Com - Refrig. Warehouse | Energy Efficiency | Admin | 48 | 48 | 49 | 49 | 49 | 49 | 50 | 50 | 51 | 51 | 52 | 53 | 53
Scenario 3: Aggressive Fuel Sub | SDG&E | Com | Lighting | Com - Refrig. Warehouse | Energy Efficiency | Incentives | 112 | 115 | 118 | 120 | 123 | 127 | 130 | 134 | 138 | 142 | 147 | 151 | 156
Scenario 3: Aggressive Fuel Sub | SDG&E | Com | Lighting | Com - Refrig. Warehouse | Energy Efficiency | Incremental Measure Cost | 119 | 122 | 125 | 128 | 131 | 134 | 138 | 142 | 146 | 151 | 155 | 160 | 166
Scenario 3: Aggressive Fuel Sub | PG&E | Com | BldgEnv | Com - Restaurant | Energy Efficiency | Admin | 207 | 178 | 186 | 193 | 200 | 206 | 212 | 218 | 222 | 227 | 231 | 21 | 2422
Scenario 3: Aggressive Fuel Sub | PG&E | Com | BldgEnv | Com - Restaurant | Energy Efficiency | Incremental Measure Cost | 669 | 669 | 679 | 689 | 699 | 708 | 720 | 730 | 740 | 751 | 761 | 298 | 5698
Scenario 3: Aggressive Fuel Sub | PG&E | Com | HVAC | Com - Restaurant | Energy Efficiency | Admin | 478087 | 521057 | 562022 | 598842 | 630955 | 658279 | 682108 | 701544 | 717341 | 730462 | 742350 | 605308 | 1953941
Scenario 3: Aggressive Fuel Sub | PG&E | Com | HVAC | Com - Restaurant | Energy Efficiency | Incentives | 157252 | 171912 | 185807 | 198328 | 209268 | 218597 | 226675 | 233282 | 238669 | 243112 | 247147 | 208732 | 575302
Scenario 3: Aggressive Fuel Sub | PG&E | Com | HVAC | Com - Restaurant | Energy Efficiency | Incremental Measure Cost | 1766787 | 1970400 | 2172230 | 2364936 | 2545245 | 2711838 | 2868196 | 3010760 | 3141822 | 3264240 | 3383187 | 2875021 | 8049057
Scenario 3: Aggressive Fuel Sub | PG&E | Com | HVAC | Com - Restaurant | Fuel Substitution | Admin | 25783 | 27868 | 29752 | 31409 | 32822 | 2 | 2 | 2 | 2 | 2 | 2 | 2 | 2
Scenario 3: Aggressive Fuel Sub | PG&E | Com | HVAC | Com - Restaurant | Fuel Substitution | Incentives | 3307 | 3568 | 3803 | 4008 | 4181 | 0 | 0 | 0 | 0 | 0 | 0 | 0 | 0
Scenario 3: Aggressive Fuel Sub | PG&E | Com | HVAC | Com - Restaurant | Fuel Substitution | Incremental Measure Cost | 127332 | 140146 | 152354 | 163767 | 174249 | 19 | 21 | 21 | 22 | 23 | 23 | 21 | 22
Scenario 3: Aggressive Fuel Sub | PG&E | Com | WaterHeat | Com - Restaurant | Energy Efficiency | Admin | 329297 | 381486 | 439905 | 504021 | 570530 | 460591 | 498205 | 517317 | 511605 | 479566 | 101598 | 371871 | 358338
Scenario 3: Aggressive Fuel Sub | PG&E | Com | WaterHeat | Com - Restaurant | Energy Efficiency | Incentives | 0 | 0 | 0 | 0 | 0 | 0 | 0 | 0 | 0 | 0 | 0 | 0 | 0
Scenario 3: Aggressive Fuel Sub | PG&E | Com | WaterHeat | Com - Restaurant | Energy Efficiency | Incremental Measure Cost | 175414 | 206178 | 241250 | 280527 | 322606 | 210893 | 233618 | 247918 | 250011 | 238334 | 41324 | 191060 | 179848
Scenario 3: Aggressive Fuel Sub | PG&E | Com | WaterHeat | Com - Restaurant | Fuel Substitution | Admin | 393091 | 492277 | 610514 | 751007 | 917178 | 290327 | 375517 | 476262 | 590187 | 763953 | 991516 | 1110727 | 1421988
Scenario 3: Aggressive Fuel Sub | PG&E | Com | WaterHeat | Com - Restaurant | Fuel Substitution | Incentives | 86945 | 107130 | 130580 | 157748 | 189090 | 127555 | 161701 | 201010 | 244152 | 309765 | 394067 | 432698 | 542964
Scenario 3: Aggressive Fuel Sub | PG&E | Com | WaterHeat | Com - Restaurant | Fuel Substitution | Incremental Measure Cost | 794132 | 998065 | 1242322 | 1534034 | 1880940 | 580653 | 751034 | 952524 | 1180374 | 1527906 | 1983032 | 2221454 | 2843976
Scenario 3: Aggressive Fuel Sub | PG&E | Com | WholeBlg | Com - Restaurant | Energy Efficiency | Admin | 732205 | 748666 | 764115 | 781593 | 801401 | 821345 | 843420 | 871627 | 895187 | 935738 | 957935 | 973166 | 1009789
Scenario 3: Aggressive Fuel Sub | PG&E | Com | WholeBlg | Com - Restaurant | Energy Efficiency | Incentives | 539 | 594 | 663 | 735 | 810 | 887 | 973 | 1061 | 1148 | 1244 | 1341 | 0 | 16671
Scenario 3: Aggressive Fuel Sub | PG&E | Com | WholeBlg | Com - Restaurant | Energy Efficiency | Incremental Measure Cost | 3328 | 3668 | 4091 | 4537 | 4998 | 5473 | 6008 | 6548 | 7088 | 7678 | 8280 | 0 | 102906
Scenario 3: Aggressive Fuel Sub | PG&E | Com | ComRefrig | Com - Restaurant | Energy Efficiency | Admin | 5437 | 2786 | 1352 | 771 | 432 | 14966 | 16771 | 16851 | 16908 | 16960 | 17005 | 13728 | 35169
Scenario 3: Aggressive Fuel Sub | PG&E | Com | ComRefrig | Com - Restaurant | Energy Efficiency | Incentives | 2 | 1 | 1 | 0 | 0 | 7 | 8 | 8 | 8 | 8 | 8 | 6 | 16
Scenario 3: Aggressive Fuel Sub | PG&E | Com | ComRefrig | Com - Restaurant | Energy Efficiency | Incremental Measure Cost | 23277 | 11913 | 5806 | 3464 | 2065 | 116400 | 133278 | 136669 | 139950 | 143261 | 146577 | 120572 | 316584
Scenario 3: Aggressive Fuel Sub | PG&E | Com | FoodServ | Com - Restaurant | Energy Efficiency | Admin | 2409934 | 2459305 | 2506905 | 2548216 | 2604309 | 2637602 | 2667329 | 2693167 | 2715612 | 2737984 | 2797099 | 2215416 | 6554404
Scenario 3: Aggressive Fuel Sub | PG&E | Com | FoodServ | Com - Restaurant | Energy Efficiency | Incentives | 297372 | 303464 | 309338 | 314435 | 321356 | 325464 | 329132 | 332320 | 335090 | 337850 | 345145 | 273369 | 808769
Scenario 3: Aggressive Fuel Sub | PG&E | Com | FoodServ | Com - Restaurant | Energy Efficiency | Incremental Measure Cost | 3317697 | 3445989 | 3578059 | 3707319 | 3995836 | 4144124 | 4276613 | 4407700 | 4537565 | 4671646 | 5062341 | 4128806 | 13137890
Scenario 3: Aggressive Fuel Sub | PG&E | Com | FoodServ | Com - Restaurant | Fuel Substitution | Admin | 15436 | 17390 | 19380 | 21390 | 23399 | 25440 | 27550 | 29713 | 31961 | 34269 | 36642 | 34866 | 37860
Scenario 3: Aggressive Fuel Sub | PG&E | Com | FoodServ | Com - Restaurant | Fuel Substitution | Incentives | 3018 | 3398 | 3785 | 4175 | 4565 | 4960 | 5368 | 5786 | 6221 | 6666 | 7124 | 6775 | 7354
Scenario 3: Aggressive Fuel Sub | PG&E | Com | FoodServ | Com - Restaurant | Fuel Substitution | Incremental Measure Cost | 37156 | 42672 | 48479 | 54546 | 60827 | 67418 | 74427 | 81828 | 89727 | 98075 | 106904 | 103700 | 114663
Scenario 3: Aggressive Fuel Sub | PG&E | Com | Lighting | Com - Restaurant | Energy Efficiency | Admin | 3110 | 3307 | 3494 | 3662 | 3812 | 9396 | 10142 | 10253 | 10351 | 5229 | 4753 | 3678 | 13347
Scenario 3: Aggressive Fuel Sub | PG&E | Com | Lighting | Com - Restaurant | Energy Efficiency | Incentives | 9911 | 10537 | 11132 | 11668 | 12148 | 29938 | 32315 | 32671 | 32984 | 16662 | 15146 | 11719 | 42530
Scenario 3: Aggressive Fuel Sub | PG&E | Com | Lighting | Com - Restaurant | Energy Efficiency | Incremental Measure Cost | 18072 | 19599 | 21120 | 22579 | 23977 | 69644 | 76932 | 79109 | 81245 | 37472 | 33667 | 26570 | 98358
Scenario 3: Aggressive Fuel Sub | SCE | Com | BldgEnv | Com - Restaurant | Energy Efficiency | Admin | 0 | 0 | 0 | 0 | 0 | 0 | 0 | 0 | 0 | 0 | 0 | 0 | 0
Scenario 3: Aggressive Fuel Sub | SCE | Com | BldgEnv | Com - Restaurant | Energy Efficiency | Incremental Measure Cost | 0 | 0 | 0 | 0 | 0 | 0 | 0 | 0 | 0 | 0 | 0 | 0 | 0
Scenario 3: Aggressive Fuel Sub | SCE | Com | HVAC | Com - Restaurant | Energy Efficiency | Admin | 15279 | 16217 | 17159 | 18115 | 19108 | 19876 | 20536 | 21228 | 21845 | 22362 | 22861 | 23262 | 23642
Scenario 3: Aggressive Fuel Sub | SCE | Com | HVAC | Com - Restaurant | Energy Efficiency | Incentives | 3221 | 3397 | 3574 | 3752 | 3933 | 4103 | 4268 | 4437 | 4604 | 4768 | 4934 | 5097 | 5261
Scenario 3: Aggressive Fuel Sub | SCE | Com | HVAC | Com - Restaurant | Energy Efficiency | Incremental Measure Cost | 7735 | 8159 | 8583 | 9010 | 9445 | 9853 | 10251 | 10657 | 11058 | 11452 | 11849 | 12240 | 12636
Scenario 3: Aggressive Fuel Sub | SCE | Com | HVAC | Com - Restaurant | Fuel Substitution | Admin | 1733 | 1777 | 1801 | 1813 | 1815 | 0 | 0 | 0 | 0 | 0 | 0 | 0 | 0
Scenario 3: Aggressive Fuel Sub | SCE | Com | HVAC | Com - Restaurant | Fuel Substitution | Incentives | 242 | 247 | 251 | 252 | 253 | 0 | 0 | 0 | 0 | 0 | 0 | 0 | 0
Scenario 3: Aggressive Fuel Sub | SCE | Com | WaterHeat | Com - Restaurant | Energy Efficiency | Admin | 4642 | 5647 | 6847 | 8285 | 10010 | 12047 | 14467 | 17364 | 20811 | 24904 | 29784 | 35573 | 42464
Scenario 3: Aggressive Fuel Sub | SCE | Com | WaterHeat | Com - Restaurant | Energy Efficiency | Incentives | 256 | 317 | 392 | 484 | 597 | 733 | 898 | 1099 | 1344 | 1640 | 2001 | 2438 | 2969
Scenario 3: Aggressive Fuel Sub | SCE | Com | WaterHeat | Com - Restaurant | Energy Efficiency | Incremental Measure Cost | 348 | 432 | 534 | 660 | 813 | 998 | 1222 | 1497 | 1830 | 2233 | 2725 | 3320 | 4042
Scenario 3: Aggressive Fuel Sub | SCE | Com | WaterHeat | Com - Restaurant | Fuel Substitution | Admin | 1735834 | 1766109 | 1800479 | 1854848 | 1918198 | 0 | 0 | 0 | 0 | 0 | 0 | 0 | 0
Scenario 3: Aggressive Fuel Sub | SCE | Com | WaterHeat | Com - Restaurant | Fuel Substitution | Incentives | 730225 | 729273 | 729805 | 738119 | 749397 | 379437 | 462694 | 540270 | 601795 | 646128 | 676421 | 696500 | 709431
Scenario 3: Aggressive Fuel Sub | SCE | Com | WholeBlg | Com - Restaurant | Energy Efficiency | Admin | 1201394 | 1242472 | 1287485 | 1340858 | 1401641 | 1462826 | 1526717 | 1591419 | 1658753 | 1726531 | 1795498 | 1859071 | 1883755
Scenario 3: Aggressive Fuel Sub | SCE | Com | WholeBlg | Com - Restaurant | Energy Efficiency | Incentives | 9816 | 11664 | 13804 | 16265 | 19112 | 22029 | 25153 | 28757 | 32716 | 36983 | 41762 | 46938 | 52707
Scenario 3: Aggressive Fuel Sub | SCE | Com | WholeBlg | Com - Restaurant | Energy Efficiency | Incremental Measure Cost | 60589 | 71996 | 85205 | 100399 | 117973 | 135981 | 155262 | 177508 | 201946 | 228286 | 257785 | 289730 | 325344
Scenario 3: Aggressive Fuel Sub | SCE | Com | ComRefrig | Com - Restaurant | Energy Efficiency | Admin | 32636 | 19578 | 10053 | 5479 | 3326 | 2283 | 23998 | 119662 | 137470 | 138661 | 139796 | 140795 | 141781
Scenario 3: Aggressive Fuel Sub | SCE | Com | ComRefrig | Com - Restaurant | Energy Efficiency | Incentives | 1 | 0 | 0 | 0 | 0 | 0 | 1 | 3 | 3 | 3 | 3 | 3 | 3
Scenario 3: Aggressive Fuel Sub | SCE | Com | ComRefrig | Com - Restaurant | Energy Efficiency | Incremental Measure Cost | 43298 | 26140 | 13381 | 7408 | 4732 | 3419 | 54203 | 284656 | 334000 | 343752 | 353612 | 363371 | 373338
Scenario 3: Aggressive Fuel Sub | SCE | Com | FoodServ | Com - Restaurant | Energy Efficiency | Admin | 326920 | 852360 | 980577 | 1021474 | 1059142 | 1319155 | 1386801 | 1411145 | 1516490 | 1585835 | 1610366 | 1625999 | 1641252
Scenario 3: Aggressive Fuel Sub | SCE | Com | FoodServ | Com - Restaurant | Energy Efficiency | Incentives | 140927 | 501832 | 600210 | 640173 | 679038 | 885307 | 940757 | 964059 | 1048078 | 1105553 | 1129819 | 1147715 | 1165546
Scenario 3: Aggressive Fuel Sub | SCE | Com | FoodServ | Com - Restaurant | Energy Efficiency | Incremental Measure Cost | 224844 | 800652 | 957611 | 1021370 | 1083378 | 1501120 | 1629203 | 1691466 | 1908890 | 2068403 | 2146766 | 2211302 | 2276921
Scenario 3: Aggressive Fuel Sub | SCE | Com | FoodServ | Com - Restaurant | Fuel Substitution | Admin | 24503 | 28008 | 31508 | 35013 | 38530 | 42093 | 45691 | 49342 | 53057 | 56801 | 60563 | 64332 | 68143
Scenario 3: Aggressive Fuel Sub | SCE | Com | FoodServ | Com - Restaurant | Fuel Substitution | Incentives | 2912451 | 3328670 | 3744319 | 4160490 | 4578065 | 5001279 | 5428902 | 5863176 | 6305962 | 6752438 | 7201497 | 7651802 | 8107126
Scenario 3: Aggressive Fuel Sub | SCE | Com | Lighting | Com - Restaurant | Energy Efficiency | Admin | 44311 | 46848 | 49298 | 51674 | 54002 | 56081 | 57996 | 59866 | 61618 | 63237 | 64788 | 66220 | 67534
Scenario 3: Aggressive Fuel Sub | SCE | Com | Lighting | Com - Restaurant | Energy Efficiency | Incentives | 1 | 1 | 1 | 1 | 1 | 1 | 1 | 1 | 1 | 1 | 1 | 2 | 2
Scenario 3: Aggressive Fuel Sub | SCE | Com | Lighting | Com - Restaurant | Energy Efficiency | Incremental Measure Cost | 84359 | 90727 | 97135 | 103609 | 110200 | 116497 | 122659 | 128924 | 135137 | 141255 | 147413 | 153494 | 159416
Scenario 3: Aggressive Fuel Sub | SCG | Com | BldgEnv | Com - Restaurant | Energy Efficiency | Admin | 405 | 426 | 448 | 469 | 492 | 509 | 524 | 540 | 555 | 567 | 579 | 589 | 598
Scenario 3: Aggressive Fuel Sub | SCG | Com | BldgEnv | Com - Restaurant | Energy Efficiency | Incentives | 5 | 6 | 6 | 6 | 6 | 7 | 7 | 7 | 7 | 7 | 8 | 8 | 8
Scenario 3: Aggressive Fuel Sub | SCG | Com | BldgEnv | Com - Restaurant | Energy Efficiency | Incremental Measure Cost | 2870 | 2921 | 2977 | 3040 | 3112 | 3173 | 3229 | 3292 | 3353 | 3409 | 3469 | 3523 | 3581
Scenario 3: Aggressive Fuel Sub | SCG | Com | HVAC | Com - Restaurant | Energy Efficiency | Admin | 729885 | 755521 | 774776 | 790145 | 803626 | 814095 | 823086 | 832391 | 841392 | 849949 | 858873 | 867590 | 876718
Scenario 3: Aggressive Fuel Sub | SCG | Com | HVAC | Com - Restaurant | Energy Efficiency | Incentives | 68431 | 70850 | 72661 | 74101 | 75358 | 76339 | 77184 | 78055 | 78898 | 79703 | 80541 | 81361 | 82220
Scenario 3: Aggressive Fuel Sub | SCG | Com | HVAC | Com - Restaurant | Energy Efficiency | Incremental Measure Cost | 5370794 | 5673272 | 5936084 | 6176217 | 6408114 | 6622131 | 6829724 | 7045475 | 7264422 | 7485358 | 7715484 | 7949904 | 8194437
Scenario 3: Aggressive Fuel Sub | SCG | Com | HVAC | Com - Restaurant | Fuel Substitution | Incremental Measure Cost | 50969 | 53245 | 55071 | 56547 | 57767 | 84 | 86 | 88 | 89 | 90 | 92 | 93 | 94
Scenario 3: Aggressive Fuel Sub | SCG | Com | WaterHeat | Com - Restaurant | Energy Efficiency | Admin | 406601 | 409203 | 410117 | 409389 | 409101 | 80935 | 80691 | 80569 | 80535 | 80572 | 80695 | 80878 | 81136
Scenario 3: Aggressive Fuel Sub | SCG | Com | WaterHeat | Com - Restaurant | Energy Efficiency | Incentives | 0 | 0 | 0 | 0 | 0 | 0 | 0 | 0 | 0 | 0 | 0 | 0 | 0
Scenario 3: Aggressive Fuel Sub | SCG | Com | WaterHeat | Com - Restaurant | Energy Efficiency | Incremental Measure Cost | 717060 | 736993 | 753970 | 767891 | 782869 | 78588 | 79417 | 80410 | 81541 | 82795 | 84192 | 85708 | 87361
Scenario 3: Aggressive Fuel Sub | SCG | Com | WaterHeat | Com - Restaurant | Fuel Substitution | Incremental Measure Cost | 5844044 | 5959132 | 6087473 | 6279468 | 6500786 | 1575219 | 1959938 | 2334906 | 2653258 | 2905993 | 3103275 | 3259428 | 3386426
Scenario 3: Aggressive Fuel Sub | SCG | Com | WholeBlg | Com - Restaurant | Energy Efficiency | Admin | 170617 | 173803 | 176641 | 179962 | 183457 | 186085 | 188719 | 191317 | 193991 | 196015 | 198065 | 199568 | 200141
Scenario 3: Aggressive Fuel Sub | SCG | Com | WholeBlg | Com - Restaurant | Energy Efficiency | Incentives | 0 | 0 | 0 | 0 | 0 | 0 | 0 | 0 | 0 | 0 | 0 | 0 | 0
Scenario 3: Aggressive Fuel Sub | SCG | Com | WholeBlg | Com - Restaurant | Energy Efficiency | Incremental Measure Cost | 0 | 0 | 0 | 0 | 0 | 0 | 0 | 0 | 0 | 0 | 0 | 0 | 0
Scenario 3: Aggressive Fuel Sub | SCG | Com | FoodServ | Com - Restaurant | Energy Efficiency | Admin | 1754899 | 1849943 | 1942182 | 2033140 | 2123502 | 2206107 | 2552697 | 2740652 | 2842972 | 2941223 | 3038078 | 3131544 | 3222749
Scenario 3: Aggressive Fuel Sub | SCG | Com | FoodServ | Com - Restaurant | Energy Efficiency | Incentives | 1746620 | 1847495 | 1946030 | 2041825 | 2135862 | 2222322 | 2567692 | 2757859 | 2864252 | 2966677 | 3067944 | 3166008 | 3261687
Scenario 3: Aggressive Fuel Sub | SCG | Com | FoodServ | Com - Restaurant | Energy Efficiency | Incremental Measure Cost | 5080690 | 5474135 | 5872338 | 6280378 | 6701102 | 7110770 | 11535866 | 13761085 | 14816408 | 15909077 | 17055250 | 18242781 | 19485045
Scenario 3: Aggressive Fuel Sub | SCG | Com | FoodServ | Com - Restaurant | Fuel Substitution | Incremental Measure Cost | 145278 | 169336 | 194268 | 220158 | 247086 | 275330 | 304839 | 335784 | 368283 | 402150 | 437365 | 473891 | 512000
Scenario 3: Aggressive Fuel Sub | SDG&E | Com | BldgEnv | Com - Restaurant | Energy Efficiency | Admin | 9 | 9 | 8 | 8 | 8 | 8 | 7 | 9 | 7 | 8 | 8 | 7 | 7
Scenario 3: Aggressive Fuel Sub | SDG&E | Com | BldgEnv | Com - Restaurant | Energy Efficiency | Incentives | bar: 36 to 46
Scenario 3: Aggressive Fuel Sub | SDG&E | Com | BldgEnv | Com - Restaurant | Energy Efficiency | Incremental Measure Cost | 124 | 120 | 116 | 113 | 110 | 107 | 103 | 113 | 97 | 106 | 103 | 100 | 97
Scenario 3: Aggressive Fuel Sub | SDG&E | Com | HVAC | Com - Restaurant | Energy Efficiency | Admin | 23720 | 26354 | 29194 | 32119 | 39804 | 44233 | 49053 | 54231 | 59724 | 65616 | 71933 | 78673 | 85831
Scenario 3: Aggressive Fuel Sub | SDG&E | Com | HVAC | Com - Restaurant | Energy Efficiency | Incentives | 21896 | 24854 | 28117 | 31592 | 39306 | 44588 | 50470 | 56951 | 64022 | 71796 | 80337 | 89682 | 99866
Scenario 3: Aggressive Fuel Sub | SDG&E | Com | HVAC | Com - Restaurant | Energy Efficiency | Incremental Measure Cost | 52588 | 59692 | 67528 | 75875 | 94400 | 107087 | 121213 | 136780 | 153761 | 172433 | 192944 | 215387 | 239847
Scenario 3: Aggressive Fuel Sub | SDG&E | Com | HVAC | Com - Restaurant | Fuel Substitution | Admin | 0 | 0 | 0 | 0 | 0 | 0 | 0 | 0 | 0 | 0 | 0 | 0 | 0
Scenario 3: Aggressive Fuel Sub | SDG&E | Com | HVAC | Com - Restaurant | Fuel Substitution | Incentives | 0 | 0 | 1 | 1 | 1 | 0 | 0 | 0 | 0 | 0 | 0 | 0 | 0
Scenario 3: Aggressive Fuel Sub | SDG&E | Com | HVAC | Com - Restaurant | Fuel Substitution | Incremental Measure Cost | 0 | 0 | 1 | 1 | 2 | 0 | 0 | 0 | 0 | 0 | 0 | 0 | 0
Scenario 3: Aggressive Fuel Sub | SDG&E | Com | WaterHeat | Com - Restaurant | Energy Efficiency | Admin | 103908 | 108089 | 112297 | 116135 | 136143 | 104088 | 109599 | 133198 | 120822 | 126550 | 149771 | 155675 | 161535
Scenario 3: Aggressive Fuel Sub | SDG&E | Com | WaterHeat | Com - Restaurant | Energy Efficiency | Incentives | 0 | 0 | 0 | 0 | 0 | 0 | 0 | 0 | 0 | 0 | 0 | 0 | 0
Scenario 3: Aggressive Fuel Sub | SDG&E | Com | WaterHeat | Com - Restaurant | Energy Efficiency | Incremental Measure Cost | 33345 | 35067 | 36859 | 38567 | 46791 | 22509 | 24057 | 33707 | 27354 | 29111 | 39186 | 41248 | 43335
Scenario 3: Aggressive Fuel Sub | SDG&E | Com | WaterHeat | Com - Restaurant | Fuel Substitution | Admin | 556306 | 622893 | 690855 | 760371 | 834979 | 297870 | 348587 | 398623 | 444681 | 507354 | 579179 | 639128 | 688988
Scenario 3: Aggressive Fuel Sub | SDG&E | Com | WaterHeat | Com - Restaurant | Fuel Substitution | Incentives | 133067 | 146315 | 159325 | 172122 | 185378 | 139871 | 160436 | 179834 | 196656 | 219954 | 246153 | 266294 | 281431
Scenario 3: Aggressive Fuel Sub | SDG&E | Com | WaterHeat | Com - Restaurant | Fuel Substitution | Incremental Measure Cost | 1112613 | 1245786 | 1381711 | 1520742 | 1669959 | 595740 | 697174 | 797246 | 889362 | 1014707 | 1158359 | 1278255 | 1377977
Scenario 3: Aggressive Fuel Sub | SDG&E | Com | WholeBlg | Com - Restaurant | Energy Efficiency | Admin | 327078 | 346662 | 368123 | 274584 | 284026 | 293573 | 303797 | 314068 | 324798 | 335529 | 346094 | 355305 | 356241
Scenario 3: Aggressive Fuel Sub | SDG&E | Com | WholeBlg | Com - Restaurant | Energy Efficiency | Incentives | 40513 | 48638 | 57903 | 0 | 0 | 0 | 0 | 0 | 0 | 0 | 0 | 0 | 0
Scenario 3: Aggressive Fuel Sub | SDG&E | Com | WholeBlg | Com - Restaurant | Energy Efficiency | Incremental Measure Cost | 250073 | 300224 | 357417 | 0 | 0 | 0 | 0 | 0 | 0 | 0 | 0 | 0 | 0
Scenario 3: Aggressive Fuel Sub | SDG&E | Com | ComRefrig | Com - Restaurant | Energy Efficiency | Admin | 4831 | 2778 | 1321 | 705 | 378 | 237 | 222 | 208 | 195 | 182 | 171 | 160 | 150
Scenario 3: Aggressive Fuel Sub | SDG&E | Com | ComRefrig | Com - Restaurant | Energy Efficiency | Incentives | 334 | 192 | 91 | 49 | 26 | 16 | 15 | 14 | 13 | 13 | 12 | 11 | 10
Scenario 3: Aggressive Fuel Sub | SDG&E | Com | ComRefrig | Com - Restaurant | Energy Efficiency | Incremental Measure Cost | 15269 | 8778 | 4125 | 2252 | 1276 | 850 | 811 | 775 | 740 | 707 | 675 | 645 | 616
Scenario 3: Aggressive Fuel Sub | SDG&E | Com | FoodServ | Com - Restaurant | Energy Efficiency | Admin | 738168 | 758510 | 778661 | 795724 | 900947 | 934232 | 968043 | 1001229 | 1032899 | 1063758 | 1093918 | 1123676 | 1152832
Scenario 3: Aggressive Fuel Sub | SDG&E | Com | FoodServ | Com - Restaurant | Energy Efficiency | Incentives | 65486 | 67290 | 69078 | 70592 | 79926 | 82879 | 85879 | 88823 | 91632 | 94370 | 97046 | 99686 | 102272
Scenario 3: Aggressive Fuel Sub | SDG&E | Com | FoodServ | Com - Restaurant | Energy Efficiency | Incremental Measure Cost | 810737 | 849129 | 888285 | 924946 | 1072822 | 1134381 | 1198699 | 1264318 | 1330055 | 1397175 | 1465879 | 1536395 | 1608494
Scenario 3: Aggressive Fuel Sub | SDG&E | Com | FoodServ | Com - Restaurant | Fuel Substitution | Admin | 29945 | 34987 | 40201 | 45610 | 51195 | 56797 | 62127 | 67489 | 72782 | 77929 | 83199 | 88514 | 93859
Scenario 3: Aggressive Fuel Sub | SDG&E | Com | FoodServ | Com - Restaurant | Fuel Substitution | Incentives | 6630 | 7599 | 8565 | 9532 | 10493 | 11459 | 12431 | 13411 | 14400 | 15410 | 16444 | 17484 | 18529
Scenario 3: Aggressive Fuel Sub | SDG&E | Com | FoodServ | Com - Restaurant | Fuel Substitution | Incremental Measure Cost | 59998 | 70108 | 80561 | 91408 | 102607 | 114260 | 126393 | 139057 | 152268 | 166196 | 180880 | 196173 | 212062
Scenario 3: Aggressive Fuel Sub | SDG&E | Com | Lighting | Com - Restaurant | Energy Efficiency | Admin | 8507 | 8394 | 8307 | 8205 | 9124 | 9198 | 9284 | 9370 | 9448 | 9529 | 9615 | 9702 | 9790
Scenario 3: Aggressive Fuel Sub | SDG&E | Com | Lighting | Com - Restaurant | Energy Efficiency | Incentives | 35032 | 35211 | 35493 | 35711 | 40348 | 41431 | 42597 | 43798 | 44995 | 46240 | 47541 | 48888 | 50275
Scenario 3: Aggressive Fuel Sub | SDG&E | Com | Lighting | Com - Restaurant | Energy Efficiency | Incremental Measure Cost | 37126 | 37315 | 37614 | 37845 | 42758 | 43907 | 45142 | 46415 | 47683 | 49003 | 50381 | 51809 | 53279
Scenario 3: Aggressive Fuel Sub | PG&E | Com | BldgEnv | Com - Retail | Energy Efficiency | Admin | 21671 | 21937 | 1020 | 18194 | 26199 | 15636 | 13378 | 10837 | 1381 | 1401 | 1422 | 1441 | 1449
Scenario 3: Aggressive Fuel Sub | PG&E | Com | BldgEnv | Com - Retail | Energy Efficiency | Incremental Measure Cost | 114037 | 117526 | 3011 | 103911 | 115750 | 89322 | 76796 | 62432 | 3587 | 3642 | 3705 | 3771 | 3878
Scenario 3: Aggressive Fuel Sub | PG&E | Com | HVAC | Com - Retail | Fuel Substitution | Incremental Measure Cost | 400519 | 440983 | 479614 | 467884 | 498204 | 29286 | 31318 | 32855 | 0 | 0 | 0 | 0 | 0
Scenario 3: Aggressive Fuel Sub | PG&E | Com | HVAC | Com - Retail | Energy Efficiency | Admin | 309609 | 330168 | 331963 | 248390 | 1177832 | 280022 | 299854 | 310302 | 269138 | 268819 | 275817 | 282041 | 287924
Scenario 3: Aggressive Fuel Sub | PG&E | Com | HVAC | Com - Retail | Energy Efficiency | Incentives | 96941 | 103533 | 103619 | 85642 | 298684 | 86413 | 91738 | 95009 | 80626 | 80311 | 82504 | 84455 | 86262
Scenario 3: Aggressive Fuel Sub | PG&E | Com | HVAC | Com - Retail | Energy Efficiency | Incremental Measure Cost | 2480388 | 2714620 | 2898080 | 2364301 | 8339158 | 2995396 | 2696520 | 2852110 | 2556112 | 2610094 | 2737293 | 2860197 | 2981853
Scenario 3: Aggressive Fuel Sub | PG&E | Com | HVAC | Com - Retail | Fuel Substitution | Admin | 78857 | 85139 | 90793 | 86842 | 90656 | 2498 | 2619 | 2693 | 0 | 0 | 0 | 0 | 0
Scenario 3: Aggressive Fuel Sub | PG&E | Com | HVAC | Com - Retail | Fuel Substitution | Incentives | 9982 | 10777 | 11492 | 10992 | 11474 | 316 | 331 | 340 | 0 | 0 | 0 | 0 | 0
Scenario 3: Aggressive Fuel Sub | PG&E | Com | WaterHeat | Com - Retail | Energy Efficiency | Incremental Measure Cost | 405408 | 513903 | 473398 | 710246 | 874936 | 1031804 | 1202445 | 1357375 | 1427447 | 1486484 | 1471530 | 1379157 | 1221052
Scenario 3: Aggressive Fuel Sub | PG&E | Com | WaterHeat | Com - Retail | Fuel Substitution | Incremental Measure Cost | 56779 | 61838 | 114136 | 110514 | 108317 | 65763 | 84475 | 109319 | 64034 | 84177 | 109691 | 136813 | 165597
Scenario 3: Aggressive Fuel Sub | PG&E | Com | WaterHeat | Com - Retail | Energy Efficiency | Admin | 855389 | 1073899 | 1031286 | 1461970 | 1769518 | 2065921 | 2368735 | 2628437 | 2787660 | 2844874 | 2759583 | 2534032 | 2197945
Scenario 3: Aggressive Fuel Sub | PG&E | Com | WaterHeat | Com - Retail | Energy Efficiency | Incentives | 0 | 0 | 0 | 0 | 1 | 1 | 1 | 1 | 1 | 1 | 1 | 1 | 1
Scenario 3: Aggressive Fuel Sub | PG&E | Com | WaterHeat | Com - Retail | Fuel Substitution | Admin | 18431 | 23148 | 28752 | 32419 | 40165 | 15550 | 20200 | 25734 | 32017 | 42089 | 54846 | 68406 | 82798
Scenario 3: Aggressive Fuel Sub | PG&E | Com | WaterHeat | Com - Retail | Fuel Substitution | Incentives | 4500 | 5545 | 6756 | 7473 | 9062 | 6852 | 8724 | 10894 | 13285 | 17118 | 21866 | 26733 | 31717
Scenario 3: Aggressive Fuel Sub | PG&E | Com | WholeBlg | Com - Retail | Energy Efficiency | Admin | 987736 | 1004987 | 1020553 | 1028163 | 1151972 | 1081700 | 1110403 | 1155410 | 1182520 | 1229960 | 1253940 | 1271030 | 1304122
Scenario 3: Aggressive Fuel Sub | PG&E | Com | WholeBlg | Com - Retail | Energy Efficiency | Incentives | 2604 | 2951 | 3356 | 0 | 38440 | 4435 | 4939 | 5474 | 5980 | 6528 | 7116 | 7726 | 8385
Scenario 3: Aggressive Fuel Sub | PG&E | Com | WholeBlg | Com - Retail | Energy Efficiency | Incremental Measure Cost | 16074 | 18215 | 20717 | 0 | 237278 | 27373 | 30484 | 33787 | 36912 | 40296 | 43924 | 47692 | 51761
Scenario 3: Aggressive Fuel Sub | PG&E | Com | ComRefrig | Com - Retail | Energy Efficiency | Admin | 70961 | 36384 | 6229 | 13296 | 7493 | 188400 | 213387 | 215189 | 216520 | 217778 | 219036 | 220241 | 221530
Scenario 3: Aggressive Fuel Sub | PG&E | Com | ComRefrig | Com - Retail | Energy Efficiency | Incentives | 32 | 16 | 3 | 6 | 3 | 85 | 97 | 97 | 98 | 99 | 99 | 100 | 100
Scenario 3: Aggressive Fuel Sub | PG&E | Com | ComRefrig | Com - Retail | Energy Efficiency | Incremental Measure Cost | 304155 | 156003 | 28640 | 58727 | 34844 | 1465145 | 1695737 | 1745338 | 1792259 | 1839675 | 1888216 | 1937443 | 1988584
Scenario 3: Aggressive Fuel Sub | PG&E | Com | FoodServ | Com - Retail | Energy Efficiency | Admin | 4363 | 4592 | 4848 | 1843 | 32112 | 5183 | 5594 | 5825 | 6003 | 6175 | 6342 | 6491 | 6640
Scenario 3: Aggressive Fuel Sub | PG&E | Com | FoodServ | Com - Retail | Energy Efficiency | Incentives | 538 | 567 | 598 | 227 | 3962 | 639 | 690 | 719 | 741 | 762 | 782 | 801 | 819
Scenario 3: Aggressive Fuel Sub | PG&E | Com | FoodServ | Com - Retail | Energy Efficiency | Incremental Measure Cost | 5948 | 6373 | 6849 | 2785 | 45792 | 7752 | 8514 | 9032 | 9487 | 9946 | 10412 | 10864 | 11330
Scenario 3: Aggressive Fuel Sub | PG&E | Com | Lighting | Com - Retail | Energy Efficiency | Admin | 73814 | 76430 | 78867 | 63419 | 179248 | 83648 | 85698 | 86978 | 88070 | 89138 | 90194 | 91200 | 92220
Scenario 3: Aggressive Fuel Sub | PG&E | Com | Lighting | Com - Retail | Energy Efficiency | Incentives | 235200 | 243535 | 251302 | 202076 | 571153 | 266536 | 273066 | 277146 | 280627 | 284027 | 287393 | 290600 | 293850
Scenario 3: Aggressive Fuel Sub | PG&E | Com | Lighting | Com - Retail | Energy Efficiency | Incremental Measure Cost | 476982 | 502461 | 527614 | 433948 | 1221230 | 589237 | 614094 | 633884 | 652941 | 672414 | 692419 | 712670 | 733654
Scenario 3: Aggressive Fuel Sub | SCE | Com | BldgEnv | Com - Retail | Energy Efficiency | Admin | 59 | 61 | 63 | 64 | 66 | 67 | 63 | 64 | 64 | 0 | 0 | 0 | 0
Scenario 3: Aggressive Fuel Sub | SCE | Com | BldgEnv | Com - Retail | Energy Efficiency | Incremental Measure Cost | 842 | 872 | 896 | 922 | 949 | 968 | 981 | 996 | 1002 | 0 | 0 | 0 | 0
Scenario 3: Aggressive Fuel Sub | SCE | Com | HVAC | Com - Retail | Energy Efficiency | Admin | 238592 | 263984 | 366510 | 436796 | 482618 | 524018 | 565335 | 615062 | 179032 | 64830 | 66104 | 66989 | 67757
Scenario 3: Aggressive Fuel Sub | SCE | Com | HVAC | Com - Retail | Energy Efficiency | Incentives | 176284 | 201024 | 324848 | 410700 | 467520 | 521256 | 577361 | 640003 | 141491 | 10167 | 10498 | 10821 | 11145
Scenario 3: Aggressive Fuel Sub | SCE | Com | HVAC | Com - Retail | Energy Efficiency | Incremental Measure Cost | 423381 | 482797 | 780184 | 986374 | 1122840 | 1251895 | 1386642 | 1537090 | 339819 | 24418 | 25213 | 25988 | 26767
Scenario 3: Aggressive Fuel Sub | SCE | Com | HVAC | Com - Retail | Fuel Substitution | Admin | 3952 | 4049 | 4107 | 4135 | 4134 | 0 | 0 | 0 | 0 | 0 | 0 | 0 | 0
Scenario 3: Aggressive Fuel Sub | SCE | Com | HVAC | Com - Retail | Fuel Substitution | Incentives | 625 | 640 | 649 | 654 | 654 | 390 | 397 | 400 | 22 | 22 | 21 | 21 | 1
Scenario 3: Aggressive Fuel Sub | SCE | Com | WaterHeat | Com - Retail | Energy Efficiency | Admin | 939 | 1215 | 1452 | 1734 | 2071 | 2469 | 2939 | 3500 | 4094 | 4886 | 5828 | 6942 | 8263
Scenario 3: Aggressive Fuel Sub | SCE | Com | WaterHeat | Com - Retail | Energy Efficiency | Incentives | 52 | 105 | 122 | 142 | 165 | 192 | 224 | 262 | 265 | 323 | 393 | 477 | 580
Scenario 3: Aggressive Fuel Sub | SCE | Com | WaterHeat | Com - Retail | Energy Efficiency | Incremental Measure Cost | 71 | 144 | 167 | 193 | 225 | 261 | 305 | 356 | 361 | 440 | 535 | 650 | 789
Scenario 3: Aggressive Fuel Sub | SCE | Com | WaterHeat | Com - Retail | Fuel Substitution | Admin | 67375 | 68519 | 69626 | 70737 | 71467 | 0 | 0 | 0 | 0 | 0 | 0 | 0 | 0
Scenario 3: Aggressive Fuel Sub | SCE | Com | WaterHeat | Com - Retail | Fuel Substitution | Incentives | 28928 | 28849 | 28746 | 28638 | 28374 | 14441 | 17486 | 20338 | 22598 | 24215 | 25305 | 26010 | 26448
Scenario 3: Aggressive Fuel Sub | SCE | Com | WholeBlg | Com - Retail | Energy Efficiency | Admin | 1796517 | 1855379 | 1919572 | 1994772 | 2083165 | 2174733 | 2277118 | 2381801 | 2489213 | 2601188 | 2715513 | 2825512 | 2954964
Scenario 3: Aggressive Fuel Sub | SCE | Com | WholeBlg | Com - Retail | Energy Efficiency | Incentives | 29805 | 35381 | 41440 | 48623 | 57167 | 66529 | 76714 | 88675 | 101642 | 115792 | 131823 | 149227 | 168681
Scenario 3: Aggressive Fuel Sub | SCE | Com | WholeBlg | Com - Retail | Energy Efficiency | Incremental Measure Cost | 183979 | 218393 | 255794 | 300135 | 352870 | 410659 | 473529 | 547362 | 627401 | 714743 | 813698 | 921130 | 1041210
Scenario 3: Aggressive Fuel Sub | SCE | Com | ComRefrig | Com - Retail | Energy Efficiency | Admin | 388278 | 236921 | 125441 | 65234 | 39572 | 24118 | 207341 | 1010869 | 1155030 | 1163279 | 1170922 | 1177125 | 1183007
Scenario 3: Aggressive Fuel Sub | SCE | Com | ComRefrig | Com - Retail | Energy Efficiency | Incentives | 9 | 6 | 3 | 2 | 1 | 1 | 5 | 24 | 27 | 28 | 28 | 28 | 28
Scenario 3: Aggressive Fuel Sub | SCE | Com | ComRefrig | Com - Retail | Energy Efficiency | Incremental Measure Cost | 514761 | 316198 | 167234 | 87586 | 55716 | 36081 | 464976 | 2401135 | 2802793 | 2880516 | 2958618 | 3034894 | 3112126
Scenario 3: Aggressive Fuel Sub | SCE | Com | FoodServ | Com - Retail | Energy Efficiency | Admin | 20690 | 21370 | 21866 | 22381 | 22937 | 23360 | 23663 | 24016 | 24262 | 24443 | 24635 | 24759 | 24886
Scenario 3: Aggressive Fuel Sub | SCE | Com | FoodServ | Com - Retail | Energy Efficiency | Incentives | 8836 | 9401 | 9873 | 10369 | 10903 | 11367 | 11767 | 12208 | 12590 | 12936 | 13297 | 13619 | 13950
Scenario 3: Aggressive Fuel Sub | SCE | Com | FoodServ | Com - Retail | Energy Efficiency | Incremental Measure Cost | 14098 | 14999 | 15752 | 16544 | 17396 | 18136 | 18774 | 19478 | 20087 | 20639 | 21216 | 21729 | 22257
Scenario 3: Aggressive Fuel Sub | SCE | Com | Lighting | Com - Retail | Energy Efficiency | Admin | 279933 | 295174 | 309145 | 322763 | 336162 | 348505 | 359818 | 370917 | 381027 | 390329 | 399234 | 406801 | 413545
Scenario 3: Aggressive Fuel Sub | SCE | Com | Lighting | Com - Retail | Energy Efficiency | Incentives | 6 | 7 | 7 | 7 | 8 | 8 | 8 | 8 | 9 | 9 | 9 | 9 | 9
Scenario 3: Aggressive Fuel Sub | SCE | Com | Lighting | Com - Retail | Energy Efficiency | Incremental Measure Cost | 527144 | 565381 | 602451 | 640037 | 678406 | 715899 | 752488 | 789795 | 826190 | 861986 | 898020 | 931552 | 963583
Scenario 3: Aggressive Fuel Sub | SCG | Com | BldgEnv | Com - Retail | Energy Efficiency | Admin | 52954 | 44564 | 34733 | 2133 | 16806 | 11751 | 2398 | 2474 | 2498 | 2557 | 2617 | 2666 | 2714
Scenario 3: Aggressive Fuel Sub | SCG | Com | BldgEnv | Com - Retail | Energy Efficiency | Incentives | 668 | 562 | 439 | 28 | 212 | 150 | 31 | 32 | 32 | 33 | 34 | 34 | 35
Scenario 3: Aggressive Fuel Sub | SCG | Com | BldgEnv | Com - Retail | Energy Efficiency | Incremental Measure Cost | 113925 | 98327 | 79218 | 8025 | 40913 | 31688 | 8971 | 9291 | 9576 | 9844 | 10120 | 10361 | 10604
Scenario 3: Aggressive Fuel Sub | SCG | Com | HVAC | Com - Retail | Fuel Substitution | Incremental Measure Cost | 138277 | 144540 | 149583 | 153679 | 156615 | 171656 | 178152 | 183388 | 8928 | 9091 | 9234 | 9364 | 254
Scenario 3: Aggressive Fuel Sub | SCG | Com | HVAC | Com - Retail | Energy Efficiency | Incremental Measure Cost | 1128572 | 1165575 | 1199636 | 1235370 | 970161 | 821890 | 1129 | 1156 | 1177 | 1198 | 1222 | 1243 | 1268
Scenario 3: Aggressive Fuel Sub | SCG | Com | HVAC | Com - Retail | Energy Efficiency | Admin | 56668 | 57402 | 57900 | 58481 | 38358 | 19009 | 9105 | 9245 | 9330 | 9397 | 9484 | 9543 | 9613
Scenario 3: Aggressive Fuel Sub | SCG | Com | HVAC | Com - Retail | Energy Efficiency | Incentives | 4592 | 4649 | 4691 | 4736 | 3646 | 14 | 8 | 8 | 8 | 8 | 8 | 8 | 8
Scenario 3: Aggressive Fuel Sub | SCG | Com | WaterHeat | Com - Retail | Energy Efficiency | Incremental Measure Cost | 357576 | 248136 | 192374 | 149178 | 150926 | 115734 | 99582 | 91073 | 77519 | 71878 | 66647 | 61797 | 57301
Scenario 3: Aggressive Fuel Sub | SCG | Com | WaterHeat | Com - Retail | Fuel Substitution | Incremental Measure Cost | 269164 | 273831 | 392336 | 358396 | 301592 | 146955 | 170208 | 191412 | 99826 | 109121 | 116318 | 121957 | 126495
Scenario 3: Aggressive Fuel Sub | SCG | Com | WaterHeat | Com - Retail | Energy Efficiency | Admin | 196172 | 121570 | 109496 | 95215 | 86682 | 70343 | 62884 | 56995 | 50897 | 46267 | 42059 | 38234 | 34756
Scenario 3: Aggressive Fuel Sub | SCG | Com | WaterHeat | Com - Retail | Energy Efficiency | Incentives | 0 | 0 | 0 | 0 | 0 | 0 | 0 | 0 | 0 | 0 | 0 | 0 | 0
Scenario 3: Aggressive Fuel Sub | SCG | Com | WholeBlg | Com - Retail | Energy Efficiency | Admin | 46230 | 46903 | 47474 | 48172 | 48913 | 49448 | 49989 | 50516 | 51060 | 51479 | 51861 | 52102 | 60780
Scenario 3: Aggressive Fuel Sub | SCG | Com | WholeBlg | Com - Retail | Energy Efficiency | Incentives | 0 | 0 | 0 | 0 | 0 | 0 | 0 | 0 | 0 | 0 | 0 | 0 | 59485
Scenario 3: Aggressive Fuel Sub | SCG | Com | WholeBlg | Com - Retail | Energy Efficiency | Incremental Measure Cost | 0 | 0 | 0 | 0 | 0 | 0 | 0 | 0 | 0 | 0 | 0 | 0 | 367184
Scenario 3: Aggressive Fuel Sub | SCG | Com | FoodServ | Com - Retail | Energy Efficiency | Admin | 377 | 418 | 457 | 499 | 0 | 1252 | 637 | 686 | 732 | 777 | 824 | 868 | 912
Scenario 3: Aggressive Fuel Sub | SCG | Com | FoodServ | Com - Retail | Energy Efficiency | Incentives | 939 | 1041 | 1138 | 1244 | 0 | 3118 | 1586 | 1709 | 1824 | 1936 | 2052 | 2161 | 2273
Scenario 3: Aggressive Fuel Sub | SCG | Com | FoodServ | Com - Retail | Energy Efficiency | Incremental Measure Cost | 4387 | 4962 | 5531 | 6168 | 0 | 16087 | 8348 | 9177 | 9989 | 10813 | 11690 | 12560 | 13470
Scenario 3: Aggressive Fuel Sub | SDG&E | Com | BldgEnv | Com - Retail | Energy Efficiency | Admin | 105 | 97 | 90 | 83 | 76 | 70 | 67 | 63 | 60 | 56 | 53 | 51 | 48
Scenario 3: Aggressive Fuel Sub | SDG&E | Com | BldgEnv | Com - Retail | Energy Efficiency | Incentives | 9 | 8 | 8 | 7 | 7 | 6 | 6 | 5 | 5 | 5 | 5 | 4 | 4
Scenario 3: Aggressive Fuel Sub | SDG&E | Com | BldgEnv | Com - Retail | Energy Efficiency | Incremental Measure Cost | 629 | 605 | 584 | 559 | 532 | 507 | 484 | 463 | 443 | 425 | 408 | 393 | 379
Scenario 3: Aggressive Fuel Sub | SDG&E | Com | HVAC | Com - Retail | Energy Efficiency | Admin | 18493 | 19944 | 21444 | 22898 | 24221 | 15046 | 15905 | 16765 | 459 | 158 | 102 | 73 | 57
Scenario 3: Aggressive Fuel Sub | SDG&E | Com | HVAC | Com - Retail | Energy Efficiency | Incentives | 32767 | 36838 | 41175 | 45641 | 50100 | 41531 | 45532 | 49702 | 812 | 58 | 61 | 63 | 66
Scenario 3: Aggressive Fuel Sub | SDG&E | Com | HVAC | Com - Retail | Energy Efficiency | Incremental Measure Cost | 99988 | 111762 | 124276 | 137135 | 149929 | 131656 | 109355 | 119369 | 1950 | 140 | 146 | 152 | 158
Scenario 3: Aggressive Fuel Sub | SDG&E | Com | HVAC | Com - Retail | Fuel Substitution | Admin | 2 | 2 | 2 | 2 | 3 | 0 | 0 | 0 | 0 | 0 | 0 | 0 | 0
Scenario 3: Aggressive Fuel Sub | SDG&E | Com | HVAC | Com - Retail | Fuel Substitution | Incentives | 6 | 6 | 7 | 7 | 8 | 0 | 0 | 0 | 0 | 0 | 0 | 0 | 0
Scenario 3: Aggressive Fuel Sub | SDG&E | Com | HVAC | Com - Retail | Fuel Substitution | Incremental Measure Cost | 10 | 11 | 12 | 14 | 15 | 0 | 0 | 0 | 0 | 0 | 0 | 0 | 0
Scenario 3: Aggressive Fuel Sub | SDG&E | Com | WaterHeat | Com - Retail | Energy Efficiency | Incremental Measure Cost | 47119 | 48069 | 48105 | 49229 | 50088 | 50217 | 51041 | 51859 | 3975 | 4219 | 53996 | 54836 | 55633
Scenario 3: Aggressive Fuel Sub | SDG&E | Com | WaterHeat | Com - Retail | Fuel Substitution | Incremental Measure Cost | 57896 | 64944 | 121909 | 114717 | 97304 | 59434 | 67974 | 76954 | 40677 | 45073 | 50921 | 55647 | 59475
Scenario 3: Aggressive Fuel Sub | SDG&E | Com | WaterHeat | Com - Retail | Energy Efficiency | Admin | 125477 | 126008 | 126434 | 126748 | 126934 | 125939 | 126007 | 126017 | 19564 | 20357 | 125642 | 125592 | 125425
Scenario 3: Aggressive Fuel Sub | SDG&E | Com | WaterHeat | Com - Retail | Energy Efficiency | Incentives | 0 | 0 | 0 | 0 | 0 | 0 | 0 | 0 | 0 | 0 | 0 | 0 | 0
Scenario 3: Aggressive Fuel Sub | SDG&E | Com | WaterHeat | Com - Retail | Fuel Substitution | Admin | 22932 | 25736 | 28603 | 31537 | 34536 | 13723 | 16037 | 18295 | 20338 | 22536 | 25460 | 27824 | 29737
Scenario 3: Aggressive Fuel Sub | SDG&E | Com | WaterHeat | Com - Retail | Fuel Substitution | Incentives | 5980 | 6582 | 7174 | 7757 | 8330 | 6432 | 7367 | 8238 | 8978 | 9752 | 10801 | 11572 | 12125
Scenario 3: Aggressive Fuel Sub | SDG&E | Com | WholeBlg | Com - Retail | Energy Efficiency | Admin | 746063 | 829308 | 917913 | 1008855 | 1086178 | 1168069 | 1243935 | 1306884 | 1359123 | 1405405 | 1441362 | 1473149 | 1511071
Scenario 3: Aggressive Fuel Sub | SDG&E | Com | WholeBlg | Com - Retail | Energy Efficiency | Incentives | 139078 | 170228 | 204470 | 240244 | 271624 | 306055 | 338343 | 366850 | 391845 | 415006 | 435028 | 454719 | 474916
Scenario 3: Aggressive Fuel Sub | SDG&E | Com | WholeBlg | Com - Retail | Energy Efficiency | Incremental Measure Cost | 858483 | 1050759 | 1262125 | 1482942 | 1676644 | 1889172 | 2088475 | 2264441 | 2418726 | 2561691 | 2685281 | 2806827 | 2931494
Scenario 3: Aggressive Fuel Sub | SDG&E | Com | ComRefrig | Com - Retail | Energy Efficiency | Admin | 54141 | 31185 | 14938 | 7611 | 4078 | 2579 | 2415 | 2260 | 2116 | 1981 | 1854 | 1736 | 1625
Scenario 3: Aggressive Fuel Sub | SDG&E | Com | ComRefrig | Com - Retail | Energy Efficiency | Incentives | 3748 | 2159 | 1034 | 527 | 282 | 179 | 167 | 156 | 146 | 137 | 128 | 120 | 112
Scenario 3: Aggressive Fuel Sub | SDG&E | Com | ComRefrig | Com - Retail | Energy Efficiency | Incremental Measure Cost | 171337 | 98798 | 46900 | 24313 | 13769 | 9230 | 8815 | 8418 | 8039 | 7678 | 7332 | 7002 | 6687
Scenario 3: Aggressive Fuel Sub | SDG&E | Com | FoodServ | Com - Retail | Energy Efficiency | Admin | 1008 | 1013 | 1018 | 1016 | 999 | 996 | 986 | 975 | 966 | 964 | 961 | 965 | 973
Scenario 3: Aggressive Fuel Sub | SDG&E | Com | FoodServ | Com - Retail | Energy Efficiency | Incentives | 89 | 90 | 90 | 90 | 89 | 88 | 87 | 86 | 86 | 85 | 85 | 86 | 86
Scenario 3: Aggressive Fuel Sub | SDG&E | Com | FoodServ | Com - Retail | Energy Efficiency | Incremental Measure Cost | 1182 | 1208 | 1234 | 1250 | 1244 | 1259 | 1263 | 1266 | 1273 | 1291 | 1310 | 1341 | 1380
Scenario 3: Aggressive Fuel Sub | SDG&E | Com | Lighting | Com - Retail | Energy Efficiency | Admin | 56604 | 55985 | 55438 | 54820 | 54021 | 53500 | 52907 | 52341 | 51843 | 51453 | 51086 | 50826 | 50625
Scenario 3: Aggressive Fuel Sub | SDG&E | Com | Lighting | Com - Retail | Energy Efficiency | Incentives | 228702 | 230378 | 232354 | 234053 | 234982 | 237086 | 238885 | 240801 | 243035 | 245787 | 248681 | 252128 | 255924
Scenario 3: Aggressive Fuel Sub | SDG&E | Com | Lighting | Com - Retail | Energy Efficiency | Incremental Measure Cost | 242367 | 244144 | 246237 | 248038 | 249022 | 251252 | 253158 | 255189 | 257556 | 260473 | 263540 | 267193 | 271216
Scenario 3: Aggressive Fuel Sub | PG&E | Com | BldgEnv | Com - School | Energy Efficiency | Admin | 874 | 914 | 952 | 982 | 1001 | 1023 | 1039 | 1056 | 1069 | 1082 | 1093 | 1107 | 1116
Scenario 3: Aggressive Fuel Sub | PG&E | Com | BldgEnv | Com - School | Energy Efficiency | Incremental Measure Cost | 2401 | 2478 | 2554 | 2622 | 2672 | 2730 | 2779 | 2833 | 2882 | 2933 | 2984 | 3044 | 3094
Scenario 3: Aggressive Fuel Sub | PG&E | Com | HVAC | Com - School | Energy Efficiency | Admin | 412004 | 431101 | 442961 | 462099 | 471880 | 232638 | 234047 | 241575 | 212196 | 204940 | 205344 | 217325 | 221411
Scenario 3: Aggressive Fuel Sub | PG&E | Com | HVAC | Com - School | Energy Efficiency | Incentives | 109034 | 114957 | 118611 | 125064 | 128707 | 46322 | 47084 | 49864 | 39966 | 37642 | 37946 | 42086 | 43630
Scenario 3: Aggressive Fuel Sub | PG&E | Com | HVAC | Com - School | Energy Efficiency | Incremental Measure Cost | 2588502 | 2727326 | 2892991 | 3286911 | 3538580 | 1975747 | 1855021 | 1969126 | 1381240 | 1210872 | 1256065 | 1663152 | 1842057
Scenario 3: Aggressive Fuel Sub | PG&E | Com | HVAC | Com - School | Fuel Substitution | Admin | 59960 | 63737 | 66897 | 72233 | 74150 | 0 | 0 | 0 | 0 | 0 | 0 | 0 | 0
Scenario 3: Aggressive Fuel Sub | PG&E | Com | HVAC | Com - School | Fuel Substitution | Incentives | 7588 | 8066 | 8466 | 9140 | 9383 | 0 | 0 | 0 | 0 | 0 | 0 | 0 | 0
Scenario 3: Aggressive Fuel Sub | PG&E | Com | HVAC | Com - School | Fuel Substitution | Incremental Measure Cost | 234662 | 254372 | 272290 | 315944 | 330882 | 0 | 0 | 0 | 0 | 0 | 0 | 0 | 0
Scenario 3: Aggressive Fuel Sub | PG&E | Com | WaterHeat | Com - School | Energy Efficiency | Incremental Measure Cost | 631156 | 708006 | 757893 | 810841 | 814255 | 490956 | 409007 | 308321 | 205729 | 115301 | 43577 | 31832 | 30400
Scenario 3: Aggressive Fuel Sub | PG&E | Com | WaterHeat | Com - School | Fuel Substitution | Incremental Measure Cost | 457967 | 576199 | 718730 | 890373 | 1379721 | 663215 | 843548 | 1078361 | 622602 | 828933 | 1076811 | 1339444 | 1616872
Scenario 3: Aggressive Fuel Sub | PG&E | Com | WaterHeat | Com - School | Energy Efficiency | Admin | 1095048 | 1228622 | 1326770 | 1366046 | 1328442 | 1021289 | 834539 | 617630 | 405838 | 225198 | 86705 | 64721 | 61073
Scenario 3: Aggressive Fuel Sub | PG&E | Com | WaterHeat | Com - School | Energy Efficiency | Incentives | 0 | 0 | 0 | 0 | 0 | 0 | 0 | 0 | 0 | 0 | 0 | 0 | 0
Scenario 3: Aggressive Fuel Sub | PG&E | Com | WaterHeat | Com - School | Fuel Substitution | Admin | 205769 | 257851 | 320082 | 394193 | 482034 | 154502 | 199148 | 251828 | 311301 | 414467 | 538406 | 669722 | 808436
Scenario 3: Aggressive Fuel Sub | PG&E | Com | WaterHeat | Com - School | Fuel Substitution | Incentives | 32406 | 39956 | 48768 | 59022 | 70904 | 45441 | 57398 | 71134 | 86185 | 112469 | 143207 | 174609 | 206603
Scenario 3: Aggressive Fuel Sub | PG&E | Com | ComRefrig | Com - School | Energy Efficiency | Admin | 18 | 16 | 15 | 14 | 13 | 705 | 886 | 891 | 895 | 899 | 903 | 908 | 913
Scenario 3: Aggressive Fuel Sub | PG&E | Com | ComRefrig | Com - School | Energy Efficiency | Incentives | 0 | 0 | 0 | 0 | 0 | 0 | 0 | 0 | 0 | 0 | 0 | 0 | 0
Scenario 3: Aggressive Fuel Sub | PG&E | Com | ComRefrig | Com - School | Energy Efficiency | Incremental Measure Cost | 80 | 74 | 70 | 67 | 64 | 5501 | 7068 | 7252 | 7433 | 7619 | 7809 | 8011 | 8213
Scenario 3: Aggressive Fuel Sub | PG&E | Com | FoodServ | Com - School | Energy Efficiency | Admin | 340274 | 346357 | 351541 | 355807 | 363607 | 368470 | 371616 | 375004 | 378229 | 381575 | 386685 | 391343 | 393951
Scenario 3: Aggressive Fuel Sub | PG&E | Com | FoodServ | Com - School | Energy Efficiency | Incentives | 41987 | 42738 | 43377 | 43904 | 44866 | 45466 | 45854 | 46272 | 46670 | 47083 | 47713 | 48288 | 48610
Scenario 3: Aggressive Fuel Sub | PG&E | Com | FoodServ | Com - School | Energy Efficiency | Incremental Measure Cost | 720245 | 746979 | 772965 | 798097 | 859629 | 896357 | 923081 | 951300 | 980081 | 1010084 | 1053582 | 1097613 | 1133409
Scenario 3: Aggressive Fuel Sub | PG&E | Com | FoodServ | Com - School | Fuel Substitution | Admin | 675 | 741 | 829 | 929 | 1044 | 1169 | 1306 | 1456 | 1623 | 1809 | 2026 | 2339 | 2750
Scenario 3: Aggressive Fuel Sub | PG&E | Com | FoodServ | Com - School | Fuel Substitution | Incentives | 136 | 149 | 166 | 185 | 207 | 231 | 258 | 287 | 319 | 354 | 396 | 457 | 536
Scenario 3: Aggressive Fuel Sub | PG&E | Com | FoodServ | Com - School | Fuel Substitution | Incremental Measure Cost | 1617 | 1805 | 2057 | 2349 | 2687 | 3067 | 3490 | 3966 | 4505 | 5119 | 5837 | 6852 | 8194
Scenario 3: Aggressive Fuel Sub | PG&E | Com | Lighting | Com - School | Energy Efficiency | Admin | 0 | 0 | 0 | 0 | 0 | 0 | 0 | 0 | 0 | 0 | 0 | 0 | 0
Scenario 3: Aggressive Fuel Sub | PG&E | Com | Lighting | Com - School | Energy Efficiency | Incentives | 0 | 0 | 0 | 0 | 0 | 0 | 0 | 0 | 0 | 0 | 0 | 0 | 0
Scenario 3: Aggressive Fuel Sub | PG&E | Com | Lighting | Com - School | Energy Efficiency | Incremental Measure Cost | 0 | 0 | 0 | 0 | 0 | 0 | 0 | 0 | 0 | 0 | 0 | 0 | 0
Scenario 3: Aggressive Fuel Sub | SCE | Com | BldgEnv | Com - School | Energy Efficiency | Admin | 29 | 31 | 32 | 33 | 33 | 34 | 35 | 35 | 36 | 0 | 0 | 0 | 0
Scenario 3: Aggressive Fuel Sub | SCE | Com | BldgEnv | Com - School | Energy Efficiency | Incremental Measure Cost | 443 | 455 | 466 | 477 | 486 | 495 | 502 | 510 | 518 | 0 | 0 | 0 | 0
Scenario 3: Aggressive Fuel Sub | SCE | Com | HVAC | Com - School | Energy Efficiency | Admin | 29450 | 30880 | 32325 | 33619 | 55774 | 52711 | 44879 | 43102 | 38341 | 39140 | 39755 | 40486 | 40950
Scenario 3: Aggressive Fuel Sub | SCE | Com | HVAC | Com - School | Energy Efficiency | Incentives | 4392 | 4598 | 4804 | 5004 | 11501 | 10597 | 8169 | 7562 | 5952 | 6142 | 6328 | 6521 | 6709
Scenario 3: Aggressive Fuel Sub | SCE | Com | HVAC | Com - School | Energy Efficiency | Incremental Measure Cost | 10549 | 11043 | 11538 | 12018 | 27621 | 25451 | 19619 | 18161 | 14295 | 14751 | 15198 | 15662 | 16112
Scenario 3: Aggressive Fuel Sub | SCE | Com | HVAC | Com - School | Fuel Substitution | Admin | 1271 | 1281 | 1278 | 1266 | 2178 | 0 | 0 | 0 | 0 | 0 | 0 | 0 | 0
Scenario 3: Aggressive Fuel Sub | SCE | Com | HVAC | Com - School | Fuel Substitution | Incentives | 128 | 129 | 128 | 127 | 249 | 0 | 0 | 0 | 0 | 0 | 0 | 0 | 0
Scenario 3: Aggressive Fuel Sub | SCE | Com | WaterHeat | Com - School | Energy Efficiency | Admin | 1047 | 1272 | 1540 | 1857 | 2232 | 2679 | 3206 | 3835 | 4584 | 5475 | 6530 | 7790 | 9280
Scenario 3: Aggressive Fuel Sub | SCE | Com | WaterHeat | Com - School | Energy Efficiency | Incentives | 87 | 107 | 133 | 163 | 200 | 245 | 299 | 365 | 445 | 542 | 659 | 802 | 975
Scenario 3: Aggressive Fuel Sub | SCE | Com | WaterHeat | Com - School | Energy Efficiency | Incremental Measure Cost | 118 | 146 | 181 | 222 | 272 | 334 | 407 | 497 | 606 | 738 | 898 | 1092 | 1327
Scenario 3: Aggressive Fuel Sub | SCE | Com | WaterHeat | Com - School | Fuel Substitution | Admin | 443542 | 446113 | 453461 | 461449 | 469517 | 0 | 0 | 0 | 0 | 0 | 0 | 0 | 0
Scenario 3: Aggressive Fuel Sub | SCE | Com | WaterHeat | Com - School | Fuel Substitution | Incentives | 138254 | 137421 | 138335 | 139873 | 141477 | 66875 | 81503 | 94893 | 105262 | 112493 | 117192 | 120073 | 121681
Scenario 3: Aggressive Fuel Sub | SCE | Com | ComRefrig | Com - School | Energy Efficiency | Admin | 157 | 68 | 52 | 48 | 45 | 42 | 566 | 2852 | 3327 | 3343 | 3356 | 3372 | 3384
Scenario 3: Aggressive Fuel Sub | SCE | Com | ComRefrig | Com - School | Energy Efficiency | Incentives | 0 | 0 | 0 | 0 | 0 | 0 | 0 | 0 | 0 | 0 | 0 | 0 | 0
Scenario 3: Aggressive Fuel Sub | SCE | Com | ComRefrig | Com - School | Energy Efficiency | Incremental Measure Cost | 198 | 93 | 73 | 70 | 66 | 63 | 1287 | 6794 | 8091 | 8296 | 8497 | 8709 | 8918
Scenario 3: Aggressive Fuel Sub | SCE | Com | FoodServ | Com - School | Energy Efficiency | Admin | 49133 | 101325 | 117461 | 121577 | 124671 | 190394 | 206191 | 207986 | 214941 | 219653 | 221033 | 222150 | 222820
Scenario 3: Aggressive Fuel Sub | SCE | Com | FoodServ | Com - School | Energy Efficiency | Incentives | 22363 | 58603 | 71001 | 75295 | 79016 | 129543 | 141900 | 143814 | 149585 | 153693 | 155334 | 156779 | 157906
Scenario 3: Aggressive Fuel Sub | SCE | Com | FoodServ | Com - School | Energy Efficiency | Incremental Measure Cost | 35679 | 93498 | 113279 | 120130 | 126067 | 230825 | 260083 | 267607 | 285126 | 299134 | 307351 | 315115 | 322450
Scenario 3: Aggressive Fuel Sub | SCE | Com | FoodServ | Com - School | Fuel Substitution | Admin | 906 | 1043 | 1180 | 1319 | 1461 | 1606 | 1753 | 1905 | 2063 | 2224 | 2387 | 2552 | 2719
Scenario 3: Aggressive Fuel Sub | SCE | Com | FoodServ | Com - School | Fuel Substitution | Incentives | 109594 | 126037 | 142630 | 159440 | 176509 | 193929 | 211677 | 230027 | 249070 | 268520 | 288301 | 308360 | 328610
Scenario 3: Aggressive Fuel Sub | SCE | Com | Lighting | Com - School | Energy Efficiency | Admin | 0 | 0 | 0 | 0 | 0 | 0 | 0 | 0 | 0 | 0 | 0 | 0 | 0
Scenario 3: Aggressive Fuel Sub | SCE | Com | Lighting | Com - School | Energy Efficiency | Incentives | 0 | 0 | 0 | 0 | 0 | 0 | 0 | 0 | 0 | 0 | 0 | 0 | 0
Scenario 3: Aggressive Fuel Sub | SCE | Com | Lighting | Com - School | Energy Efficiency | Incremental Measure Cost | 0 | 0 | 0 | 0 | 0 | 0 | 0 | 0 | 0 | 0 | 0 | 0 | 0
Scenario 3: Aggressive Fuel Sub | SCG | Com | BldgEnv | Com - School | Energy Efficiency | Admin | 261 | 271 | 280 | 288 | 291 | 297 | 299 | 302 | 304 | 307 | 309 | 311 | 312
Scenario 3: Aggressive Fuel Sub | SCG | Com | BldgEnv | Com - School | Energy Efficiency | Incentives | 4 | 4 | 4 | 4 | 4 | 4 | 4 | 4 | 4 | 4 | 4 | 4 | 4
Scenario 3: Aggressive Fuel Sub | SCG | Com | BldgEnv | Com - School | Energy Efficiency | Incremental Measure Cost | 3122 | 3183 | 3248 | 3308 | 3339 | 3391 | 3423 | 3453 | 3489 | 3531 | 3564 | 3610 | 3642
Scenario 3: Aggressive Fuel Sub | SCG | Com | HVAC | Com - School | Energy Efficiency | Incremental Measure Cost | 2226776 | 1965687 | 2006383 | 2045588 | 1924630 | 541173 | 540743 | 543507 | 548605 | 555937 | 561722 | 571261 | 577992
Scenario 3: Aggressive Fuel Sub | SCG | Com | HVAC | Com - School | Energy Efficiency | Admin | 156417 | 156098 | 156085 | 155897 | 154652 | 48831 | 48045 | 47337 | 46837 | 46525 | 46079 | 45934 | 45555
Scenario 3: Aggressive Fuel Sub | SCG | Com | HVAC | Com - School | Energy Efficiency | Incentives | 13228 | 13218 | 13230 | 13226 | 13142 | 3100 | 3051 | 3006 | 2974 | 2955 | 2927 | 2918 | 2895
Scenario 3: Aggressive Fuel Sub | SCG | Com | HVAC | Com - School | Fuel Substitution | Incremental Measure Cost | 22359 | 22992 | 23409 | 23661 | 70169 | 0 | 0 | 0 | 0 | 0 | 0 | 0 | 0
Scenario 3: Aggressive Fuel Sub | SCG | Com | WaterHeat | Com - School | Energy Efficiency | Incremental Measure Cost | 427834 | 431447 | 398077 | 437801 | 440086 | 36234 | 34358 | 32750 | 30956 | 29497 | 28165 | 26959 | 25861
Scenario 3: Aggressive Fuel Sub | SCG | Com | WaterHeat | Com - School | Fuel Substitution | Incremental Measure Cost | 1684366 | 1710662 | 1756357 | 1876346 | 2397856 | 1026574 | 1189722 | 1339261 | 696697 | 759559 | 807180 | 843603 | 872028
Scenario 3: Aggressive Fuel Sub | SCG | Com | WaterHeat | Com - School | Energy Efficiency | Admin | 159416 | 156036 | 152534 | 149326 | 145958 | 28437 | 26646 | 25038 | 23547 | 22223 | 21023 | 19945 | 18967
Scenario 3: Aggressive Fuel Sub | SCG | Com | WaterHeat | Com - School | Energy Efficiency | Incentives | 0 | 0 | 0 | 0 | 0 | 0 | 0 | 0 | 0 | 0 | 0 | 0 | 0
Scenario 3: Aggressive Fuel Sub | SCG | Com | WholeBlg | Com - School | Energy Efficiency | Admin | 74138 | 74428 | 74538 | 74833 | 75159 | 75378 | 75589 | 75711 | 75832 | 75946 | 75864 | 75578 | 75693
Scenario 3: Aggressive Fuel Sub | SCG | Com | WholeBlg | Com - School | Energy Efficiency | Incentives | 0 | 0 | 0 | 0 | 0 | 0 | 0 | 0 | 0 | 0 | 0 | 0 | 0
Scenario 3: Aggressive Fuel Sub | SCG | Com | WholeBlg | Com - School | Energy Efficiency | Incremental Measure Cost | 0 | 0 | 0 | 0 | 0 | 0 | 0 | 0 | 0 | 0 | 0 | 0 | 0
Scenario 3: Aggressive Fuel Sub | SCG | Com | FoodServ | Com - School | Energy Efficiency | Admin | 116770 | 121523 | 126072 | 130274 | 133762 | 137341 | 146561 | 151973 | 155054 | 158039 | 160704 | 163416 | 165760
Scenario 3: Aggressive Fuel Sub | SCG | Com | FoodServ | Com - School | Energy Efficiency | Incentives | 118960 | 124337 | 129566 | 134230 | 137967 | 141832 | 151195 | 156826 | 160182 | 163456 | 166401 | 169416 | 172034
Scenario 3: Aggressive Fuel Sub | SCG | Com | FoodServ | Com - School | Energy Efficiency | Incremental Measure Cost | 443787 | 473028 | 502526 | 531598 | 558466 | 586904 | 706216 | 776559 | 816901 | 858627 | 900317 | 944252 | 987762
Scenario 3: Aggressive Fuel Sub | SCG | Com | FoodServ | Com - School | Fuel Substitution | Incremental Measure Cost | 5315 | 6237 | 7202 | 8214 | 9279 | 10404 | 11590 | 12850 | 14189 | 15597 | 17075 | 18620 | 20230
Scenario 3: Aggressive Fuel Sub | SDG&E | Com | BldgEnv | Com - School | Energy Efficiency | Admin | 8 | 7 | 7 | 9 | 8 | 8 | 8 | 7 | 6 | 7 | 7 | 6 | 6
Scenario 3: Aggressive Fuel Sub | SDG&E | Com | BldgEnv | Com - School | Energy Efficiency | Incentives | bar: 36 to 46
Scenario 3: Aggressive Fuel Sub | SDG&E | Com | BldgEnv | Com - School | Energy Efficiency | Incremental Measure Cost | 91 | 88 | 86 | 94 | 91 | 89 | 86 | 84 | 72 | 79 | 77 | 75 | 72
Scenario 3: Aggressive Fuel Sub | SDG&E | Com | HVAC | Com - School | Energy Efficiency | Admin | 26888 | 27434 | 27834 | 28120 | 28426 | 28583 | 28722 | 28930 | 29311 | 30399 | 31503 | 32586 | 33620
Scenario 3: Aggressive Fuel Sub | SDG&E | Com | HVAC | Com - School | Energy Efficiency | Incentives | 26709 | 27887 | 28989 | 30035 | 31163 | 32169 | 33186 | 34306 | 35629 | 37579 | 39623 | 41718 | 43827
Scenario 3: Aggressive Fuel Sub | SDG&E | Com | HVAC | Com - School | Energy Efficiency | Incremental Measure Cost | 127742 | 137718 | 147994 | 158636 | 170114 | 181702 | 79703 | 82391 | 85570 | 90252 | 95162 | 100193 | 105260
Scenario 3: Aggressive Fuel Sub | SDG&E | Com | HVAC | Com - School | Fuel Substitution | Admin | 0 | 0 | 1 | 1 | 1 | 0 | 0 | 0 | 0 | 0 | 0 | 0 | 0
Scenario 3: Aggressive Fuel Sub | SDG&E | Com | HVAC | Com - School | Fuel Substitution | Incentives | 1 | 1 | 2 | 2 | 2 | 0 | 0 | 0 | 0 | 0 | 0 | 0 | 0
Scenario 3: Aggressive Fuel Sub | SDG&E | Com | HVAC | Com - School | Fuel Substitution | Incremental Measure Cost | 2 | 2 | 2 | 3 | 3 | 0 | 0 | 0 | 0 | 0 | 0 | 0 | 0
Scenario 3: Aggressive Fuel Sub | SDG&E | Com | WaterHeat | Com - School | Energy Efficiency | Incremental Measure Cost | 54477 | 56642 | 56812 | 61171 | 63617 | 23487 | 23941 | 24423 | 11357 | 12201 | 26004 | 26652 | 27285
Scenario 3: Aggressive Fuel Sub | SDG&E | Com | WaterHeat | Com - School | Fuel Substitution | Incremental Measure Cost | 459705 | 516535 | 575422 | 668019 | 938557 | 507520 | 586501 | 673578 | 354869 | 415293 | 474877 | 524452 | 565384
Scenario 3: Aggressive Fuel Sub | SDG&E | Com | WaterHeat | Com - School | Energy Efficiency | Admin | 92827 | 94319 | 95837 | 97391 | 99063 | 65135 | 65702 | 66326 | 37192 | 39163 | 68431 | 69375 | 70257
Scenario 3: Aggressive Fuel Sub | SDG&E | Com | WaterHeat | Com - School | Energy Efficiency | Incentives | 0 | 0 | 0 | 0 | 0 | 0 | 0 | 0 | 0 | 0 | 0 | 0 | 0
Scenario 3: Aggressive Fuel Sub | SDG&E | Com | WaterHeat | Com - School | Fuel Substitution | Admin | 219823 | 246186 | 273356 | 301476 | 330598 | 119315 | 139464 | 159273 | 177435 | 207646 | 237439 | 262226 | 282692
Scenario 3: Aggressive Fuel Sub | SDG&E | Com | WaterHeat | Com - School | Fuel Substitution | Incentives | 35768 | 39456 | 43137 | 46828 | 50531 | 37070 | 42464 | 47532 | 51905 | 59544 | 66746 | 72265 | 76375
Scenario 3: Aggressive Fuel Sub | SDG&E | Com | ComRefrig | Com - School | Energy Efficiency | Admin | 13 | 7 | 6 | 6 | 5 | 5 | 5 | 4 | 4 | 4 | 4 | 3 | 3
Scenario 3: Aggressive Fuel Sub | SDG&E | Com | ComRefrig | Com - School | Energy Efficiency | Incentives | 1 | 0 | 0 | 0 | 0 | 0 | 0 | 0 | 0 | 0 | 0 | 0 | 0
Scenario 3: Aggressive Fuel Sub | SDG&E | Com | ComRefrig | Com - School | Energy Efficiency | Incremental Measure Cost | 40 | 22 | 21 | 20 | 19 | 18 | 18 | 17 | 16 | 15 | 15 | 14 | 13
Scenario 3: Aggressive Fuel Sub | SDG&E | Com | FoodServ | Com - School | Energy Efficiency | Admin | 86569 | 90229 | 93719 | 97089 | 100433 | 103589 | 106666 | 109702 | 112750 | 115724 | 118684 | 121590 | 124397
Scenario 3: Aggressive Fuel Sub | SDG&E | Com | FoodServ | Com - School | Energy Efficiency | Incentives | 7680 | 8005 | 8314 | 8613 | 8910 | 9190 | 9463 | 9732 | 10002 | 10266 | 10529 | 10787 | 11036
Scenario 3: Aggressive Fuel Sub | SDG&E | Com | FoodServ | Com - School | Energy Efficiency | Incremental Measure Cost | 145611 | 154961 | 164308 | 173791 | 183615 | 193436 | 203451 | 213760 | 224449 | 235357 | 246608 | 258139 | 269904
Scenario 3: Aggressive Fuel Sub | SDG&E | Com | FoodServ | Com - School | Fuel Substitution | Admin | 1366 | 1606 | 1860 | 2132 | 2421 | 2725 | 3036 | 3343 | 3660 | 3985 | 4323 | 4674 | 5036
Scenario 3: Aggressive Fuel Sub | SDG&E | Com | FoodServ | Com - School | Fuel Substitution | Incentives | 313 | 361 | 410 | 461 | 514 | 568 | 625 | 684 | 746 | 810 | 877 | 946 | 1017
Scenario 3: Aggressive Fuel Sub | SDG&E | Com | FoodServ | Com - School | Fuel Substitution | Incremental Measure Cost | 2750 | 3234 | 3747 | 4293 | 4877 | 5502 | 6171 | 6896 | 7673 | 8506 | 9396 | 10344 | 11350
Scenario 3: Aggressive Fuel Sub | PG&E | Com | BldgEnv | Com - Warehouse | Energy Efficiency | Admin | 207026 | 203335 | 191303 | 171972 | 147215 | 119510 | 90973 | 63742 | 39055 | 17815 | 8336 | 8428 | 8523
Scenario 3: Aggressive Fuel Sub | PG&E | Com | BldgEnv | Com - Warehouse | Energy Efficiency | Incremental Measure Cost | 310151 | 310294 | 297219 | 271808 | 236424 | 194478 | 149509 | 104870 | 62978 | 25441 | 6837 | 6894 | 6959
Scenario 3: Aggressive Fuel Sub | PG&E | Com | HVAC | Com - Warehouse | Fuel Substitution | Incremental Measure Cost | 82691 | 91448 | 98408 | 106326 | 113712 | 0 | 0 | 0 | 0 | 0 | 0 | 0 | 0
Scenario 3: Aggressive Fuel Sub | PG&E | Com | HVAC | Com - Warehouse | Energy Efficiency | Admin | 22779 | 24799 | 26750 | 28603 | 30311 | 32009 | 33394 | 34689 | 23231 | 17837 | 18303 | 20581 | 20992
Scenario 3: Aggressive Fuel Sub | PG&E | Com | HVAC | Com - Warehouse | Energy Efficiency | Incentives | 7854 | 8550 | 9223 | 9862 | 10450 | 11036 | 11513 | 11960 | 8009 | 6150 | 6310 | 7096 | 7237
Scenario 3: Aggressive Fuel Sub | PG&E | Com | HVAC | Com - Warehouse | Energy Efficiency | Incremental Measure Cost | 337059 | 375209 | 413603 | 451775 | 488945 | 527015 | 561407 | 595297 | 368757 | 288839 | 302521 | 338360 | 352351
Scenario 3: Aggressive Fuel Sub | PG&E | Com | HVAC | Com - Warehouse | Fuel Substitution | Admin | 33093 | 36420 | 39583 | 42537 | 45241 | 0 | 0 | 0 | 0 | 0 | 0 | 0 | 0
Scenario 3: Aggressive Fuel Sub | PG&E | Com | HVAC | Com - Warehouse | Fuel Substitution | Incentives | 5018 | 5444 | 5833 | 6179 | 6477 | 0 | 0 | 0 | 0 | 0 | 0 | 0 | 0
Scenario 3: Aggressive Fuel Sub | PG&E | Com | WaterHeat | Com - Warehouse | Energy Efficiency | Incremental Measure Cost | 292553 | 366700 | 456495 | 563889 | 687616 | 812723 | 959994 | 1100429 | 1170429 | 1251065 | 1280021 | 1248711 | 1159033
Scenario 3: Aggressive Fuel Sub | PG&E | Com | WaterHeat | Com - Warehouse | Fuel Substitution | Incremental Measure Cost | 6633 | 8421 | 14455 | 16742 | 18737 | 4845 | 6229 | 8044 | 4667 | 6195 | 8117 | 10174 | 12368
Scenario 3: Aggressive Fuel Sub | PG&E | Com | WaterHeat | Com - Warehouse | Energy Efficiency | Admin | 609175 | 758911 | 937568 | 1145392 | 1379262 | 1619431 | 1879877 | 2115829 | 2285230 | 2394097 | 2400497 | 2294662 | 2086822
Scenario 3: Aggressive Fuel Sub | PG&E | Com | WaterHeat | Com - Warehouse | Energy Efficiency | Incentives | 0 | 0 | 0 | 0 | 0 | 0 | 1 | 1 | 1 | 1 | 1 | 1 | 1
Scenario 3: Aggressive Fuel Sub | PG&E | Com | WaterHeat | Com - Warehouse | Fuel Substitution | Admin | 3302 | 4169 | 5231 | 6493 | 8006 | 1113 | 1455 | 1865 | 2333 | 3098 | 4059 | 5087 | 6184
Scenario 3: Aggressive Fuel Sub | PG&E | Com | WaterHeat | Com - Warehouse | Fuel Substitution | Incentives | 517 | 646 | 800 | 983 | 1199 | 529 | 678 | 852 | 1045 | 1360 | 1746 | 2145 | 2556
Scenario 3: Aggressive Fuel Sub | PG&E | Com | WholeBlg | Com - Warehouse | Energy Efficiency | Admin | 1095253 | 1133721 | 1171756 | 1213574 | 1257138 | 1305880 | 1358781 | 1507636 | 1567169 | 1651867 | 1710701 | 1760964 | 1785348
Scenario 3: Aggressive Fuel Sub | PG&E | Com | WholeBlg | Com - Warehouse | Energy Efficiency | Incentives | 2022 | 2221 | 2458 | 2730 | 0 | 0 | 0 | 0 | 0 | 0 | 0 | 0 | 0
Scenario 3: Aggressive Fuel Sub | PG&E | Com | WholeBlg | Com - Warehouse | Energy Efficiency | Incremental Measure Cost | 12479 | 13711 | 15171 | 16851 | 0 | 0 | 0 | 0 | 0 | 0 | 0 | 0 | 0
Scenario 3: Aggressive Fuel Sub | PG&E | Com | Lighting | Com - Warehouse | Energy Efficiency | Admin | 556 | 593 | 628 | 661 | 692 | 722 | 756 | 789 | 171 | 0 | 0 | 0 | 0
Scenario 3: Aggressive Fuel Sub | PG&E | Com | Lighting | Com - Warehouse | Energy Efficiency | Incentives | 1772 | 1889 | 2000 | 2106 | 2204 | 2299 | 2407 | 2515 | 543 | 0 | 0 | 0 | 0
Scenario 3: Aggressive Fuel Sub | PG&E | Com | Lighting | Com - Warehouse | Energy Efficiency | Incremental Measure Cost | 5819 | 6327 | 6834 | 7340 | 7834 | 8337 | 8904 | 9488 | 2091 | 0 | 0 | 0 | 0
Scenario 3: Aggressive Fuel Sub | SCE | Com | BldgEnv | Com - Warehouse | Energy Efficiency | Admin | 350 | 399 | 446 | 491 | 530 | 558 | 573 | 575 | 69 | 0 | 0 | 0 | 0
Scenario 3: Aggressive Fuel Sub | SCE | Com | BldgEnv | Com - Warehouse | Energy Efficiency | Incremental Measure Cost | 3337 | 3855 | 4381 | 4900 | 5383 | 5776 | 6048 | 6180 | 837 | 0 | 0 | 0 | 0
Scenario 3: Aggressive Fuel Sub | SCE | Com | HVAC | Com - Warehouse | Energy Efficiency | Admin | 2619 | 2714 | 2800 | 2888 | 3026 | 3111 | 3188 | 3265 | 3023 | 3073 | 3120 | 3162 | 3205
Scenario 3: Aggressive Fuel Sub | SCE | Com | HVAC | Com - Warehouse | Energy Efficiency | Incentives | 2250 | 2385 | 2518 | 2655 | 2855 | 3001 | 3147 | 3296 | 2881 | 2986 | 3093 | 3197 | 3305
Scenario 3: Aggressive Fuel Sub | SCE | Com | HVAC | Com - Warehouse | Energy Efficiency | Incremental Measure Cost | 5404 | 5728 | 6046 | 6377 | 6856 | 7209 | 7557 | 7915 | 6918 | 7172 | 7428 | 7678 | 7936
Scenario 3: Aggressive Fuel Sub | SCE | Com | HVAC | Com - Warehouse | Fuel Substitution | Admin | 27838 | 28524 | 28936 | 29159 | 29256 | 0 | 0 | 0 | 0 | 0 | 0 | 0 | 0
Scenario 3: Aggressive Fuel Sub | SCE | Com | HVAC | Com - Warehouse | Fuel Substitution | Incentives | 2420 | 2481 | 2518 | 2538 | 2547 | 0 | 0 | 0 | 0 | 0 | 0 | 0 | 0
Scenario 3: Aggressive Fuel Sub | SCE | Com | WaterHeat | Com - Warehouse | Energy Efficiency | Admin | 191 | 231 | 279 | 335 | 404 | 484 | 580 | 804 | 829 | 989 | 1179 | 1404 | 1672
Scenario 3: Aggressive Fuel Sub | SCE | Com | WaterHeat | Com - Warehouse | Energy Efficiency | Incentives | 10 | 12 | 15 | 18 | 22 | 27 | 34 | 107 | 50 | 61 | 74 | 90 | 109
Scenario 3: Aggressive Fuel Sub | SCE | Com | WaterHeat | Com - Warehouse | Energy Efficiency | Incremental Measure Cost | 13 | 16 | 20 | 25 | 31 | 37 | 46 | 146 | 68 | 83 | 101 | 122 | 148
Scenario 3: Aggressive Fuel Sub | SCE | Com | WaterHeat | Com - Warehouse | Fuel Substitution | Admin | 7945 | 8064 | 8179 | 8298 | 8422 | 0 | 0 | 0 | 0 | 0 | 0 | 0 | 0
Scenario 3: Aggressive Fuel Sub | SCE | Com | WaterHeat | Com - Warehouse | Fuel Substitution | Incentives | 3232 | 3238 | 3242 | 3246 | 3252 | 1149 | 1390 | 1616 | 1795 | 1923 | 2010 | 2066 | 2102
Scenario 3: Aggressive Fuel Sub | SCE | Com | WholeBlg | Com - Warehouse | Energy Efficiency | Admin | 855222 | 880888 | 908423 | 942875 | 983610 | 1024871 | 1069838 | 1114605 | 1160312 | 1208735 | 1256899 | 1301306 | 1352041
Scenario 3: Aggressive Fuel Sub | SCE | Com | WholeBlg | Com - Warehouse | Energy Efficiency | Incentives | 12034 | 14585 | 17424 | 20992 | 25494 | 30253 | 35382 | 41390 | 47763 | 54843 | 62797 | 71315 | 81145
Scenario 3: Aggressive Fuel Sub | SCE | Com | WholeBlg | Com - Warehouse | Energy Efficiency | Incremental Measure Cost | 74279 | 90029 | 107555 | 129578 | 157365 | 186739 | 218402 | 255486 | 294827 | 338530 | 387625 | 440206 | 500878
Scenario 3: Aggressive Fuel Sub | SCE | Com | Lighting | Com - Warehouse | Energy Efficiency | Admin | 4555 | 5001 | 5430 | 5865 | 6314 | 17780 | 19791 | 20441 | 2982 | 0 | 0 | 0 | 0
Scenario 3: Aggressive Fuel Sub | SCE | Com | Lighting | Com - Warehouse | Energy Efficiency | Incentives | 0 | 0 | 0 | 0 | 0 | 0 | 0 | 0 | 0 | 0 | 0 | 0 | 0
Scenario 3: Aggressive Fuel Sub | SCE | Com | Lighting | Com - Warehouse | Energy Efficiency | Incremental Measure Cost | 13635 | 15271 | 16911 | 18633 | 20461 | 68446 | 78038 | 82069 | 11858 | 0 | 0 | 0 | 0
Scenario 3: Aggressive Fuel Sub | SCG | Com | BldgEnv | Com - Warehouse | Energy Efficiency | Admin | 7221 | 8256 | 9266 | 17476 | 18852 | 19858 | 20386 | 20367 | 19771 | 18635 | 17050 | 15139 | 13057
Scenario 3: Aggressive Fuel Sub | SCG | Com | BldgEnv | Com - Warehouse | Energy Efficiency | Incentives | 94 | 107 | 120 | 227 | 245 | 258 | 265 | 265 | 257 | 242 | 222 | 197 | 170
Scenario 3: Aggressive Fuel Sub | SCG | Com | BldgEnv | Com - Warehouse | Energy Efficiency | Incremental Measure Cost | 58644 | 68214 | 77944 | 157405 | 173077 | 185859 | 194541 | 198195 | 196203 | 188598 | 175969 | 159340 | 140126
Scenario 3: Aggressive Fuel Sub | SCG | Com | HVAC | Com - Warehouse | Fuel Substitution | Incremental Measure Cost | 377925 | 395430 | 409629 | 421445 | 431597 | 72 | 75 | 77 | 0 | 0 | 0 | 0 | 0
Scenario 3: Aggressive Fuel Sub | SCG | Com | HVAC | Com - Warehouse | Energy Efficiency | Admin | 4 | 4 | 4 | 4 | 4 | 5 | 5 | 5 | 5 | 5 | 5 | 5 | 6
Scenario 3: Aggressive Fuel Sub | SCG | Com | HVAC | Com - Warehouse | Energy Efficiency | Incentives | 0 | 0 | 0 | 0 | 0 | 0 | 0 | 0 | 0 | 0 | 1 | 1 | 1
Scenario 3: Aggressive Fuel Sub | SCG | Com | HVAC | Com - Warehouse | Energy Efficiency | Incremental Measure Cost | 83 | 89 | 94 | 101 | 108 | 116 | 122 | 129 | 135 | 141 | 147 | 153 | 159
Scenario 3: Aggressive Fuel Sub | SCG | Com | WaterHeat | Com - Warehouse | Energy Efficiency | Incremental Measure Cost | 505227 | 309295 | 247788 | 215303 | 189275 | 150453 | 115991 | 101582 | 83100 | 76978 | 71312 | 66066 | 61209
Scenario 3: Aggressive Fuel Sub | SCG | Com | WaterHeat | Com - Warehouse | Fuel Substitution | Incremental Measure Cost | 33018 | 33796 | 47367 | 45311 | 41835 | 10916 | 12642 | 14199 | 7387 | 8074 | 8607 | 9026 | 9366
Scenario 3: Aggressive Fuel Sub | SCG | Com | WaterHeat | Com - Warehouse | Energy Efficiency | Admin | 283268 | 147021 | 116807 | 104104 | 93262 | 77142 | 68912 | 61783 | 54650 | 49627 | 45068 | 40930 | 37175
Scenario 3: Aggressive Fuel Sub | SCG | Com | WaterHeat | Com - Warehouse | Energy Efficiency | Incentives | 0 | 0 | 0 | 0 | 0 | 0 | 0 | 0 | 0 | 0 | 0 | 0 | 0
Scenario 3: Aggressive Fuel Sub | SCG | Com | WholeBlg | Com - Warehouse | Energy Efficiency | Admin | 151808 | 154048 | 155973 | 158338 | 160859 | 162594 | 164344 | 166072 | 167871 | 169125 | 170387 | 171183 | 171694
Scenario 3: Aggressive Fuel Sub | SCG | Com | WholeBlg | Com - Warehouse | Energy Efficiency | Incentives | 0 | 0 | 0 | 0 | 0 | 0 | 0 | 0 | 0 | 0 | 0 | 0 | 0
Scenario 3: Aggressive Fuel Sub | SCG | Com | WholeBlg | Com - Warehouse | Energy Efficiency | Incremental Measure Cost | 0 | 0 | 0 | 0 | 0 | 0 | 0 | 0 | 0 | 0 | 0 | 0 | 0
Scenario 3: Aggressive Fuel Sub | SDG&E | Com | BldgEnv | Com - Warehouse | Energy Efficiency | Admin | 37 | 35 | 34 | 33 | 32 | 31 | 30 | 29 | 19 | 27 | 27 | 27 | 26
Scenario 3: Aggressive Fuel Sub | SDG&E | Com | BldgEnv | Com - Warehouse | Energy Efficiency | Incentives | 3 | 3 | 3 | 3 | 3 | 3 | 3 | 2 | 2 | 2 | 2 | 2 | 2
Scenario 3: Aggressive Fuel Sub | SDG&E | Com | BldgEnv | Com - Warehouse | Energy Efficiency | Incremental Measure Cost | 339 | 329 | 320 | 312 | 303 | 295 | 286 | 278 | 224 | 263 | 271 | 264 | 258
Scenario 3: Aggressive Fuel Sub | SDG&E | Com | HVAC | Com - Warehouse | Energy Efficiency | Admin | 11 | 12 | 13 | 14 | 15 | 15 | 16 | 17 | 18 | 19 | 19 | 20 | 3
Scenario 3: Aggressive Fuel Sub | SDG&E | Com | HVAC | Com - Warehouse | Energy Efficiency | Incentives | 23 | 25 | 27 | 29 | 32 | 34 | 37 | 39 | 42 | 45 | 47 | 50 | 8
Scenario 3: Aggressive Fuel Sub | SDG&E | Com | HVAC | Com - Warehouse | Energy Efficiency | Incremental Measure Cost | 55 | 60 | 65 | 70 | 76 | 82 | 88 | 94 | 101 | 107 | 114 | 121 | 19
Scenario 3: Aggressive Fuel Sub | SDG&E | Com | HVAC | Com - Warehouse | Fuel Substitution | Admin | 5 | 6 | 7 | 8 | 9 | 0 | 0 | 0 | 0 | 0 | 0 | 0 | 0
Scenario 3: Aggressive Fuel Sub | SDG&E | Com | HVAC | Com - Warehouse | Fuel Substitution | Incentives | 17 | 19 | 21 | 23 | 27 | 0 | 0 | 0 | 0 | 0 | 0 | 0 | 0
Scenario 3: Aggressive Fuel Sub | SDG&E | Com | HVAC | Com - Warehouse | Fuel Substitution | Incremental Measure Cost | 16 | 18 | 22 | 24 | 32 | 0 | 0 | 0 | 0 | 0 | 0 | 0 | 0
Scenario 3: Aggressive Fuel Sub | SDG&E | Com | WaterHeat | Com - Warehouse | Energy Efficiency | Incremental Measure Cost | 37081 | 37990 | 38848 | 39795 | 40728 | 40223 | 39642 | 40482 | 727 | 789 | 42158 | 43637 | 44518
Scenario 3: Aggressive Fuel Sub | SDG&E | Com | WaterHeat | Com - Warehouse | Fuel Substitution | Incremental Measure Cost | 5591 | 6266 | 10491 | 10538 | 10033 | 3326 | 3849 | 4415 | 2348 | 2687 | 3078 | 3407 | 3682
Scenario 3: Aggressive Fuel Sub | SDG&E | Com | WaterHeat | Com - Warehouse | Energy Efficiency | Admin | 91631 | 92077 | 92481 | 92869 | 93221 | 91776 | 92049 | 92308 | 3844 | 4086 | 91487 | 93054 | 93219
Scenario 3: Aggressive Fuel Sub | SDG&E | Com | WaterHeat | Com - Warehouse | Energy Efficiency | Incentives | 0 | 0 | 0 | 0 | 0 | 0 | 0 | 0 | 0 | 0 | 0 | 0 | 0
Scenario 3: Aggressive Fuel Sub | SDG&E | Com | WaterHeat | Com - Warehouse | Fuel Substitution | Admin | 2796 | 3133 | 3483 | 3851 | 4236 | 773 | 910 | 1047 | 1174 | 1344 | 1539 | 1703 | 1841
Scenario 3: Aggressive Fuel Sub | SDG&E | Com | WaterHeat | Com - Warehouse | Fuel Substitution | Incentives | 503 | 554 | 606 | 659 | 712 | 389 | 450 | 507 | 557 | 625 | 702 | 762 | 807
Scenario 3: Aggressive Fuel Sub | SDG&E | Com | WholeBlg | Com - Warehouse | Energy Efficiency | Admin | 144352 | 148247 | 152364 | 157372 | 162816 | 168188 | 174246 | 180069 | 186080 | 192248 | 198119 | 203196 | 208881
Scenario 3: Aggressive Fuel Sub | SDG&E | Com | WholeBlg | Com - Warehouse | Energy Efficiency | Incentives | 0 | 0 | 0 | 0 | 0 | 0 | 0 | 0 | 0 | 0 | 0 | 0 | 0
Scenario 3: Aggressive Fuel Sub | SDG&E | Com | WholeBlg | Com - Warehouse | Energy Efficiency | Incremental Measure Cost | 0 | 0 | 0 | 0 | 0 | 0 | 0 | 0 | 0 | 0 | 0 | 0 | 0
Scenario 3: Aggressive Fuel Sub | SDG&E | Com | Lighting | Com - Warehouse | Energy Efficiency | Admin | 807 | 828 | 848 | 871 | 890 | 911 | 931 | 951 | 176 | 0 | 0 | 0 | 0
Scenario 3: Aggressive Fuel Sub | SDG&E | Com | Lighting | Com - Warehouse | Energy Efficiency | Incentives | 5460 | 5711 | 5970 | 6253 | 6517 | 6808 | 7094 | 7389 | 1397 | 0 | 0 | 0 | 0
Scenario 3: Aggressive Fuel Sub | SDG&E | Com | Lighting | Com - Warehouse | Energy Efficiency | Incremental Measure Cost | 5786 | 6053 | 6327 | 6626 | 6907 | 7214 | 7518 | 7830 | 1480 | 0 | 0 | 0 | 0
Scenario 1: Reference | PG&E | Ag | WholeBlg | Ag - Dairies, fishing, hunting | Energy Efficiency | Admin | 410753 | 415063 | 420326 | 425430 | 431207 | 435850 | 440459 | 444654 | 449432 | 453618 | 457901 | 461810 | 465773
Scenario 1: Reference | SCE | Ag | WholeBlg | Ag - Dairies, fishing, hunting | Energy Efficiency | Admin | 168977 | 169980 | 170874 | 171700 | 172488 | 173214 | 173917 | 174657 | 175415 | 176164 | 176880 | 177559 | 178214
Scenario 1: Reference | SCG | Ag | WholeBlg | Ag - Dairies, fishing, hunting | Energy Efficiency | Admin | 22738 | 22738 | 22738 | 22738 | 22738 | 22738 | 22738 | 22738 | 22738 | 22738 | 22738 | 22738 | 22738
Scenario 1: Reference | SDG&E | Ag | WholeBlg | Ag - Dairies, fishing, hunting | Energy Efficiency | Admin | 7568 | 7621 | 7671 | 7719 | 7762 | 7802 | 7839 | 7876 | 7913 | 7949 | 7985 | 8020 | 8054
Scenario 1: Reference | PG&E | Ag | WholeBlg | Ag - Irrigated Agriculture, vineyards, forestry and greenhouses | Energy Efficiency | Admin | 3355191 | 3449978 | 3545857 | 3639517 | 3731499 | 3814478 | 3897535 | 3979119 | 4063825 | 4143360 | 4221700 | 4297580 | 4372368
Scenario 1: Reference | SCE | Ag | WholeBlg | Ag - Irrigated Agriculture, vineyards, forestry and greenhouses | Energy Efficiency | Admin | 406723 | 427888 | 447397 | 465951 | 483919 | 500636 | 516608 | 533026 | 549773 | 566732 | 583541 | 600157 | 616710
Scenario 1: Reference | SCG | Ag | WholeBlg | Ag - Irrigated Agriculture, vineyards, forestry and greenhouses | Energy Efficiency | Admin | 97546 | 97546 | 97546 | 97546 | 97546 | 97546 | 97546 | 97546 | 97546 | 97546 | 97546 | 97546 | 97546
Scenario 1: Reference | SDG&E | Ag | WholeBlg | Ag - Irrigated Agriculture, vineyards, forestry and greenhouses | Energy Efficiency | Admin | 58307 | 60164 | 61917 | 63624 | 65228 | 66689 | 68086 | 69486 | 70906 | 72326 | 73723 | 75106 | 76462
Scenario 1: Reference | PG&E | Ag | WholeBlg | Ag - Water pumping | Energy Efficiency | Admin | 2180098 | 2154049 | 2126693 | 2098899 | 2070202 | 2045018 | 2021731 | 1998364 | 1972063 | 1943498 | 1913222 | 1882483 | 1850996
Scenario 1: Reference | SCE | Ag | WholeBlg | Ag - Water pumping | Energy Efficiency | Admin | 2353874 | 2351948 | 2349880 | 2347647 | 2345371 | 2343323 | 2341643 | 2340088 | 2338496 | 2336551 | 2334175 | 2331387 | 2328250
Scenario 1: Reference | SCG | Ag | WholeBlg | Ag - Water pumping | Energy Efficiency | Admin | 32037 | 32037 | 32037 | 32037 | 32037 | 32037 | 32037 | 32037 | 32037 | 32037 | 32037 | 32037 | 32037
Scenario 1: Reference | SDG&E | Ag | WholeBlg | Ag - Water pumping | Energy Efficiency | Admin | 166387 | 166065 | 165753 | 165427 | 165098 | 164784 | 164469 | 164142 | 163790 | 163428 | 163062 | 162692 | 162324
Scenario 1: Reference | SDG&E | Com | WholeBlg | Com - College | Energy Efficiency | Admin | 180292 | 185327 | 190628 | 197024 | 204122 | 211368 | 219689 | 227811 | 236218 | 245045 | 253545 | 261129 | 265303
Scenario 1: Reference | PG&E | Com | WholeBlg | Com - Grocery | Energy Efficiency | Admin | 1683565 | 1727679 | 1770137 | 1818759 | 1873530 | 1930721 | 1993660 | 2119177 | 2186277 | 2291267 | 2355354 | 2406879 | 2440289
Scenario 1: Reference | SCE | Com | WholeBlg | Com - Grocery | Energy Efficiency | Admin | 1389080 | 1421370 | 1458327 | 1500613 | 1549810 | 1599695 | 1650528 | 1699820 | 1750963 | 1801259 | 1850909 | 1893356 | 1882370
Scenario 1: Reference | SCG | Com | WholeBlg | Com - Grocery | Energy Efficiency | Admin | 33520 | 33950 | 34300 | 34740 | 35207 | 35538 | 35878 | 36202 | 36534 | 36765 | 36982 | 37097 | 37188
Scenario 1: Reference | SDG&E | Com | WholeBlg | Com - Grocery | Energy Efficiency | Admin | 391341 | 402886 | 415311 | 430092 | 446492 | 463366 | 481080 | 499000 | 517725 | 536331 | 554865 | 571304 | 571339
Scenario 1: Reference | PG&E | Com | WholeBlg | Com - Health | Energy Efficiency | Admin | 1995629 | 2054317 | 2110005 | 2172494 | 2241849 | 2312984 | 2392916 | 2497133 | 2579192 | 2709901 | 2788120 | 2851754 | 2903565
Scenario 1: Reference | SCE | Com | WholeBlg | Com - Health | Energy Efficiency | Admin | 1324451 | 1360349 | 1399105 | 1443891 | 1494918 | 1546300 | 1603736 | 1656910 | 1711131 | 1766714 | 1819572 | 1864965 | 1906258
Scenario 1: Reference | SCG | Com | WholeBlg | Com - Health | Energy Efficiency | Admin | 123065 | 125053 | 126754 | 128769 | 130894 | 132643 | 134466 | 136142 | 137836 | 139170 | 140438 | 141286 | 141501
Scenario 1: Reference | SDG&E | Com | WholeBlg | Com - Health | Energy Efficiency | Admin | 479012 | 492768 | 506978 | 523630 | 541666 | 559417 | 578881 | 597321 | 616413 | 636607 | 656454 | 673161 | 687782
Scenario 1: Reference | PG&E | Com | WholeBlg | Com - Lodging | Energy Efficiency | Admin | 303315 | 310022 | 316225 | 323292 | 331336 | 339687 | 349325 | 357887 | 368076 | 384066 | 394070 | 402306 | 408435
Scenario 1: Reference | PG&E | Com | BROs | Com - Lodging | Energy Efficiency | Admin | 1853 | 3808 | 5858 | 8029 | 10348 | 12816 | 15484 | 18233 | 21216 | 24801 | 28101 | 31386 | 34574
Scenario 1: Reference | SCE | Com | WholeBlg | Com - Lodging | Energy Efficiency | Admin | 626509 | 641522 | 657100 | 676476 | 698634 | 721014 | 746247 | 769703 | 793459 | 818183 | 841408 | 860906 | 874772
Scenario 1: Reference | SCE | Com | BROs | Com - Lodging | Energy Efficiency | Admin | 4926 | 10084 | 15488 | 21252 | 27426 | 33954 | 40985 | 48295 | 55990 | 64127 | 72517 | 80915 | 89039
Scenario 1: Reference | SCG | Com | WholeBlg | Com - Lodging | Energy Efficiency | Admin | 60236 | 61096 | 61812 | 62682 | 63607 | 64343 | 65102 | 65817 | 66552 | 67168 | 67714 | 68075 | 68203
Scenario 1: Reference | SDG&E | Com | WholeBlg | Com - Lodging | Energy Efficiency | Admin | 248667 | 254099 | 259770 | 266944 | 274679 | 282340 | 291032 | 299218 | 307560 | 316150 | 323980 | 330287 | 336142
Scenario 1: Reference | SDG&E | Com | BROs | Com - Lodging | Energy Efficiency | Admin | 1753 | 3588 | 5511 | 7565 | 9752 | 12057 | 14538 | 17124 | 19847 | 22717 | 25657 | 28576 | 31540
Scenario 1: Reference | SDG&E | Com | WholeBlg | Com - Office (Large) | Energy Efficiency | Admin | 808534 | 826373 | 844707 | 866808 | 890995 | 915148 | 943744 | 970351 | 997245 | 1024896 | 1049837 | 1070346 | 1099161
Scenario 1: Reference | PG&E | Com | WholeBlg | Com - Office (Small) | Energy Efficiency | Admin | 491803 | 504583 | 516797 | 530551 | 546071 | 562321 | 581004 | 616125 | 635133 | 665132 | 683252 | 697940 | 711746
Scenario 1: Reference | SCE | Com | WholeBlg | Com - Office (Small) | Energy Efficiency | Admin | 462752 | 471218 | 480762 | 492092 | 505372 | 518643 | 533362 | 546731 | 560277 | 574415 | 587072 | 597324 | 606162
Scenario 1: Reference | SDG&E | Com | WholeBlg | Com - Office (Small) | Energy Efficiency | Admin | 232948 | 237364 | 242135 | 248226 | 255143 | 262106 | 270069 | 277726 | 285607 | 294469 | 301963 | 308224 | 313280
Scenario 1: Reference | PG&E | Com | BROs | Com - Other | Energy Efficiency | Admin | 7146 | 15448 | 24801 | 35050 | 46805 | 60686 | 75689 | 88840 | 104814 | 123999 | 142294 | 160844 | 178184
Scenario 1: Reference | SCE | Com | BROs | Com - Other | Energy Efficiency | Admin | 7915 | 16135 | 24689 | 33740 | 43364 | 53471 | 64346 | 75560 | 87295 | 99619 | 112251 | 124839 | 139019
Scenario 1: Reference | SDG&E | Com | WholeBlg | Com - Other | Energy Efficiency | Admin | 461670 | 472846 | 484435 | 498676 | 514198 | 529610 | 547837 | 565028 | 582573 | 600660 | 617510 | 631845 | 648736
Scenario 1: Reference | SDG&E | Com | BROs | Com - Other | Energy Efficiency | Admin | 1589 | 3259 | 5016 | 6897 | 8909 | 11039 | 13363 | 15794 | 18366 | 21093 | 23903 | 26724 | 29797
Scenario 1: Reference | PG&E | Com | WholeBlg | Com - Refrig. Warehouse | Energy Efficiency | Admin | 245877 | 255674 | 265538 | 276351 | 288223 | 300143 | 312845 | 343845 | 358225 | 378073 | 392436 | 404936 | 408512
Scenario 1: Reference | SCE | Com | WholeBlg | Com - Refrig. Warehouse | Energy Efficiency | Admin | 154923 | 160654 | 166810 | 174110 | 182171 | 190012 | 197795 | 205644 | 213846 | 221834 | 230085 | 237426 | 235107
Scenario 1: Reference | SCG | Com | WholeBlg | Com - Refrig. Warehouse | Energy Efficiency | Admin | 7779 | 7922 | 8050 | 8200 | 8356 | 8470 | 8584 | 8697 | 8813 | 8895 | 8982 | 9044 | 9071
Scenario 1: Reference | SDG&E | Com | WholeBlg | Com - Refrig. Warehouse | Energy Efficiency | Admin | 8636 | 9057 | 9514 | 10052 | 10607 | 11102 | 11611 | 12145 | 12713 | 13290 | 13890 | 14452 | 14520
Scenario 1: Reference | PG&E | Com | BROs | Com - Retail | Energy Efficiency | Admin | 9250 | 18816 | 28649 | 38859 | 49544 | 60734 | 72750 | 86591 | 99701 | 115303 | 129253 | 142827 | 158749
Scenario 1: Reference | SCE | Com | BROs | Com - Retail | Energy Efficiency | Admin | 15823 | 32155 | 49101 | 66837 | 85577 | 105137 | 126065 | 147503 | 169755 | 192916 | 216381 | 239594 | 264939
Scenario 1: Reference | SDG&E | Com | BROs | Com - Retail | Energy Efficiency | Admin | 3533 | 7191 | 10985 | 14979 | 19190 | 23580 | 28314 | 33197 | 38281 | 43597 | 48965 | 54275 | 60543
Scenario 1: Reference | PG&E | Com | WholeBlg | Com - School | Energy Efficiency | Admin | 434764 | 441186 | 446792 | 453341 | 460820 | 468927 | 479120 | 496957 | 507162 | 524663 | 534534 | 542165 | 553477
Scenario 1: Reference | SCE | Com | WholeBlg | Com - School | Energy Efficiency | Admin | 486726 | 495459 | 504783 | 516707 | 530508 | 544316 | 560521 | 575011 | 589371 | 604213 | 617341 | 627709 | 641723
Scenario 1: Reference | SDG&E | Com | WholeBlg | Com - School | Energy Efficiency | Admin | 149252 | 152561 | 156046 | 160454 | 165375 | 170289 | 176264 | 181925 | 187679 | 193656 | 199168 | 203860 | 208729
Scenario 1: Reference | PG&E | Ind | WholeBlg | Ind - All Other Industrial | Energy Efficiency | Admin | 74201 | 74487 | 74550 | 74630 | 74597 | 74651 | 74631 | 74698 | 74676 | 74733 | 74756 | 74822 | 74875
Scenario 1: Reference | SCE | Ind | WholeBlg | Ind - All Other Industrial | Energy Efficiency | Admin | 76023 | 75882 | 75934 | 76108 | 76216 | 76282 | 76330 | 76362 | 76384 | 76382 | 76330 | 76291 | 76234
Scenario 1: Reference | SCG | Ind | WholeBlg | Ind - All Other Industrial | Energy Efficiency | Admin | 101885 | 102335 | 102626 | 102857 | 103052 | 103141 | 103189 | 103251 | 103329 | 103454 | 103614 | 103805 | 104018
Scenario 1: Reference | SDG&E | Ind | WholeBlg | Ind - All Other Industrial | Energy Efficiency | Admin | 35920 | 35941 | 35948 | 36020 | 36046 | 36045 | 36058 | 36053 | 36048 | 36051 | 36031 | 36023 | 36010
Scenario 1: Reference | PG&E | Ind | WholeBlg | Ind - Chemicals | Energy Efficiency | Admin | 1344397 | 1352201 | 1358067 | 1362978 | 1366697 | 1369560 | 1371084 | 1372093 | 1372888 | 1374005 | 1374658 | 1374926 | 1374666
Scenario 1: Reference | SCE | Ind | WholeBlg | Ind - Chemicals | Energy Efficiency | Admin | 230193 | 231711 | 233778 | 236110 | 238178 | 239907 | 241367 | 242559 | 243768 | 244878 | 245758 | 246567 | 247233
Scenario 1: Reference | SCG | Ind | WholeBlg | Ind - Chemicals | Energy Efficiency | Admin | 1231836 | 1238265 | 1244004 | 1248995 | 1253436 | 1256674 | 1258857 | 1260249 | 1261763 | 1263272 | 1264491 | 1265290 | 1265901
Scenario 1: Reference | SDG&E | Ind | WholeBlg | Ind - Chemicals | Energy Efficiency | Admin | 41613 | 41866 | 42099 | 42380 | 42598 | 42773 | 42927 | 43019 | 43109 | 43197 | 43237 | 43265 | 43270
Scenario 1: Reference | PG&E | Ind | WholeBlg | Ind - Electronics | Energy Efficiency | Admin | 466465 | 469717 | 471431 | 473295 | 474285 | 476199 | 477507 | 479399 | 480439 | 481970 | 482965 | 484083 | 484985
Scenario 1: Reference | SCE | Ind | WholeBlg | Ind - Electronics | Energy Efficiency | Admin | 113170 | 113196 | 113572 | 114151 | 114639 | 115091 | 115529 | 115948 | 116344 | 116685 | 116924 | 117156 | 117342
Scenario 1: Reference | SCG | Ind | WholeBlg | Ind - Electronics | Energy Efficiency | Admin | 58847 | 59167 | 59480 | 59771 | 60047 | 60304 | 60558 | 60815 | 61067 | 61319 | 61561 | 61790 | 62015
Scenario 1: Reference | SDG&E | Ind | WholeBlg | Ind - Electronics | Energy Efficiency | Admin | 91560 | 92668 | 93806 | 95147 | 96329 | 97493 | 98745 | 99917 | 101055 | 102185 | 103174 | 104157 | 105077
Scenario 1: Reference | PG&E | Ind | WholeBlg | Ind - Fabricated Metals | Energy Efficiency | Admin | 144933 | 146752 | 148164 | 149037 | 149460 | 149772 | 149791 | 149873 | 149788 | 149812 | 149708 | 149575 | 149330
Scenario 1: Reference | SCE | Ind | WholeBlg | Ind - Fabricated Metals | Energy Efficiency | Admin | 156375 | 157328 | 158837 | 160140 | 161105 | 161777 | 162302 | 162717 | 163084 | 163384 | 163505 | 163557 | 163486
Scenario 1: Reference | SCG | Ind | WholeBlg | Ind - Fabricated Metals | Energy Efficiency | Admin | 353215 | 356879 | 360671 | 363115 | 364899 | 365943 | 366504 | 366932 | 367297 | 367682 | 367916 | 367923 | 367748
Scenario 1: Reference | SDG&E | Ind | WholeBlg | Ind - Fabricated Metals | Energy Efficiency | Admin | 17370 | 17491 | 17618 | 17727 | 17784 | 17809 | 17826 | 17821 | 17810 | 17799 | 17763 | 17720 | 17663
Scenario 1: Reference | PG&E | Ind | WholeBlg | Ind - Food | Energy Efficiency | Admin | 2622802 | 2627358 | 2627871 | 2626824 | 2623166 | 2619536 | 2615067 | 2610734 | 2605435 | 2600944 | 2595576 | 2589746 | 2583120
Scenario 1: Reference | SCE | Ind | WholeBlg | Ind - Food | Energy Efficiency | Admin | 325509 | 324011 | 323469 | 323496 | 323266 | 322947 | 322643 | 322225 | 321765 | 321184 | 320342 | 319485 | 318523
Scenario 1: Reference | SCG | Ind | WholeBlg | Ind - Food | Energy Efficiency | Admin | 1693380 | 1689006 | 1684325 | 1679477 | 1674295 | 1668792 | 1663279 | 1657559 | 1651879 | 1646351 | 1640611 | 1634573 | 1628558
Scenario 1: Reference | SDG&E | Ind | WholeBlg | Ind - Food | Energy Efficiency | Admin | 62823 | 62502 | 62177 | 61961 | 61677 | 61382 | 61115 | 60811 | 60503 | 60209 | 59865 | 59524 | 59167
Scenario 1: Reference | PG&E | Ind | WholeBlg | Ind - Industrial Machinery | Energy Efficiency | Admin | 98077 | 99606 | 100866 | 101640 | 101965 | 102278 | 102464 | 102740 | 102879 | 103131 | 103262 | 103372 | 103389
Scenario 1: Reference | SCE | Ind | WholeBlg | Ind - Industrial Machinery | Energy Efficiency | Admin | 48914 | 49245 | 49771 | 50188 | 50450 | 50623 | 50797 | 50944 | 51087 | 51213 | 51275 | 51311 | 51307
Scenario 1: Reference | SCG | Ind | WholeBlg | Ind - Industrial Machinery | Energy Efficiency | Admin | 36729 | 37300 | 37916 | 38304 | 38549 | 38702 | 38846 | 38985 | 39125 | 39272 | 39392 | 39480 | 39540
Scenario 1: Reference | SDG&E | Ind | WholeBlg | Ind - Industrial Machinery | Energy Efficiency | Admin | 61404 | 62084 | 62791 | 63227 | 63403 | 63424 | 63440 | 63421 | 63397 | 63386 | 63305 | 63180 | 63002
Scenario 1: Reference | PG&E | Ind | WholeBlg | Ind - Lumber & Furniture | Energy Efficiency | Admin | 70994 | 71234 | 71238 | 71282 | 71201 | 71214 | 71097 | 71073 | 70932 | 70873 | 70747 | 70647 | 70520
Scenario 1: Reference | SCE | Ind | WholeBlg | Ind - Lumber & Furniture | Energy Efficiency | Admin | 26946 | 26882 | 26901 | 26966 | 27013 | 27031 | 27023 | 27011 | 26994 | 26968 | 26923 | 26877 | 26820
Scenario 1: Reference | SCG | Ind | WholeBlg | Ind - Lumber & Furniture | Energy Efficiency | Admin | 16522 | 16610 | 16691 | 16765 | 16838 | 16863 | 16845 | 16833 | 16824 | 16822 | 16825 | 16824 | 16819
Scenario 1: Reference | SDG&E | Ind | WholeBlg | Ind - Lumber & Furniture | Energy Efficiency | Admin | 1741 | 1740 | 1740 | 1745 | 1747 | 1748 | 1749 | 1747 | 1746 | 1744 | 1739 | 1735 | 1730
Scenario 1: Reference | PG&E | Ind | WholeBlg | Ind - Paper | Energy Efficiency | Admin | 99446 | 99845 | 100215 | 100661 | 100988 | 101242 | 101465 | 101810 | 102203 | 102750 | 103353 | 104014 | 104675
Scenario 1: Reference | SCE | Ind | WholeBlg | Ind - Paper | Energy Efficiency | Admin | 105510 | 103420 | 101899 | 100855 | 99853 | 98805 | 97916 | 97148 | 96538 | 96052 | 95603 | 95227 | 94878
Scenario 1: Reference | SCG | Ind | WholeBlg | Ind - Paper | Energy Efficiency | Admin | 258136 | 257987 | 257898 | 258235 | 258657 | 258864 | 259180 | 259741 | 260564 | 261640 | 262822 | 264004 | 265201
Scenario 1: Reference | SDG&E | Ind | WholeBlg | Ind - Paper | Energy Efficiency | Admin | 2002 | 1987 | 1972 | 1969 | 1962 | 1953 | 1947 | 1940 | 1934 | 1929 | 1923 | 1916 | 1908
Scenario 1: Reference | PG&E | Ind | WholeBlg | Ind - Petroleum | Energy Efficiency | Admin | 3666859 | 3670291 | 3671540 | 3672199 | 3669621 | 3664009 | 3656195 | 3647460 | 3638802 | 3630729 | 3620925 | 3609735 | 3597706
Scenario 1: Reference | SCE | Ind | WholeBlg | Ind - Petroleum | Energy Efficiency | Admin | 404001 | 402029 | 401344 | 401470 | 401297 | 401025 | 400674 | 400250 | 399766 | 399095 | 398083 | 397072 | 395951
Scenario 1: Reference | SCG | Ind | WholeBlg | Ind - Petroleum | Energy Efficiency | Admin | 5024355 | 5027947 | 5031362 | 5034077 | 5033630 | 5027389 | 5018618 | 5007885 | 4998627 | 4989595 | 4978393 | 4964991 | 4951401
Scenario 1: Reference | SDG&E | Ind | WholeBlg | Ind - Petroleum | Energy Efficiency | Admin | 1181 | 1177 | 1175 | 1176 | 1176 | 1176 | 1178 | 1178 | 1178 | 1177 | 1174 | 1172 | 1169
Scenario 1: Reference | PG&E | Ind | WholeBlg | Ind - Plastics | Energy Efficiency | Admin | 89194 | 91344 | 93131 | 94832 | 96341 | 97847 | 98979 | 99975 | 100869 | 101874 | 102781 | 103668 | 104471
Scenario 1: Reference | SCE | Ind | WholeBlg | Ind - Plastics | Energy Efficiency | Admin | 185501 | 185188 | 185422 | 185970 | 186360 | 186650 | 186824 | 186889 | 186931 | 186886 | 186679 | 186459 | 186171
Scenario 1: Reference | SCG | Ind | WholeBlg | Ind - Plastics | Energy Efficiency | Admin | 57755 | 60441 | 63019 | 65421 | 67761 | 69802 | 71406 | 72619 | 73926 | 75270 | 76597 | 77836 | 79003
Scenario 1: Reference | SDG&E | Ind | WholeBlg | Ind - Plastics | Energy Efficiency | Admin | 12094 | 12259 | 12412 | 12574 | 12715 | 12830 | 12916 | 12960 | 13007 | 13054 | 13086 | 13111 | 13125
Scenario 1: Reference | PG&E | Ind | WholeBlg | Ind - Primary Metals | Energy Efficiency | Admin | 151014 | 151969 | 152751 | 153397 | 153803 | 154202 | 154542 | 154930 | 155208 | 155528 | 155755 | 155956 | 156086
Scenario 1: Reference | SCE | Ind | WholeBlg | Ind - Primary Metals | Energy Efficiency | Admin | 88020 | 88952 | 90295 | 91664 | 92815 | 93842 | 94902 | 95927 | 96937 | 97900 | 98729 | 99507 | 100214
Scenario 1: Reference | SCG | Ind | WholeBlg | Ind - Primary Metals | Energy Efficiency | Admin | 377954 | 379015 | 380240 | 381206 | 381901 | 382394 | 382894 | 383364 | 383798 | 384208 | 384489 | 384652 | 384773
Scenario 1: Reference | SDG&E | Ind | WholeBlg | Ind - Primary Metals | Energy Efficiency | Admin | 23400 | 23450 | 23505 | 23550 | 23572 | 23576 | 23580 | 23581 | 23579 | 23578 | 23563 | 23542 | 23513
Scenario 1: Reference | PG&E | Ind | WholeBlg | Ind - Printing & Publishing | Energy Efficiency | Admin | 58400 | 58630 | 58696 | 58788 | 58755 | 58771 | 58717 | 58731 | 58677 | 58684 | 58637 | 58601 | 58543
Scenario 1: Reference | SCE | Ind | WholeBlg | Ind - Printing & Publishing | Energy Efficiency | Admin | 31163 | 31021 | 30980 | 30998 | 30985 | 30945 | 30906 | 30863 | 30827 | 30785 | 30716 | 30644 | 30559
Scenario 1: Reference | SCG | Ind | WholeBlg | Ind - Printing & Publishing | Energy Efficiency | Admin | 20919 | 20963 | 21003 | 21039 | 21043 | 20995 | 20943 | 20905 | 20894 | 20902 | 20905 | 20894 | 20874
Scenario 1: Reference | SDG&E | Ind | WholeBlg | Ind - Printing & Publishing | Energy Efficiency | Admin | 11577 | 11570 | 11570 | 11607 | 11621 | 11631 | 11653 | 11661 | 11666 | 11670 | 11655 | 11641 | 11620
Scenario 1: Reference | PG&E | Ind | WholeBlg | Ind - Stone-Glass-Clay | Energy Efficiency | Admin | 1050780 | 1063416 | 1072738 | 1080316 | 1086594 | 1091573 | 1095044 | 1098357 | 1101176 | 1104159 | 1106977 | 1109725 | 1111960
Scenario 1: Reference | SCE | Ind | WholeBlg | Ind - Stone-Glass-Clay | Energy Efficiency | Admin | 157803 | 159597 | 161534 | 163508 | 165234 | 166715 | 167997 | 169213 | 170354 | 171425 | 172372 | 173336 | 174201
Scenario 1: Reference | SCG | Ind | WholeBlg | Ind - Stone-Glass-Clay | Energy Efficiency | Admin | 399653 | 401895 | 403569 | 404838 | 405874 | 406515 | 406813 | 407036 | 407199 | 407380 | 407538 | 407665 | 407754
Scenario 1: Reference | SDG&E | Ind | WholeBlg | Ind - Stone-Glass-Clay | Energy Efficiency | Admin | 19691 | 19984 | 20197 | 20378 | 20529 | 20630 | 20689 | 20737 | 20777 | 20819 | 20856 | 20890 | 20911
Scenario 1: Reference | PG&E | Ind | WholeBlg | Ind - Textiles | Energy Efficiency | Admin | 5266 | 5270 | 5263 | 5249 | 5224 | 5201 | 5173 | 5148 | 5119 | 5095 | 5068 | 5043 | 5018
Scenario 1: Reference | SCE | Ind | WholeBlg | Ind - Textiles | Energy Efficiency | Admin | 22087 | 22023 | 22020 | 22020 | 21992 | 21942 | 21892 | 21828 | 21766 | 21703 | 21623 | 21547 | 21467
Scenario 1: Reference | SCG | Ind | WholeBlg | Ind - Textiles | Energy Efficiency | Admin | 190959 | 190836 | 190704 | 190447 | 190102 | 189679 | 189233 | 188766 | 188287 | 187812 | 187308 | 186780 | 186255
Scenario 1: Reference | SDG&E | Ind | WholeBlg | Ind - Textiles | Energy Efficiency | Admin | 1414 | 1410 | 1406 | 1404 | 1399 | 1392 | 1385 | 1377 | 1369 | 1361 | 1352 | 1342 | 1333
Scenario 1: Reference | PG&E | Ind | WholeBlg | Ind - Transportation Equipment | Energy Efficiency | Admin | 141401 | 141768 | 142189 | 142338 | 142155 | 142050 | 141932 | 141938 | 141842 | 141862 | 141751 | 141599 | 141346
Scenario 1: Reference | SCE | Ind | WholeBlg | Ind - Transportation Equipment | Energy Efficiency | Admin | 186034 | 186440 | 188534 | 189946 | 190662 | 190991 | 191675 | 192334 | 193162 | 194013 | 194565 | 194897 | 194960
Scenario 1: Reference | SCG | Ind | WholeBlg | Ind - Transportation Equipment | Energy Efficiency | Admin | 142098 | 141739 | 141402 | 141039 | 140661 | 140268 | 139882 | 139491 | 139093 | 138693 | 138273 | 137838 | 137410
Scenario 1: Reference | SDG&E | Ind | WholeBlg | Ind - Transportation Equipment | Energy Efficiency | Admin | 56765 | 56902 | 57319 | 57647 | 57739 | 57750 | 57878 | 57967 | 58083 | 58218 | 58243 | 58218 | 58123
Scenario 1: Reference | PG&E | Res | BROs | Income Qualified - Multi Family IQ | Energy Efficiency | Admin | 979454 | 996759 | 1015572 | 1038565 | 1062898 | 1089192 | 1111320 | 1137130 | 1162422 | 1187786 | 1210794 | 1102267 | 1117984
Scenario 1: Reference | SCE | Res | BROs | Income Qualified - Multi Family IQ | Energy Efficiency | Admin | 1495114 | 1558746 | 1626192 | 1685818 | 1725309 | 1767625 | 1804982 | 1848046 | 1888686 | 1931171 | 1967134 | 2012028 | 2057955
Scenario 1: Reference | SCG | Res | BROs | Income Qualified - Multi Family IQ | Energy Efficiency | Admin | 106400 | 106845 | 107477 | 108284 | 109242 | 110331 | 111464 | 112974 | 114643 | 116622 | 118697 | 120900 | 123286
Scenario 1: Reference | SDG&E | Res | BROs | Income Qualified - Multi Family IQ | Energy Efficiency | Admin | 308837 | 315688 | 323168 | 331872 | 340989 | 350677 | 360140 | 370131 | 379769 | 389250 | 397820 | 387848 | 397100
Scenario 1: Reference | PG&E | Res | BROs | Income Qualified - Single Family IQ | Energy Efficiency | Admin | 3562753 | 3615345 | 3671756 | 3744050 | 3820260 | 3902169 | 3973368 | 4054649 | 4133072 | 4208217 | 4274207 | 3911029 | 3955862
Scenario 1: Reference | SCE | Res | BROs | Income Qualified - Single Family IQ | Energy Efficiency | Admin | 5096999 | 5277965 | 5468499 | 5649444 | 5762028 | 5884224 | 5992257 | 6117125 | 6233685 | 6351361 | 6447500 | 6572867 | 6701459
Scenario 1: Reference | SCG | Res | BROs | Income Qualified - Single Family IQ | Energy Efficiency | Admin | 328406 | 329423 | 330953 | 332958 | 335408 | 338298 | 341510 | 345716 | 350395 | 355580 | 361028 | 366832 | 373164
Scenario 1: Reference | SDG&E | Res | BROs | Income Qualified - Single Family IQ | Energy Efficiency | Admin | 727061 | 736799 | 747850 | 762729 | 778333 | 794713 | 810423 | 826943 | 842744 | 858177 | 872054 | 856041 | 871726
Scenario 1: Reference | PG&E | Res | BROs | Res - Multi Family | Energy Efficiency | Admin | 10069068 | 10202561 | 10347562 | 10532070 | 10727487 | 10936552 | 11115475 | 11321159 | 11520593 | 11711375 | 11881329 | 12090437 | 12308811
Scenario 1: Reference | SCE | Res | BROs | Res - Multi Family | Energy Efficiency | Admin | 11099130 | 11496110 | 11914203 | 12310123 | 12557210 | 12825252 | 13062262 | 13336160 | 13591997 | 13850687 | 14062447 | 14337989 | 14620611
Scenario 1: Reference | SCG | Res | BROs | Res - Multi Family | Energy Efficiency | Admin | 1125365 | 1128924 | 1134255 | 1141224 | 1149725 | 1159722 | 1170788 | 1185295 | 1201427 | 1219382 | 1238250 | 1258342 | 1280252
Scenario 1: Reference | SDG&E | Res | BROs | Res - Multi Family | Energy Efficiency | Admin | 2516155 | 2552279 | 2593065 | 2646953 | 2703523 | 2763057 | 2820415 | 2880833 | 2938853 | 2995725 | 3047136 | 3111992 | 3180997
Scenario 1: Reference | PG&E | Res | BROs | Res - Single Family | Energy Efficiency | Admin | 2558619 | 2599377 | 2644004 | 2698527 | 2756277 | 2818451 | 2869589 | 2929692 | 2988473 | 3047240 | 3100508 | 3164194 | 3230193
Scenario 1: Reference | SCE | Res | BROs | Res - Single Family | Energy Efficiency | Admin | 2654187 | 2767793 | 2888237 | 2994470 | 3064940 | 3140422 | 3207042 | 3283837 | 3356325 | 3432183 | 3496445 | 3576575 | 3658536
Scenario 1: Reference | SCG | Res | BROs | Res - Single Family | Energy Efficiency | Admin | 321906 | 323274 | 325212 | 327682 | 330610 | 333932 | 337377 | 341973 | 347052 | 353095 | 359431 | 366154 | 373436
Scenario 1: Reference | SDG&E | Res | BROs | Res - Single Family | Energy Efficiency | Admin | 892758 | 912103 | 933255 | 957626 | 983115 | 1010098 | 1036414 | 1064098 | 1090755 | 1116893 | 1140500 | 1169683 | 1200420
Scenario 2: High TRC | PG&E | Ag | WholeBlg | Ag - Dairies, fishing, hunting | Energy Efficiency | Admin | 410753 | 415063 | 420326 | 425430 | 431207 | 435850 | 440459 | 444654 | 449432 | 453618 | 457901 | 461810 | 465773
Scenario 2: High TRC | SCE | Ag | WholeBlg | Ag - Dairies, fishing, hunting | Energy Efficiency | Admin | 168977 | 169980 | 170874 | 171700 | 172488 | 173214 | 173917 | 174657 | 175415 | 176164 | 176880 | 177559 | 178214
Scenario 2: High TRC | SCG | Ag | WholeBlg | Ag - Dairies, fishing, hunting | Energy Efficiency | Admin | 22738 | 22738 | 22738 | 22738 | 22738 | 22738 | 22738 | 22738 | 22738 | 22738 | 22738 | 22738 | 22738
Scenario 2: High TRC | SDG&E | Ag | WholeBlg | Ag - Dairies, fishing, hunting | Energy Efficiency | Admin | 7568 | 7621 | 7671 | 7719 | 7762 | 7802 | 7839 | 7876 | 7913 | 7949 | 7985 | 8020 | 8054
Scenario 2: High TRC | PG&E | Ag | WholeBlg | Ag - Irrigated Agriculture, vineyards, forestry and greenhouses | Energy Efficiency | Admin | 3355191 | 3449978 | 3545857 | 3639517 | 3731499 | 3814478 | 3897535 | 3979119 | 4063825 | 4143360 | 4221700 | 4297580 | 4372368
Scenario 2: High TRC | SCE | Ag | WholeBlg | Ag - Irrigated Agriculture, vineyards, forestry and greenhouses | Energy Efficiency | Admin | 406723 | 427888 | 447397 | 465951 | 483919 | 500636 | 516608 | 533026 | 549773 | 566732 | 583541 | 600157 | 616710
Scenario 2: High TRC | SCG | Ag | WholeBlg | Ag - Irrigated Agriculture, vineyards, forestry and greenhouses | Energy Efficiency | Admin | 97546 | 97546 | 97546 | 97546 | 97546 | 97546 | 97546 | 97546 | 97546 | 97546 | 97546 | 97546 | 97546
Scenario 2: High TRC | SDG&E | Ag | WholeBlg | Ag - Irrigated Agriculture, vineyards, forestry and greenhouses | Energy Efficiency | Admin | 58307 | 60164 | 61917 | 63624 | 65228 | 66689 | 68086 | 69486 | 70906 | 72326 | 73723 | 75106 | 76462
Scenario 2: High TRC | PG&E | Ag | WholeBlg | Ag - Water pumping | Energy Efficiency | Admin | 2180098 | 2154049 | 2126693 | 2098899 | 2070202 | 2045018 | 2021731 | 1998364 | 1972063 | 1943498 | 1913222 | 1882483 | 1850996
Scenario 2: High TRC | SCE | Ag | WholeBlg | Ag - Water pumping | Energy Efficiency | Admin | 2353874 | 2351948 | 2349880 | 2347647 | 2345371 | 2343323 | 2341643 | 2340088 | 2338496 | 2336551 | 2334175 | 2331387 | 2328250
Scenario 2: High TRC | SCG | Ag | WholeBlg | Ag - Water pumping | Energy Efficiency | Admin | 32037 | 32037 | 32037 | 32037 | 32037 | 32037 | 32037 | 32037 | 32037 | 32037 | 32037 | 32037 | 32037
Scenario 2: High TRC | SDG&E | Ag | WholeBlg | Ag - Water pumping | Energy Efficiency | Admin | 166387 | 166065 | 165753 | 165427 | 165098 | 164784 | 164469 | 164142 | 163790 | 163428 | 163062 | 162692 | 162324
Scenario 2: High TRC | SCE | Com | WholeBlg | Com - College | Energy Efficiency | Admin | 405119 | 414181 | 424110 | 436139 | 449835 | 463986 | 480297 | 495297 | 510493 | 526603 | 541113 | 553820 | 565609
Scenario 2: High TRC | SDG&E | Com | WholeBlg | Com - College | Energy Efficiency | Admin | 180292 | 185327 | 190628 | 197024 | 204122 | 211368 | 219689 | 227811 | 236218 | 245045 | 253545 | 261129 | 265303
Scenario 2: High TRC | PG&E | Com | WholeBlg | Com - Grocery | Energy Efficiency | Admin | 1683565 | 1727679 | 1770137 | 1818759 | 1873530 | 1930721 | 1993660 | 2119177 | 2186277 | 2291267 | 2355354 | 2406879 | 2440289
Scenario 2: High TRC | SCE | Com | WholeBlg | Com - Grocery | Energy Efficiency | Admin | 1389080 | 1421370 | 1458327 | 1500613 | 1549810 | 1599695 | 1650528 | 1699820 | 1750963 | 1801259 | 1850909 | 1893356 | 1882370
Scenario 2: High TRC | SCG | Com | WholeBlg | Com - Grocery | Energy Efficiency | Admin | 33520 | 33950 | 34300 | 34740 | 35207 | 35538 | 35878 | 36202 | 36534 | 36765 | 36982 | 37097 | 37188
Scenario 2: High TRC | SDG&E | Com | WholeBlg | Com - Grocery | Energy Efficiency | Admin | 391341 | 402886 | 415311 | 430092 | 446492 | 463366 | 481080 | 499000 | 517725 | 536331 | 554865 | 571304 | 571339
Scenario 2: High TRC | PG&E | Com | WholeBlg | Com - Health | Energy Efficiency | Admin | 1995629 | 2054317 | 2110005 | 2172494 | 2241849 | 2312984 | 2392916 | 2497133 | 2579192 | 2709901 | 2788120 | 2851754 | 2903565
Scenario 2: High TRC | SCE | Com | WholeBlg | Com - Health | Energy Efficiency | Admin | 1324451 | 1360349 | 1399105 | 1443891 | 1494918 | 1546300 | 1603736 | 1656910 | 1711131 | 1766714 | 1819572 | 1864965 | 1906258
Scenario 2: High TRC | SCG | Com | WholeBlg | Com - Health | Energy Efficiency | Admin | 123065 | 125053 | 126754 | 128769 | 130894 | 132643 | 134466 | 136142 | 137836 | 139170 | 140438 | 141286 | 141501
Scenario 2: High TRC | SDG&E | Com | WholeBlg | Com - Health | Energy Efficiency | Admin | 479012 | 492768 | 506978 | 523630 | 541666 | 559417 | 578881 | 597321 | 616413 | 636607 | 656454 | 673161 | 687782
Scenario 2: High TRC | PG&E | Com | WholeBlg | Com - Lodging | Energy Efficiency | Admin | 303315 | 310022 | 316225 | 323292 | 331336 | 339687 | 349325 | 357887 | 368076 | 384066 | 394070 | 402306 | 408435
Scenario 2: High TRC | PG&E | Com | BROs | Com - Lodging | Energy Efficiency | Admin | 1853 | 3808 | 5858 | 8029 | 10348 | 12816 | 15484 | 18233 | 21216 | 24801 | 28101 | 31386 | 34574
Scenario 2: High TRC | SCE | Com | WholeBlg | Com - Lodging | Energy Efficiency | Admin | 626509 | 641522 | 657100 | 676476 | 698634 | 721014 | 746247 | 769703 | 793459 | 818183 | 841408 | 860906 | 874772
Scenario 2: High TRC | SCE | Com | BROs | Com - Lodging | Energy Efficiency | Admin | 4926 | 10084 | 15488 | 21252 | 27426 | 33954 | 40985 | 48295 | 55990 | 64127 | 72517 | 80915 | 89039
Scenario 2: High TRC | SCG | Com | WholeBlg | Com - Lodging | Energy Efficiency | Admin | 60236 | 61096 | 61812 | 62682 | 63607 | 64343 | 65102 | 65817 | 66552 | 67168 | 67714 | 68075 | 68203
Scenario 2: High TRC | SDG&E | Com | WholeBlg | Com - Lodging | Energy Efficiency | Admin | 248667 | 254099 | 259770 | 266944 | 274679 | 282340 | 291032 | 299218 | 307560 | 316150 | 323980 | 330287 | 336142
Scenario 2: High TRC | SDG&E | Com | BROs | Com - Lodging | Energy Efficiency | Admin | 1753 | 3588 | 5511 | 7565 | 9752 | 12057 | 14538 | 17124 | 19847 | 22717 | 25657 | 28576 | 31540
Scenario 2: High TRC | SCE | Com | WholeBlg | Com - Office (Large) | Energy Efficiency | Admin | 2635961 | 2677002 | 2722171 | 2776495 | 2841342 | 2905913 | 2981898 | 3048006 | 3113859 | 3181292 | 3241307 | 3287587 | 3368874
Scenario 2: High TRC | SDG&E | Com | WholeBlg | Com - Office (Large) | Energy Efficiency | Admin | 808534 | 826373 | 844707 | 866808 | 890995 | 915148 | 943744 | 970351 | 997245 | 1024896 | 1049837 | 1070346 | 1099161
Scenario 2: High TRC | PG&E | Com | WholeBlg | Com - Office (Small) | Energy Efficiency | Admin | 491803 | 504583 | 516797 | 530551 | 546071 | 562321 | 581004 | 616125 | 635133 | 665132 | 683252 | 697940 | 711746
Scenario 2: High TRC | SCE | Com | WholeBlg | Com - Office (Small) | Energy Efficiency | Admin | 462752 | 471218 | 480762 | 492092 | 505372 | 518643 | 533362 | 546731 | 560277 | 574415 | 587072 | 597324 | 606162
Scenario 2: High TRC | SDG&E | Com | WholeBlg | Com - Office (Small) | Energy Efficiency | Admin | 232948 | 237364 | 242135 | 248226 | 255143 | 262106 | 270069 | 277726 | 285607 | 294469 | 301963 | 308224 | 313280
Scenario 2: High TRC | PG&E | Com | WholeBlg | Com - Other | Energy Efficiency | Admin | 2172464 | 2323837 | 2465465 | 2595722 | 2752107 | 2946183 | 3126671 | 3204041 | 3345870 | 3542104 | 3683976 | 3808305 | 3889221
Scenario 2: High TRC | PG&E | Com | BROs | Com - Other | Energy Efficiency | Admin | 7146 | 15448 | 24801 | 35050 | 46805 | 60686 | 75689 | 88840 | 104814 | 123999 | 142294 | 160844 | 178184
Scenario 2: High TRC | SCE | Com | WholeBlg | Com - Other | Energy Efficiency | Admin | 2013428 | 2052912 | 2094925 | 2147923 | 2209259 | 2270929 | 2343213 | 2408464 | 2474209 | 2542030 | 2604876 | 2656501 | 2731621
Scenario 2: High TRC | SCE | Com | BROs | Com - Other | Energy Efficiency | Admin | 7915 | 16135 | 24689 | 33740 | 43364 | 53471 | 64346 | 75560 | 87295 | 99619 | 112251 | 124839 | 139019
Scenario 2: High TRC | SDG&E | Com | WholeBlg | Com - Other | Energy Efficiency | Admin | 461670 | 472846 | 484435 | 498676 | 514198 | 529610 | 547837 | 565028 | 582573 | 600660 | 617510 | 631845 | 648736
Scenario 2: High TRC | SDG&E | Com | BROs | Com - Other | Energy Efficiency | Admin | 1589 | 3259 | 5016 | 6897 | 8909 | 11039 | 13363 | 15794 | 18366 | 21093 | 23903 | 26724 | 29797
Scenario 2: High TRC | PG&E | Com | WholeBlg | Com - Refrig. Warehouse | Energy Efficiency | Admin | 245877 | 255674 | 265538 | 276351 | 288223 | 300143 | 312845 | 343845 | 358225 | 378073 | 392436 | 404936 | 408512
Scenario 2: High TRC | SCE | Com | WholeBlg | Com - Refrig. Warehouse | Energy Efficiency | Admin | 154923 | 160654 | 166810 | 174110 | 182171 | 190012 | 197795 | 205644 | 213846 | 221834 | 230085 | 237426 | 235107
Scenario 2: High TRC | SCG | Com | WholeBlg | Com - Refrig. Warehouse | Energy Efficiency | Admin | 7779 | 7922 | 8050 | 8200 | 8356 | 8470 | 8584 | 8697 | 8813 | 8895 | 8982 | 9044 | 9071
Scenario 2: High TRC | SDG&E | Com | WholeBlg | Com - Refrig. Warehouse | Energy Efficiency | Admin | 8636 | 9057 | 9514 | 10052 | 10607 | 11102 | 11611 | 12145 | 12713 | 13290 | 13890 | 14452 | 14520
Scenario 2: High TRC | PG&E | Com | BROs | Com - Retail | Energy Efficiency | Admin | 9250 | 18816 | 28649 | 38859 | 49544 | 60734 | 72750 | 86591 | 99701 | 115303 | 129253 | 142827 | 158749
Scenario 2: High TRC | SCE | Com | BROs | Com - Retail | Energy Efficiency | Admin | 15823 | 32155 | 49101 | 66837 | 85577 | 105137 | 126065 | 147503 | 169755 | 192916 | 216381 | 239594 | 264939
Scenario 2: High TRC | SDG&E | Com | BROs | Com - Retail | Energy Efficiency | Admin | 3533 | 7191 | 10985 | 14979 | 19190 | 23580 | 28314 | 33197 | 38281 | 43597 | 48965 | 54275 | 60543
Scenario 2: High TRC | PG&E | Com | WholeBlg | Com - School | Energy Efficiency | Admin | 434764 | 441186 | 446792 | 453341 | 460820 | 468927 | 479120 | 496957 | 507162 | 524663 | 534534 | 542165 | 553477
Scenario 2: High TRC | SCE | Com | WholeBlg | Com - School | Energy Efficiency | Admin | 486726 | 495459 | 504783 | 516707 | 530508 | 544316 | 560521 | 575011 | 589371 | 604213 | 617341 | 627709 | 641723
Scenario 2: High TRC | SDG&E | Com | WholeBlg | Com - School | Energy Efficiency | Admin | 149252 | 152561 | 156046 | 160454 | 165375 | 170289 | 176264 | 181925 | 187679 | 193656 | 199168 | 203860 | 208729
Scenario 2: High TRC | SDG&E | Com | WholeBlg | Com - Warehouse | Energy Efficiency | Admin | 144352 | 148247 | 152364 | 157372 | 162816 | 168188 | 174246 | 180069 | 186080 | 192248 | 198119 | 203196 | 208881
Scenario 2: High TRC | PG&E | Ind | WholeBlg | Ind - All Other Industrial | Energy Efficiency | Admin | 74201 | 74487 | 74550 | 74630 | 74597 | 74651 | 74631 | 74698 | 74676 | 74733 | 74756 | 74822 | 74875
Scenario 2: High TRC | SCE | Ind | WholeBlg | Ind - All Other Industrial | Energy Efficiency | Admin | 76023 | 75882 | 75934 | 76108 | 76216 | 76282 | 76330 | 76362 | 76384 | 76382 | 76330 | 76291 | 76234
Scenario 2: High TRC | SCG | Ind | WholeBlg | Ind - All Other Industrial | Energy Efficiency | Admin | 101885 | 102335 | 102626 | 102857 | 103052 | 103141 | 103189 | 103251 | 103329 | 103454 | 103614 | 103805 | 104018
Scenario 2: High TRC | SDG&E | Ind | WholeBlg | Ind - All Other Industrial | Energy Efficiency | Admin | 35920 | 35941 | 35948 | 36020 | 36046 | 36045 | 36058 | 36053 | 36048 | 36051 | 36031 | 36023 | 36010
Scenario 2: High TRC | PG&E | Ind | WholeBlg | Ind - Chemicals | Energy Efficiency | Admin | 1344397 | 1352201 | 1358067 | 1362978 | 1366697 | 1369560 | 1371084 | 1372093 | 1372888 | 1374005 | 1374658 | 1374926 | 1374666
Scenario 2: High TRC | SCE | Ind | WholeBlg | Ind - Chemicals | Energy Efficiency | Admin | 230193 | 231711 | 233778 | 236110 | 238178 | 239907 | 241367 | 242559 | 243768 | 244878 | 245758 | 246567 | 247233
Scenario 2: High TRC | SCG | Ind | WholeBlg | Ind - Chemicals | Energy Efficiency | Admin | 1231836 | 1238265 | 1244004 | 1248995 | 1253436 | 1256674 | 1258857 | 1260249 | 1261763 | 1263272 | 1264491 | 1265290 | 1265901
Scenario 2: High TRC | SDG&E | Ind | WholeBlg | Ind - Chemicals | Energy Efficiency | Admin | 41613 | 41866 | 42099 | 42380 | 42598 | 42773 | 42927 | 43019 | 43109 | 43197 | 43237 | 43265 | 43270
Scenario 2: High TRC | PG&E | Ind | WholeBlg | Ind - Electronics | Energy Efficiency | Admin | 466465 | 469717 | 471431 | 473295 | 474285 | 476199 | 477507 | 479399 | 480439 | 481970 | 482965 | 484083 | 484985
Scenario 2: High TRC | SCE | Ind | WholeBlg | Ind - Electronics | Energy Efficiency | Admin | 113170 | 113196 | 113572 | 114151 | 114639 | 115091 | 115529 | 115948 | 116344 | 116685 | 116924 | 117156 | 117342
Scenario 2: High TRC | SCG | Ind | WholeBlg | Ind - Electronics | Energy Efficiency | Admin | 58847 | 59167 | 59480 | 59771 | 60047 | 60304 | 60558 | 60815 | 61067 | 61319 | 61561 | 61790 | 62015
Scenario 2: High TRC | SDG&E | Ind | WholeBlg | Ind - Electronics | Energy Efficiency | Admin | 91560 | 92668 | 93806 | 95147 | 96329 | 97493 | 98745 | 99917 | 101055 | 102185 | 103174 | 104157 | 105077
Scenario 2: High TRC | PG&E | Ind | WholeBlg | Ind - Fabricated Metals | Energy Efficiency | Admin | 144933 | 146752 | 148164 | 149037 | 149460 | 149772 | 149791 | 149873 | 149788 | 149812 | 149708 | 149575 | 149330
Scenario 2: High TRC | SCE | Ind | WholeBlg | Ind - Fabricated Metals | Energy Efficiency | Admin | 156375 | 157328 | 158837 | 160140 | 161105 | 161777 | 162302 | 162717 | 163084 | 163384 | 163505 | 163557 | 163486
Scenario 2: High TRC | SCG | Ind | WholeBlg | Ind - Fabricated Metals | Energy Efficiency | Admin | 353215 | 356879 | 360671 | 363115 | 364899 | 365943 | 366504 | 366932 | 367297 | 367682 | 367916 | 367923 | 367748
Scenario 2: High TRC | SDG&E | Ind | WholeBlg | Ind - Fabricated Metals | Energy Efficiency | Admin | 17370 | 17491 | 17618 | 17727 | 17784 | 17809 | 17826 | 17821 | 17810 | 17799 | 17763 | 17720 | 17663
Scenario 2: High TRC | PG&E | Ind | WholeBlg | Ind - Food | Energy Efficiency | Admin | 2622802 | 2627358 | 2627871 | 2626824 | 2623166 | 2619536 | 2615067 | 2610734 | 2605435 | 2600944 | 2595576 | 2589746 | 2583120
Scenario 2: High TRC | SCE | Ind | WholeBlg | Ind - Food | Energy Efficiency | Admin | 325509 | 324011 | 323469 | 323496 | 323266 | 322947 | 322643 | 322225 | 321765 | 321184 | 320342 | 319485 | 318523
Scenario 2: High TRC | SCG | Ind | WholeBlg | Ind - Food | Energy Efficiency | Admin | 1693380 | 1689006 | 1684325 | 1679477 | 1674295 | 1668792 | 1663279 | 1657559 | 1651879 | 1646351 | 1640611 | 1634573 | 1628558
Scenario 2: High TRC | SDG&E | Ind | WholeBlg | Ind - Food | Energy Efficiency | Admin | 62823 | 62502 | 62177 | 61961 | 61677 | 61382 | 61115 | 60811 | 60503 | 60209 | 59865 | 59524 | 59167
Scenario 2: High TRC | PG&E | Ind | WholeBlg | Ind - Industrial Machinery | Energy Efficiency | Admin | 98077 | 99606 | 100866 | 101640 | 101965 | 102278 | 102464 | 102740 | 102879 | 103131 | 103262 | 103372 | 103389
Scenario 2: High TRC | SCE | Ind | WholeBlg | Ind - Industrial Machinery | Energy Efficiency | Admin | 48914 | 49245 | 49771 | 50188 | 50450 | 50623 | 50797 | 50944 | 51087 | 51213 | 51275 | 51311 | 51307
Scenario 2: High TRC | SCG | Ind | WholeBlg | Ind - Industrial Machinery | Energy Efficiency | Admin | 36729 | 37300 | 37916 | 38304 | 38549 | 38702 | 38846 | 38985 | 39125 | 39272 | 39392 | 39480 | 39540
Scenario 2: High TRC | SDG&E | Ind | WholeBlg | Ind - Industrial Machinery | Energy Efficiency | Admin | 61404 | 62084 | 62791 | 63227 | 63403 | 63424 | 63440 | 63421 | 63397 | 63386 | 63305 | 63180 | 63002
Scenario 2: High TRC | PG&E | Ind | WholeBlg | Ind - Lumber & Furniture | Energy Efficiency | Admin | 70994 | 71234 | 71238 | 71282 | 71201 | 71214 | 71097 | 71073 | 70932 | 70873 | 70747 | 70647 | 70520
Scenario 2: High TRC | SCE | Ind | WholeBlg | Ind - Lumber & Furniture | Energy Efficiency | Admin | 26946 | 26882 | 26901 | 26966 | 27013 | 27031 | 27023 | 27011 | 26994 | 26968 | 26923 | 26877 | 26820
Scenario 2: High TRC | SCG | Ind | WholeBlg | Ind - Lumber & Furniture | Energy Efficiency | Admin | 16522 | 16610 | 16691 | 16765 | 16838 | 16863 | 16845 | 16833 | 16824 | 16822 | 16825 | 16824 | 16819
Scenario 2: High TRC | SDG&E | Ind | WholeBlg | Ind - Lumber & Furniture | Energy Efficiency | Admin | 1741 | 1740 | 1740 | 1745 | 1747 | 1748 | 1749 | 1747 | 1746 | 1744 | 1739 | 1735 | 1730
Scenario 2: High TRC | PG&E | Ind | WholeBlg | Ind - Paper | Energy Efficiency | Admin | 99446 | 99845 | 100215 | 100661 | 100988 | 101242 | 101465 | 101810 | 102203 | 102750 | 103353 | 104014 | 104675
Scenario 2: High TRC | SCE | Ind | WholeBlg | Ind - Paper | Energy Efficiency | Admin | 105510 | 103420 | 101899 | 100855 | 99853 | 98805 | 97916 | 97148 | 96538 | 96052 | 95603 | 95227 | 94878
Scenario 2: High TRC | SCG | Ind | WholeBlg | Ind - Paper | Energy Efficiency | Admin | 258136 | 257987 | 257898 | 258235 | 258657 | 258864 | 259180 | 259741 | 260564 | 261640 | 262822 | 264004 | 265201
Scenario 2: High TRC | SDG&E | Ind | WholeBlg | Ind - Paper | Energy Efficiency | Admin | 2002 | 1987 | 1972 | 1969 | 1962 | 1953 | 1947 | 1940 | 1934 | 1929 | 1923 | 1916 | 1908
Scenario 2: High TRC | PG&E | Ind | WholeBlg | Ind - Petroleum | Energy Efficiency | Admin | 3666859 | 3670291 | 3671540 | 3672199 | 3669621 | 3664009 | 3656195 | 3647460 | 3638802 | 3630729 | 3620925 | 3609735 | 3597706
Scenario 2: High TRC | SCE | Ind | WholeBlg | Ind - Petroleum | Energy Efficiency | Admin | 404001 | 402029 | 401344 | 401470 | 401297 | 401025 | 400674 | 400250 | 399766 | 399095 | 398083 | 397072 | 395951
Scenario 2: High TRC | SCG | Ind | WholeBlg | Ind - Petroleum | Energy Efficiency | Admin | 5024355 | 5027947 | 5031362 | 5034077 | 5033630 | 5027389 | 5018618 | 5007885 | 4998627 | 4989595 | 4978393 | 4964991 | 4951401
Scenario 2: High TRC | SDG&E | Ind | WholeBlg | Ind - Petroleum | Energy Efficiency | Admin | 1181 | 1177 | 1175 | 1176 | 1176 | 1176 | 1178 | 1178 | 1178 | 1177 | 1174 | 1172 | 1169
Scenario 2: High TRC | PG&E | Ind | WholeBlg | Ind - Plastics | Energy Efficiency | Admin | 89194 | 91344 | 93131 | 94832 | 96341 | 97847 | 98979 | 99975 | 100869 | 101874 | 102781 | 103668 | 104471
Scenario 2: High TRC | SCE | Ind | WholeBlg | Ind - Plastics | Energy Efficiency | Admin | 185501 | 185188 | 185422 | 185970 | 186360 | 186650 | 186824 | 186889 | 186931 | 186886 | 186679 | 186459 | 186171
Scenario 2: High TRC | SCG | Ind | WholeBlg | Ind - Plastics | Energy Efficiency | Admin | 57755 | 60441 | 63019 | 65421 | 67761 | 69802 | 71406 | 72619 | 73926 | 75270 | 76597 | 77836 | 79003
Scenario 2: High TRC | SDG&E | Ind | WholeBlg | Ind - Plastics | Energy Efficiency | Admin | 12094 | 12259 | 12412 | 12574 | 12715 | 12830 | 12916 | 12960 | 13007 | 13054 | 13086 | 13111 | 13125
Scenario 2: High TRC | PG&E | Ind | WholeBlg | Ind - Primary Metals | Energy Efficiency | Admin | 151014 | 151969 | 152751 | 153397 | 153803 | 154202 | 154542 | 154930 | 155208 | 155528 | 155755 | 155956 | 156086
Scenario 2: High TRC | SCE | Ind | WholeBlg | Ind - Primary Metals | Energy Efficiency | Admin | 88020 | 88952 | 90295 | 91664 | 92815 | 93842 | 94902 | 95927 | 96937 | 97900 | 98729 | 99507 | 100214
Scenario 2: High TRC | SCG | Ind | WholeBlg | Ind - Primary Metals | Energy Efficiency | Admin | 377954 | 379015 | 380240 | 381206 | 381901 | 382394 | 382894 | 383364 | 383798 | 384208 | 384489 | 384652 | 384773
Scenario 2: High TRC | SDG&E | Ind | WholeBlg | Ind - Primary Metals | Energy Efficiency | Admin | 23400 | 23450 | 23505 | 23550 | 23572 | 23576 | 23580 | 23581 | 23579 | 23578 | 23563 | 23542 | 23513
Scenario 2: High TRC | PG&E | Ind | WholeBlg | Ind - Printing & Publishing | Energy Efficiency | Admin | 58400 | 58630 | 58696 | 58788 | 58755 | 58771 | 58717 | 58731 | 58677 | 58684 | 58637 | 58601 | 58543
Scenario 2: High TRC | SCE | Ind | WholeBlg | Ind - Printing & Publishing | Energy Efficiency | Admin | 31163 | 31021 | 30980 | 30998 | 30985 | 30945 | 30906 | 30863 | 30827 | 30785 | 30716 | 30644 | 30559
Scenario 2: High TRC | SCG | Ind | WholeBlg | Ind - Printing & Publishing | Energy Efficiency | Admin | 20919 | 20963 | 21003 | 21039 | 21043 | 20995 | 20943 | 20905 | 20894 | 20902 | 20905 | 20894 | 20874
Scenario 2: High TRC | SDG&E | Ind | WholeBlg | Ind - Printing & Publishing | Energy Efficiency | Admin | 11577 | 11570 | 11570 | 11607 | 11621 | 11631 | 11653 | 11661 | 11666 | 11670 | 11655 | 11641 | 11620
Scenario 2: High TRC | PG&E | Ind | WholeBlg | Ind - Stone-Glass-Clay | Energy Efficiency | Admin | 1050780 | 1063416 | 1072738 | 1080316 | 1086594 | 1091573 | 1095044 | 1098357 | 1101176 | 1104159 | 1106977 | 1109725 | 1111960
Scenario 2: High TRC | SCE | Ind | WholeBlg | Ind - Stone-Glass-Clay | Energy Efficiency | Admin | 157803 | 159597 | 161534 | 163508 | 165234 | 166715 | 167997 | 169213 | 170354 | 171425 | 172372 | 173336 | 174201
Scenario 2: High TRC | SCG | Ind | WholeBlg | Ind - Stone-Glass-Clay | Energy Efficiency | Admin | 399653 | 401895 | 403569 | 404838 | 405874 | 406515 | 406813 | 407036 | 407199 | 407380 | 407538 | 407665 | 407754
Scenario 2: High TRC | SDG&E | Ind | WholeBlg | Ind - Stone-Glass-Clay | Energy Efficiency | Admin | 19691 | 19984 | 20197 | 20378 | 20529 | 20630 | 20689 | 20737 | 20777 | 20819 | 20856 | 20890 | 20911
Scenario 2: High TRC | PG&E | Ind | WholeBlg | Ind - Textiles | Energy Efficiency | Admin | 5266 | 5270 | 5263 | 5249 | 5224 | 5201 | 5173 | 5148 | 5119 | 5095 | 5068 | 5043 | 5018
Scenario 2: High TRC | SCE | Ind | WholeBlg | Ind - Textiles | Energy Efficiency | Admin | 22087 | 22023 | 22020 | 22020 | 21992 | 21942 | 21892 | 21828 | 21766 | 21703 | 21623 | 21547 | 21467
Scenario 2: High TRC | SCG | Ind | WholeBlg | Ind - Textiles | Energy Efficiency | Admin | 190959 | 190836 | 190704 | 190447 | 190102 | 189679 | 189233 | 188766 | 188287 | 187812 | 187308 | 186780 | 186255
Scenario 2: High TRC | SDG&E | Ind | WholeBlg | Ind - Textiles | Energy Efficiency | Admin | 1414 | 1410 | 1406 | 1404 | 1399 | 1392 | 1385 | 1377 | 1369 | 1361 | 1352 | 1342 | 1333
Scenario 2: High TRC | PG&E | Ind | WholeBlg | Ind - Transportation Equipment | Energy Efficiency | Admin | 141401 | 141768 | 142189 | 142338 | 142155 | 142050 | 141932 | 141938 | 141842 | 141862 | 141751 | 141599 | 141346
Scenario 2: High TRC | SCE | Ind | WholeBlg | Ind - Transportation Equipment | Energy Efficiency | Admin | 186034 | 186440 | 188534 | 189946 | 190662 | 190991 | 191675 | 192334 | 193162 | 194013 | 194565 | 194897 | 194960
Scenario 2: High TRC | SCG | Ind | WholeBlg | Ind - Transportation Equipment | Energy Efficiency | Admin | 142098 | 141739 | 141402 | 141039 | 140661 | 140268 | 139882 | 139491 | 139093 | 138693 | 138273 | 137838 | 137410
Scenario 2: High TRC | SDG&E | Ind | WholeBlg | Ind - Transportation Equipment | Energy Efficiency | Admin | 56765 | 56902 | 57319 | 57647 | 57739 | 57750 | 57878 | 57967 | 58083 | 58218 | 58243 | 58218 | 58123
Scenario 2: High TRC | PG&E | Res | BROs | Income Qualified - Multi Family IQ | Energy Efficiency | Admin | 979454 | 996759 | 1015572 | 1038565 | 1062898 | 1089192 | 1111320 | 1137130 | 1162422 | 1187786 | 1210794 | 1102267 | 1117984
Scenario 2: High TRC | SCE | Res | BROs | Income Qualified - Multi Family IQ | Energy Efficiency | Admin | 1495114 | 1558746 | 1626192 | 1685818 | 1725309 | 1767625 | 1804982 | 1848046 | 1888686 | 1931171 | 1967134 | 2012028 | 2057955
Scenario 2: High TRC | SCG | Res | BROs | Income Qualified - Multi Family IQ | Energy Efficiency | Admin | 106400 | 106845 | 107477 | 108284 | 109242 | 110331 | 111464 | 112974 | 114643 | 116622 | 118697 | 120900 | 123286
Scenario 2: High TRC | SDG&E | Res | BROs | Income Qualified - Multi Family IQ | Energy Efficiency | Admin | 308837 | 315688 | 323168 | 331872 | 340989 | 350677 | 360140 | 370131 | 379769 | 389250 | 397820 | 387848 | 397100
Scenario 2: High TRC | PG&E | Res | BROs | Income Qualified - Single Family IQ | Energy Efficiency | Admin | 3562753 | 3615345 | 3671756 | 3744050 | 3820260 | 3902169 | 3973368 | 4054649 | 4133072 | 4208217 | 4274207 | 3911029 | 3955862
Scenario 2: High TRC | SCE | Res | BROs | Income Qualified - Single Family IQ | Energy Efficiency | Admin | 5096999 | 5277965 | 5468499 | 5649444 | 5762028 | 5884224 | 5992257 | 6117125 | 6233685 | 6351361 | 6447500 | 6572867 | 6701459
Scenario 2: High TRC | SCG | Res | BROs | Income Qualified - Single Family IQ | Energy Efficiency | Admin | 328406 | 329423 | 330953 | 332958 | 335408 | 338298 | 341510 | 345716 | 350395 | 355580 | 361028 | 366832 | 373164
Scenario 2: High TRC | SDG&E | Res | BROs | Income Qualified - Single Family IQ | Energy Efficiency | Admin | 727061 | 736799 | 747850 | 762729 | 778333 | 794713 | 810423 | 826943 | 842744 | 858177 | 872054 | 856041 | 871726
Scenario 2: High TRC | PG&E | Res | BROs | Res - Multi Family | Energy Efficiency | Admin | 10069068 | 10202561 | 10347562 | 10532070 | 10727487 | 10936552 | 11115475 | 11321159 | 11520593 | 11711375 | 11881329 | 12090437 | 12308811
Scenario 2: High TRC | SCE | Res | BROs | Res - Multi Family | Energy Efficiency | Admin | 11099130 | 11496110 | 11914203 | 12310123 | 12557210 | 12825252 | 13062262 | 13336160 | 13591997 | 13850687 | 14062447 | 14337989 | 14620611
Scenario 2: High TRC | SCG | Res | BROs | Res - Multi Family | Energy Efficiency | Admin | 1125365 | 1128924 | 1134255 | 1141224 | 1149725 | 1159722 | 1170788 | 1185295 | 1201427 | 1219382 | 1238250 | 1258342 | 1280252
Scenario 2: High TRC | SDG&E | Res | BROs | Res - Multi Family | Energy Efficiency | Admin | 2516155 | 2552279 | 2593065 | 2646953 | 2703523 | 2763057 | 2820415 | 2880833 | 2938853 | 2995725 | 3047136 | 3111992 | 3180997
Scenario 2: High TRC | PG&E | Res | BROs | Res - Single Family | Energy Efficiency | Admin | 2558619 | 2599377 | 2644004 | 2698527 | 2756277 | 2818451 | 2869589 | 2929692 | 2988473 | 3047240 | 3100508 | 3164194 | 3230193
Scenario 2: High TRC | SCE | Res | BROs | Res - Single Family | Energy Efficiency | Admin | 2654187 | 2767793 | 2888237 | 2994470 | 3064940 | 3140422 | 3207042 | 3283837 | 3356325 | 3432183 | 3496445 | 3576575 | 3658536
Scenario 2: High TRC | SCG | Res | BROs | Res - Single Family | Energy Efficiency | Admin | 321906 | 323274 | 325212 | 327682 | 330610 | 333932 | 337377 | 341973 | 347052 | 353095 | 359431 | 366154 | 373436
Scenario 2: High TRC | SDG&E | Res | BROs | Res - Single Family | Energy Efficiency | Admin | 892758 | 912103 | 933255 | 957626 | 983115 | 1010098 | 1036414 | 1064098 | 1090755 | 1116893 | 1140500 | 1169683 | 1200420
Scenario 3: Aggressive Fuel Sub | PG&E | Ag | WholeBlg | Ag - Dairies, fishing, hunting | Energy Efficiency | Admin | 410753 | 415063 | 420326 | 425430 | 431207 | 435850 | 440459 | 444654 | 449432 | 453618 | 457901 | 461810 | 465773
Scenario 3: Aggressive Fuel Sub | SCE | Ag | WholeBlg | Ag - Dairies, fishing, hunting | Energy Efficiency | Admin | 168977 | 169980 | 170874 | 171700 | 172488 | 173214 | 173917 | 174657 | 175415 | 176164 | 176880 | 177559 | 178214
Scenario 3: Aggressive Fuel Sub | SCG | Ag | WholeBlg | Ag - Dairies, fishing, hunting | Energy Efficiency | Admin | 22738 | 22738 | 22738 | 22738 | 22738 | 22738 | 22738 | 22738 | 22738 | 22738 | 22738 | 22738 | 22738
Scenario 3: Aggressive Fuel Sub | SDG&E | Ag | WholeBlg | Ag - Dairies, fishing, hunting | Energy Efficiency | Admin | 7568 | 7621 | 7671 | 7719 | 7762 | 7802 | 7839 | 7876 | 7913 | 7949 | 7985 | 8020 | 8054
Scenario 3: Aggressive Fuel Sub | PG&E | Ag | WholeBlg | Ag - Irrigated Agriculture, vineyards, forestry and greenhouses | Energy Efficiency | Admin | 3355191 | 3449978 | 3545857 | 3639517 | 3731499 | 3814478 | 3897535 | 3979119 | 4063825 | 4143360 | 4221700 | 4297580 | 4372368
Scenario 3: Aggressive Fuel Sub | SCE | Ag | WholeBlg | Ag - Irrigated Agriculture, vineyards, forestry and greenhouses | Energy Efficiency | Admin | 406723 | 427888 | 447397 | 465951 | 483919 | 500636 | 516608 | 533026 | 549773 | 566732 | 583541 | 600157 | 616710
Scenario 3: Aggressive Fuel Sub | SCG | Ag | WholeBlg | Ag - Irrigated Agriculture, vineyards, forestry and greenhouses | Energy Efficiency | Admin | 97546 | 97546 | 97546 | 97546 | 97546 | 97546 | 97546 | 97546 | 97546 | 97546 | 97546 | 97546 | 97546
Scenario 3: Aggressive Fuel Sub | SDG&E | Ag | WholeBlg | Ag - Irrigated Agriculture, vineyards, forestry and greenhouses | Energy Efficiency | Admin | 58307 | 60164 | 61917 | 63624 | 65228 | 66689 | 68086 | 69486 | 70906 | 72326 | 73723 | 75106 | 76462
Scenario 3: Aggressive Fuel Sub | PG&E | Ag | WholeBlg | Ag - Water pumping | Energy Efficiency | Admin | 2180098 | 2154049 | 2126693 | 2098899 | 2070202 | 2045018 | 2021731 | 1998364 | 1972063 | 1943498 | 1913222 | 1882483 | 1850996
Scenario 3: Aggressive Fuel Sub | SCE | Ag | WholeBlg | Ag - Water pumping | Energy Efficiency | Admin | 2353874 | 2351948 | 2349880 | 2347647 | 2345371 | 2343323 | 2341643 | 2340088 | 2338496 | 2336551 | 2334175 | 2331387 | 2328250
Scenario 3: Aggressive Fuel Sub | SCG | Ag | WholeBlg | Ag - Water pumping | Energy Efficiency | Admin | 32037 | 32037 | 32037 | 32037 | 32037 | 32037 | 32037 | 32037 | 32037 | 32037 | 32037 | 32037 | 32037
Scenario 3: Aggressive Fuel Sub | SDG&E | Ag | WholeBlg | Ag - Water pumping | Energy Efficiency | Admin | 166387 | 166065 | 165753 | 165427 | 165098 | 164784 | 164469 | 164142 | 163790 | 163428 | 163062 | 162692 | 162324
Scenario 3: Aggressive Fuel Sub | SDG&E | Com | WholeBlg | Com - College | Energy Efficiency | Admin | 180292 | 185327 | 190628 | 197024 | 204122 | 211368 | 219689 | 227811 | 236218 | 245045 | 253545 | 261129 | 265303
Scenario 3: Aggressive Fuel Sub | PG&E | Com | WholeBlg | Com - Grocery | Energy Efficiency | Admin | 1683565 | 1727679 | 1770137 | 1818759 | 1873530 | 1930721 | 1993660 | 2119177 | 2186277 | 2291267 | 2355354 | 2406879 | 2440289
Scenario 3: Aggressive Fuel Sub | SCE | Com | WholeBlg | Com - Grocery | Energy Efficiency | Admin | 1389080 | 1421370 | 1458327 | 1500613 | 1549810 | 1599695 | 1650528 | 1699820 | 1750963 | 1801259 | 1850909 | 1893356 | 1882370
Scenario 3: Aggressive Fuel Sub | SCG | Com | WholeBlg | Com - Grocery | Energy Efficiency | Admin | 33520 | 33950 | 34300 | 34740 | 35207 | 35538 | 35878 | 36202 | 36534 | 36765 | 36982 | 37097 | 37188
Scenario 3: Aggressive Fuel Sub | SDG&E | Com | WholeBlg | Com - Grocery | Energy Efficiency | Admin | 391341 | 402886 | 415311 | 430092 | 446492 | 463366 | 481080 | 499000 | 517725 | 536331 | 554865 | 571304 | 571339
Scenario 3: Aggressive Fuel Sub | PG&E | Com | WholeBlg | Com - Health | Energy Efficiency | Admin | 1995629 | 2054317 | 2110005 | 2172494 | 2241849 | 2312984 | 2392916 | 2497133 | 2579192 | 2709901 | 2788120 | 2851754 | 2903565
Scenario 3: Aggressive Fuel Sub | SCE | Com | WholeBlg | Com - Health | Energy Efficiency | Admin | 1324451 | 1360349 | 1399105 | 1443891 | 1494918 | 1546300 | 1603736 | 1656910 | 1711131 | 1766714 | 1819572 | 1864965 | 1906258
Scenario 3: Aggressive Fuel Sub | SCG | Com | WholeBlg | Com - Health | Energy Efficiency | Admin | 123065 | 125053 | 126754 | 128769 | 130894 | 132643 | 134466 | 136142 | 137836 | 139170 | 140438 | 141286 | 141501
Scenario 3: Aggressive Fuel Sub | SDG&E | Com | WholeBlg | Com - Health | Energy Efficiency | Admin | 479012 | 492768 | 506978 | 523630 | 541666 | 559417 | 578881 | 597321 | 616413 | 636607 | 656454 | 673161 | 687782
Scenario 3: Aggressive Fuel Sub | PG&E | Com | WholeBlg | Com - Lodging | Energy Efficiency | Admin | 303315 | 310022 | 316225 | 323292 | 331336 | 339687 | 349325 | 357887 | 368076 | 384066 | 394070 | 402306 | 408435
Scenario 3: Aggressive Fuel Sub | PG&E | Com | BROs | Com - Lodging | Energy Efficiency | Admin | 1853 | 3808 | 5858 | 8029 | 10348 | 12816 | 15484 | 18233 | 21216 | 24801 | 28101 | 31386 | 34574
Scenario 3: Aggressive Fuel Sub | SCE | Com | WholeBlg | Com - Lodging | Energy Efficiency | Admin | 626509 | 641522 | 657100 | 676476 | 698634 | 721014 | 746247 | 769703 | 793459 | 818183 | 841408 | 860906 | 874772
Scenario 3: Aggressive Fuel Sub | SCE | Com | BROs | Com - Lodging | Energy Efficiency | Admin | 4926 | 10084 | 15488 | 21252 | 27426 | 33954 | 40985 | 48295 | 55990 | 64127 | 72517 | 80915 | 89039
Scenario 3: Aggressive Fuel Sub | SCG | Com | WholeBlg | Com - Lodging | Energy Efficiency | Admin | 60236 | 61096 | 61812 | 62682 | 63607 | 64343 | 65102 | 65817 | 66552 | 67168 | 67714 | 68075 | 68203
Scenario 3: Aggressive Fuel Sub | SDG&E | Com | WholeBlg | Com - Lodging | Energy Efficiency | Admin | 248667 | 254099 | 259770 | 266944 | 274679 | 282340 | 291032 | 299218 | 307560 | 316150 | 323980 | 330287 | 336142
Scenario 3: Aggressive Fuel Sub | SDG&E | Com | BROs | Com - Lodging | Energy Efficiency | Admin | 1753 | 3588 | 5511 | 7565 | 9752 | 12057 | 14538 | 17124 | 19847 | 22717 | 25657 | 28576 | 31540
Scenario 3: Aggressive Fuel Sub | SDG&E | Com | WholeBlg | Com - Office (Large) | Energy Efficiency | Admin | 808534 | 826373 | 844707 | 866808 | 890995 | 915148 | 943744 | 970351 | 997245 | 1024896 | 1049837 | 1070346 | 1099161
Scenario 3: Aggressive Fuel Sub | PG&E | Com | WholeBlg | Com - Office (Small) | Energy Efficiency | Admin | 491803 | 504583 | 516797 | 530551 | 546071 | 562321 | 581004 | 616125 | 635133 | 665132 | 683252 | 697940 | 711746
Scenario 3: Aggressive Fuel Sub | SCE | Com | WholeBlg | Com - Office (Small) | Energy Efficiency | Admin | 462752 | 471218 | 480762 | 492092 | 505372 | 518643 | 533362 | 546731 | 560277 | 574415 | 587072 | 597324 | 606162
Scenario 3: Aggressive Fuel Sub | SDG&E | Com | WholeBlg | Com - Office (Small) | Energy Efficiency | Admin | 232948 | 237364 | 242135 | 248226 | 255143 | 262106 | 270069 | 277726 | 285607 | 294469 | 301963 | 308224 | 313280
Scenario 3: Aggressive Fuel Sub | PG&E | Com | BROs | Com - Other | Energy Efficiency | Admin | 7146 | 15448 | 24801 | 35050 | 46805 | 60686 | 75689 | 88840 | 104814 | 123999 | 142294 | 160844 | 178184
Scenario 3: Aggressive Fuel Sub | SCE | Com | BROs | Com - Other | Energy Efficiency | Admin | 7915 | 16135 | 24689 | 33740 | 43364 | 53471 | 64346 | 75560 | 87295 | 99619 | 112251 | 124839 | 139019
Scenario 3: Aggressive Fuel Sub | SDG&E | Com | WholeBlg | Com - Other | Energy Efficiency | Admin | 461670 | 472846 | 484435 | 498676 | 514198 | 529610 | 547837 | 565028 | 582573 | 600660 | 617510 | 631845 | 648736
Scenario 3: Aggressive Fuel Sub | SDG&E | Com | BROs | Com - Other | Energy Efficiency | Admin | 1589 | 3259 | 5016 | 6897 | 8909 | 11039 | 13363 | 15794 | 18366 | 21093 | 23903 | 26724 | 29797
Scenario 3: Aggressive Fuel Sub | PG&E | Com | WholeBlg | Com - Refrig. Warehouse | Energy Efficiency | Admin | 245877 | 255674 | 265538 | 276351 | 288223 | 300143 | 312845 | 343845 | 358225 | 378073 | 392436 | 404936 | 408512
Scenario 3: Aggressive Fuel Sub | SCE | Com | WholeBlg | Com - Refrig. Warehouse | Energy Efficiency | Admin | 154923 | 160654 | 166810 | 174110 | 182171 | 190012 | 197795 | 205644 | 213846 | 221834 | 230085 | 237426 | 235107
Scenario 3: Aggressive Fuel Sub | SCG | Com | WholeBlg | Com - Refrig. Warehouse | Energy Efficiency | Admin | 7779 | 7922 | 8050 | 8200 | 8356 | 8470 | 8584 | 8697 | 8813 | 8895 | 8982 | 9044 | 9071
Scenario 3: Aggressive Fuel Sub | SDG&E | Com | WholeBlg | Com - Refrig. Warehouse | Energy Efficiency | Admin | 8636 | 9057 | 9514 | 10052 | 10607 | 11102 | 11611 | 12145 | 12713 | 13290 | 13890 | 14452 | 14520
Scenario 3: Aggressive Fuel Sub | PG&E | Com | BROs | Com - Retail | Energy Efficiency | Admin | 9250 | 18816 | 28649 | 38859 | 49544 | 60734 | 72750 | 86591 | 99701 | 115303 | 129253 | 142827 | 158749
Scenario 3: Aggressive Fuel Sub | SCE | Com | BROs | Com - Retail | Energy Efficiency | Admin | 15823 | 32155 | 49101 | 66837 | 85577 | 105137 | 126065 | 147503 | 169755 | 192916 | 216381 | 239594 | 264939
Scenario 3: Aggressive Fuel Sub | SDG&E | Com | BROs | Com - Retail | Energy Efficiency | Admin | 3533 | 7191 | 10985 | 14979 | 19190 | 23580 | 28314 | 33197 | 38281 | 43597 | 48965 | 54275 | 60543
Scenario 3: Aggressive Fuel Sub | PG&E | Com | WholeBlg | Com - School | Energy Efficiency | Admin | 434764 | 441186 | 446792 | 453341 | 460820 | 468927 | 479120 | 496957 | 507162 | 524663 | 534534 | 542165 | 553477
Scenario 3: Aggressive Fuel Sub | SCE | Com | WholeBlg | Com - School | Energy Efficiency | Admin | 486726 | 495459 | 504783 | 516707 | 530508 | 544316 | 560521 | 575011 | 589371 | 604213 | 617341 | 627709 | 641723
Scenario 3: Aggressive Fuel Sub | SDG&E | Com | WholeBlg | Com - School | Energy Efficiency | Admin | 149252 | 152561 | 156046 | 160454 | 165375 | 170289 | 176264 | 181925 | 187679 | 193656 | 199168 | 203860 | 208729
Scenario 3: Aggressive Fuel Sub | PG&E | Ind | WholeBlg | Ind - All Other Industrial | Energy Efficiency | Admin | 74201 | 74487 | 74550 | 74630 | 74597 | 74651 | 74631 | 74698 | 74676 | 74733 | 74756 | 74822 | 74875
Scenario 3: Aggressive Fuel Sub | SCE | Ind | WholeBlg | Ind - All Other Industrial | Energy Efficiency | Admin | 76023 | 75882 | 75934 | 76108 | 76216 | 76282 | 76330 | 76362 | 76384 | 76382 | 76330 | 76291 | 76234
Scenario 3: Aggressive Fuel Sub | SCG | Ind | WholeBlg | Ind - All Other Industrial | Energy Efficiency | Admin | 101885 | 102335 | 102626 | 102857 | 103052 | 103141 | 103189 | 103251 | 103329 | 103454 | 103614 | 103805 | 104018
Scenario 3: Aggressive Fuel Sub | SDG&E | Ind | WholeBlg | Ind - All Other Industrial | Energy Efficiency | Admin | 35920 | 35941 | 35948 | 36020 | 36046 | 36045 | 36058 | 36053 | 36048 | 36051 | 36031 | 36023 | 36010
Scenario 3: Aggressive Fuel Sub | PG&E | Ind | WholeBlg | Ind - Chemicals | Energy Efficiency | Admin | 1344397 | 1352201 | 1358067 | 1362978 | 1366697 | 1369560 | 1371084 | 1372093 | 1372888 | 1374005 | 1374658 | 1374926 | 1374666
Scenario 3: Aggressive Fuel Sub | SCE | Ind | WholeBlg | Ind - Chemicals | Energy Efficiency | Admin | 230193 | 231711 | 233778 | 236110 | 238178 | 239907 | 241367 | 242559 | 243768 | 244878 | 245758 | 246567 | 247233
Scenario 3: Aggressive Fuel Sub | SCG | Ind | WholeBlg | Ind - Chemicals | Energy Efficiency | Admin | 1231836 | 1238265 | 1244004 | 1248995 | 1253436 | 1256674 | 1258857 | 1260249 | 1261763 | 1263272 | 1264491 | 1265290 | 1265901
Scenario 3: Aggressive Fuel Sub | SDG&E | Ind | WholeBlg | Ind - Chemicals | Energy Efficiency | Admin | 41613 | 41866 | 42099 | 42380 | 42598 | 42773 | 42927 | 43019 | 43109 | 43197 | 43237 | 43265 | 43270
Scenario 3: Aggressive Fuel Sub | PG&E | Ind | WholeBlg | Ind - Electronics | Energy Efficiency | Admin | 466465 | 469717 | 471431 | 473295 | 474285 | 476199 | 477507 | 479399 | 480439 | 481970 | 482965 | 484083 | 484985
Scenario 3: Aggressive Fuel Sub | SCE | Ind | WholeBlg | Ind - Electronics | Energy Efficiency | Admin | 113170 | 113196 | 113572 | 114151 | 114639 | 115091 | 115529 | 115948 | 116344 | 116685 | 116924 | 117156 | 117342
Scenario 3: Aggressive Fuel Sub | SCG | Ind | WholeBlg | Ind - Electronics | Energy Efficiency | Admin | 58847 | 59167 | 59480 | 59771 | 60047 | 60304 | 60558 | 60815 | 61067 | 61319 | 61561 | 61790 | 62015
Scenario 3: Aggressive Fuel Sub | SDG&E | Ind | WholeBlg | Ind - Electronics | Energy Efficiency | Admin | 91560 | 92668 | 93806 | 95147 | 96329 | 97493 | 98745 | 99917 | 101055 | 102185 | 103174 | 104157 | 105077
Scenario 3: Aggressive Fuel Sub | PG&E | Ind | WholeBlg | Ind - Fabricated Metals | Energy Efficiency | Admin | 144933 | 146752 | 148164 | 149037 | 149460 | 149772 | 149791 | 149873 | 149788 | 149812 | 149708 | 149575 | 149330
Scenario 3: Aggressive Fuel Sub | SCE | Ind | WholeBlg | Ind - Fabricated Metals | Energy Efficiency | Admin | 156375 | 157328 | 158837 | 160140 | 161105 | 161777 | 162302 | 162717 | 163084 | 163384 | 163505 | 163557 | 163486
Scenario 3: Aggressive Fuel Sub | SCG | Ind | WholeBlg | Ind - Fabricated Metals | Energy Efficiency | Admin | 353215 | 356879 | 360671 | 363115 | 364899 | 365943 | 366504 | 366932 | 367297 | 367682 | 367916 | 367923 | 367748
Scenario 3: Aggressive Fuel Sub | SDG&E | Ind | WholeBlg | Ind - Fabricated Metals | Energy Efficiency | Admin | 17370 | 17491 | 17618 | 17727 | 17784 | 17809 | 17826 | 17821 | 17810 | 17799 | 17763 | 17720 | 17663
Scenario 3: Aggressive Fuel Sub | PG&E | Ind | WholeBlg | Ind - Food | Energy Efficiency | Admin | 2622802 | 2627358 | 2627871 | 2626824 | 2623166 | 2619536 | 2615067 | 2610734 | 2605435 | 2600944 | 2595576 | 2589746 | 2583120
Scenario 3: Aggressive Fuel Sub | SCE | Ind | WholeBlg | Ind - Food | Energy Efficiency | Admin | 325509 | 324011 | 323469 | 323496 | 323266 | 322947 | 322643 | 322225 | 321765 | 321184 | 320342 | 319485 | 318523
Scenario 3: Aggressive Fuel Sub | SCG | Ind | WholeBlg | Ind - Food | Energy Efficiency | Admin | 1693380 | 1689006 | 1684325 | 1679477 | 1674295 | 1668792 | 1663279 | 1657559 | 1651879 | 1646351 | 1640611 | 1634573 | 1628558
Scenario 3: Aggressive Fuel Sub | SDG&E | Ind | WholeBlg | Ind - Food | Energy Efficiency | Admin | 62823 | 62502 | 62177 | 61961 | 61677 | 61382 | 61115 | 60811 | 60503 | 60209 | 59865 | 59524 | 59167
Scenario 3: Aggressive Fuel Sub | PG&E | Ind | WholeBlg | Ind - Industrial Machinery | Energy Efficiency | Admin | 98077 | 99606 | 100866 | 101640 | 101965 | 102278 | 102464 | 102740 | 102879 | 103131 | 103262 | 103372 | 103389
Scenario 3: Aggressive Fuel Sub | SCE | Ind | WholeBlg | Ind - Industrial Machinery | Energy Efficiency | Admin | 48914 | 49245 | 49771 | 50188 | 50450 | 50623 | 50797 | 50944 | 51087 | 51213 | 51275 | 51311 | 51307
Scenario 3: Aggressive Fuel Sub | SCG | Ind | WholeBlg | Ind - Industrial Machinery | Energy Efficiency | Admin | 36729 | 37300 | 37916 | 38304 | 38549 | 38702 | 38846 | 38985 | 39125 | 39272 | 39392 | 39480 | 39540
Scenario 3: Aggressive Fuel Sub | SDG&E | Ind | WholeBlg | Ind - Industrial Machinery | Energy Efficiency | Admin | 61404 | 62084 | 62791 | 63227 | 63403 | 63424 | 63440 | 63421 | 63397 | 63386 | 63305 | 63180 | 63002
Scenario 3: Aggressive Fuel Sub | PG&E | Ind | WholeBlg | Ind - Lumber & Furniture | Energy Efficiency | Admin | 70994 | 71234 | 71238 | 71282 | 71201 | 71214 | 71097 | 71073 | 70932 | 70873 | 70747 | 70647 | 70520
Scenario 3: Aggressive Fuel Sub | SCE | Ind | WholeBlg | Ind - Lumber & Furniture | Energy Efficiency | Admin | 26946 | 26882 | 26901 | 26966 | 27013 | 27031 | 27023 | 27011 | 26994 | 26968 | 26923 | 26877 | 26820
Scenario 3: Aggressive Fuel Sub | SCG | Ind | WholeBlg | Ind - Lumber & Furniture | Energy Efficiency | Admin | 16522 | 16610 | 16691 | 16765 | 16838 | 16863 | 16845 | 16833 | 16824 | 16822 | 16825 | 16824 | 16819
Scenario 3: Aggressive Fuel Sub | SDG&E | Ind | WholeBlg | Ind - Lumber & Furniture | Energy Efficiency | Admin | 1741 | 1740 | 1740 | 1745 | 1747 | 1748 | 1749 | 1747 | 1746 | 1744 | 1739 | 1735 | 1730
Scenario 3: Aggressive Fuel Sub | PG&E | Ind | WholeBlg | Ind - Paper | Energy Efficiency | Admin | 99446 | 99845 | 100215 | 100661 | 100988 | 101242 | 101465 | 101810 | 102203 | 102750 | 103353 | 104014 | 104675
Scenario 3: Aggressive Fuel Sub | SCE | Ind | WholeBlg | Ind - Paper | Energy Efficiency | Admin | 105510 | 103420 | 101899 | 100855 | 99853 | 98805 | 97916 | 97148 | 96538 | 96052 | 95603 | 95227 | 94878
Scenario 3: Aggressive Fuel Sub | SCG | Ind | WholeBlg | Ind - Paper | Energy Efficiency | Admin | 258136 | 257987 | 257898 | 258235 | 258657 | 258864 | 259180 | 259741 | 260564 | 261640 | 262822 | 264004 | 265201
Scenario 3: Aggressive Fuel Sub | SDG&E | Ind | WholeBlg | Ind - Paper | Energy Efficiency | Admin | 2002 | 1987 | 1972 | 1969 | 1962 | 1953 | 1947 | 1940 | 1934 | 1929 | 1923 | 1916 | 1908
Scenario 3: Aggressive Fuel Sub | PG&E | Ind | WholeBlg | Ind - Petroleum | Energy Efficiency | Admin | 3666859 | 3670291 | 3671540 | 3672199 | 3669621 | 3664009 | 3656195 | 3647460 | 3638802 | 3630729 | 3620925 | 3609735 | 3597706
Scenario 3: Aggressive Fuel Sub | SCE | Ind | WholeBlg | Ind - Petroleum | Energy Efficiency | Admin | 404001 | 402029 | 401344 | 401470 | 401297 | 401025 | 400674 | 400250 | 399766 | 399095 | 398083 | 397072 | 395951
Scenario 3: Aggressive Fuel Sub | SCG | Ind | WholeBlg | Ind - Petroleum | Energy Efficiency | Admin | 5024355 | 5027947 | 5031362 | 5034077 | 5033630 | 5027389 | 5018618 | 5007885 | 4998627 | 4989595 | 4978393 | 4964991 | 4951401
Scenario 3: Aggressive Fuel Sub | SDG&E | Ind | WholeBlg | Ind - Petroleum | Energy Efficiency | Admin | 1181 | 1177 | 1175 | 1176 | 1176 | 1176 | 1178 | 1178 | 1178 | 1177 | 1174 | 1172 | 1169
Scenario 3: Aggressive Fuel Sub | PG&E | Ind | WholeBlg | Ind - Plastics | Energy Efficiency | Admin | 89194 | 91344 | 93131 | 94832 | 96341 | 97847 | 98979 | 99975 | 100869 | 101874 | 102781 | 103668 | 104471
Scenario 3: Aggressive Fuel Sub | SCE | Ind | WholeBlg | Ind - Plastics | Energy Efficiency | Admin | 185501 | 185188 | 185422 | 185970 | 186360 | 186650 | 186824 | 186889 | 186931 | 186886 | 186679 | 186459 | 186171
Scenario 3: Aggressive Fuel Sub | SCG | Ind | WholeBlg | Ind - Plastics | Energy Efficiency | Admin | 57755 | 60441 | 63019 | 65421 | 67761 | 69802 | 71406 | 72619 | 73926 | 75270 | 76597 | 77836 | 79003
Scenario 3: Aggressive Fuel Sub | SDG&E | Ind | WholeBlg | Ind - Plastics | Energy Efficiency | Admin | 12094 | 12259 | 12412 | 12574 | 12715 | 12830 | 12916 | 12960 | 13007 | 13054 | 13086 | 13111 | 13125
Scenario 3: Aggressive Fuel Sub | PG&E | Ind | WholeBlg | Ind - Primary Metals | Energy Efficiency | Admin | 151014 | 151969 | 152751 | 153397 | 153803 | 154202 | 154542 | 154930 | 155208 | 155528 | 155755 | 155956 | 156086
Scenario 3: Aggressive Fuel Sub | SCE | Ind | WholeBlg | Ind - Primary Metals | Energy Efficiency | Admin | 88020 | 88952 | 90295 | 91664 | 92815 | 93842 | 94902 | 95927 | 96937 | 97900 | 98729 | 99507 | 100214
Scenario 3: Aggressive Fuel Sub | SCG | Ind | WholeBlg | Ind - Primary Metals | Energy Efficiency | Admin | 377954 | 379015 | 380240 | 381206 | 381901 | 382394 | 382894 | 383364 | 383798 | 384208 | 384489 | 384652 | 384773
Scenario 3: Aggressive Fuel Sub | SDG&E | Ind | WholeBlg | Ind - Primary Metals | Energy Efficiency | Admin | 23400 | 23450 | 23505 | 23550 | 23572 | 23576 | 23580 | 23581 | 23579 | 23578 | 23563 | 23542 | 23513
Scenario 3: Aggressive Fuel Sub | PG&E | Ind | WholeBlg | Ind - Printing & Publishing | Energy Efficiency | Admin | 58400 | 58630 | 58696 | 58788 | 58755 | 58771 | 58717 | 58731 | 58677 | 58684 | 58637 | 58601 | 58543
Scenario 3: Aggressive Fuel Sub | SCE | Ind | WholeBlg | Ind - Printing & Publishing | Energy Efficiency | Admin | 31163 | 31021 | 30980 | 30998 | 30985 | 30945 | 30906 | 30863 | 30827 | 30785 | 30716 | 30644 | 30559
Scenario 3: Aggressive Fuel Sub | SCG | Ind | WholeBlg | Ind - Printing & Publishing | Energy Efficiency | Admin | 20919 | 20963 | 21003 | 21039 | 21043 | 20995 | 20943 | 20905 | 20894 | 20902 | 20905 | 20894 | 20874
Scenario 3: Aggressive Fuel Sub | SDG&E | Ind | WholeBlg | Ind - Printing & Publishing | Energy Efficiency | Admin | 11577 | 11570 | 11570 | 11607 | 11621 | 11631 | 11653 | 11661 | 11666 | 11670 | 11655 | 11641 | 11620
Scenario 3: Aggressive Fuel Sub | PG&E | Ind | WholeBlg | Ind - Stone-Glass-Clay | Energy Efficiency | Admin | 1050780 | 1063416 | 1072738 | 1080316 | 1086594 | 1091573 | 1095044 | 1098357 | 1101176 | 1104159 | 1106977 | 1109725 | 1111960
Scenario 3: Aggressive Fuel Sub | SCE | Ind | WholeBlg | Ind - Stone-Glass-Clay | Energy Efficiency | Admin | 157803 | 159597 | 161534 | 163508 | 165234 | 166715 | 167997 | 169213 | 170354 | 171425 | 172372 | 173336 | 174201
Scenario 3: Aggressive Fuel Sub | SCG | Ind | WholeBlg | Ind - Stone-Glass-Clay | Energy Efficiency | Admin | 399653 | 401895 | 403569 | 404838 | 405874 | 406515 | 406813 | 407036 | 407199 | 407380 | 407538 | 407665 | 407754
Scenario 3: Aggressive Fuel Sub | SDG&E | Ind | WholeBlg | Ind - Stone-Glass-Clay | Energy Efficiency | Admin | 19691 | 19984 | 20197 | 20378 | 20529 | 20630 | 20689 | 20737 | 20777 | 20819 | 20856 | 20890 | 20911
Scenario 3: Aggressive Fuel Sub | PG&E | Ind | WholeBlg | Ind - Textiles | Energy Efficiency | Admin | 5266 | 5270 | 5263 | 5249 | 5224 | 5201 | 5173 | 5148 | 5119 | 5095 | 5068 | 5043 | 5018
Scenario 3: Aggressive Fuel Sub | SCE | Ind | WholeBlg | Ind - Textiles | Energy Efficiency | Admin | 22087 | 22023 | 22020 | 22020 | 21992 | 21942 | 21892 | 21828 | 21766 | 21703 | 21623 | 21547 | 21467
Scenario 3: Aggressive Fuel Sub | SCG | Ind | WholeBlg | Ind - Textiles | Energy Efficiency | Admin | 190959 | 190836 | 190704 | 190447 | 190102 | 189679 | 189233 | 188766 | 188287 | 187812 | 187308 | 186780 | 186255
Scenario 3: Aggressive Fuel Sub | SDG&E | Ind | WholeBlg | Ind - Textiles | Energy Efficiency | Admin | 1414 | 1410 | 1406 | 1404 | 1399 | 1392 | 1385 | 1377 | 1369 | 1361 | 1352 | 1342 | 1333
Scenario 3: Aggressive Fuel Sub | PG&E | Ind | WholeBlg | Ind - Transportation Equipment | Energy Efficiency | Admin | 141401 | 141768 | 142189 | 142338 | 142155 | 142050 | 141932 | 141938 | 141842 | 141862 | 141751 | 141599 | 141346
Scenario 3: Aggressive Fuel Sub | SCE | Ind | WholeBlg | Ind - Transportation Equipment | Energy Efficiency | Admin | 186034 | 186440 | 188534 | 189946 | 190662 | 190991 | 191675 | 192334 | 193162 | 194013 | 194565 | 194897 | 194960
Scenario 3: Aggressive Fuel Sub | SCG | Ind | WholeBlg | Ind - Transportation Equipment | Energy Efficiency | Admin | 142098 | 141739 | 141402 | 141039 | 140661 | 140268 | 139882 | 139491 | 139093 | 138693 | 138273 | 137838 | 137410
Scenario 3: Aggressive Fuel Sub | SDG&E | Ind | WholeBlg | Ind - Transportation Equipment | Energy Efficiency | Admin | 56765 | 56902 | 57319 | 57647 | 57739 | 57750 | 57878 | 57967 | 58083 | 58218 | 58243 | 58218 | 58123
Scenario 3: Aggressive Fuel Sub | PG&E | Res | BROs | Income Qualified - Multi Family IQ | Energy Efficiency | Admin | 979454 | 996759 | 1015572 | 1038565 | 1062898 | 1089192 | 1111320 | 1137130 | 1162422 | 1187786 | 1210794 | 1102267 | 1117984
Scenario 3: Aggressive Fuel Sub | SCE | Res | BROs | Income Qualified - Multi Family IQ | Energy Efficiency | Admin | 1495114 | 1558746 | 1626192 | 1685818 | 1725309 | 1767625 | 1804982 | 1848046 | 1888686 | 1931171 | 1967134 | 2012028 | 2057955
Scenario 3: Aggressive Fuel Sub | SCG | Res | BROs | Income Qualified - Multi Family IQ | Energy Efficiency | Admin | 106400 | 106845 | 107477 | 108284 | 109242 | 110331 | 111464 | 112974 | 114643 | 116622 | 118697 | 120900 | 123286
Scenario 3: Aggressive Fuel Sub | SDG&E | Res | BROs | Income Qualified - Multi Family IQ | Energy Efficiency | Admin | 308837 | 315688 | 323168 | 331872 | 340989 | 350677 | 360140 | 370131 | 379769 | 389250 | 397820 | 387848 | 397100
Scenario 3: Aggressive Fuel Sub | PG&E | Res | BROs | Income Qualified - Single Family IQ | Energy Efficiency | Admin | 3562753 | 3615345 | 3671756 | 3744050 | 3820260 | 3902169 | 3973368 | 4054649 | 4133072 | 4208217 | 4274207 | 3911029 | 3955862
Scenario 3: Aggressive Fuel Sub | SCE | Res | BROs | Income Qualified - Single Family IQ | Energy Efficiency | Admin | 5096999 | 5277965 | 5468499 | 5649444 | 5762028 | 5884224 | 5992257 | 6117125 | 6233685 | 6351361 | 6447500 | 6572867 | 6701459
Scenario 3: Aggressive Fuel Sub | SCG | Res | BROs | Income Qualified - Single Family IQ | Energy Efficiency | Admin | 328406 | 329423 | 330953 | 332958 | 335408 | 338298 | 341510 | 345716 | 350395 | 355580 | 361028 | 366832 | 373164
Scenario 3: Aggressive Fuel Sub | SDG&E | Res | BROs | Income Qualified - Single Family IQ | Energy Efficiency | Admin | 727061 | 736799 | 747850 | 762729 | 778333 | 794713 | 810423 | 826943 | 842744 | 858177 | 872054 | 856041 | 871726
Scenario 3: Aggressive Fuel Sub | PG&E | Res | BROs | Res - Multi Family | Energy Efficiency | Admin | 10069068 | 10202561 | 10347562 | 10532070 | 10727487 | 10936552 | 11115475 | 11321159 | 11520593 | 11711375 | 11881329 | 12090437 | 12308811
Scenario 3: Aggressive Fuel Sub | SCE | Res | BROs | Res - Multi Family | Energy Efficiency | Admin | 11099130 | 11496110 | 11914203 | 12310123 | 12557210 | 12825252 | 13062262 | 13336160 | 13591997 | 13850687 | 14062447 | 14337989 | 14620611
Scenario 3: Aggressive Fuel Sub | SCG | Res | BROs | Res - Multi Family | Energy Efficiency | Admin | 1125365 | 1128924 | 1134255 | 1141224 | 1149725 | 1159722 | 1170788 | 1185295 | 1201427 | 1219382 | 1238250 | 1258342 | 1280252
Scenario 3: Aggressive Fuel Sub | SDG&E | Res | BROs | Res - Multi Family | Energy Efficiency | Admin | 2516155 | 2552279 | 2593065 | 2646953 | 2703523 | 2763057 | 2820415 | 2880833 | 2938853 | 2995725 | 3047136 | 3111992 | 3180997
Scenario 3: Aggressive Fuel Sub | PG&E | Res | BROs | Res - Single Family | Energy Efficiency | Admin | 2558619 | 2599377 | 2644004 | 2698527 | 2756277 | 2818451 | 2869589 | 2929692 | 2988473 | 3047240 | 3100508 | 3164194 | 3230193
Scenario 3: Aggressive Fuel Sub | SCE | Res | BROs | Res - Single Family | Energy Efficiency | Admin | 2654187 | 2767793 | 2888237 | 2994470 | 3064940 | 3140422 | 3207042 | 3283837 | 3356325 | 3432183 | 3496445 | 3576575 | 3658536
Scenario 3: Aggressive Fuel Sub | SCG | Res | BROs | Res - Single Family | Energy Efficiency | Admin | 321906 | 323274 | 325212 | 327682 | 330610 | 333932 | 337377 | 341973 | 347052 | 353095 | 359431 | 366154 | 373436
Scenario 3: Aggressive Fuel Sub | SDG&E | Res | BROs | Res - Single Family | Energy Efficiency | Admin | 892758 | 912103 | 933255 | 957626 | 983115 | 1010098 | 1036414 | 1064098 | 1090755 | 1116893 | 1140500 | 1169683 | 1200420

## C&S without Interactive (hidden)
Interactive (Y/N) | Utility | Sector | End Use | Measure Name | Policy Case | Savings Type | 2025 | 2026 | 2027 | 2028 | 2029 | 2030 | 2031 | 2032 | 2033 | 2034 | 2035 | 2036 | 2037
No | PG&E | Com | AppPlug | Fed Appliance: Commercial Clothes Washers #1 | On-the-books | Electric Energy (GWh/year) | 0.024019 | 0.024016 | 0.024015 | 0.024013 | 0.024012 | 0.024011 | 0.02401 | 0.024009 | 0.024008 | 0.024007 | 0.024006 | 0.024004 | 0.024003
No | PG&E | Com | AppPlug | Fed Appliance: Commercial Clothes Washers | On-the-books | Electric Energy (GWh/year) | 0.052705 | 0.052705 | 0.052705 | 0.052705 | 0.052705 | 0 | 0 | 0 | 0 | 0 | 0 | 0 | 0
No | PG&E | Com | AppPlug | T-20: Computers - Small Scale Servers | On-the-books | Electric Energy (GWh/year) | 0 | 0 | 0 | 0 | 0 | 0 | 0 | 0 | 0 | 0 | 0 | 0 | 0
No | PG&E | Com | AppPlug | T-20: Computers - Workstations | On-the-books | Electric Energy (GWh/year) | 0 | 0 | 0 | 0 | 0 | 0 | 0 | 0 | 0 | 0 | 0 | 0 | 0
No | PG&E | Com | AppPlug | 2005 T-20: Consumer Electronics - Audio Players | On-the-books | Electric Energy (GWh/year) | 0.013811 | 0.013809 | 0.013808 | 0.013807 | 0.013807 | 0.013807 | 0.013806 | 0.013806 | 0.013805 | 0.013805 | 0.013805 | 0.013804 | 0.013804
No | PG&E | Com | AppPlug | 2005 T-20: Consumer Electronics - DVDs | On-the-books | Electric Energy (GWh/year) | 0.0013033 | 0.0012983 | 0.0012944 | 0.0012912 | 0.0012887 | 0.0012867 | 0.0012843 | 0.0012822 | 0.0012799 | 0.0012777 | 0.0012755 | 0.0012733 | 0.0012711
No | PG&E | Com | AppPlug | Fed Appliance: External Power Supplies | On-the-books | Electric Energy (GWh/year) | 0 | 0 | 0 | 0 | 0 | 0 | 0 | 0 | 0 | 0 | 0 | 0 | 0
No | PG&E | Com | AppPlug | 2011 T-20: Large Battery Chargers (≥2kW rated input) | On-the-books | Electric Energy (GWh/year) | 1.9064 | 1.8826 | 1.8639 | 1.8493 | 0.45603 | 0.45386 | 0.45127 | 0.44896 | 0.44646 | 0.44408 | 0.44163 | 0.43923 | 0.43679
No | PG&E | Com | AppPlug | Fed Appliance: Microwave ovens | On-the-books | Electric Energy (GWh/year) | 0.31159 | 0.31045 | 0 | 0 | 0 | 0 | 0 | 0 | 0 | 0 | 0 | 0 | 0
No | PG&E | Com | AppPlug | 2011 T-20: Small Battery Chargers – Tier 1 (consumer with no USB charger or USB charger <20 watt-hours) | On-the-books | Electric Energy (GWh/year) | 0.86996 | 0.86631 | 0.86365 | 0.86173 | 0.86034 | 0.85934 | 0.85807 | 0.85698 | 0.85578 | 0.85465 | 0.85347 | 0.85233 | 0.85116
No | PG&E | Com | AppPlug | 2009 T-20: Televisions - Tier 1 | On-the-books | Electric Energy (GWh/year) | 0.29381 | 0.29371 | 0.29366 | 0.29363 | 0.29361 | 0.2936 | 0.29358 | 0.29357 | 0.29355 | 0.29354 | 0.29353 | 0.29351 | 0.2935
No | PG&E | Com | AppPlug | 2009 T-20: Televisions - Tier 2 | On-the-books | Electric Energy (GWh/year) | 0.28879 | 0.28761 | 0.28681 | 0.28627 | 0.2859 | 0.28565 | 0.28532 | 0.28504 | 0.28473 | 0.28445 | 0.28414 | 0.28385 | 0.28355
No | PG&E | Com | AppPlug | 2005 T-20: Water Dispensers | On-the-books | Electric Energy (GWh/year) | 0.057862 | 0.05784 | 0.057824 | 0.057814 | 0.057807 | 0.057802 | 0.057795 | 0.05779 | 0.057784 | 0.057778 | 0.057772 | 0.057767 | 0.057761
No | PG&E | Com | AppPlug | 2025-27 Fed App: Air purifiers - Tier 2 | On-the-books | Electric Energy (GWh/year) | 0 | 0.33997 | 0.34988 | 0.36151 | 0.37439 | 0.38843 | 0.38355 | 0.3794 | 0.37589 | 0.37292 | 0.030585 | 0.030412 | 0.030266
No | PG&E | Com | AppPlug | 2016 T-20: Computers - Desktops - Tier 1 | On-the-books | Electric Energy (GWh/year) | 0.68791 | 0.66667 | 0.65087 | 0.63931 | 0.63098 | 0.62502 | 0.6208 | 0.61781 | 0.61571 | 0.61424 | 0.6132 | 0.61248 | 0.61197
No | PG&E | Com | AppPlug | 2016 T-20: Computers - Desktops - Tier 2 | On-the-books | Electric Energy (GWh/year) | 8.5718 | 4.3552 | 0.58145 | 0.5635 | 0.55014 | 0.54037 | 0.53333 | 0.52829 | 0.52472 | 0.5222 | 0.52042 | 0.51918 | 0.5183
No | PG&E | Com | AppPlug | 2016 T-20: Computers - Notebooks | On-the-books | Electric Energy (GWh/year) | 0.0006808 | 0.00065978 | 0.00064413 | 0.0006327 | 0.00062445 | 0.00061856 | 0.00061437 | 0.00061142 | 0.00060934 | 0.00060788 | 0.00060686 | 0.00060614 | 0.00060564
No | PG&E | Com | AppPlug | 2019-21 Fed App: Dedicated-purpose pool pumps | On-the-books | Electric Energy (GWh/year) |  | 14.7932 | 2.0468 | 2.0857 | 2.1047 | 2.1308 | 2.1269 | 2.1236 | 2.1209 | 2.1186 | 2.1167 | 2.1151 | 2.1138
No | PG&E | Com | AppPlug | 2016 T-20: Displays - Monitors | On-the-books | Electric Energy (GWh/year) |  | 1.4737 | 0.27152 | 0.27152 | 0.27152 | 0.27152 | 0.27152 | 0.27152 | 0.27152 | 0.27152 | 0.27152 | 0.27152 | 0.27152
No | PG&E | Com | AppPlug | Fed Appliance: Commercial Clothes Washers #1 | Expected | Electric Energy (GWh/year) | 0.024019 | 0.024016 | 0.024015 | 0.024013 | 0.024012 | 0.024011 | 0.02401 | 0.024009 | 0.024008 | 0.024007 | 0.024006 | 0.024004 | 0.024003
No | PG&E | Com | AppPlug | Fed Appliance: Commercial Clothes Washers | Expected | Electric Energy (GWh/year) | 0.052705 | 0.052705 | 0.052705 | 0.052705 | 0.052705 | 0 | 0 | 0 | 0 | 0 | 0 | 0 | 0
No | PG&E | Com | AppPlug | T-20: Computers - Small Scale Servers | Expected | Electric Energy (GWh/year) | 0 | 0 | 0 | 0 | 0 | 0 | 0 | 0 | 0 | 0 | 0 | 0 | 0
No | PG&E | Com | AppPlug | T-20: Computers - Workstations | Expected | Electric Energy (GWh/year) | 0 | 0 | 0 | 0 | 0 | 0 | 0 | 0 | 0 | 0 | 0 | 0 | 0
No | PG&E | Com | AppPlug | 2005 T-20: Consumer Electronics - Audio Players | Expected | Electric Energy (GWh/year) | 0.013811 | 0.013809 | 0.013808 | 0.013807 | 0.013807 | 0.013807 | 0.013806 | 0.013806 | 0.013805 | 0.013805 | 0.013805 | 0.013804 | 0.013804
No | PG&E | Com | AppPlug | 2005 T-20: Consumer Electronics - DVDs | Expected | Electric Energy (GWh/year) | 0.0013033 | 0.0012983 | 0.0012944 | 0.0012912 | 0.0012887 | 0.0012867 | 0.0012843 | 0.0012822 | 0.0012799 | 0.0012777 | 0.0012755 | 0.0012733 | 0.0012711
No | PG&E | Com | AppPlug | Fed Appliance: External Power Supplies | Expected | Electric Energy (GWh/year) | 0 | 0 | 0 | 0 | 0 | 0 | 0 | 0 | 0 | 0 | 0 | 0 | 0
No | PG&E | Com | AppPlug | 2011 T-20: Large Battery Chargers (≥2kW rated input) | Expected | Electric Energy (GWh/year) | 1.9064 | 1.8826 | 1.8639 | 1.8493 | 0.45603 | 0.45386 | 0.45127 | 0.44896 | 0.44646 | 0.44408 | 0.44163 | 0.43923 | 0.43679
No | PG&E | Com | AppPlug | Fed Appliance: Microwave ovens | Expected | Electric Energy (GWh/year) | 0.31159 | 0.31045 | 0 | 0 | 0 | 0 | 0 | 0 | 0 | 0 | 0 | 0 | 0
No | PG&E | Com | AppPlug | 2011 T-20: Small Battery Chargers – Tier 1 (consumer with no USB charger or USB charger <20 watt-hours) | Expected | Electric Energy (GWh/year) | 0.86996 | 0.86631 | 0.86365 | 0.86173 | 0.86034 | 0.85934 | 0.85807 | 0.85698 | 0.85578 | 0.85465 | 0.85347 | 0.85233 | 0.85116
No | PG&E | Com | AppPlug | 2009 T-20: Televisions - Tier 1 | Expected | Electric Energy (GWh/year) | 0.29381 | 0.29371 | 0.29366 | 0.29363 | 0.29361 | 0.2936 | 0.29358 | 0.29357 | 0.29355 | 0.29354 | 0.29353 | 0.29351 | 0.2935
No | PG&E | Com | AppPlug | 2009 T-20: Televisions - Tier 2 | Expected | Electric Energy (GWh/year) | 0.28879 | 0.28761 | 0.28681 | 0.28627 | 0.2859 | 0.28565 | 0.28532 | 0.28504 | 0.28473 | 0.28445 | 0.28414 | 0.28385 | 0.28355
No | PG&E | Com | AppPlug | 2005 T-20: Water Dispensers | Expected | Electric Energy (GWh/year) | 0.057862 | 0.05784 | 0.057824 | 0.057814 | 0.057807 | 0.057802 | 0.057795 | 0.05779 | 0.057784 | 0.057778 | 0.057772 | 0.057767 | 0.057761
No | PG&E | Com | AppPlug | 2025-27 Fed App: Air purifiers - Tier 2 | Expected | Electric Energy (GWh/year) | 0 | 0.33997 | 0.34988 | 0.36151 | 0.37439 | 0.38843 | 0.38355 | 0.3794 | 0.37589 | 0.37292 | 0.030585 | 0.030412 | 0.030266
No | PG&E | Com | AppPlug | 2016 T-20: Computers - Desktops - Tier 1 | Expected | Electric Energy (GWh/year) | 0.68791 | 0.66667 | 0.65087 | 0.63931 | 0.63098 | 0.62502 | 0.6208 | 0.61781 | 0.61571 | 0.61424 | 0.6132 | 0.61248 | 0.61197
No | PG&E | Com | AppPlug | 2016 T-20: Computers - Desktops - Tier 2 | Expected | Electric Energy (GWh/year) | 8.5718 | 4.3552 | 0.58145 | 0.5635 | 0.55014 | 0.54037 | 0.53333 | 0.52829 | 0.52472 | 0.5222 | 0.52042 | 0.51918 | 0.5183
No | PG&E | Com | AppPlug | 2016 T-20: Computers - Notebooks | Expected | Electric Energy (GWh/year) | 0.0006808 | 0.00065978 | 0.00064413 | 0.0006327 | 0.00062445 | 0.00061856 | 0.00061437 | 0.00061142 | 0.00060934 | 0.00060788 | 0.00060686 | 0.00060614 | 0.00060564
No | PG&E | Com | AppPlug | 2019-21 Fed App: Dedicated-purpose pool pumps | Expected | Electric Energy (GWh/year) |  | 14.7932 | 2.0468 | 2.0857 | 2.1047 | 2.1308 | 2.1269 | 2.1236 | 2.1209 | 2.1186 | 2.1167 | 2.1151 | 2.1138
No | PG&E | Com | AppPlug | 2016 T-20: Displays - Monitors | Expected | Electric Energy (GWh/year) |  | 1.4737 | 0.27152 | 0.27152 | 0.27152 | 0.27152 | 0.27152 | 0.27152 | 0.27152 | 0.27152 | 0.27152 | 0.27152 | 0.27152
No | PG&E | Com | AppPlug | Fed Appliance: Commercial Clothes Washers #1 | Possible | Electric Energy (GWh/year) | 0.024019 | 0.024016 | 0.024015 | 0.024013 | 0.024012 | 0.024011 | 0.02401 | 0.024009 | 0.024008 | 0.024007 | 0.024006 | 0.024004 | 0.024003
No | PG&E | Com | AppPlug | Fed Appliance: Commercial Clothes Washers | Possible | Electric Energy (GWh/year) | 0.052705 | 0.052705 | 0.052705 | 0.052705 | 0.052705 | 0 | 0 | 0 | 0 | 0 | 0 | 0 | 0
No | PG&E | Com | AppPlug | T-20: Computers - Small Scale Servers | Possible | Electric Energy (GWh/year) | 0 | 0 | 0 | 0 | 0 | 0 | 0 | 0 | 0 | 0 | 0 | 0 | 0
No | PG&E | Com | AppPlug | T-20: Computers - Workstations | Possible | Electric Energy (GWh/year) | 0 | 0 | 0 | 0 | 0 | 0 | 0 | 0 | 0 | 0 | 0 | 0 | 0
No | PG&E | Com | AppPlug | 2005 T-20: Consumer Electronics - Audio Players | Possible | Electric Energy (GWh/year) | 0.013811 | 0.013809 | 0.013808 | 0.013807 | 0.013807 | 0.013807 | 0.013806 | 0.013806 | 0.013805 | 0.013805 | 0.013805 | 0.013804 | 0.013804
No | PG&E | Com | AppPlug | 2005 T-20: Consumer Electronics - DVDs | Possible | Electric Energy (GWh/year) | 0.0013033 | 0.0012983 | 0.0012944 | 0.0012912 | 0.0012887 | 0.0012867 | 0.0012843 | 0.0012822 | 0.0012799 | 0.0012777 | 0.0012755 | 0.0012733 | 0.0012711
No | PG&E | Com | AppPlug | Fed Appliance: External Power Supplies | Possible | Electric Energy (GWh/year) | 0 | 0 | 0 | 0 | 0 | 0 | 0 | 0 | 0 | 0 | 0 | 0 | 0
No | PG&E | Com | AppPlug | 2011 T-20: Large Battery Chargers (≥2kW rated input) | Possible | Electric Energy (GWh/year) | 1.9064 | 1.8826 | 1.8639 | 1.8493 | 0.45603 | 0.45386 | 0.45127 | 0.44896 | 0.44646 | 0.44408 | 0.44163 | 0.43923 | 0.43679
No | PG&E | Com | AppPlug | Fed Appliance: Microwave ovens | Possible | Electric Energy (GWh/year) | 0.31159 | 0.31045 | 0 | 0 | 0 | 0 | 0 | 0 | 0 | 0 | 0 | 0 | 0
No | PG&E | Com | AppPlug | 2011 T-20: Small Battery Chargers – Tier 1 (consumer with no USB charger or USB charger <20 watt-hours) | Possible | Electric Energy (GWh/year) | 0.86996 | 0.86631 | 0.86365 | 0.86173 | 0.86034 | 0.85934 | 0.85807 | 0.85698 | 0.85578 | 0.85465 | 0.85347 | 0.85233 | 0.85116
No | PG&E | Com | AppPlug | 2009 T-20: Televisions - Tier 1 | Possible | Electric Energy (GWh/year) | 0.29381 | 0.29371 | 0.29366 | 0.29363 | 0.29361 | 0.2936 | 0.29358 | 0.29357 | 0.29355 | 0.29354 | 0.29353 | 0.29351 | 0.2935
No | PG&E | Com | AppPlug | 2009 T-20: Televisions - Tier 2 | Possible | Electric Energy (GWh/year) | 0.28879 | 0.28761 | 0.28681 | 0.28627 | 0.2859 | 0.28565 | 0.28532 | 0.28504 | 0.28473 | 0.28445 | 0.28414 | 0.28385 | 0.28355
No | PG&E | Com | AppPlug | 2005 T-20: Water Dispensers | Possible | Electric Energy (GWh/year) | 0.057862 | 0.05784 | 0.057824 | 0.057814 | 0.057807 | 0.057802 | 0.057795 | 0.05779 | 0.057784 | 0.057778 | 0.057772 | 0.057767 | 0.057761
No | PG&E | Com | AppPlug | 2025-27 Fed App: Air purifiers - Tier 2 | Possible | Electric Energy (GWh/year) | 0 | 0.33997 | 0.34988 | 0.36151 | 0.37439 | 0.38843 | 0.38355 | 0.3794 | 0.37589 | 0.37292 | 0.030585 | 0.030412 | 0.030266
No | PG&E | Com | AppPlug | 2016 T-20: Computers - Desktops - Tier 1 | Possible | Electric Energy (GWh/year) | 0.68791 | 0.66667 | 0.65087 | 0.63931 | 0.63098 | 0.62502 | 0.6208 | 0.61781 | 0.61571 | 0.61424 | 0.6132 | 0.61248 | 0.61197
No | PG&E | Com | AppPlug | 2016 T-20: Computers - Desktops - Tier 2 | Possible | Electric Energy (GWh/year) | 8.5718 | 4.3552 | 0.58145 | 0.5635 | 0.55014 | 0.54037 | 0.53333 | 0.52829 | 0.52472 | 0.5222 | 0.52042 | 0.51918 | 0.5183
No | PG&E | Com | AppPlug | 2016 T-20: Computers - Notebooks | Possible | Electric Energy (GWh/year) | 0.0006808 | 0.00065978 | 0.00064413 | 0.0006327 | 0.00062445 | 0.00061856 | 0.00061437 | 0.00061142 | 0.00060934 | 0.00060788 | 0.00060686 | 0.00060614 | 0.00060564
No | PG&E | Com | AppPlug | 2019-21 Fed App: Dedicated-purpose pool pumps | Possible | Electric Energy (GWh/year) |  | 14.7932 | 2.0468 | 2.0857 | 2.1047 | 2.1308 | 2.1269 | 2.1236 | 2.1209 | 2.1186 | 2.1167 | 2.1151 | 2.1138
No | PG&E | Com | AppPlug | 2016 T-20: Displays - Monitors | Possible | Electric Energy (GWh/year) |  | 1.4737 | 0.27152 | 0.27152 | 0.27152 | 0.27152 | 0.27152 | 0.27152 | 0.27152 | 0.27152 | 0.27152 | 0.27152 | 0.27152
No | SCE | Com | AppPlug | Fed Appliance: Commercial Clothes Washers #1 | On-the-books | Electric Energy (GWh/year) | 0.024019 | 0.024016 | 0.024015 | 0.024013 | 0.024012 | 0.024011 | 0.02401 | 0.024009 | 0.024008 | 0.024007 | 0.024006 | 0.024004 | 0.024003
No | SCE | Com | AppPlug | Fed Appliance: Commercial Clothes Washers | On-the-books | Electric Energy (GWh/year) | 0.052705 | 0.052705 | 0.052705 | 0.052705 | 0.052705 | 0 | 0 | 0 | 0 | 0 | 0 | 0 | 0
No | SCE | Com | AppPlug | T-20: Computers - Small Scale Servers | On-the-books | Electric Energy (GWh/year) | 0 | 0 | 0 | 0 | 0 | 0 | 0 | 0 | 0 | 0 | 0 | 0 | 0
No | SCE | Com | AppPlug | T-20: Computers - Workstations | On-the-books | Electric Energy (GWh/year) | 0 | 0 | 0 | 0 | 0 | 0 | 0 | 0 | 0 | 0 | 0 | 0 | 0
No | SCE | Com | AppPlug | 2005 T-20: Consumer Electronics - Audio Players | On-the-books | Electric Energy (GWh/year) | 0.013811 | 0.013809 | 0.013808 | 0.013807 | 0.013807 | 0.013807 | 0.013806 | 0.013806 | 0.013805 | 0.013805 | 0.013805 | 0.013804 | 0.013804
No | SCE | Com | AppPlug | 2005 T-20: Consumer Electronics - DVDs | On-the-books | Electric Energy (GWh/year) | 0.0013033 | 0.0012983 | 0.0012944 | 0.0012912 | 0.0012887 | 0.0012867 | 0.0012843 | 0.0012822 | 0.0012799 | 0.0012777 | 0.0012755 | 0.0012733 | 0.0012711
No | SCE | Com | AppPlug | Fed Appliance: External Power Supplies | On-the-books | Electric Energy (GWh/year) | 0 | 0 | 0 | 0 | 0 | 0 | 0 | 0 | 0 | 0 | 0 | 0 | 0
No | SCE | Com | AppPlug | 2011 T-20: Large Battery Chargers (≥2kW rated input) | On-the-books | Electric Energy (GWh/year) | 1.9064 | 1.8826 | 1.8639 | 1.8493 | 0.45603 | 0.45386 | 0.45127 | 0.44896 | 0.44646 | 0.44408 | 0.44163 | 0.43923 | 0.43679
No | SCE | Com | AppPlug | Fed Appliance: Microwave ovens | On-the-books | Electric Energy (GWh/year) | 0.31159 | 0.31045 | 0 | 0 | 0 | 0 | 0 | 0 | 0 | 0 | 0 | 0 | 0
No | SCE | Com | AppPlug | 2011 T-20: Small Battery Chargers – Tier 1 (consumer with no USB charger or USB charger <20 watt-hours) | On-the-books | Electric Energy (GWh/year) | 0.86996 | 0.86631 | 0.86365 | 0.86173 | 0.86034 | 0.85934 | 0.85807 | 0.85698 | 0.85578 | 0.85465 | 0.85347 | 0.85233 | 0.85116
No | SCE | Com | AppPlug | 2009 T-20: Televisions - Tier 1 | On-the-books | Electric Energy (GWh/year) | 0.29381 | 0.29371 | 0.29366 | 0.29363 | 0.29361 | 0.2936 | 0.29358 | 0.29357 | 0.29355 | 0.29354 | 0.29353 | 0.29351 | 0.2935
No | SCE | Com | AppPlug | 2009 T-20: Televisions - Tier 2 | On-the-books | Electric Energy (GWh/year) | 0.28879 | 0.28761 | 0.28681 | 0.28627 | 0.2859 | 0.28565 | 0.28532 | 0.28504 | 0.28473 | 0.28445 | 0.28414 | 0.28385 | 0.28355
No | SCE | Com | AppPlug | 2005 T-20: Water Dispensers | On-the-books | Electric Energy (GWh/year) | 0.057862 | 0.05784 | 0.057824 | 0.057814 | 0.057807 | 0.057802 | 0.057795 | 0.05779 | 0.057784 | 0.057778 | 0.057772 | 0.057767 | 0.057761
No | SCE | Com | AppPlug | 2025-27 Fed App: Air purifiers - Tier 2 | On-the-books | Electric Energy (GWh/year) | 0 | 0.33997 | 0.34988 | 0.36151 | 0.37439 | 0.38843 | 0.38355 | 0.3794 | 0.37589 | 0.37292 | 0.030585 | 0.030412 | 0.030266
No | SCE | Com | AppPlug | 2016 T-20: Computers - Desktops - Tier 1 | On-the-books | Electric Energy (GWh/year) | 0.68791 | 0.66667 | 0.65087 | 0.63931 | 0.63098 | 0.62502 | 0.6208 | 0.61781 | 0.61571 | 0.61424 | 0.6132 | 0.61248 | 0.61197
No | SCE | Com | AppPlug | 2016 T-20: Computers - Desktops - Tier 2 | On-the-books | Electric Energy (GWh/year) | 8.5718 | 4.3552 | 0.58145 | 0.5635 | 0.55014 | 0.54037 | 0.53333 | 0.52829 | 0.52472 | 0.5222 | 0.52042 | 0.51918 | 0.5183
No | SCE | Com | AppPlug | 2016 T-20: Computers - Notebooks | On-the-books | Electric Energy (GWh/year) | 0.0006808 | 0.00065978 | 0.00064413 | 0.0006327 | 0.00062445 | 0.00061856 | 0.00061437 | 0.00061142 | 0.00060934 | 0.00060788 | 0.00060686 | 0.00060614 | 0.00060564
No | SCE | Com | AppPlug | 2019-21 Fed App: Dedicated-purpose pool pumps | On-the-books | Electric Energy (GWh/year) |  | 14.7932 | 2.0468 | 2.0857 | 2.1047 | 2.1308 | 2.1269 | 2.1236 | 2.1209 | 2.1186 | 2.1167 | 2.1151 | 2.1138
No | SCE | Com | AppPlug | 2016 T-20: Displays - Monitors | On-the-books | Electric Energy (GWh/year) |  | 1.4737 | 0.27152 | 0.27152 | 0.27152 | 0.27152 | 0.27152 | 0.27152 | 0.27152 | 0.27152 | 0.27152 | 0.27152 | 0.27152
No | SCE | Com | AppPlug | Fed Appliance: Commercial Clothes Washers #1 | Expected | Electric Energy (GWh/year) | 0.024019 | 0.024016 | 0.024015 | 0.024013 | 0.024012 | 0.024011 | 0.02401 | 0.024009 | 0.024008 | 0.024007 | 0.024006 | 0.024004 | 0.024003
No | SCE | Com | AppPlug | Fed Appliance: Commercial Clothes Washers | Expected | Electric Energy (GWh/year) | 0.052705 | 0.052705 | 0.052705 | 0.052705 | 0.052705 | 0 | 0 | 0 | 0 | 0 | 0 | 0 | 0
No | SCE | Com | AppPlug | T-20: Computers - Small Scale Servers | Expected | Electric Energy (GWh/year) | 0 | 0 | 0 | 0 | 0 | 0 | 0 | 0 | 0 | 0 | 0 | 0 | 0
No | SCE | Com | AppPlug | T-20: Computers - Workstations | Expected | Electric Energy (GWh/year) | 0 | 0 | 0 | 0 | 0 | 0 | 0 | 0 | 0 | 0 | 0 | 0 | 0
No | SCE | Com | AppPlug | 2005 T-20: Consumer Electronics - Audio Players | Expected | Electric Energy (GWh/year) | 0.013811 | 0.013809 | 0.013808 | 0.013807 | 0.013807 | 0.013807 | 0.013806 | 0.013806 | 0.013805 | 0.013805 | 0.013805 | 0.013804 | 0.013804
No | SCE | Com | AppPlug | 2005 T-20: Consumer Electronics - DVDs | Expected | Electric Energy (GWh/year) | 0.0013033 | 0.0012983 | 0.0012944 | 0.0012912 | 0.0012887 | 0.0012867 | 0.0012843 | 0.0012822 | 0.0012799 | 0.0012777 | 0.0012755 | 0.0012733 | 0.0012711
No | SCE | Com | AppPlug | Fed Appliance: External Power Supplies | Expected | Electric Energy (GWh/year) | 0 | 0 | 0 | 0 | 0 | 0 | 0 | 0 | 0 | 0 | 0 | 0 | 0
No | SCE | Com | AppPlug | 2011 T-20: Large Battery Chargers (≥2kW rated input) | Expected | Electric Energy (GWh/year) | 1.9064 | 1.8826 | 1.8639 | 1.8493 | 0.45603 | 0.45386 | 0.45127 | 0.44896 | 0.44646 | 0.44408 | 0.44163 | 0.43923 | 0.43679
No | SCE | Com | AppPlug | Fed Appliance: Microwave ovens | Expected | Electric Energy (GWh/year) | 0.31159 | 0.31045 | 0 | 0 | 0 | 0 | 0 | 0 | 0 | 0 | 0 | 0 | 0
No | SCE | Com | AppPlug | 2011 T-20: Small Battery Chargers – Tier 1 (consumer with no USB charger or USB charger <20 watt-hours) | Expected | Electric Energy (GWh/year) | 0.86996 | 0.86631 | 0.86365 | 0.86173 | 0.86034 | 0.85934 | 0.85807 | 0.85698 | 0.85578 | 0.85465 | 0.85347 | 0.85233 | 0.85116
No | SCE | Com | AppPlug | 2009 T-20: Televisions - Tier 1 | Expected | Electric Energy (GWh/year) | 0.29381 | 0.29371 | 0.29366 | 0.29363 | 0.29361 | 0.2936 | 0.29358 | 0.29357 | 0.29355 | 0.29354 | 0.29353 | 0.29351 | 0.2935
No | SCE | Com | AppPlug | 2009 T-20: Televisions - Tier 2 | Expected | Electric Energy (GWh/year) | 0.28879 | 0.28761 | 0.28681 | 0.28627 | 0.2859 | 0.28565 | 0.28532 | 0.28504 | 0.28473 | 0.28445 | 0.28414 | 0.28385 | 0.28355
No | SCE | Com | AppPlug | 2005 T-20: Water Dispensers | Expected | Electric Energy (GWh/year) | 0.057862 | 0.05784 | 0.057824 | 0.057814 | 0.057807 | 0.057802 | 0.057795 | 0.05779 | 0.057784 | 0.057778 | 0.057772 | 0.057767 | 0.057761
No | SCE | Com | AppPlug | 2025-27 Fed App: Air purifiers - Tier 2 | Expected | Electric Energy (GWh/year) | 0 | 0.33997 | 0.34988 | 0.36151 | 0.37439 | 0.38843 | 0.38355 | 0.3794 | 0.37589 | 0.37292 | 0.030585 | 0.030412 | 0.030266
No | SCE | Com | AppPlug | 2016 T-20: Computers - Desktops - Tier 1 | Expected | Electric Energy (GWh/year) | 0.68791 | 0.66667 | 0.65087 | 0.63931 | 0.63098 | 0.62502 | 0.6208 | 0.61781 | 0.61571 | 0.61424 | 0.6132 | 0.61248 | 0.61197
No | SCE | Com | AppPlug | 2016 T-20: Computers - Desktops - Tier 2 | Expected | Electric Energy (GWh/year) | 8.5718 | 4.3552 | 0.58145 | 0.5635 | 0.55014 | 0.54037 | 0.53333 | 0.52829 | 0.52472 | 0.5222 | 0.52042 | 0.51918 | 0.5183
No | SCE | Com | AppPlug | 2016 T-20: Computers - Notebooks | Expected | Electric Energy (GWh/year) | 0.0006808 | 0.00065978 | 0.00064413 | 0.0006327 | 0.00062445 | 0.00061856 | 0.00061437 | 0.00061142 | 0.00060934 | 0.00060788 | 0.00060686 | 0.00060614 | 0.00060564
No | SCE | Com | AppPlug | 2019-21 Fed App: Dedicated-purpose pool pumps | Expected | Electric Energy (GWh/year) |  | 14.7932 | 2.0468 | 2.0857 | 2.1047 | 2.1308 | 2.1269 | 2.1236 | 2.1209 | 2.1186 | 2.1167 | 2.1151 | 2.1138
No | SCE | Com | AppPlug | 2016 T-20: Displays - Monitors | Expected | Electric Energy (GWh/year) |  | 1.4737 | 0.27152 | 0.27152 | 0.27152 | 0.27152 | 0.27152 | 0.27152 | 0.27152 | 0.27152 | 0.27152 | 0.27152 | 0.27152
No | SCE | Com | AppPlug | Fed Appliance: Commercial Clothes Washers #1 | Possible | Electric Energy (GWh/year) | 0.024019 | 0.024016 | 0.024015 | 0.024013 | 0.024012 | 0.024011 | 0.02401 | 0.024009 | 0.024008 | 0.024007 | 0.024006 | 0.024004 | 0.024003
No | SCE | Com | AppPlug | Fed Appliance: Commercial Clothes Washers | Possible | Electric Energy (GWh/year) | 0.052705 | 0.052705 | 0.052705 | 0.052705 | 0.052705 | 0 | 0 | 0 | 0 | 0 | 0 | 0 | 0
No | SCE | Com | AppPlug | T-20: Computers - Small Scale Servers | Possible | Electric Energy (GWh/year) | 0 | 0 | 0 | 0 | 0 | 0 | 0 | 0 | 0 | 0 | 0 | 0 | 0
No | SCE | Com | AppPlug | T-20: Computers - Workstations | Possible | Electric Energy (GWh/year) | 0 | 0 | 0 | 0 | 0 | 0 | 0 | 0 | 0 | 0 | 0 | 0 | 0
No | SCE | Com | AppPlug | 2005 T-20: Consumer Electronics - Audio Players | Possible | Electric Energy (GWh/year) | 0.013811 | 0.013809 | 0.013808 | 0.013807 | 0.013807 | 0.013807 | 0.013806 | 0.013806 | 0.013805 | 0.013805 | 0.013805 | 0.013804 | 0.013804
No | SCE | Com | AppPlug | 2005 T-20: Consumer Electronics - DVDs | Possible | Electric Energy (GWh/year) | 0.0013033 | 0.0012983 | 0.0012944 | 0.0012912 | 0.0012887 | 0.0012867 | 0.0012843 | 0.0012822 | 0.0012799 | 0.0012777 | 0.0012755 | 0.0012733 | 0.0012711
No | SCE | Com | AppPlug | Fed Appliance: External Power Supplies | Possible | Electric Energy (GWh/year) | 0 | 0 | 0 | 0 | 0 | 0 | 0 | 0 | 0 | 0 | 0 | 0 | 0
No | SCE | Com | AppPlug | 2011 T-20: Large Battery Chargers (≥2kW rated input) | Possible | Electric Energy (GWh/year) | 1.9064 | 1.8826 | 1.8639 | 1.8493 | 0.45603 | 0.45386 | 0.45127 | 0.44896 | 0.44646 | 0.44408 | 0.44163 | 0.43923 | 0.43679
No | SCE | Com | AppPlug | Fed Appliance: Microwave ovens | Possible | Electric Energy (GWh/year) | 0.31159 | 0.31045 | 0 | 0 | 0 | 0 | 0 | 0 | 0 | 0 | 0 | 0 | 0
No | SCE | Com | AppPlug | 2011 T-20: Small Battery Chargers – Tier 1 (consumer with no USB charger or USB charger <20 watt-hours) | Possible | Electric Energy (GWh/year) | 0.86996 | 0.86631 | 0.86365 | 0.86173 | 0.86034 | 0.85934 | 0.85807 | 0.85698 | 0.85578 | 0.85465 | 0.85347 | 0.85233 | 0.85116
No | SCE | Com | AppPlug | 2009 T-20: Televisions - Tier 1 | Possible | Electric Energy (GWh/year) | 0.29381 | 0.29371 | 0.29366 | 0.29363 | 0.29361 | 0.2936 | 0.29358 | 0.29357 | 0.29355 | 0.29354 | 0.29353 | 0.29351 | 0.2935
No | SCE | Com | AppPlug | 2009 T-20: Televisions - Tier 2 | Possible | Electric Energy (GWh/year) | 0.28879 | 0.28761 | 0.28681 | 0.28627 | 0.2859 | 0.28565 | 0.28532 | 0.28504 | 0.28473 | 0.28445 | 0.28414 | 0.28385 | 0.28355
No | SCE | Com | AppPlug | 2005 T-20: Water Dispensers | Possible | Electric Energy (GWh/year) | 0.057862 | 0.05784 | 0.057824 | 0.057814 | 0.057807 | 0.057802 | 0.057795 | 0.05779 | 0.057784 | 0.057778 | 0.057772 | 0.057767 | 0.057761
No | SCE | Com | AppPlug | 2025-27 Fed App: Air purifiers - Tier 2 | Possible | Electric Energy (GWh/year) | 0 | 0.33997 | 0.34988 | 0.36151 | 0.37439 | 0.38843 | 0.38355 | 0.3794 | 0.37589 | 0.37292 | 0.030585 | 0.030412 | 0.030266
No | SCE | Com | AppPlug | 2016 T-20: Computers - Desktops - Tier 1 | Possible | Electric Energy (GWh/year) | 0.68791 | 0.66667 | 0.65087 | 0.63931 | 0.63098 | 0.62502 | 0.6208 | 0.61781 | 0.61571 | 0.61424 | 0.6132 | 0.61248 | 0.61197
No | SCE | Com | AppPlug | 2016 T-20: Computers - Desktops - Tier 2 | Possible | Electric Energy (GWh/year) | 8.5718 | 4.3552 | 0.58145 | 0.5635 | 0.55014 | 0.54037 | 0.53333 | 0.52829 | 0.52472 | 0.5222 | 0.52042 | 0.51918 | 0.5183
No | SCE | Com | AppPlug | 2016 T-20: Computers - Notebooks | Possible | Electric Energy (GWh/year) | 0.0006808 | 0.00065978 | 0.00064413 | 0.0006327 | 0.00062445 | 0.00061856 | 0.00061437 | 0.00061142 | 0.00060934 | 0.00060788 | 0.00060686 | 0.00060614 | 0.00060564
No | SCE | Com | AppPlug | 2019-21 Fed App: Dedicated-purpose pool pumps | Possible | Electric Energy (GWh/year) |  | 14.7932 | 2.0468 | 2.0857 | 2.1047 | 2.1308 | 2.1269 | 2.1236 | 2.1209 | 2.1186 | 2.1167 | 2.1151 | 2.1138
No | SCE | Com | AppPlug | 2016 T-20: Displays - Monitors | Possible | Electric Energy (GWh/year) |  | 1.4737 | 0.27152 | 0.27152 | 0.27152 | 0.27152 | 0.27152 | 0.27152 | 0.27152 | 0.27152 | 0.27152 | 0.27152 | 0.27152
No | SDG&E | Com | AppPlug | Fed Appliance: Commercial Clothes Washers #1 | On-the-books | Electric Energy (GWh/year) | 0.0049189 | 0.0049185 | 0.0049181 | 0.0049178 | 0.0049176 | 0.0049174 | 0.0049172 | 0.0049169 | 0.0049167 | 0.0049165 | 0.0049163 | 0.004916 | 0.0049158
No | SDG&E | Com | AppPlug | Fed Appliance: Commercial Clothes Washers | On-the-books | Electric Energy (GWh/year) | 0.010794 | 0.010794 | 0.010794 | 0.010794 | 0.010794 | 0 | 0 | 0 | 0 | 0 | 0 | 0 | 0
No | SDG&E | Com | AppPlug | T-20: Computers - Small Scale Servers | On-the-books | Electric Energy (GWh/year) | 0 | 0 | 0 | 0 | 0 | 0 | 0 | 0 | 0 | 0 | 0 | 0 | 0
No | SDG&E | Com | AppPlug | T-20: Computers - Workstations | On-the-books | Electric Energy (GWh/year) | 0 | 0 | 0 | 0 | 0 | 0 | 0 | 0 | 0 | 0 | 0 | 0 | 0
No | SDG&E | Com | AppPlug | 2005 T-20: Consumer Electronics - Audio Players | On-the-books | Electric Energy (GWh/year) | 0.0028285 | 0.0028281 | 0.0028278 | 0.0028277 | 0.0028276 | 0.0028275 | 0.0028275 | 0.0028274 | 0.0028273 | 0.0028272 | 0.0028272 | 0.0028271 | 0.002827
No | SDG&E | Com | AppPlug | 2005 T-20: Consumer Electronics - DVDs | On-the-books | Electric Energy (GWh/year) | 0.00026691 | 0.00026589 | 0.00026509 | 0.00026444 | 0.00026392 | 0.00026351 | 0.00026303 | 0.00026259 | 0.00026212 | 0.00026168 | 0.00026122 | 0.00026077 | 0.00026031
No | SDG&E | Com | AppPlug | Fed Appliance: External Power Supplies | On-the-books | Electric Energy (GWh/year) | 0 | 0 | 0 | 0 | 0 | 0 | 0 | 0 | 0 | 0 | 0 | 0 | 0
No | SDG&E | Com | AppPlug | 2011 T-20: Large Battery Chargers (≥2kW rated input) | On-the-books | Electric Energy (GWh/year) | 0.39043 | 0.38556 | 0.38172 | 0.37872 | 0.093394 | 0.09295 | 0.092418 | 0.091945 | 0.091433 | 0.090947 | 0.090444 | 0.089952 | 0.089453
No | SDG&E | Com | AppPlug | Fed Appliance: Microwave ovens | On-the-books | Electric Energy (GWh/year) | 0.063813 | 0.063578 | 0 | 0 | 0 | 0 | 0 | 0 | 0 | 0 | 0 | 0 | 0
No | SDG&E | Com | AppPlug | 2011 T-20: Small Battery Chargers – Tier 1 (consumer with no USB charger or USB charger <20 watt-hours) | On-the-books | Electric Energy (GWh/year) | 0.17817 | 0.17742 | 0.17687 | 0.17648 | 0.1762 | 0.17599 | 0.17573 | 0.17551 | 0.17526 | 0.17503 | 0.17479 | 0.17455 | 0.17432
No | SDG&E | Com | AppPlug | 2009 T-20: Televisions - Tier 1 | On-the-books | Electric Energy (GWh/year) | 0.060171 | 0.060152 | 0.060141 | 0.060134 | 0.06013 | 0.060128 | 0.060125 | 0.060122 | 0.060119 | 0.060116 | 0.060113 | 0.060111 | 0.060108
No | SDG&E | Com | AppPlug | 2009 T-20: Televisions - Tier 2 | On-the-books | Electric Energy (GWh/year) | 0.059144 | 0.058902 | 0.058738 | 0.058627 | 0.058552 | 0.0585 | 0.058433 | 0.058376 | 0.058313 | 0.058254 | 0.058191 | 0.058131 | 0.05807
No | SDG&E | Com | AppPlug | 2005 T-20: Water Dispensers | On-the-books | Electric Energy (GWh/year) | 0.01185 | 0.011845 | 0.011842 | 0.01184 | 0.011839 | 0.011838 | 0.011836 | 0.011835 | 0.011834 | 0.011833 | 0.011832 | 0.01183 | 0.011829
No | SDG&E | Com | AppPlug | 2025-27 Fed App: Air purifiers - Tier 2 | On-the-books | Electric Energy (GWh/year) | 0 | 0.069625 | 0.071654 | 0.074037 | 0.076673 | 0.079549 | 0.07855 | 0.077701 | 0.076981 | 0.076373 | 0.0062638 | 0.0062283 | 0.0061985
No | SDG&E | Com | AppPlug | 2016 T-20: Computers - Desktops - Tier 1 | On-the-books | Electric Energy (GWh/year) | 0.14088 | 0.13653 | 0.1333 | 0.13093 | 0.12922 | 0.128 | 0.12714 | 0.12653 | 0.1261 | 0.12579 | 0.12558 | 0.12543 | 0.12533
No | SDG&E | Com | AppPlug | 2016 T-20: Computers - Desktops - Tier 2 | On-the-books | Electric Energy (GWh/year) | 1.7555 | 0.89193 | 0.11908 | 0.1154 | 0.11267 | 0.11067 | 0.10922 | 0.10819 | 0.10746 | 0.10694 | 0.10658 | 0.10633 | 0.10615
No | SDG&E | Com | AppPlug | 2016 T-20: Computers - Notebooks | On-the-books | Electric Energy (GWh/year) | 0.00013943 | 0.00013512 | 0.00013192 | 0.00012957 | 0.00012789 | 0.00012668 | 0.00012582 | 0.00012522 | 0.00012479 | 0.00012449 | 0.00012428 | 0.00012414 | 0.00012403
No | SDG&E | Com | AppPlug | 2019-21 Fed App: Dedicated-purpose pool pumps | On-the-books | Electric Energy (GWh/year) |  | 3.0296 | 0.41919 | 0.42715 | 0.43105 | 0.43638 | 0.43558 | 0.43492 | 0.43436 | 0.43389 | 0.4335 | 0.43317 | 0.4329
No | SDG&E | Com | AppPlug | 2016 T-20: Displays - Monitors | On-the-books | Electric Energy (GWh/year) |  | 0.30181 | 0.055606 | 0.055606 | 0.055606 | 0.055606 | 0.055606 | 0.055606 | 0.055606 | 0.055606 | 0.055606 | 0.055606 | 0.055606
No | SDG&E | Com | AppPlug | Fed Appliance: Commercial Clothes Washers #1 | Expected | Electric Energy (GWh/year) | 0.0049189 | 0.0049185 | 0.0049181 | 0.0049178 | 0.0049176 | 0.0049174 | 0.0049172 | 0.0049169 | 0.0049167 | 0.0049165 | 0.0049163 | 0.004916 | 0.0049158
No | SDG&E | Com | AppPlug | Fed Appliance: Commercial Clothes Washers | Expected | Electric Energy (GWh/year) | 0.010794 | 0.010794 | 0.010794 | 0.010794 | 0.010794 | 0 | 0 | 0 | 0 | 0 | 0 | 0 | 0
No | SDG&E | Com | AppPlug | T-20: Computers - Small Scale Servers | Expected | Electric Energy (GWh/year) | 0 | 0 | 0 | 0 | 0 | 0 | 0 | 0 | 0 | 0 | 0 | 0 | 0
No | SDG&E | Com | AppPlug | T-20: Computers - Workstations | Expected | Electric Energy (GWh/year) | 0 | 0 | 0 | 0 | 0 | 0 | 0 | 0 | 0 | 0 | 0 | 0 | 0
No | SDG&E | Com | AppPlug | 2005 T-20: Consumer Electronics - Audio Players | Expected | Electric Energy (GWh/year) | 0.0028285 | 0.0028281 | 0.0028278 | 0.0028277 | 0.0028276 | 0.0028275 | 0.0028275 | 0.0028274 | 0.0028273 | 0.0028272 | 0.0028272 | 0.0028271 | 0.002827
No | SDG&E | Com | AppPlug | 2005 T-20: Consumer Electronics - DVDs | Expected | Electric Energy (GWh/year) | 0.00026691 | 0.00026589 | 0.00026509 | 0.00026444 | 0.00026392 | 0.00026351 | 0.00026303 | 0.00026259 | 0.00026212 | 0.00026168 | 0.00026122 | 0.00026077 | 0.00026031
No | SDG&E | Com | AppPlug | Fed Appliance: External Power Supplies | Expected | Electric Energy (GWh/year) | 0 | 0 | 0 | 0 | 0 | 0 | 0 | 0 | 0 | 0 | 0 | 0 | 0
No | SDG&E | Com | AppPlug | 2011 T-20: Large Battery Chargers (≥2kW rated input) | Expected | Electric Energy (GWh/year) | 0.39043 | 0.38556 | 0.38172 | 0.37872 | 0.093394 | 0.09295 | 0.092418 | 0.091945 | 0.091433 | 0.090947 | 0.090444 | 0.089952 | 0.089453
No | SDG&E | Com | AppPlug | Fed Appliance: Microwave ovens | Expected | Electric Energy (GWh/year) | 0.063813 | 0.063578 | 0 | 0 | 0 | 0 | 0 | 0 | 0 | 0 | 0 | 0 | 0
No | SDG&E | Com | AppPlug | 2011 T-20: Small Battery Chargers – Tier 1 (consumer with no USB charger or USB charger <20 watt-hours) | Expected | Electric Energy (GWh/year) | 0.17817 | 0.17742 | 0.17687 | 0.17648 | 0.1762 | 0.17599 | 0.17573 | 0.17551 | 0.17526 | 0.17503 | 0.17479 | 0.17455 | 0.17432
No | SDG&E | Com | AppPlug | 2009 T-20: Televisions - Tier 1 | Expected | Electric Energy (GWh/year) | 0.060171 | 0.060152 | 0.060141 | 0.060134 | 0.06013 | 0.060128 | 0.060125 | 0.060122 | 0.060119 | 0.060116 | 0.060113 | 0.060111 | 0.060108
No | SDG&E | Com | AppPlug | 2009 T-20: Televisions - Tier 2 | Expected | Electric Energy (GWh/year) | 0.059144 | 0.058902 | 0.058738 | 0.058627 | 0.058552 | 0.0585 | 0.058433 | 0.058376 | 0.058313 | 0.058254 | 0.058191 | 0.058131 | 0.05807
No | SDG&E | Com | AppPlug | 2005 T-20: Water Dispensers | Expected | Electric Energy (GWh/year) | 0.01185 | 0.011845 | 0.011842 | 0.01184 | 0.011839 | 0.011838 | 0.011836 | 0.011835 | 0.011834 | 0.011833 | 0.011832 | 0.01183 | 0.011829
No | SDG&E | Com | AppPlug | 2025-27 Fed App: Air purifiers - Tier 2 | Expected | Electric Energy (GWh/year) | 0 | 0.069625 | 0.071654 | 0.074037 | 0.076673 | 0.079549 | 0.07855 | 0.077701 | 0.076981 | 0.076373 | 0.0062638 | 0.0062283 | 0.0061985
No | SDG&E | Com | AppPlug | 2016 T-20: Computers - Desktops - Tier 1 | Expected | Electric Energy (GWh/year) | 0.14088 | 0.13653 | 0.1333 | 0.13093 | 0.12922 | 0.128 | 0.12714 | 0.12653 | 0.1261 | 0.12579 | 0.12558 | 0.12543 | 0.12533
No | SDG&E | Com | AppPlug | 2016 T-20: Computers - Desktops - Tier 2 | Expected | Electric Energy (GWh/year) | 1.7555 | 0.89193 | 0.11908 | 0.1154 | 0.11267 | 0.11067 | 0.10922 | 0.10819 | 0.10746 | 0.10694 | 0.10658 | 0.10633 | 0.10615
No | SDG&E | Com | AppPlug | 2016 T-20: Computers - Notebooks | Expected | Electric Energy (GWh/year) | 0.00013943 | 0.00013512 | 0.00013192 | 0.00012957 | 0.00012789 | 0.00012668 | 0.00012582 | 0.00012522 | 0.00012479 | 0.00012449 | 0.00012428 | 0.00012414 | 0.00012403
No | SDG&E | Com | AppPlug | 2019-21 Fed App: Dedicated-purpose pool pumps | Expected | Electric Energy (GWh/year) |  | 3.0296 | 0.41919 | 0.42715 | 0.43105 | 0.43638 | 0.43558 | 0.43492 | 0.43436 | 0.43389 | 0.4335 | 0.43317 | 0.4329
No | SDG&E | Com | AppPlug | 2016 T-20: Displays - Monitors | Expected | Electric Energy (GWh/year) |  | 0.30181 | 0.055606 | 0.055606 | 0.055606 | 0.055606 | 0.055606 | 0.055606 | 0.055606 | 0.055606 | 0.055606 | 0.055606 | 0.055606
No | SDG&E | Com | AppPlug | Fed Appliance: Commercial Clothes Washers #1 | Possible | Electric Energy (GWh/year) | 0.0049189 | 0.0049185 | 0.0049181 | 0.0049178 | 0.0049176 | 0.0049174 | 0.0049172 | 0.0049169 | 0.0049167 | 0.0049165 | 0.0049163 | 0.004916 | 0.0049158
No | SDG&E | Com | AppPlug | Fed Appliance: Commercial Clothes Washers | Possible | Electric Energy (GWh/year) | 0.010794 | 0.010794 | 0.010794 | 0.010794 | 0.010794 | 0 | 0 | 0 | 0 | 0 | 0 | 0 | 0
No | SDG&E | Com | AppPlug | T-20: Computers - Small Scale Servers | Possible | Electric Energy (GWh/year) | 0 | 0 | 0 | 0 | 0 | 0 | 0 | 0 | 0 | 0 | 0 | 0 | 0
No | SDG&E | Com | AppPlug | T-20: Computers - Workstations | Possible | Electric Energy (GWh/year) | 0 | 0 | 0 | 0 | 0 | 0 | 0 | 0 | 0 | 0 | 0 | 0 | 0
No | SDG&E | Com | AppPlug | 2005 T-20: Consumer Electronics - Audio Players | Possible | Electric Energy (GWh/year) | 0.0028285 | 0.0028281 | 0.0028278 | 0.0028277 | 0.0028276 | 0.0028275 | 0.0028275 | 0.0028274 | 0.0028273 | 0.0028272 | 0.0028272 | 0.0028271 | 0.002827
No | SDG&E | Com | AppPlug | 2005 T-20: Consumer Electronics - DVDs | Possible | Electric Energy (GWh/year) | 0.00026691 | 0.00026589 | 0.00026509 | 0.00026444 | 0.00026392 | 0.00026351 | 0.00026303 | 0.00026259 | 0.00026212 | 0.00026168 | 0.00026122 | 0.00026077 | 0.00026031
No | SDG&E | Com | AppPlug | Fed Appliance: External Power Supplies | Possible | Electric Energy (GWh/year) | 0 | 0 | 0 | 0 | 0 | 0 | 0 | 0 | 0 | 0 | 0 | 0 | 0
No | SDG&E | Com | AppPlug | 2011 T-20: Large Battery Chargers (≥2kW rated input) | Possible | Electric Energy (GWh/year) | 0.39043 | 0.38556 | 0.38172 | 0.37872 | 0.093394 | 0.09295 | 0.092418 | 0.091945 | 0.091433 | 0.090947 | 0.090444 | 0.089952 | 0.089453
No | SDG&E | Com | AppPlug | Fed Appliance: Microwave ovens | Possible | Electric Energy (GWh/year) | 0.063813 | 0.063578 | 0 | 0 | 0 | 0 | 0 | 0 | 0 | 0 | 0 | 0 | 0
No | SDG&E | Com | AppPlug | 2011 T-20: Small Battery Chargers – Tier 1 (consumer with no USB charger or USB charger <20 watt-hours) | Possible | Electric Energy (GWh/year) | 0.17817 | 0.17742 | 0.17687 | 0.17648 | 0.1762 | 0.17599 | 0.17573 | 0.17551 | 0.17526 | 0.17503 | 0.17479 | 0.17455 | 0.17432
No | SDG&E | Com | AppPlug | 2009 T-20: Televisions - Tier 1 | Possible | Electric Energy (GWh/year) | 0.060171 | 0.060152 | 0.060141 | 0.060134 | 0.06013 | 0.060128 | 0.060125 | 0.060122 | 0.060119 | 0.060116 | 0.060113 | 0.060111 | 0.060108
No | SDG&E | Com | AppPlug | 2009 T-20: Televisions - Tier 2 | Possible | Electric Energy (GWh/year) | 0.059144 | 0.058902 | 0.058738 | 0.058627 | 0.058552 | 0.0585 | 0.058433 | 0.058376 | 0.058313 | 0.058254 | 0.058191 | 0.058131 | 0.05807
No | SDG&E | Com | AppPlug | 2005 T-20: Water Dispensers | Possible | Electric Energy (GWh/year) | 0.01185 | 0.011845 | 0.011842 | 0.01184 | 0.011839 | 0.011838 | 0.011836 | 0.011835 | 0.011834 | 0.011833 | 0.011832 | 0.01183 | 0.011829
No | SDG&E | Com | AppPlug | 2025-27 Fed App: Air purifiers - Tier 2 | Possible | Electric Energy (GWh/year) | 0 | 0.069625 | 0.071654 | 0.074037 | 0.076673 | 0.079549 | 0.07855 | 0.077701 | 0.076981 | 0.076373 | 0.0062638 | 0.0062283 | 0.0061985
No | SDG&E | Com | AppPlug | 2016 T-20: Computers - Desktops - Tier 1 | Possible | Electric Energy (GWh/year) | 0.14088 | 0.13653 | 0.1333 | 0.13093 | 0.12922 | 0.128 | 0.12714 | 0.12653 | 0.1261 | 0.12579 | 0.12558 | 0.12543 | 0.12533
No | SDG&E | Com | AppPlug | 2016 T-20: Computers - Desktops - Tier 2 | Possible | Electric Energy (GWh/year) | 1.7555 | 0.89193 | 0.11908 | 0.1154 | 0.11267 | 0.11067 | 0.10922 | 0.10819 | 0.10746 | 0.10694 | 0.10658 | 0.10633 | 0.10615
No | SDG&E | Com | AppPlug | 2016 T-20: Computers - Notebooks | Possible | Electric Energy (GWh/year) | 0.00013943 | 0.00013512 | 0.00013192 | 0.00012957 | 0.00012789 | 0.00012668 | 0.00012582 | 0.00012522 | 0.00012479 | 0.00012449 | 0.00012428 | 0.00012414 | 0.00012403
No | SDG&E | Com | AppPlug | 2019-21 Fed App: Dedicated-purpose pool pumps | Possible | Electric Energy (GWh/year) |  | 3.0296 | 0.41919 | 0.42715 | 0.43105 | 0.43638 | 0.43558 | 0.43492 | 0.43436 | 0.43389 | 0.4335 | 0.43317 | 0.4329
No | SDG&E | Com | AppPlug | 2016 T-20: Displays - Monitors | Possible | Electric Energy (GWh/year) |  | 0.30181 | 0.055606 | 0.055606 | 0.055606 | 0.055606 | 0.055606 | 0.055606 | 0.055606 | 0.055606 | 0.055606 | 0.055606 | 0.055606
No | PG&E | Res | AppPlug | T-20: Computers - Workstations | On-the-books | Electric Energy (GWh/year) | 0 | 0 | 0 | 0 | 0 | 0 | 0 | 0 | 0 | 0 | 0 | 0 | 0
No | PG&E | Res | AppPlug | 2005 T-20: Consumer Electronics - Audio Players | On-the-books | Electric Energy (GWh/year) | 0.1243 | 0.12428 | 0.12427 | 0.12427 | 0.12426 | 0.12426 | 0.12426 | 0.12425 | 0.12425 | 0.12425 | 0.12424 | 0.12424 | 0.12424
No | PG&E | Res | AppPlug | 2005 T-20: Consumer Electronics - DVDs | On-the-books | Electric Energy (GWh/year) | 0.01173 | 0.011685 | 0.011649 | 0.011621 | 0.011598 | 0.01158 | 0.011559 | 0.01154 | 0.011519 | 0.0115 | 0.011479 | 0.01146 | 0.01144
No | PG&E | Res | AppPlug | Fed Appliance: External Power Supplies | On-the-books | Electric Energy (GWh/year) | 0 | 0 | 0 | 0 | 0 | 0 | 0 | 0 | 0 | 0 | 0 | 0 | 0
No | PG&E | Res | AppPlug | 2011 T-20: Large Battery Chargers (≥2kW rated input) | On-the-books | Electric Energy (GWh/year) | 0.21182 | 0.20918 | 0.2071 | 0.20547 | 0.05067 | 0.050429 | 0.050141 | 0.049884 | 0.049606 | 0.049343 | 0.04907 | 0.048803 | 0.048532
No | PG&E | Res | AppPlug | Fed Appliance: Microwave ovens | On-the-books | Electric Energy (GWh/year) | 2.8043 | 2.794 | 0 | 0 | 0 | 0 | 0 | 0 | 0 | 0 | 0 | 0 | 0
No | PG&E | Res | AppPlug | 2005 T-20: Portable Electric Spas | On-the-books | Electric Energy (GWh/year) | 0 | 0 | 0 | 0 | 0 | 0 | 0 | 0 | 0 | 0 | 0 | 0 | 0
No | PG&E | Res | AppPlug | Fed Appliance: Residential Clothes Dryers | On-the-books | Electric Energy (GWh/year) | 0.59656 | 0.59649 | 0.59644 | 0.59639 | 0.59635 | 0.59632 | 0.10196 | 0.082241 | 0.082235 | 0.082231 | 0.082225 | 0.08222 | 0.082215
No | PG&E | Res | AppPlug | Fed Appliance: Residential Clothes Washers (Front Loading) | On-the-books | Electric Energy (GWh/year) | -0.58359 | -0.56263 | -0.54244 | -0.52332 | -0.14103 | -0.060053 | -0.057917 | -0.055859 | -0.053749 | -0.051673 | -0.049574 | -0.047491 | -0.045397
No | PG&E | Res | AppPlug | Fed Appliance: Residential Clothes Washers (Top Loading) Tier I | On-the-books | Electric Energy (GWh/year) | 4.3083 | 4.1535 | 4.0045 | 3.8633 | 1.0412 | 0.44334 | 0.42757 | 0.41237 | 0.39679 | 0.38147 | 0.36598 | 0.3506 | 0.33514
No | PG&E | Res | AppPlug | Fed Appliance: Residential Clothes Washers - Top-loading | On-the-books | Electric Energy (GWh/year) | 0 | 0 | 0 | 0 | 0 | 0 | 0 | 0 | 0 | 0 | 0 | 0 | 0
No | PG&E | Res | AppPlug | Fed Appliance: Residential Dishwashers | On-the-books | Electric Energy (GWh/year) | -0.019634 | -0.019634 | -0.019634 | -0.0095581 | -0.002561 | -0.002561 | -0.002561 | -0.002561 | -0.002561 | -0.002561 | -0.002561 | -0.002561 | -0.002561
No | PG&E | Res | AppPlug | 2006 T-20: Residential Pool Pumps, 2-speed Motors, Tier 2 | On-the-books | Electric Energy (GWh/year) | 12.9147 | 12.9092 | 12.9048 | 12.9011 | 12.8981 | 12.8957 | 12.8929 | 12.8903 | 12.8876 | 12.8849 | 12.8822 | 12.8796 | 12.8769
No | PG&E | Res | AppPlug | 2005 T-20: Residential Pool Pumps, High Eff Motor, Tier 1 | On-the-books | Electric Energy (GWh/year) | 1.4313 | 1.4096 | 1.3874 | 1.3647 | 1.3414 | 1.3176 | 1.2941 | 1.2705 | 1.2469 | 1.2233 | 1.1997 | 1.1761 | 1.1525
No | PG&E | Res | AppPlug | Fed Appliance: Residential Refrigerators & Freezers | On-the-books | Electric Energy (GWh/year) | 5.9936 | 5.8881 | 5.8028 | 5.7345 | 4.2186 | 0.73529 | 0.72869 | 0.72276 | 0.71639 | 0.71032 | 0.70404 | 0.6979 | 0.69167
No | PG&E | Res | AppPlug | 2008 T-24: Residential Swimming pool | On-the-books | Electric Energy (GWh/year) | 2.7927 | 2.7874 | 2.7833 | 2.7801 | 2.7777 | 2.7758 | 2.7736 | 2.7716 | 2.7695 | 2.7674 | 2.7653 | 2.7632 | 2.7611
No | PG&E | Res | AppPlug | 2011 T-20: Small Battery Chargers – Tier 1 (consumer with no USB charger or USB charger <20 watt-hours) | On-the-books | Electric Energy (GWh/year) | 0.86996 | 0.86631 | 0.86365 | 0.86173 | 0.86034 | 0.85934 | 0.85807 | 0.85698 | 0.85578 | 0.85465 | 0.85347 | 0.85233 | 0.85116
No | PG&E | Res | AppPlug | 2009 T-20: Televisions - Tier 1 | On-the-books | Electric Energy (GWh/year) | 1.1752 | 1.1749 | 1.1746 | 1.1745 | 1.1744 | 1.1744 | 1.1743 | 1.1743 | 1.1742 | 1.1742 | 1.1741 | 1.1741 | 1.174
No | PG&E | Res | AppPlug | 2009 T-20: Televisions - Tier 2 | On-the-books | Electric Energy (GWh/year) | 1.1552 | 1.1505 | 1.1472 | 1.1451 | 1.1436 | 1.1426 | 1.1413 | 1.1402 | 1.1389 | 1.1378 | 1.1366 | 1.1354 | 1.1342
No | PG&E | Res | AppPlug | 2005 T-20: Water Dispensers | On-the-books | Electric Energy (GWh/year) | 0.014465 | 0.01446 | 0.014456 | 0.014453 | 0.014452 | 0.01445 | 0.014449 | 0.014447 | 0.014446 | 0.014445 | 0.014443 | 0.014442 | 0.01444
No | PG&E | Res | AppPlug | 2025-27 Fed App: Air purifiers - Tier 2 | On-the-books | Electric Energy (GWh/year) | 0 | 3.0598 | 3.1489 | 3.2536 | 3.3695 | 3.4959 | 3.452 | 3.4146 | 3.383 | 3.3563 | 0.27527 | 0.27371 | 0.2724
No | PG&E | Res | AppPlug | 2016 T-20: Computers - Desktops - Tier 1 | On-the-books | Electric Energy (GWh/year) | 0.68791 | 0.66667 | 0.65087 | 0.63931 | 0.63098 | 0.62502 | 0.6208 | 0.61781 | 0.61571 | 0.61424 | 0.6132 | 0.61248 | 0.61197
No | PG&E | Res | AppPlug | 2016 T-20: Computers - Desktops - Tier 2 | On-the-books | Electric Energy (GWh/year) | 8.5718 | 4.3552 | 0.58145 | 0.5635 | 0.55014 | 0.54037 | 0.53333 | 0.52829 | 0.52472 | 0.5222 | 0.52042 | 0.51918 | 0.5183
No | PG&E | Res | AppPlug | 2016 T-20: Computers - Notebooks | On-the-books | Electric Energy (GWh/year) | 0.0006808 | 0.00065978 | 0.00064413 | 0.0006327 | 0.00062445 | 0.00061856 | 0.00061437 | 0.00061142 | 0.00060934 | 0.00060788 | 0.00060686 | 0.00060614 | 0.00060564
No | PG&E | Res | AppPlug | 2025-27 Fed App: Dedicated Purpose Pool Pump Motors - Tier 1 - Standard | On-the-books | Electric Energy (GWh/year) | 7.9145 | 28.2175 | 25.618 | 22.7383 | 20.1197 | 10.8893 | 0.84054 | 0.80306 | 0.77166 | 0.7454 | 0.72346 | 0.70514 | 0.68985
No | PG&E | Res | AppPlug | 2025-27 Fed App: Dedicated Purpose Pool Pump Motors - Tier 2 - Small | On-the-books | Electric Energy (GWh/year) | 0 | 0 | 6.1043 | 23.5481 | 23.4425 | 23.3916 | 14.9598 | 0.8369 | 0.82011 | 0.80557 | 0.79306 | 0.78235 | 0.77323
No | PG&E | Res | AppPlug | 2019-21 Fed App: Dedicated-purpose pool pumps | On-the-books | Electric Energy (GWh/year) |  | 14.7932 | 2.0468 | 2.0857 | 2.1047 | 2.1308 | 2.1269 | 2.1236 | 2.1209 | 2.1186 | 2.1167 | 2.1151 | 2.1138
No | PG&E | Res | AppPlug | 2016 T-20: Displays - Monitors | On-the-books | Electric Energy (GWh/year) |  | 1.4737 | 0.27152 | 0.27152 | 0.27152 | 0.27152 | 0.27152 | 0.27152 | 0.27152 | 0.27152 | 0.27152 | 0.27152 | 0.27152
No | PG&E | Res | AppPlug | 2025-27 Fed App: Microwave ovens - Built-In and Over-the-Range Convection Microwave Ovens | On-the-books | Electric Energy (GWh/year) | 0 | 0.011646 | 0.022278 | 0.02258 | 0.022872 | 0.023049 | 0.022921 | 0.022815 | 0.022726 | 0.022652 | 0.022591 | 0.022539 | 0.007291
No | PG&E | Res | AppPlug | 2025-27 Fed App: Microwave ovens - Microwave-Only Ovens and Countertop Convection Microwave Ovens | On-the-books | Electric Energy (GWh/year) | 0 | 0.1516 | 0.28732 | 0.28871 | 0.29016 | 0.29037 | 0.28698 | 0.28411 | 0.28168 | 0.27963 | 0.2779 | 0.27646 | 0.089204
No | PG&E | Res | AppPlug | 2025-27 Fed App: Portable ACs | On-the-books | Electric Energy (GWh/year) |  | 2.753 | 2.6747 | 2.6048 | 2.543 | 2.489 | 2.442 | 2.4014 | 2.3666 | 2.3369 | 1.5924 | 0.21706 | 0.21535
No | PG&E | Res | AppPlug | 2018 T-20: Portable Electric Spas - Inflatable | On-the-books | Electric Energy (GWh/year) |  | 0.029405 | 0.029405 | 0.029405 | 0.029405 | 0.029405 | 0.029405 | 0.029405 | 0.029405 | 0.029405 | 0.029405 | 0.029405 | 0.029405
No | PG&E | Res | AppPlug | 2018 T-20: Portable Electric Spas - Rigid | On-the-books | Electric Energy (GWh/year) |  | 1.6296 | 1.6602 | 1.6908 | 0.69462 | 0.13522 | 0.13522 | 0.13522 | 0.13522 | 0.13522 | 0.13522 | 0.13522 | 0.13522
No | PG&E | Res | AppPlug | 2019-21 Fed App: Wine chillers | On-the-books | Electric Energy (GWh/year) |  | 3.9934 | 3.9573 | 3.9293 | 3.9101 | 1.6446 | 0.3671 | 0.36313 | 0.35976 | 0.35693 | 0.35453 | 0.35252 | 0.35084
No | PG&E | Res | AppPlug | T-20: Computers - Workstations | Expected | Electric Energy (GWh/year) | 0 | 0 | 0 | 0 | 0 | 0 | 0 | 0 | 0 | 0 | 0 | 0 | 0
No | PG&E | Res | AppPlug | 2005 T-20: Consumer Electronics - Audio Players | Expected | Electric Energy (GWh/year) | 0.1243 | 0.12428 | 0.12427 | 0.12427 | 0.12426 | 0.12426 | 0.12426 | 0.12425 | 0.12425 | 0.12425 | 0.12424 | 0.12424 | 0.12424
No | PG&E | Res | AppPlug | 2005 T-20: Consumer Electronics - DVDs | Expected | Electric Energy (GWh/year) | 0.01173 | 0.011685 | 0.011649 | 0.011621 | 0.011598 | 0.01158 | 0.011559 | 0.01154 | 0.011519 | 0.0115 | 0.011479 | 0.01146 | 0.01144
No | PG&E | Res | AppPlug | Fed Appliance: External Power Supplies | Expected | Electric Energy (GWh/year) | 0 | 0 | 0 | 0 | 0 | 0 | 0 | 0 | 0 | 0 | 0 | 0 | 0
No | PG&E | Res | AppPlug | 2011 T-20: Large Battery Chargers (≥2kW rated input) | Expected | Electric Energy (GWh/year) | 0.21182 | 0.20918 | 0.2071 | 0.20547 | 0.05067 | 0.050429 | 0.050141 | 0.049884 | 0.049606 | 0.049343 | 0.04907 | 0.048803 | 0.048532
No | PG&E | Res | AppPlug | Fed Appliance: Microwave ovens | Expected | Electric Energy (GWh/year) | 2.8043 | 2.794 | 0 | 0 | 0 | 0 | 0 | 0 | 0 | 0 | 0 | 0 | 0
No | PG&E | Res | AppPlug | 2005 T-20: Portable Electric Spas | Expected | Electric Energy (GWh/year) | 0 | 0 | 0 | 0 | 0 | 0 | 0 | 0 | 0 | 0 | 0 | 0 | 0
No | PG&E | Res | AppPlug | Fed Appliance: Residential Clothes Dryers | Expected | Electric Energy (GWh/year) | 0.59656 | 0.59649 | 0.59644 | 0.59639 | 0.59635 | 0.59632 | 0.10196 | 0.082241 | 0.082235 | 0.082231 | 0.082225 | 0.08222 | 0.082215
No | PG&E | Res | AppPlug | Fed Appliance: Residential Clothes Washers (Front Loading) | Expected | Electric Energy (GWh/year) | -0.58359 | -0.56263 | -0.54244 | -0.52332 | -0.14103 | -0.060053 | -0.057917 | -0.055859 | -0.053749 | -0.051673 | -0.049574 | -0.047491 | -0.045397
No | PG&E | Res | AppPlug | Fed Appliance: Residential Clothes Washers (Top Loading) Tier I | Expected | Electric Energy (GWh/year) | 4.3083 | 4.1535 | 4.0045 | 3.8633 | 1.0412 | 0.44334 | 0.42757 | 0.41237 | 0.39679 | 0.38147 | 0.36598 | 0.3506 | 0.33514
No | PG&E | Res | AppPlug | Fed Appliance: Residential Clothes Washers - Top-loading | Expected | Electric Energy (GWh/year) | 0 | 0 | 0 | 0 | 0 | 0 | 0 | 0 | 0 | 0 | 0 | 0 | 0
No | PG&E | Res | AppPlug | Fed Appliance: Residential Dishwashers | Expected | Electric Energy (GWh/year) | -0.019634 | -0.019634 | -0.019634 | -0.0095581 | -0.002561 | -0.002561 | -0.002561 | -0.002561 | -0.002561 | -0.002561 | -0.002561 | -0.002561 | -0.002561
No | PG&E | Res | AppPlug | 2006 T-20: Residential Pool Pumps, 2-speed Motors, Tier 2 | Expected | Electric Energy (GWh/year) | 12.9147 | 12.9092 | 12.9048 | 12.9011 | 12.8981 | 12.8957 | 12.8929 | 12.8903 | 12.8876 | 12.8849 | 12.8822 | 12.8796 | 12.8769
No | PG&E | Res | AppPlug | 2005 T-20: Residential Pool Pumps, High Eff Motor, Tier 1 | Expected | Electric Energy (GWh/year) | 1.4313 | 1.4096 | 1.3874 | 1.3647 | 1.3414 | 1.3176 | 1.2941 | 1.2705 | 1.2469 | 1.2233 | 1.1997 | 1.1761 | 1.1525
No | PG&E | Res | AppPlug | Fed Appliance: Residential Refrigerators & Freezers | Expected | Electric Energy (GWh/year) | 5.9936 | 5.8881 | 5.8028 | 5.7345 | 4.2186 | 0.73529 | 0.72869 | 0.72276 | 0.71639 | 0.71032 | 0.70404 | 0.6979 | 0.69167
No | PG&E | Res | AppPlug | 2008 T-24: Residential Swimming pool | Expected | Electric Energy (GWh/year) | 2.7927 | 2.7874 | 2.7833 | 2.7801 | 2.7777 | 2.7758 | 2.7736 | 2.7716 | 2.7695 | 2.7674 | 2.7653 | 2.7632 | 2.7611
No | PG&E | Res | AppPlug | 2011 T-20: Small Battery Chargers – Tier 1 (consumer with no USB charger or USB charger <20 watt-hours) | Expected | Electric Energy (GWh/year) | 0.86996 | 0.86631 | 0.86365 | 0.86173 | 0.86034 | 0.85934 | 0.85807 | 0.85698 | 0.85578 | 0.85465 | 0.85347 | 0.85233 | 0.85116
No | PG&E | Res | AppPlug | 2009 T-20: Televisions - Tier 1 | Expected | Electric Energy (GWh/year) | 1.1752 | 1.1749 | 1.1746 | 1.1745 | 1.1744 | 1.1744 | 1.1743 | 1.1743 | 1.1742 | 1.1742 | 1.1741 | 1.1741 | 1.174
No | PG&E | Res | AppPlug | 2009 T-20: Televisions - Tier 2 | Expected | Electric Energy (GWh/year) | 1.1552 | 1.1505 | 1.1472 | 1.1451 | 1.1436 | 1.1426 | 1.1413 | 1.1402 | 1.1389 | 1.1378 | 1.1366 | 1.1354 | 1.1342
No | PG&E | Res | AppPlug | 2005 T-20: Water Dispensers | Expected | Electric Energy (GWh/year) | 0.014465 | 0.01446 | 0.014456 | 0.014453 | 0.014452 | 0.01445 | 0.014449 | 0.014447 | 0.014446 | 0.014445 | 0.014443 | 0.014442 | 0.01444
No | PG&E | Res | AppPlug | 2025-27 Fed App: Air purifiers - Tier 2 | Expected | Electric Energy (GWh/year) | 0 | 3.0598 | 3.1489 | 3.2536 | 3.3695 | 3.4959 | 3.452 | 3.4146 | 3.383 | 3.3563 | 0.27527 | 0.27371 | 0.2724
No | PG&E | Res | AppPlug | 2016 T-20: Computers - Desktops - Tier 1 | Expected | Electric Energy (GWh/year) | 0.68791 | 0.66667 | 0.65087 | 0.63931 | 0.63098 | 0.62502 | 0.6208 | 0.61781 | 0.61571 | 0.61424 | 0.6132 | 0.61248 | 0.61197
No | PG&E | Res | AppPlug | 2016 T-20: Computers - Desktops - Tier 2 | Expected | Electric Energy (GWh/year) | 8.5718 | 4.3552 | 0.58145 | 0.5635 | 0.55014 | 0.54037 | 0.53333 | 0.52829 | 0.52472 | 0.5222 | 0.52042 | 0.51918 | 0.5183
No | PG&E | Res | AppPlug | 2016 T-20: Computers - Notebooks | Expected | Electric Energy (GWh/year) | 0.0006808 | 0.00065978 | 0.00064413 | 0.0006327 | 0.00062445 | 0.00061856 | 0.00061437 | 0.00061142 | 0.00060934 | 0.00060788 | 0.00060686 | 0.00060614 | 0.00060564
No | PG&E | Res | AppPlug | 2025-27 Fed App: Dedicated Purpose Pool Pump Motors - Tier 1 - Standard | Expected | Electric Energy (GWh/year) | 7.9145 | 28.2175 | 25.618 | 22.7383 | 20.1197 | 10.8893 | 0.84054 | 0.80306 | 0.77166 | 0.7454 | 0.72346 | 0.70514 | 0.68985
No | PG&E | Res | AppPlug | 2025-27 Fed App: Dedicated Purpose Pool Pump Motors - Tier 2 - Small | Expected | Electric Energy (GWh/year) | 0 | 0 | 6.1043 | 23.5481 | 23.4425 | 23.3916 | 14.9598 | 0.8369 | 0.82011 | 0.80557 | 0.79306 | 0.78235 | 0.77323
No | PG&E | Res | AppPlug | 2019-21 Fed App: Dedicated-purpose pool pumps | Expected | Electric Energy (GWh/year) |  | 14.7932 | 2.0468 | 2.0857 | 2.1047 | 2.1308 | 2.1269 | 2.1236 | 2.1209 | 2.1186 | 2.1167 | 2.1151 | 2.1138
No | PG&E | Res | AppPlug | 2016 T-20: Displays - Monitors | Expected | Electric Energy (GWh/year) |  | 1.4737 | 0.27152 | 0.27152 | 0.27152 | 0.27152 | 0.27152 | 0.27152 | 0.27152 | 0.27152 | 0.27152 | 0.27152 | 0.27152
No | PG&E | Res | AppPlug | 2025-27 Fed App: Microwave ovens - Built-In and Over-the-Range Convection Microwave Ovens | Expected | Electric Energy (GWh/year) | 0 | 0.011646 | 0.022278 | 0.02258 | 0.022872 | 0.023049 | 0.022921 | 0.022815 | 0.022726 | 0.022652 | 0.022591 | 0.022539 | 0.007291
No | PG&E | Res | AppPlug | 2025-27 Fed App: Microwave ovens - Microwave-Only Ovens and Countertop Convection Microwave Ovens | Expected | Electric Energy (GWh/year) | 0 | 0.1516 | 0.28732 | 0.28871 | 0.29016 | 0.29037 | 0.28698 | 0.28411 | 0.28168 | 0.27963 | 0.2779 | 0.27646 | 0.089204
No | PG&E | Res | AppPlug | 2025-27 Fed App: Portable ACs | Expected | Electric Energy (GWh/year) |  | 2.753 | 2.6747 | 2.6048 | 2.543 | 2.489 | 2.442 | 2.4014 | 2.3666 | 2.3369 | 1.5924 | 0.21706 | 0.21535
No | PG&E | Res | AppPlug | 2018 T-20: Portable Electric Spas - Inflatable | Expected | Electric Energy (GWh/year) |  | 0.029405 | 0.029405 | 0.029405 | 0.029405 | 0.029405 | 0.029405 | 0.029405 | 0.029405 | 0.029405 | 0.029405 | 0.029405 | 0.029405
No | PG&E | Res | AppPlug | 2018 T-20: Portable Electric Spas - Rigid | Expected | Electric Energy (GWh/year) |  | 1.6296 | 1.6602 | 1.6908 | 0.69462 | 0.13522 | 0.13522 | 0.13522 | 0.13522 | 0.13522 | 0.13522 | 0.13522 | 0.13522
No | PG&E | Res | AppPlug | 2019-21 Fed App: Wine chillers | Expected | Electric Energy (GWh/year) |  | 3.9934 | 3.9573 | 3.9293 | 3.9101 | 1.6446 | 0.3671 | 0.36313 | 0.35976 | 0.35693 | 0.35453 | 0.35252 | 0.35084
No | PG&E | Res | AppPlug | T-20: Computers - Workstations | Possible | Electric Energy (GWh/year) | 0 | 0 | 0 | 0 | 0 | 0 | 0 | 0 | 0 | 0 | 0 | 0 | 0
No | PG&E | Res | AppPlug | 2005 T-20: Consumer Electronics - Audio Players | Possible | Electric Energy (GWh/year) | 0.1243 | 0.12428 | 0.12427 | 0.12427 | 0.12426 | 0.12426 | 0.12426 | 0.12425 | 0.12425 | 0.12425 | 0.12424 | 0.12424 | 0.12424
No | PG&E | Res | AppPlug | 2005 T-20: Consumer Electronics - DVDs | Possible | Electric Energy (GWh/year) | 0.01173 | 0.011685 | 0.011649 | 0.011621 | 0.011598 | 0.01158 | 0.011559 | 0.01154 | 0.011519 | 0.0115 | 0.011479 | 0.01146 | 0.01144
No | PG&E | Res | AppPlug | Fed Appliance: External Power Supplies | Possible | Electric Energy (GWh/year) | 0 | 0 | 0 | 0 | 0 | 0 | 0 | 0 | 0 | 0 | 0 | 0 | 0
No | PG&E | Res | AppPlug | 2011 T-20: Large Battery Chargers (≥2kW rated input) | Possible | Electric Energy (GWh/year) | 0.21182 | 0.20918 | 0.2071 | 0.20547 | 0.05067 | 0.050429 | 0.050141 | 0.049884 | 0.049606 | 0.049343 | 0.04907 | 0.048803 | 0.048532
No | PG&E | Res | AppPlug | Fed Appliance: Microwave ovens | Possible | Electric Energy (GWh/year) | 2.8043 | 2.794 | 0 | 0 | 0 | 0 | 0 | 0 | 0 | 0 | 0 | 0 | 0
No | PG&E | Res | AppPlug | 2005 T-20: Portable Electric Spas | Possible | Electric Energy (GWh/year) | 0 | 0 | 0 | 0 | 0 | 0 | 0 | 0 | 0 | 0 | 0 | 0 | 0
No | PG&E | Res | AppPlug | Fed Appliance: Residential Clothes Dryers | Possible | Electric Energy (GWh/year) | 0.59656 | 0.59649 | 0.59644 | 0.59639 | 0.59635 | 0.59632 | 0.10196 | 0.082241 | 0.082235 | 0.082231 | 0.082225 | 0.08222 | 0.082215
No | PG&E | Res | AppPlug | Fed Appliance: Residential Clothes Washers (Front Loading) | Possible | Electric Energy (GWh/year) | -0.58359 | -0.56263 | -0.54244 | -0.52332 | -0.14103 | -0.060053 | -0.057917 | -0.055859 | -0.053749 | -0.051673 | -0.049574 | -0.047491 | -0.045397
No | PG&E | Res | AppPlug | Fed Appliance: Residential Clothes Washers (Top Loading) Tier I | Possible | Electric Energy (GWh/year) | 4.3083 | 4.1535 | 4.0045 | 3.8633 | 1.0412 | 0.44334 | 0.42757 | 0.41237 | 0.39679 | 0.38147 | 0.36598 | 0.3506 | 0.33514
No | PG&E | Res | AppPlug | Fed Appliance: Residential Clothes Washers - Top-loading | Possible | Electric Energy (GWh/year) | 0 | 0 | 0 | 0 | 0 | 0 | 0 | 0 | 0 | 0 | 0 | 0 | 0
No | PG&E | Res | AppPlug | Fed Appliance: Residential Dishwashers | Possible | Electric Energy (GWh/year) | -0.019634 | -0.019634 | -0.019634 | -0.0095581 | -0.002561 | -0.002561 | -0.002561 | -0.002561 | -0.002561 | -0.002561 | -0.002561 | -0.002561 | -0.002561
No | PG&E | Res | AppPlug | 2006 T-20: Residential Pool Pumps, 2-speed Motors, Tier 2 | Possible | Electric Energy (GWh/year) | 12.9147 | 12.9092 | 12.9048 | 12.9011 | 12.8981 | 12.8957 | 12.8929 | 12.8903 | 12.8876 | 12.8849 | 12.8822 | 12.8796 | 12.8769
No | PG&E | Res | AppPlug | 2005 T-20: Residential Pool Pumps, High Eff Motor, Tier 1 | Possible | Electric Energy (GWh/year) | 1.4313 | 1.4096 | 1.3874 | 1.3647 | 1.3414 | 1.3176 | 1.2941 | 1.2705 | 1.2469 | 1.2233 | 1.1997 | 1.1761 | 1.1525
No | PG&E | Res | AppPlug | Fed Appliance: Residential Refrigerators & Freezers | Possible | Electric Energy (GWh/year) | 5.9936 | 5.8881 | 5.8028 | 5.7345 | 4.2186 | 0.73529 | 0.72869 | 0.72276 | 0.71639 | 0.71032 | 0.70404 | 0.6979 | 0.69167
No | PG&E | Res | AppPlug | 2008 T-24: Residential Swimming pool | Possible | Electric Energy (GWh/year) | 2.7927 | 2.7874 | 2.7833 | 2.7801 | 2.7777 | 2.7758 | 2.7736 | 2.7716 | 2.7695 | 2.7674 | 2.7653 | 2.7632 | 2.7611
No | PG&E | Res | AppPlug | 2011 T-20: Small Battery Chargers – Tier 1 (consumer with no USB charger or USB charger <20 watt-hours) | Possible | Electric Energy (GWh/year) | 0.86996 | 0.86631 | 0.86365 | 0.86173 | 0.86034 | 0.85934 | 0.85807 | 0.85698 | 0.85578 | 0.85465 | 0.85347 | 0.85233 | 0.85116
No | PG&E | Res | AppPlug | 2009 T-20: Televisions - Tier 1 | Possible | Electric Energy (GWh/year) | 1.1752 | 1.1749 | 1.1746 | 1.1745 | 1.1744 | 1.1744 | 1.1743 | 1.1743 | 1.1742 | 1.1742 | 1.1741 | 1.1741 | 1.174
No | PG&E | Res | AppPlug | 2009 T-20: Televisions - Tier 2 | Possible | Electric Energy (GWh/year) | 1.1552 | 1.1505 | 1.1472 | 1.1451 | 1.1436 | 1.1426 | 1.1413 | 1.1402 | 1.1389 | 1.1378 | 1.1366 | 1.1354 | 1.1342
No | PG&E | Res | AppPlug | 2005 T-20: Water Dispensers | Possible | Electric Energy (GWh/year) | 0.014465 | 0.01446 | 0.014456 | 0.014453 | 0.014452 | 0.01445 | 0.014449 | 0.014447 | 0.014446 | 0.014445 | 0.014443 | 0.014442 | 0.01444
No | PG&E | Res | AppPlug | 2025-27 Fed App: Air purifiers - Tier 2 | Possible | Electric Energy (GWh/year) | 0 | 3.0598 | 3.1489 | 3.2536 | 3.3695 | 3.4959 | 3.452 | 3.4146 | 3.383 | 3.3563 | 0.27527 | 0.27371 | 0.2724
No | PG&E | Res | AppPlug | 2016 T-20: Computers - Desktops - Tier 1 | Possible | Electric Energy (GWh/year) | 0.68791 | 0.66667 | 0.65087 | 0.63931 | 0.63098 | 0.62502 | 0.6208 | 0.61781 | 0.61571 | 0.61424 | 0.6132 | 0.61248 | 0.61197
No | PG&E | Res | AppPlug | 2016 T-20: Computers - Desktops - Tier 2 | Possible | Electric Energy (GWh/year) | 8.5718 | 4.3552 | 0.58145 | 0.5635 | 0.55014 | 0.54037 | 0.53333 | 0.52829 | 0.52472 | 0.5222 | 0.52042 | 0.51918 | 0.5183
No | PG&E | Res | AppPlug | 2016 T-20: Computers - Notebooks | Possible | Electric Energy (GWh/year) | 0.0006808 | 0.00065978 | 0.00064413 | 0.0006327 | 0.00062445 | 0.00061856 | 0.00061437 | 0.00061142 | 0.00060934 | 0.00060788 | 0.00060686 | 0.00060614 | 0.00060564
No | PG&E | Res | AppPlug | 2025-27 Fed App: Dedicated Purpose Pool Pump Motors - Tier 1 - Standard | Possible | Electric Energy (GWh/year) | 7.9145 | 28.2175 | 25.618 | 22.7383 | 20.1197 | 10.8893 | 0.84054 | 0.80306 | 0.77166 | 0.7454 | 0.72346 | 0.70514 | 0.68985
No | PG&E | Res | AppPlug | 2025-27 Fed App: Dedicated Purpose Pool Pump Motors - Tier 2 - Small | Possible | Electric Energy (GWh/year) | 0 | 0 | 6.1043 | 23.5481 | 23.4425 | 23.3916 | 14.9598 | 0.8369 | 0.82011 | 0.80557 | 0.79306 | 0.78235 | 0.77323
No | PG&E | Res | AppPlug | 2019-21 Fed App: Dedicated-purpose pool pumps | Possible | Electric Energy (GWh/year) |  | 14.7932 | 2.0468 | 2.0857 | 2.1047 | 2.1308 | 2.1269 | 2.1236 | 2.1209 | 2.1186 | 2.1167 | 2.1151 | 2.1138
No | PG&E | Res | AppPlug | 2016 T-20: Displays - Monitors | Possible | Electric Energy (GWh/year) |  | 1.4737 | 0.27152 | 0.27152 | 0.27152 | 0.27152 | 0.27152 | 0.27152 | 0.27152 | 0.27152 | 0.27152 | 0.27152 | 0.27152
No | PG&E | Res | AppPlug | 2025-27 Fed App: Microwave ovens - Built-In and Over-the-Range Convection Microwave Ovens | Possible | Electric Energy (GWh/year) | 0 | 0.011646 | 0.022278 | 0.02258 | 0.022872 | 0.023049 | 0.022921 | 0.022815 | 0.022726 | 0.022652 | 0.022591 | 0.022539 | 0.007291
No | PG&E | Res | AppPlug | 2025-27 Fed App: Microwave ovens - Microwave-Only Ovens and Countertop Convection Microwave Ovens | Possible | Electric Energy (GWh/year) | 0 | 0.1516 | 0.28732 | 0.28871 | 0.29016 | 0.29037 | 0.28698 | 0.28411 | 0.28168 | 0.27963 | 0.2779 | 0.27646 | 0.089204
No | PG&E | Res | AppPlug | 2025-27 Fed App: Portable ACs | Possible | Electric Energy (GWh/year) |  | 2.753 | 2.6747 | 2.6048 | 2.543 | 2.489 | 2.442 | 2.4014 | 2.3666 | 2.3369 | 1.5924 | 0.21706 | 0.21535
No | PG&E | Res | AppPlug | 2018 T-20: Portable Electric Spas - Inflatable | Possible | Electric Energy (GWh/year) |  | 0.029405 | 0.029405 | 0.029405 | 0.029405 | 0.029405 | 0.029405 | 0.029405 | 0.029405 | 0.029405 | 0.029405 | 0.029405 | 0.029405
No | PG&E | Res | AppPlug | 2018 T-20: Portable Electric Spas - Rigid | Possible | Electric Energy (GWh/year) |  | 1.6296 | 1.6602 | 1.6908 | 0.69462 | 0.13522 | 0.13522 | 0.13522 | 0.13522 | 0.13522 | 0.13522 | 0.13522 | 0.13522
No | PG&E | Res | AppPlug | 2019-21 Fed App: Wine chillers | Possible | Electric Energy (GWh/year) |  | 3.9934 | 3.9573 | 3.9293 | 3.9101 | 1.6446 | 0.3671 | 0.36313 | 0.35976 | 0.35693 | 0.35453 | 0.35252 | 0.35084
No | SCE | Res | AppPlug | T-20: Computers - Workstations | On-the-books | Electric Energy (GWh/year) | 0 | 0 | 0 | 0 | 0 | 0 | 0 | 0 | 0 | 0 | 0 | 0 | 0
No | SCE | Res | AppPlug | 2005 T-20: Consumer Electronics - Audio Players | On-the-books | Electric Energy (GWh/year) | 0.1243 | 0.12428 | 0.12427 | 0.12427 | 0.12426 | 0.12426 | 0.12426 | 0.12425 | 0.12425 | 0.12425 | 0.12424 | 0.12424 | 0.12424
No | SCE | Res | AppPlug | 2005 T-20: Consumer Electronics - DVDs | On-the-books | Electric Energy (GWh/year) | 0.01173 | 0.011685 | 0.011649 | 0.011621 | 0.011598 | 0.01158 | 0.011559 | 0.01154 | 0.011519 | 0.0115 | 0.011479 | 0.01146 | 0.01144
No | SCE | Res | AppPlug | Fed Appliance: External Power Supplies | On-the-books | Electric Energy (GWh/year) | 0 | 0 | 0 | 0 | 0 | 0 | 0 | 0 | 0 | 0 | 0 | 0 | 0
No | SCE | Res | AppPlug | 2011 T-20: Large Battery Chargers (≥2kW rated input) | On-the-books | Electric Energy (GWh/year) | 0.21182 | 0.20918 | 0.2071 | 0.20547 | 0.05067 | 0.050429 | 0.050141 | 0.049884 | 0.049606 | 0.049343 | 0.04907 | 0.048803 | 0.048532
No | SCE | Res | AppPlug | Fed Appliance: Microwave ovens | On-the-books | Electric Energy (GWh/year) | 2.8043 | 2.794 | 0 | 0 | 0 | 0 | 0 | 0 | 0 | 0 | 0 | 0 | 0
No | SCE | Res | AppPlug | 2005 T-20: Portable Electric Spas | On-the-books | Electric Energy (GWh/year) | 0 | 0 | 0 | 0 | 0 | 0 | 0 | 0 | 0 | 0 | 0 | 0 | 0
No | SCE | Res | AppPlug | Fed Appliance: Residential Clothes Dryers | On-the-books | Electric Energy (GWh/year) | 0.59656 | 0.59649 | 0.59644 | 0.59639 | 0.59635 | 0.59632 | 0.10196 | 0.082241 | 0.082235 | 0.082231 | 0.082225 | 0.08222 | 0.082215
No | SCE | Res | AppPlug | Fed Appliance: Residential Clothes Washers (Front Loading) | On-the-books | Electric Energy (GWh/year) | -0.58359 | -0.56263 | -0.54244 | -0.52332 | -0.14103 | -0.060053 | -0.057917 | -0.055859 | -0.053749 | -0.051673 | -0.049574 | -0.047491 | -0.045397
No | SCE | Res | AppPlug | Fed Appliance: Residential Clothes Washers (Top Loading) Tier I | On-the-books | Electric Energy (GWh/year) | 4.3083 | 4.1535 | 4.0045 | 3.8633 | 1.0412 | 0.44334 | 0.42757 | 0.41237 | 0.39679 | 0.38147 | 0.36598 | 0.3506 | 0.33514
No | SCE | Res | AppPlug | Fed Appliance: Residential Clothes Washers - Top-loading | On-the-books | Electric Energy (GWh/year) | 0 | 0 | 0 | 0 | 0 | 0 | 0 | 0 | 0 | 0 | 0 | 0 | 0
No | SCE | Res | AppPlug | Fed Appliance: Residential Dishwashers | On-the-books | Electric Energy (GWh/year) | -0.019634 | -0.019634 | -0.019634 | -0.0095581 | -0.002561 | -0.002561 | -0.002561 | -0.002561 | -0.002561 | -0.002561 | -0.002561 | -0.002561 | -0.002561
No | SCE | Res | AppPlug | 2006 T-20: Residential Pool Pumps, 2-speed Motors, Tier 2 | On-the-books | Electric Energy (GWh/year) | 12.9147 | 12.9092 | 12.9048 | 12.9011 | 12.8981 | 12.8957 | 12.8929 | 12.8903 | 12.8876 | 12.8849 | 12.8822 | 12.8796 | 12.8769
No | SCE | Res | AppPlug | 2005 T-20: Residential Pool Pumps, High Eff Motor, Tier 1 | On-the-books | Electric Energy (GWh/year) | 1.4313 | 1.4096 | 1.3874 | 1.3647 | 1.3414 | 1.3176 | 1.2941 | 1.2705 | 1.2469 | 1.2233 | 1.1997 | 1.1761 | 1.1525
No | SCE | Res | AppPlug | Fed Appliance: Residential Refrigerators & Freezers | On-the-books | Electric Energy (GWh/year) | 5.9936 | 5.8881 | 5.8028 | 5.7345 | 4.2186 | 0.73529 | 0.72869 | 0.72276 | 0.71639 | 0.71032 | 0.70404 | 0.6979 | 0.69167
No | SCE | Res | AppPlug | 2008 T-24: Residential Swimming pool | On-the-books | Electric Energy (GWh/year) | 2.7927 | 2.7874 | 2.7833 | 2.7801 | 2.7777 | 2.7758 | 2.7736 | 2.7716 | 2.7695 | 2.7674 | 2.7653 | 2.7632 | 2.7611
No | SCE | Res | AppPlug | 2011 T-20: Small Battery Chargers – Tier 1 (consumer with no USB charger or USB charger <20 watt-hours) | On-the-books | Electric Energy (GWh/year) | 0.86996 | 0.86631 | 0.86365 | 0.86173 | 0.86034 | 0.85934 | 0.85807 | 0.85698 | 0.85578 | 0.85465 | 0.85347 | 0.85233 | 0.85116
No | SCE | Res | AppPlug | 2009 T-20: Televisions - Tier 1 | On-the-books | Electric Energy (GWh/year) | 1.1752 | 1.1749 | 1.1746 | 1.1745 | 1.1744 | 1.1744 | 1.1743 | 1.1743 | 1.1742 | 1.1742 | 1.1741 | 1.1741 | 1.174
No | SCE | Res | AppPlug | 2009 T-20: Televisions - Tier 2 | On-the-books | Electric Energy (GWh/year) | 1.1552 | 1.1505 | 1.1472 | 1.1451 | 1.1436 | 1.1426 | 1.1413 | 1.1402 | 1.1389 | 1.1378 | 1.1366 | 1.1354 | 1.1342
No | SCE | Res | AppPlug | 2005 T-20: Water Dispensers | On-the-books | Electric Energy (GWh/year) | 0.014465 | 0.01446 | 0.014456 | 0.014453 | 0.014452 | 0.01445 | 0.014449 | 0.014447 | 0.014446 | 0.014445 | 0.014443 | 0.014442 | 0.01444
No | SCE | Res | AppPlug | 2025-27 Fed App: Air purifiers - Tier 2 | On-the-books | Electric Energy (GWh/year) | 0 | 3.0598 | 3.1489 | 3.2536 | 3.3695 | 3.4959 | 3.452 | 3.4146 | 3.383 | 3.3563 | 0.27527 | 0.27371 | 0.2724
No | SCE | Res | AppPlug | 2016 T-20: Computers - Desktops - Tier 1 | On-the-books | Electric Energy (GWh/year) | 0.68791 | 0.66667 | 0.65087 | 0.63931 | 0.63098 | 0.62502 | 0.6208 | 0.61781 | 0.61571 | 0.61424 | 0.6132 | 0.61248 | 0.61197
No | SCE | Res | AppPlug | 2016 T-20: Computers - Desktops - Tier 2 | On-the-books | Electric Energy (GWh/year) | 8.5718 | 4.3552 | 0.58145 | 0.5635 | 0.55014 | 0.54037 | 0.53333 | 0.52829 | 0.52472 | 0.5222 | 0.52042 | 0.51918 | 0.5183
No | SCE | Res | AppPlug | 2016 T-20: Computers - Notebooks | On-the-books | Electric Energy (GWh/year) | 0.0006808 | 0.00065978 | 0.00064413 | 0.0006327 | 0.00062445 | 0.00061856 | 0.00061437 | 0.00061142 | 0.00060934 | 0.00060788 | 0.00060686 | 0.00060614 | 0.00060564
No | SCE | Res | AppPlug | 2025-27 Fed App: Dedicated Purpose Pool Pump Motors - Tier 1 - Standard | On-the-books | Electric Energy (GWh/year) | 7.9145 | 28.2175 | 25.618 | 22.7383 | 20.1197 | 10.8893 | 0.84054 | 0.80306 | 0.77166 | 0.7454 | 0.72346 | 0.70514 | 0.68985
No | SCE | Res | AppPlug | 2025-27 Fed App: Dedicated Purpose Pool Pump Motors - Tier 2 - Small | On-the-books | Electric Energy (GWh/year) | 0 | 0 | 6.1043 | 23.5481 | 23.4425 | 23.3916 | 14.9598 | 0.8369 | 0.82011 | 0.80557 | 0.79306 | 0.78235 | 0.77323
No | SCE | Res | AppPlug | 2019-21 Fed App: Dedicated-purpose pool pumps | On-the-books | Electric Energy (GWh/year) |  | 14.7932 | 2.0468 | 2.0857 | 2.1047 | 2.1308 | 2.1269 | 2.1236 | 2.1209 | 2.1186 | 2.1167 | 2.1151 | 2.1138
No | SCE | Res | AppPlug | 2016 T-20: Displays - Monitors | On-the-books | Electric Energy (GWh/year) |  | 1.4737 | 0.27152 | 0.27152 | 0.27152 | 0.27152 | 0.27152 | 0.27152 | 0.27152 | 0.27152 | 0.27152 | 0.27152 | 0.27152
No | SCE | Res | AppPlug | 2025-27 Fed App: Microwave ovens - Built-In and Over-the-Range Convection Microwave Ovens | On-the-books | Electric Energy (GWh/year) | 0 | 0.011646 | 0.022278 | 0.02258 | 0.022872 | 0.023049 | 0.022921 | 0.022815 | 0.022726 | 0.022652 | 0.022591 | 0.022539 | 0.007291
No | SCE | Res | AppPlug | 2025-27 Fed App: Microwave ovens - Microwave-Only Ovens and Countertop Convection Microwave Ovens | On-the-books | Electric Energy (GWh/year) | 0 | 0.1516 | 0.28732 | 0.28871 | 0.29016 | 0.29037 | 0.28698 | 0.28411 | 0.28168 | 0.27963 | 0.2779 | 0.27646 | 0.089204
No | SCE | Res | AppPlug | 2025-27 Fed App: Portable ACs | On-the-books | Electric Energy (GWh/year) |  | 2.753 | 2.6747 | 2.6048 | 2.543 | 2.489 | 2.442 | 2.4014 | 2.3666 | 2.3369 | 1.5924 | 0.21706 | 0.21535
No | SCE | Res | AppPlug | 2018 T-20: Portable Electric Spas - Inflatable | On-the-books | Electric Energy (GWh/year) |  | 0.029405 | 0.029405 | 0.029405 | 0.029405 | 0.029405 | 0.029405 | 0.029405 | 0.029405 | 0.029405 | 0.029405 | 0.029405 | 0.029405
No | SCE | Res | AppPlug | 2018 T-20: Portable Electric Spas - Rigid | On-the-books | Electric Energy (GWh/year) |  | 1.6296 | 1.6602 | 1.6908 | 0.69462 | 0.13522 | 0.13522 | 0.13522 | 0.13522 | 0.13522 | 0.13522 | 0.13522 | 0.13522
No | SCE | Res | AppPlug | 2019-21 Fed App: Wine chillers | On-the-books | Electric Energy (GWh/year) |  | 3.9934 | 3.9573 | 3.9293 | 3.9101 | 1.6446 | 0.3671 | 0.36313 | 0.35976 | 0.35693 | 0.35453 | 0.35252 | 0.35084
No | SCE | Res | AppPlug | T-20: Computers - Workstations | Expected | Electric Energy (GWh/year) | 0 | 0 | 0 | 0 | 0 | 0 | 0 | 0 | 0 | 0 | 0 | 0 | 0
No | SCE | Res | AppPlug | 2005 T-20: Consumer Electronics - Audio Players | Expected | Electric Energy (GWh/year) | 0.1243 | 0.12428 | 0.12427 | 0.12427 | 0.12426 | 0.12426 | 0.12426 | 0.12425 | 0.12425 | 0.12425 | 0.12424 | 0.12424 | 0.12424
No | SCE | Res | AppPlug | 2005 T-20: Consumer Electronics - DVDs | Expected | Electric Energy (GWh/year) | 0.01173 | 0.011685 | 0.011649 | 0.011621 | 0.011598 | 0.01158 | 0.011559 | 0.01154 | 0.011519 | 0.0115 | 0.011479 | 0.01146 | 0.01144
No | SCE | Res | AppPlug | Fed Appliance: External Power Supplies | Expected | Electric Energy (GWh/year) | 0 | 0 | 0 | 0 | 0 | 0 | 0 | 0 | 0 | 0 | 0 | 0 | 0
No | SCE | Res | AppPlug | 2011 T-20: Large Battery Chargers (≥2kW rated input) | Expected | Electric Energy (GWh/year) | 0.21182 | 0.20918 | 0.2071 | 0.20547 | 0.05067 | 0.050429 | 0.050141 | 0.049884 | 0.049606 | 0.049343 | 0.04907 | 0.048803 | 0.048532
No | SCE | Res | AppPlug | Fed Appliance: Microwave ovens | Expected | Electric Energy (GWh/year) | 2.8043 | 2.794 | 0 | 0 | 0 | 0 | 0 | 0 | 0 | 0 | 0 | 0 | 0
No | SCE | Res | AppPlug | 2005 T-20: Portable Electric Spas | Expected | Electric Energy (GWh/year) | 0 | 0 | 0 | 0 | 0 | 0 | 0 | 0 | 0 | 0 | 0 | 0 | 0
No | SCE | Res | AppPlug | Fed Appliance: Residential Clothes Dryers | Expected | Electric Energy (GWh/year) | 0.59656 | 0.59649 | 0.59644 | 0.59639 | 0.59635 | 0.59632 | 0.10196 | 0.082241 | 0.082235 | 0.082231 | 0.082225 | 0.08222 | 0.082215
No | SCE | Res | AppPlug | Fed Appliance: Residential Clothes Washers (Front Loading) | Expected | Electric Energy (GWh/year) | -0.58359 | -0.56263 | -0.54244 | -0.52332 | -0.14103 | -0.060053 | -0.057917 | -0.055859 | -0.053749 | -0.051673 | -0.049574 | -0.047491 | -0.045397
No | SCE | Res | AppPlug | Fed Appliance: Residential Clothes Washers (Top Loading) Tier I | Expected | Electric Energy (GWh/year) | 4.3083 | 4.1535 | 4.0045 | 3.8633 | 1.0412 | 0.44334 | 0.42757 | 0.41237 | 0.39679 | 0.38147 | 0.36598 | 0.3506 | 0.33514
No | SCE | Res | AppPlug | Fed Appliance: Residential Clothes Washers - Top-loading | Expected | Electric Energy (GWh/year) | 0 | 0 | 0 | 0 | 0 | 0 | 0 | 0 | 0 | 0 | 0 | 0 | 0
No | SCE | Res | AppPlug | Fed Appliance: Residential Dishwashers | Expected | Electric Energy (GWh/year) | -0.019634 | -0.019634 | -0.019634 | -0.0095581 | -0.002561 | -0.002561 | -0.002561 | -0.002561 | -0.002561 | -0.002561 | -0.002561 | -0.002561 | -0.002561
No | SCE | Res | AppPlug | 2006 T-20: Residential Pool Pumps, 2-speed Motors, Tier 2 | Expected | Electric Energy (GWh/year) | 12.9147 | 12.9092 | 12.9048 | 12.9011 | 12.8981 | 12.8957 | 12.8929 | 12.8903 | 12.8876 | 12.8849 | 12.8822 | 12.8796 | 12.8769
No | SCE | Res | AppPlug | 2005 T-20: Residential Pool Pumps, High Eff Motor, Tier 1 | Expected | Electric Energy (GWh/year) | 1.4313 | 1.4096 | 1.3874 | 1.3647 | 1.3414 | 1.3176 | 1.2941 | 1.2705 | 1.2469 | 1.2233 | 1.1997 | 1.1761 | 1.1525
No | SCE | Res | AppPlug | Fed Appliance: Residential Refrigerators & Freezers | Expected | Electric Energy (GWh/year) | 5.9936 | 5.8881 | 5.8028 | 5.7345 | 4.2186 | 0.73529 | 0.72869 | 0.72276 | 0.71639 | 0.71032 | 0.70404 | 0.6979 | 0.69167
No | SCE | Res | AppPlug | 2008 T-24: Residential Swimming pool | Expected | Electric Energy (GWh/year) | 2.7927 | 2.7874 | 2.7833 | 2.7801 | 2.7777 | 2.7758 | 2.7736 | 2.7716 | 2.7695 | 2.7674 | 2.7653 | 2.7632 | 2.7611
No | SCE | Res | AppPlug | 2011 T-20: Small Battery Chargers – Tier 1 (consumer with no USB charger or USB charger <20 watt-hours) | Expected | Electric Energy (GWh/year) | 0.86996 | 0.86631 | 0.86365 | 0.86173 | 0.86034 | 0.85934 | 0.85807 | 0.85698 | 0.85578 | 0.85465 | 0.85347 | 0.85233 | 0.85116
No | SCE | Res | AppPlug | 2009 T-20: Televisions - Tier 1 | Expected | Electric Energy (GWh/year) | 1.1752 | 1.1749 | 1.1746 | 1.1745 | 1.1744 | 1.1744 | 1.1743 | 1.1743 | 1.1742 | 1.1742 | 1.1741 | 1.1741 | 1.174
No | SCE | Res | AppPlug | 2009 T-20: Televisions - Tier 2 | Expected | Electric Energy (GWh/year) | 1.1552 | 1.1505 | 1.1472 | 1.1451 | 1.1436 | 1.1426 | 1.1413 | 1.1402 | 1.1389 | 1.1378 | 1.1366 | 1.1354 | 1.1342
No | SCE | Res | AppPlug | 2005 T-20: Water Dispensers | Expected | Electric Energy (GWh/year) | 0.014465 | 0.01446 | 0.014456 | 0.014453 | 0.014452 | 0.01445 | 0.014449 | 0.014447 | 0.014446 | 0.014445 | 0.014443 | 0.014442 | 0.01444
No | SCE | Res | AppPlug | 2025-27 Fed App: Air purifiers - Tier 2 | Expected | Electric Energy (GWh/year) | 0 | 3.0598 | 3.1489 | 3.2536 | 3.3695 | 3.4959 | 3.452 | 3.4146 | 3.383 | 3.3563 | 0.27527 | 0.27371 | 0.2724
No | SCE | Res | AppPlug | 2016 T-20: Computers - Desktops - Tier 1 | Expected | Electric Energy (GWh/year) | 0.68791 | 0.66667 | 0.65087 | 0.63931 | 0.63098 | 0.62502 | 0.6208 | 0.61781 | 0.61571 | 0.61424 | 0.6132 | 0.61248 | 0.61197
No | SCE | Res | AppPlug | 2016 T-20: Computers - Desktops - Tier 2 | Expected | Electric Energy (GWh/year) | 8.5718 | 4.3552 | 0.58145 | 0.5635 | 0.55014 | 0.54037 | 0.53333 | 0.52829 | 0.52472 | 0.5222 | 0.52042 | 0.51918 | 0.5183
No | SCE | Res | AppPlug | 2016 T-20: Computers - Notebooks | Expected | Electric Energy (GWh/year) | 0.0006808 | 0.00065978 | 0.00064413 | 0.0006327 | 0.00062445 | 0.00061856 | 0.00061437 | 0.00061142 | 0.00060934 | 0.00060788 | 0.00060686 | 0.00060614 | 0.00060564
No | SCE | Res | AppPlug | 2025-27 Fed App: Dedicated Purpose Pool Pump Motors - Tier 1 - Standard | Expected | Electric Energy (GWh/year) | 7.9145 | 28.2175 | 25.618 | 22.7383 | 20.1197 | 10.8893 | 0.84054 | 0.80306 | 0.77166 | 0.7454 | 0.72346 | 0.70514 | 0.68985
No | SCE | Res | AppPlug | 2025-27 Fed App: Dedicated Purpose Pool Pump Motors - Tier 2 - Small | Expected | Electric Energy (GWh/year) | 0 | 0 | 6.1043 | 23.5481 | 23.4425 | 23.3916 | 14.9598 | 0.8369 | 0.82011 | 0.80557 | 0.79306 | 0.78235 | 0.77323
No | SCE | Res | AppPlug | 2019-21 Fed App: Dedicated-purpose pool pumps | Expected | Electric Energy (GWh/year) |  | 14.7932 | 2.0468 | 2.0857 | 2.1047 | 2.1308 | 2.1269 | 2.1236 | 2.1209 | 2.1186 | 2.1167 | 2.1151 | 2.1138
No | SCE | Res | AppPlug | 2016 T-20: Displays - Monitors | Expected | Electric Energy (GWh/year) |  | 1.4737 | 0.27152 | 0.27152 | 0.27152 | 0.27152 | 0.27152 | 0.27152 | 0.27152 | 0.27152 | 0.27152 | 0.27152 | 0.27152
No | SCE | Res | AppPlug | 2025-27 Fed App: Microwave ovens - Built-In and Over-the-Range Convection Microwave Ovens | Expected | Electric Energy (GWh/year) | 0 | 0.011646 | 0.022278 | 0.02258 | 0.022872 | 0.023049 | 0.022921 | 0.022815 | 0.022726 | 0.022652 | 0.022591 | 0.022539 | 0.007291
No | SCE | Res | AppPlug | 2025-27 Fed App: Microwave ovens - Microwave-Only Ovens and Countertop Convection Microwave Ovens | Expected | Electric Energy (GWh/year) | 0 | 0.1516 | 0.28732 | 0.28871 | 0.29016 | 0.29037 | 0.28698 | 0.28411 | 0.28168 | 0.27963 | 0.2779 | 0.27646 | 0.089204
No | SCE | Res | AppPlug | 2025-27 Fed App: Portable ACs | Expected | Electric Energy (GWh/year) |  | 2.753 | 2.6747 | 2.6048 | 2.543 | 2.489 | 2.442 | 2.4014 | 2.3666 | 2.3369 | 1.5924 | 0.21706 | 0.21535
No | SCE | Res | AppPlug | 2018 T-20: Portable Electric Spas - Inflatable | Expected | Electric Energy (GWh/year) |  | 0.029405 | 0.029405 | 0.029405 | 0.029405 | 0.029405 | 0.029405 | 0.029405 | 0.029405 | 0.029405 | 0.029405 | 0.029405 | 0.029405
No | SCE | Res | AppPlug | 2018 T-20: Portable Electric Spas - Rigid | Expected | Electric Energy (GWh/year) |  | 1.6296 | 1.6602 | 1.6908 | 0.69462 | 0.13522 | 0.13522 | 0.13522 | 0.13522 | 0.13522 | 0.13522 | 0.13522 | 0.13522
No | SCE | Res | AppPlug | 2019-21 Fed App: Wine chillers | Expected | Electric Energy (GWh/year) |  | 3.9934 | 3.9573 | 3.9293 | 3.9101 | 1.6446 | 0.3671 | 0.36313 | 0.35976 | 0.35693 | 0.35453 | 0.35252 | 0.35084
No | SCE | Res | AppPlug | T-20: Computers - Workstations | Possible | Electric Energy (GWh/year) | 0 | 0 | 0 | 0 | 0 | 0 | 0 | 0 | 0 | 0 | 0 | 0 | 0
No | SCE | Res | AppPlug | 2005 T-20: Consumer Electronics - Audio Players | Possible | Electric Energy (GWh/year) | 0.1243 | 0.12428 | 0.12427 | 0.12427 | 0.12426 | 0.12426 | 0.12426 | 0.12425 | 0.12425 | 0.12425 | 0.12424 | 0.12424 | 0.12424
No | SCE | Res | AppPlug | 2005 T-20: Consumer Electronics - DVDs | Possible | Electric Energy (GWh/year) | 0.01173 | 0.011685 | 0.011649 | 0.011621 | 0.011598 | 0.01158 | 0.011559 | 0.01154 | 0.011519 | 0.0115 | 0.011479 | 0.01146 | 0.01144
No | SCE | Res | AppPlug | Fed Appliance: External Power Supplies | Possible | Electric Energy (GWh/year) | 0 | 0 | 0 | 0 | 0 | 0 | 0 | 0 | 0 | 0 | 0 | 0 | 0
No | SCE | Res | AppPlug | 2011 T-20: Large Battery Chargers (≥2kW rated input) | Possible | Electric Energy (GWh/year) | 0.21182 | 0.20918 | 0.2071 | 0.20547 | 0.05067 | 0.050429 | 0.050141 | 0.049884 | 0.049606 | 0.049343 | 0.04907 | 0.048803 | 0.048532
No | SCE | Res | AppPlug | Fed Appliance: Microwave ovens | Possible | Electric Energy (GWh/year) | 2.8043 | 2.794 | 0 | 0 | 0 | 0 | 0 | 0 | 0 | 0 | 0 | 0 | 0
No | SCE | Res | AppPlug | 2005 T-20: Portable Electric Spas | Possible | Electric Energy (GWh/year) | 0 | 0 | 0 | 0 | 0 | 0 | 0 | 0 | 0 | 0 | 0 | 0 | 0
No | SCE | Res | AppPlug | Fed Appliance: Residential Clothes Dryers | Possible | Electric Energy (GWh/year) | 0.59656 | 0.59649 | 0.59644 | 0.59639 | 0.59635 | 0.59632 | 0.10196 | 0.082241 | 0.082235 | 0.082231 | 0.082225 | 0.08222 | 0.082215
No | SCE | Res | AppPlug | Fed Appliance: Residential Clothes Washers (Front Loading) | Possible | Electric Energy (GWh/year) | -0.58359 | -0.56263 | -0.54244 | -0.52332 | -0.14103 | -0.060053 | -0.057917 | -0.055859 | -0.053749 | -0.051673 | -0.049574 | -0.047491 | -0.045397
No | SCE | Res | AppPlug | Fed Appliance: Residential Clothes Washers (Top Loading) Tier I | Possible | Electric Energy (GWh/year) | 4.3083 | 4.1535 | 4.0045 | 3.8633 | 1.0412 | 0.44334 | 0.42757 | 0.41237 | 0.39679 | 0.38147 | 0.36598 | 0.3506 | 0.33514
No | SCE | Res | AppPlug | Fed Appliance: Residential Clothes Washers - Top-loading | Possible | Electric Energy (GWh/year) | 0 | 0 | 0 | 0 | 0 | 0 | 0 | 0 | 0 | 0 | 0 | 0 | 0
No | SCE | Res | AppPlug | Fed Appliance: Residential Dishwashers | Possible | Electric Energy (GWh/year) | -0.019634 | -0.019634 | -0.019634 | -0.0095581 | -0.002561 | -0.002561 | -0.002561 | -0.002561 | -0.002561 | -0.002561 | -0.002561 | -0.002561 | -0.002561
No | SCE | Res | AppPlug | 2006 T-20: Residential Pool Pumps, 2-speed Motors, Tier 2 | Possible | Electric Energy (GWh/year) | 12.9147 | 12.9092 | 12.9048 | 12.9011 | 12.8981 | 12.8957 | 12.8929 | 12.8903 | 12.8876 | 12.8849 | 12.8822 | 12.8796 | 12.8769
No | SCE | Res | AppPlug | 2005 T-20: Residential Pool Pumps, High Eff Motor, Tier 1 | Possible | Electric Energy (GWh/year) | 1.4313 | 1.4096 | 1.3874 | 1.3647 | 1.3414 | 1.3176 | 1.2941 | 1.2705 | 1.2469 | 1.2233 | 1.1997 | 1.1761 | 1.1525
No | SCE | Res | AppPlug | Fed Appliance: Residential Refrigerators & Freezers | Possible | Electric Energy (GWh/year) | 5.9936 | 5.8881 | 5.8028 | 5.7345 | 4.2186 | 0.73529 | 0.72869 | 0.72276 | 0.71639 | 0.71032 | 0.70404 | 0.6979 | 0.69167
No | SCE | Res | AppPlug | 2008 T-24: Residential Swimming pool | Possible | Electric Energy (GWh/year) | 2.7927 | 2.7874 | 2.7833 | 2.7801 | 2.7777 | 2.7758 | 2.7736 | 2.7716 | 2.7695 | 2.7674 | 2.7653 | 2.7632 | 2.7611
No | SCE | Res | AppPlug | 2011 T-20: Small Battery Chargers – Tier 1 (consumer with no USB charger or USB charger <20 watt-hours) | Possible | Electric Energy (GWh/year) | 0.86996 | 0.86631 | 0.86365 | 0.86173 | 0.86034 | 0.85934 | 0.85807 | 0.85698 | 0.85578 | 0.85465 | 0.85347 | 0.85233 | 0.85116
No | SCE | Res | AppPlug | 2009 T-20: Televisions - Tier 1 | Possible | Electric Energy (GWh/year) | 1.1752 | 1.1749 | 1.1746 | 1.1745 | 1.1744 | 1.1744 | 1.1743 | 1.1743 | 1.1742 | 1.1742 | 1.1741 | 1.1741 | 1.174
No | SCE | Res | AppPlug | 2009 T-20: Televisions - Tier 2 | Possible | Electric Energy (GWh/year) | 1.1552 | 1.1505 | 1.1472 | 1.1451 | 1.1436 | 1.1426 | 1.1413 | 1.1402 | 1.1389 | 1.1378 | 1.1366 | 1.1354 | 1.1342
No | SCE | Res | AppPlug | 2005 T-20: Water Dispensers | Possible | Electric Energy (GWh/year) | 0.014465 | 0.01446 | 0.014456 | 0.014453 | 0.014452 | 0.01445 | 0.014449 | 0.014447 | 0.014446 | 0.014445 | 0.014443 | 0.014442 | 0.01444
No | SCE | Res | AppPlug | 2025-27 Fed App: Air purifiers - Tier 2 | Possible | Electric Energy (GWh/year) | 0 | 3.0598 | 3.1489 | 3.2536 | 3.3695 | 3.4959 | 3.452 | 3.4146 | 3.383 | 3.3563 | 0.27527 | 0.27371 | 0.2724
No | SCE | Res | AppPlug | 2016 T-20: Computers - Desktops - Tier 1 | Possible | Electric Energy (GWh/year) | 0.68791 | 0.66667 | 0.65087 | 0.63931 | 0.63098 | 0.62502 | 0.6208 | 0.61781 | 0.61571 | 0.61424 | 0.6132 | 0.61248 | 0.61197
No | SCE | Res | AppPlug | 2016 T-20: Computers - Desktops - Tier 2 | Possible | Electric Energy (GWh/year) | 8.5718 | 4.3552 | 0.58145 | 0.5635 | 0.55014 | 0.54037 | 0.53333 | 0.52829 | 0.52472 | 0.5222 | 0.52042 | 0.51918 | 0.5183
No | SCE | Res | AppPlug | 2016 T-20: Computers - Notebooks | Possible | Electric Energy (GWh/year) | 0.0006808 | 0.00065978 | 0.00064413 | 0.0006327 | 0.00062445 | 0.00061856 | 0.00061437 | 0.00061142 | 0.00060934 | 0.00060788 | 0.00060686 | 0.00060614 | 0.00060564
No | SCE | Res | AppPlug | 2025-27 Fed App: Dedicated Purpose Pool Pump Motors - Tier 1 - Standard | Possible | Electric Energy (GWh/year) | 7.9145 | 28.2175 | 25.618 | 22.7383 | 20.1197 | 10.8893 | 0.84054 | 0.80306 | 0.77166 | 0.7454 | 0.72346 | 0.70514 | 0.68985
No | SCE | Res | AppPlug | 2025-27 Fed App: Dedicated Purpose Pool Pump Motors - Tier 2 - Small | Possible | Electric Energy (GWh/year) | 0 | 0 | 6.1043 | 23.5481 | 23.4425 | 23.3916 | 14.9598 | 0.8369 | 0.82011 | 0.80557 | 0.79306 | 0.78235 | 0.77323
No | SCE | Res | AppPlug | 2019-21 Fed App: Dedicated-purpose pool pumps | Possible | Electric Energy (GWh/year) |  | 14.7932 | 2.0468 | 2.0857 | 2.1047 | 2.1308 | 2.1269 | 2.1236 | 2.1209 | 2.1186 | 2.1167 | 2.1151 | 2.1138
No | SCE | Res | AppPlug | 2016 T-20: Displays - Monitors | Possible | Electric Energy (GWh/year) |  | 1.4737 | 0.27152 | 0.27152 | 0.27152 | 0.27152 | 0.27152 | 0.27152 | 0.27152 | 0.27152 | 0.27152 | 0.27152 | 0.27152
No | SCE | Res | AppPlug | 2025-27 Fed App: Microwave ovens - Built-In and Over-the-Range Convection Microwave Ovens | Possible | Electric Energy (GWh/year) | 0 | 0.011646 | 0.022278 | 0.02258 | 0.022872 | 0.023049 | 0.022921 | 0.022815 | 0.022726 | 0.022652 | 0.022591 | 0.022539 | 0.007291
No | SCE | Res | AppPlug | 2025-27 Fed App: Microwave ovens - Microwave-Only Ovens and Countertop Convection Microwave Ovens | Possible | Electric Energy (GWh/year) | 0 | 0.1516 | 0.28732 | 0.28871 | 0.29016 | 0.29037 | 0.28698 | 0.28411 | 0.28168 | 0.27963 | 0.2779 | 0.27646 | 0.089204
No | SCE | Res | AppPlug | 2025-27 Fed App: Portable ACs | Possible | Electric Energy (GWh/year) |  | 2.753 | 2.6747 | 2.6048 | 2.543 | 2.489 | 2.442 | 2.4014 | 2.3666 | 2.3369 | 1.5924 | 0.21706 | 0.21535
No | SCE | Res | AppPlug | 2018 T-20: Portable Electric Spas - Inflatable | Possible | Electric Energy (GWh/year) |  | 0.029405 | 0.029405 | 0.029405 | 0.029405 | 0.029405 | 0.029405 | 0.029405 | 0.029405 | 0.029405 | 0.029405 | 0.029405 | 0.029405
No | SCE | Res | AppPlug | 2018 T-20: Portable Electric Spas - Rigid | Possible | Electric Energy (GWh/year) |  | 1.6296 | 1.6602 | 1.6908 | 0.69462 | 0.13522 | 0.13522 | 0.13522 | 0.13522 | 0.13522 | 0.13522 | 0.13522 | 0.13522
No | SCE | Res | AppPlug | 2019-21 Fed App: Wine chillers | Possible | Electric Energy (GWh/year) |  | 3.9934 | 3.9573 | 3.9293 | 3.9101 | 1.6446 | 0.3671 | 0.36313 | 0.35976 | 0.35693 | 0.35453 | 0.35252 | 0.35084
No | SDG&E | Res | AppPlug | T-20: Computers - Workstations | On-the-books | Electric Energy (GWh/year) | 0 | 0 | 0 | 0 | 0 | 0 | 0 | 0 | 0 | 0 | 0 | 0 | 0
No | SDG&E | Res | AppPlug | 2005 T-20: Consumer Electronics - Audio Players | On-the-books | Electric Energy (GWh/year) | 0.025456 | 0.025453 | 0.025451 | 0.025449 | 0.025448 | 0.025448 | 0.025447 | 0.025447 | 0.025446 | 0.025445 | 0.025445 | 0.025444 | 0.025443
No | SDG&E | Res | AppPlug | 2005 T-20: Consumer Electronics - DVDs | On-the-books | Electric Energy (GWh/year) | 0.0024022 | 0.0023931 | 0.0023858 | 0.0023799 | 0.0023753 | 0.0023716 | 0.0023672 | 0.0023633 | 0.0023591 | 0.0023551 | 0.002351 | 0.0023469 | 0.0023428
No | SDG&E | Res | AppPlug | Fed Appliance: External Power Supplies | On-the-books | Electric Energy (GWh/year) | 0 | 0 | 0 | 0 | 0 | 0 | 0 | 0 | 0 | 0 | 0 | 0 | 0
No | SDG&E | Res | AppPlug | 2011 T-20: Large Battery Chargers (≥2kW rated input) | On-the-books | Electric Energy (GWh/year) | 0.043381 | 0.042839 | 0.042413 | 0.04208 | 0.010377 | 0.010328 | 0.010269 | 0.010216 | 0.010159 | 0.010105 | 0.010049 | 0.0099947 | 0.0099392
No | SDG&E | Res | AppPlug | Fed Appliance: Microwave ovens | On-the-books | Electric Energy (GWh/year) | 0.57432 | 0.5722 | 0 | 0 | 0 | 0 | 0 | 0 | 0 | 0 | 0 | 0 | 0
No | SDG&E | Res | AppPlug | 2005 T-20: Portable Electric Spas | On-the-books | Electric Energy (GWh/year) | 0 | 0 | 0 | 0 | 0 | 0 | 0 | 0 | 0 | 0 | 0 | 0 | 0
No | SDG&E | Res | AppPlug | Fed Appliance: Residential Clothes Dryers | On-the-books | Electric Energy (GWh/year) | 0.12217 | 0.12216 | 0.12215 | 0.12214 | 0.12213 | 0.12212 | 0.020881 | 0.016843 | 0.016842 | 0.016841 | 0.01684 | 0.016839 | 0.016837
No | SDG&E | Res | AppPlug | Fed Appliance: Residential Clothes Washers (Front Loading) | On-the-books | Electric Energy (GWh/year) | -0.11952 | -0.11522 | -0.11109 | -0.10717 | -0.028883 | -0.012299 | -0.011861 | -0.01144 | -0.011008 | -0.010582 | -0.010153 | -0.009726 | -0.0092972
No | SDG&E | Res | AppPlug | Fed Appliance: Residential Clothes Washers (Top Loading) Tier I | On-the-books | Electric Energy (GWh/year) | 0.88233 | 0.85063 | 0.82012 | 0.7912 | 0.21322 | 0.090794 | 0.087565 | 0.084453 | 0.081262 | 0.078124 | 0.074951 | 0.071801 | 0.068636
No | SDG&E | Res | AppPlug | Fed Appliance: Residential Clothes Washers - Top-loading | On-the-books | Electric Energy (GWh/year) | 0 | 0 | 0 | 0 | 0 | 0 | 0 | 0 | 0 | 0 | 0 | 0 | 0
No | SDG&E | Res | AppPlug | Fed Appliance: Residential Dishwashers | On-the-books | Electric Energy (GWh/year) | -0.004021 | -0.004021 | -0.004021 | -0.0019575 | -0.00052448 | -0.00052448 | -0.00052448 | -0.00052448 | -0.00052448 | -0.00052448 | -0.00052448 | -0.00052448 | -0.00052448
No | SDG&E | Res | AppPlug | 2006 T-20: Residential Pool Pumps, 2-speed Motors, Tier 2 | On-the-books | Electric Energy (GWh/year) | 2.6449 | 2.6438 | 2.6429 | 2.6421 | 2.6415 | 2.641 | 2.6404 | 2.6399 | 2.6393 | 2.6388 | 2.6382 | 2.6377 | 2.6371
No | SDG&E | Res | AppPlug | 2005 T-20: Residential Pool Pumps, High Eff Motor, Tier 1 | On-the-books | Electric Energy (GWh/year) | 0.29312 | 0.28869 | 0.28414 | 0.27948 | 0.27471 | 0.26984 | 0.26504 | 0.26019 | 0.25537 | 0.25053 | 0.2457 | 0.24087 | 0.23604
No | SDG&E | Res | AppPlug | Fed Appliance: Residential Refrigerators & Freezers | On-the-books | Electric Energy (GWh/year) | 1.2275 | 1.2059 | 1.1884 | 1.1744 | 0.86397 | 0.15058 | 0.14923 | 0.14802 | 0.14672 | 0.14547 | 0.14419 | 0.14293 | 0.14165
No | SDG&E | Res | AppPlug | 2008 T-24: Residential Swimming pool | On-the-books | Electric Energy (GWh/year) | 0.57193 | 0.57085 | 0.57001 | 0.56936 | 0.56886 | 0.56848 | 0.56802 | 0.56762 | 0.56718 | 0.56676 | 0.56632 | 0.5659 | 0.56547
No | SDG&E | Res | AppPlug | 2011 T-20: Small Battery Chargers – Tier 1 (consumer with no USB charger or USB charger <20 watt-hours) | On-the-books | Electric Energy (GWh/year) | 0.17817 | 0.17742 | 0.17687 | 0.17648 | 0.1762 | 0.17599 | 0.17573 | 0.17551 | 0.17526 | 0.17503 | 0.17479 | 0.17455 | 0.17432
No | SDG&E | Res | AppPlug | 2009 T-20: Televisions - Tier 1 | On-the-books | Electric Energy (GWh/year) | 0.24068 | 0.24061 | 0.24056 | 0.24054 | 0.24052 | 0.24051 | 0.2405 | 0.24049 | 0.24048 | 0.24047 | 0.24045 | 0.24044 | 0.24043
No | SDG&E | Res | AppPlug | 2009 T-20: Televisions - Tier 2 | On-the-books | Electric Energy (GWh/year) | 0.23657 | 0.23561 | 0.23495 | 0.23451 | 0.23421 | 0.234 | 0.23373 | 0.23351 | 0.23325 | 0.23301 | 0.23277 | 0.23253 | 0.23228
No | SDG&E | Res | AppPlug | 2005 T-20: Water Dispensers | On-the-books | Electric Energy (GWh/year) | 0.0029625 | 0.0029613 | 0.0029606 | 0.00296 | 0.0029597 | 0.0029594 | 0.0029591 | 0.0029588 | 0.0029585 | 0.0029582 | 0.0029579 | 0.0029576 | 0.0029573
No | SDG&E | Res | AppPlug | 2025-27 Fed App: Air purifiers - Tier 2 | On-the-books | Electric Energy (GWh/year) | 0 | 0.62663 | 0.64489 | 0.66633 | 0.69006 | 0.71594 | 0.70695 | 0.69931 | 0.69283 | 0.68736 | 0.056374 | 0.056055 | 0.055786
No | SDG&E | Res | AppPlug | 2016 T-20: Computers - Desktops - Tier 1 | On-the-books | Electric Energy (GWh/year) | 0.14088 | 0.13653 | 0.1333 | 0.13093 | 0.12922 | 0.128 | 0.12714 | 0.12653 | 0.1261 | 0.12579 | 0.12558 | 0.12543 | 0.12533
No | SDG&E | Res | AppPlug | 2016 T-20: Computers - Desktops - Tier 2 | On-the-books | Electric Energy (GWh/year) | 1.7555 | 0.89193 | 0.11908 | 0.1154 | 0.11267 | 0.11067 | 0.10922 | 0.10819 | 0.10746 | 0.10694 | 0.10658 | 0.10633 | 0.10615
No | SDG&E | Res | AppPlug | 2016 T-20: Computers - Notebooks | On-the-books | Electric Energy (GWh/year) | 0.00013943 | 0.00013512 | 0.00013192 | 0.00012957 | 0.00012789 | 0.00012668 | 0.00012582 | 0.00012522 | 0.00012479 | 0.00012449 | 0.00012428 | 0.00012414 | 0.00012403
No | SDG&E | Res | AppPlug | 2025-27 Fed App: Dedicated Purpose Pool Pump Motors - Tier 1 - Standard | On-the-books | Electric Energy (GWh/year) | 1.6209 | 5.7789 | 5.2465 | 4.6567 | 4.1205 | 2.2301 | 0.17214 | 0.16446 | 0.15803 | 0.15266 | 0.14816 | 0.14441 | 0.14128
No | SDG&E | Res | AppPlug | 2025-27 Fed App: Dedicated Purpose Pool Pump Motors - Tier 2 - Small | On-the-books | Electric Energy (GWh/year) | 0 | 0 | 1.2501 | 4.8226 | 4.8009 | 4.7905 | 3.0637 | 0.17139 | 0.16796 | 0.16498 | 0.16242 | 0.16022 | 0.15835
No | SDG&E | Res | AppPlug | 2019-21 Fed App: Dedicated-purpose pool pumps | On-the-books | Electric Energy (GWh/year) |  | 3.0296 | 0.41919 | 0.42715 | 0.43105 | 0.43638 | 0.43558 | 0.43492 | 0.43436 | 0.43389 | 0.4335 | 0.43317 | 0.4329
No | SDG&E | Res | AppPlug | 2016 T-20: Displays - Monitors | On-the-books | Electric Energy (GWh/year) |  | 0.30181 | 0.055606 | 0.055606 | 0.055606 | 0.055606 | 0.055606 | 0.055606 | 0.055606 | 0.055606 | 0.055606 | 0.055606 | 0.055606
No | SDG&E | Res | AppPlug | 2025-27 Fed App: Microwave ovens - Built-In and Over-the-Range Convection Microwave Ovens | On-the-books | Electric Energy (GWh/year) | 0 | 0.002385 | 0.0045625 | 0.0046243 | 0.0046841 | 0.0047203 | 0.0046942 | 0.0046725 | 0.0046543 | 0.0046391 | 0.0046265 | 0.004616 | 0.0014932
No | SDG&E | Res | AppPlug | 2025-27 Fed App: Microwave ovens - Microwave-Only Ovens and Countertop Convection Microwave Ovens | On-the-books | Electric Energy (GWh/year) | 0 | 0.031047 | 0.058842 | 0.059126 | 0.059424 | 0.059466 | 0.058773 | 0.058184 | 0.057687 | 0.057267 | 0.056914 | 0.056617 | 0.018269
No | SDG&E | Res | AppPlug | 2025-27 Fed App: Portable ACs | On-the-books | Electric Energy (GWh/year) |  | 0.5638 | 0.54776 | 0.53345 | 0.52081 | 0.50973 | 0.50011 | 0.4918 | 0.48467 | 0.47859 | 0.32612 | 0.044453 | 0.044102
No | SDG&E | Res | AppPlug | 2018 T-20: Portable Electric Spas - Inflatable | On-the-books | Electric Energy (GWh/year) |  | 0.0060221 | 0.0060221 | 0.0060221 | 0.0060221 | 0.0060221 | 0.0060221 | 0.0060221 | 0.0060221 | 0.0060221 | 0.0060221 | 0.0060221 | 0.0060221
No | SDG&E | Res | AppPlug | 2018 T-20: Portable Electric Spas - Rigid | On-the-books | Electric Energy (GWh/year) |  | 0.33375 | 0.34 | 0.34626 | 0.14226 | 0.027692 | 0.027692 | 0.027692 | 0.027692 | 0.027692 | 0.027692 | 0.027692 | 0.027692
No | SDG&E | Res | AppPlug | 2019-21 Fed App: Wine chillers | On-the-books | Electric Energy (GWh/year) |  | 0.81783 | 0.81044 | 0.80472 | 0.80078 | 0.33681 | 0.07518 | 0.074367 | 0.073679 | 0.073097 | 0.072607 | 0.072196 | 0.07185
No | SDG&E | Res | AppPlug | T-20: Computers - Workstations | Expected | Electric Energy (GWh/year) | 0 | 0 | 0 | 0 | 0 | 0 | 0 | 0 | 0 | 0 | 0 | 0 | 0
No | SDG&E | Res | AppPlug | 2005 T-20: Consumer Electronics - Audio Players | Expected | Electric Energy (GWh/year) | 0.025456 | 0.025453 | 0.025451 | 0.025449 | 0.025448 | 0.025448 | 0.025447 | 0.025447 | 0.025446 | 0.025445 | 0.025445 | 0.025444 | 0.025443
No | SDG&E | Res | AppPlug | 2005 T-20: Consumer Electronics - DVDs | Expected | Electric Energy (GWh/year) | 0.0024022 | 0.0023931 | 0.0023858 | 0.0023799 | 0.0023753 | 0.0023716 | 0.0023672 | 0.0023633 | 0.0023591 | 0.0023551 | 0.002351 | 0.0023469 | 0.0023428
No | SDG&E | Res | AppPlug | Fed Appliance: External Power Supplies | Expected | Electric Energy (GWh/year) | 0 | 0 | 0 | 0 | 0 | 0 | 0 | 0 | 0 | 0 | 0 | 0 | 0
No | SDG&E | Res | AppPlug | 2011 T-20: Large Battery Chargers (≥2kW rated input) | Expected | Electric Energy (GWh/year) | 0.043381 | 0.042839 | 0.042413 | 0.04208 | 0.010377 | 0.010328 | 0.010269 | 0.010216 | 0.010159 | 0.010105 | 0.010049 | 0.0099947 | 0.0099392
No | SDG&E | Res | AppPlug | Fed Appliance: Microwave ovens | Expected | Electric Energy (GWh/year) | 0.57432 | 0.5722 | 0 | 0 | 0 | 0 | 0 | 0 | 0 | 0 | 0 | 0 | 0
No | SDG&E | Res | AppPlug | 2005 T-20: Portable Electric Spas | Expected | Electric Energy (GWh/year) | 0 | 0 | 0 | 0 | 0 | 0 | 0 | 0 | 0 | 0 | 0 | 0 | 0
No | SDG&E | Res | AppPlug | Fed Appliance: Residential Clothes Dryers | Expected | Electric Energy (GWh/year) | 0.12217 | 0.12216 | 0.12215 | 0.12214 | 0.12213 | 0.12212 | 0.020881 | 0.016843 | 0.016842 | 0.016841 | 0.01684 | 0.016839 | 0.016837
No | SDG&E | Res | AppPlug | Fed Appliance: Residential Clothes Washers (Front Loading) | Expected | Electric Energy (GWh/year) | -0.11952 | -0.11522 | -0.11109 | -0.10717 | -0.028883 | -0.012299 | -0.011861 | -0.01144 | -0.011008 | -0.010582 | -0.010153 | -0.009726 | -0.0092972
No | SDG&E | Res | AppPlug | Fed Appliance: Residential Clothes Washers (Top Loading) Tier I | Expected | Electric Energy (GWh/year) | 0.88233 | 0.85063 | 0.82012 | 0.7912 | 0.21322 | 0.090794 | 0.087565 | 0.084453 | 0.081262 | 0.078124 | 0.074951 | 0.071801 | 0.068636
No | SDG&E | Res | AppPlug | Fed Appliance: Residential Clothes Washers - Top-loading | Expected | Electric Energy (GWh/year) | 0 | 0 | 0 | 0 | 0 | 0 | 0 | 0 | 0 | 0 | 0 | 0 | 0
No | SDG&E | Res | AppPlug | Fed Appliance: Residential Dishwashers | Expected | Electric Energy (GWh/year) | -0.004021 | -0.004021 | -0.004021 | -0.0019575 | -0.00052448 | -0.00052448 | -0.00052448 | -0.00052448 | -0.00052448 | -0.00052448 | -0.00052448 | -0.00052448 | -0.00052448
No | SDG&E | Res | AppPlug | 2006 T-20: Residential Pool Pumps, 2-speed Motors, Tier 2 | Expected | Electric Energy (GWh/year) | 2.6449 | 2.6438 | 2.6429 | 2.6421 | 2.6415 | 2.641 | 2.6404 | 2.6399 | 2.6393 | 2.6388 | 2.6382 | 2.6377 | 2.6371
No | SDG&E | Res | AppPlug | 2005 T-20: Residential Pool Pumps, High Eff Motor, Tier 1 | Expected | Electric Energy (GWh/year) | 0.29312 | 0.28869 | 0.28414 | 0.27948 | 0.27471 | 0.26984 | 0.26504 | 0.26019 | 0.25537 | 0.25053 | 0.2457 | 0.24087 | 0.23604
No | SDG&E | Res | AppPlug | Fed Appliance: Residential Refrigerators & Freezers | Expected | Electric Energy (GWh/year) | 1.2275 | 1.2059 | 1.1884 | 1.1744 | 0.86397 | 0.15058 | 0.14923 | 0.14802 | 0.14672 | 0.14547 | 0.14419 | 0.14293 | 0.14165
No | SDG&E | Res | AppPlug | 2008 T-24: Residential Swimming pool | Expected | Electric Energy (GWh/year) | 0.57193 | 0.57085 | 0.57001 | 0.56936 | 0.56886 | 0.56848 | 0.56802 | 0.56762 | 0.56718 | 0.56676 | 0.56632 | 0.5659 | 0.56547
No | SDG&E | Res | AppPlug | 2011 T-20: Small Battery Chargers – Tier 1 (consumer with no USB charger or USB charger <20 watt-hours) | Expected | Electric Energy (GWh/year) | 0.17817 | 0.17742 | 0.17687 | 0.17648 | 0.1762 | 0.17599 | 0.17573 | 0.17551 | 0.17526 | 0.17503 | 0.17479 | 0.17455 | 0.17432
No | SDG&E | Res | AppPlug | 2009 T-20: Televisions - Tier 1 | Expected | Electric Energy (GWh/year) | 0.24068 | 0.24061 | 0.24056 | 0.24054 | 0.24052 | 0.24051 | 0.2405 | 0.24049 | 0.24048 | 0.24047 | 0.24045 | 0.24044 | 0.24043
No | SDG&E | Res | AppPlug | 2009 T-20: Televisions - Tier 2 | Expected | Electric Energy (GWh/year) | 0.23657 | 0.23561 | 0.23495 | 0.23451 | 0.23421 | 0.234 | 0.23373 | 0.23351 | 0.23325 | 0.23301 | 0.23277 | 0.23253 | 0.23228
No | SDG&E | Res | AppPlug | 2005 T-20: Water Dispensers | Expected | Electric Energy (GWh/year) | 0.0029625 | 0.0029613 | 0.0029606 | 0.00296 | 0.0029597 | 0.0029594 | 0.0029591 | 0.0029588 | 0.0029585 | 0.0029582 | 0.0029579 | 0.0029576 | 0.0029573
No | SDG&E | Res | AppPlug | 2025-27 Fed App: Air purifiers - Tier 2 | Expected | Electric Energy (GWh/year) | 0 | 0.62663 | 0.64489 | 0.66633 | 0.69006 | 0.71594 | 0.70695 | 0.69931 | 0.69283 | 0.68736 | 0.056374 | 0.056055 | 0.055786
No | SDG&E | Res | AppPlug | 2016 T-20: Computers - Desktops - Tier 1 | Expected | Electric Energy (GWh/year) | 0.14088 | 0.13653 | 0.1333 | 0.13093 | 0.12922 | 0.128 | 0.12714 | 0.12653 | 0.1261 | 0.12579 | 0.12558 | 0.12543 | 0.12533
No | SDG&E | Res | AppPlug | 2016 T-20: Computers - Desktops - Tier 2 | Expected | Electric Energy (GWh/year) | 1.7555 | 0.89193 | 0.11908 | 0.1154 | 0.11267 | 0.11067 | 0.10922 | 0.10819 | 0.10746 | 0.10694 | 0.10658 | 0.10633 | 0.10615
No | SDG&E | Res | AppPlug | 2016 T-20: Computers - Notebooks | Expected | Electric Energy (GWh/year) | 0.00013943 | 0.00013512 | 0.00013192 | 0.00012957 | 0.00012789 | 0.00012668 | 0.00012582 | 0.00012522 | 0.00012479 | 0.00012449 | 0.00012428 | 0.00012414 | 0.00012403
No | SDG&E | Res | AppPlug | 2025-27 Fed App: Dedicated Purpose Pool Pump Motors - Tier 1 - Standard | Expected | Electric Energy (GWh/year) | 1.6209 | 5.7789 | 5.2465 | 4.6567 | 4.1205 | 2.2301 | 0.17214 | 0.16446 | 0.15803 | 0.15266 | 0.14816 | 0.14441 | 0.14128
No | SDG&E | Res | AppPlug | 2025-27 Fed App: Dedicated Purpose Pool Pump Motors - Tier 2 - Small | Expected | Electric Energy (GWh/year) | 0 | 0 | 1.2501 | 4.8226 | 4.8009 | 4.7905 | 3.0637 | 0.17139 | 0.16796 | 0.16498 | 0.16242 | 0.16022 | 0.15835
No | SDG&E | Res | AppPlug | 2019-21 Fed App: Dedicated-purpose pool pumps | Expected | Electric Energy (GWh/year) |  | 3.0296 | 0.41919 | 0.42715 | 0.43105 | 0.43638 | 0.43558 | 0.43492 | 0.43436 | 0.43389 | 0.4335 | 0.43317 | 0.4329
No | SDG&E | Res | AppPlug | 2016 T-20: Displays - Monitors | Expected | Electric Energy (GWh/year) |  | 0.30181 | 0.055606 | 0.055606 | 0.055606 | 0.055606 | 0.055606 | 0.055606 | 0.055606 | 0.055606 | 0.055606 | 0.055606 | 0.055606
No | SDG&E | Res | AppPlug | 2025-27 Fed App: Microwave ovens - Built-In and Over-the-Range Convection Microwave Ovens | Expected | Electric Energy (GWh/year) | 0 | 0.002385 | 0.0045625 | 0.0046243 | 0.0046841 | 0.0047203 | 0.0046942 | 0.0046725 | 0.0046543 | 0.0046391 | 0.0046265 | 0.004616 | 0.0014932
No | SDG&E | Res | AppPlug | 2025-27 Fed App: Microwave ovens - Microwave-Only Ovens and Countertop Convection Microwave Ovens | Expected | Electric Energy (GWh/year) | 0 | 0.031047 | 0.058842 | 0.059126 | 0.059424 | 0.059466 | 0.058773 | 0.058184 | 0.057687 | 0.057267 | 0.056914 | 0.056617 | 0.018269
No | SDG&E | Res | AppPlug | 2025-27 Fed App: Portable ACs | Expected | Electric Energy (GWh/year) |  | 0.5638 | 0.54776 | 0.53345 | 0.52081 | 0.50973 | 0.50011 | 0.4918 | 0.48467 | 0.47859 | 0.32612 | 0.044453 | 0.044102
No | SDG&E | Res | AppPlug | 2018 T-20: Portable Electric Spas - Inflatable | Expected | Electric Energy (GWh/year) |  | 0.0060221 | 0.0060221 | 0.0060221 | 0.0060221 | 0.0060221 | 0.0060221 | 0.0060221 | 0.0060221 | 0.0060221 | 0.0060221 | 0.0060221 | 0.0060221
No | SDG&E | Res | AppPlug | 2018 T-20: Portable Electric Spas - Rigid | Expected | Electric Energy (GWh/year) |  | 0.33375 | 0.34 | 0.34626 | 0.14226 | 0.027692 | 0.027692 | 0.027692 | 0.027692 | 0.027692 | 0.027692 | 0.027692 | 0.027692
No | SDG&E | Res | AppPlug | 2019-21 Fed App: Wine chillers | Expected | Electric Energy (GWh/year) |  | 0.81783 | 0.81044 | 0.80472 | 0.80078 | 0.33681 | 0.07518 | 0.074367 | 0.073679 | 0.073097 | 0.072607 | 0.072196 | 0.07185
No | SDG&E | Res | AppPlug | T-20: Computers - Workstations | Possible | Electric Energy (GWh/year) | 0 | 0 | 0 | 0 | 0 | 0 | 0 | 0 | 0 | 0 | 0 | 0 | 0
No | SDG&E | Res | AppPlug | 2005 T-20: Consumer Electronics - Audio Players | Possible | Electric Energy (GWh/year) | 0.025456 | 0.025453 | 0.025451 | 0.025449 | 0.025448 | 0.025448 | 0.025447 | 0.025447 | 0.025446 | 0.025445 | 0.025445 | 0.025444 | 0.025443
No | SDG&E | Res | AppPlug | 2005 T-20: Consumer Electronics - DVDs | Possible | Electric Energy (GWh/year) | 0.0024022 | 0.0023931 | 0.0023858 | 0.0023799 | 0.0023753 | 0.0023716 | 0.0023672 | 0.0023633 | 0.0023591 | 0.0023551 | 0.002351 | 0.0023469 | 0.0023428
No | SDG&E | Res | AppPlug | Fed Appliance: External Power Supplies | Possible | Electric Energy (GWh/year) | 0 | 0 | 0 | 0 | 0 | 0 | 0 | 0 | 0 | 0 | 0 | 0 | 0
No | SDG&E | Res | AppPlug | 2011 T-20: Large Battery Chargers (≥2kW rated input) | Possible | Electric Energy (GWh/year) | 0.043381 | 0.042839 | 0.042413 | 0.04208 | 0.010377 | 0.010328 | 0.010269 | 0.010216 | 0.010159 | 0.010105 | 0.010049 | 0.0099947 | 0.0099392
No | SDG&E | Res | AppPlug | Fed Appliance: Microwave ovens | Possible | Electric Energy (GWh/year) | 0.57432 | 0.5722 | 0 | 0 | 0 | 0 | 0 | 0 | 0 | 0 | 0 | 0 | 0
No | SDG&E | Res | AppPlug | 2005 T-20: Portable Electric Spas | Possible | Electric Energy (GWh/year) | 0 | 0 | 0 | 0 | 0 | 0 | 0 | 0 | 0 | 0 | 0 | 0 | 0
No | SDG&E | Res | AppPlug | Fed Appliance: Residential Clothes Dryers | Possible | Electric Energy (GWh/year) | 0.12217 | 0.12216 | 0.12215 | 0.12214 | 0.12213 | 0.12212 | 0.020881 | 0.016843 | 0.016842 | 0.016841 | 0.01684 | 0.016839 | 0.016837
No | SDG&E | Res | AppPlug | Fed Appliance: Residential Clothes Washers (Front Loading) | Possible | Electric Energy (GWh/year) | -0.11952 | -0.11522 | -0.11109 | -0.10717 | -0.028883 | -0.012299 | -0.011861 | -0.01144 | -0.011008 | -0.010582 | -0.010153 | -0.009726 | -0.0092972
No | SDG&E | Res | AppPlug | Fed Appliance: Residential Clothes Washers (Top Loading) Tier I | Possible | Electric Energy (GWh/year) | 0.88233 | 0.85063 | 0.82012 | 0.7912 | 0.21322 | 0.090794 | 0.087565 | 0.084453 | 0.081262 | 0.078124 | 0.074951 | 0.071801 | 0.068636
No | SDG&E | Res | AppPlug | Fed Appliance: Residential Clothes Washers - Top-loading | Possible | Electric Energy (GWh/year) | 0 | 0 | 0 | 0 | 0 | 0 | 0 | 0 | 0 | 0 | 0 | 0 | 0
No | SDG&E | Res | AppPlug | Fed Appliance: Residential Dishwashers | Possible | Electric Energy (GWh/year) | -0.004021 | -0.004021 | -0.004021 | -0.0019575 | -0.00052448 | -0.00052448 | -0.00052448 | -0.00052448 | -0.00052448 | -0.00052448 | -0.00052448 | -0.00052448 | -0.00052448
No | SDG&E | Res | AppPlug | 2006 T-20: Residential Pool Pumps, 2-speed Motors, Tier 2 | Possible | Electric Energy (GWh/year) | 2.6449 | 2.6438 | 2.6429 | 2.6421 | 2.6415 | 2.641 | 2.6404 | 2.6399 | 2.6393 | 2.6388 | 2.6382 | 2.6377 | 2.6371
No | SDG&E | Res | AppPlug | 2005 T-20: Residential Pool Pumps, High Eff Motor, Tier 1 | Possible | Electric Energy (GWh/year) | 0.29312 | 0.28869 | 0.28414 | 0.27948 | 0.27471 | 0.26984 | 0.26504 | 0.26019 | 0.25537 | 0.25053 | 0.2457 | 0.24087 | 0.23604
No | SDG&E | Res | AppPlug | Fed Appliance: Residential Refrigerators & Freezers | Possible | Electric Energy (GWh/year) | 1.2275 | 1.2059 | 1.1884 | 1.1744 | 0.86397 | 0.15058 | 0.14923 | 0.14802 | 0.14672 | 0.14547 | 0.14419 | 0.14293 | 0.14165
No | SDG&E | Res | AppPlug | 2008 T-24: Residential Swimming pool | Possible | Electric Energy (GWh/year) | 0.57193 | 0.57085 | 0.57001 | 0.56936 | 0.56886 | 0.56848 | 0.56802 | 0.56762 | 0.56718 | 0.56676 | 0.56632 | 0.5659 | 0.56547
No | SDG&E | Res | AppPlug | 2011 T-20: Small Battery Chargers – Tier 1 (consumer with no USB charger or USB charger <20 watt-hours) | Possible | Electric Energy (GWh/year) | 0.17817 | 0.17742 | 0.17687 | 0.17648 | 0.1762 | 0.17599 | 0.17573 | 0.17551 | 0.17526 | 0.17503 | 0.17479 | 0.17455 | 0.17432
No | SDG&E | Res | AppPlug | 2009 T-20: Televisions - Tier 1 | Possible | Electric Energy (GWh/year) | 0.24068 | 0.24061 | 0.24056 | 0.24054 | 0.24052 | 0.24051 | 0.2405 | 0.24049 | 0.24048 | 0.24047 | 0.24045 | 0.24044 | 0.24043
No | SDG&E | Res | AppPlug | 2009 T-20: Televisions - Tier 2 | Possible | Electric Energy (GWh/year) | 0.23657 | 0.23561 | 0.23495 | 0.23451 | 0.23421 | 0.234 | 0.23373 | 0.23351 | 0.23325 | 0.23301 | 0.23277 | 0.23253 | 0.23228
No | SDG&E | Res | AppPlug | 2005 T-20: Water Dispensers | Possible | Electric Energy (GWh/year) | 0.0029625 | 0.0029613 | 0.0029606 | 0.00296 | 0.0029597 | 0.0029594 | 0.0029591 | 0.0029588 | 0.0029585 | 0.0029582 | 0.0029579 | 0.0029576 | 0.0029573
No | SDG&E | Res | AppPlug | 2025-27 Fed App: Air purifiers - Tier 2 | Possible | Electric Energy (GWh/year) | 0 | 0.62663 | 0.64489 | 0.66633 | 0.69006 | 0.71594 | 0.70695 | 0.69931 | 0.69283 | 0.68736 | 0.056374 | 0.056055 | 0.055786
No | SDG&E | Res | AppPlug | 2016 T-20: Computers - Desktops - Tier 1 | Possible | Electric Energy (GWh/year) | 0.14088 | 0.13653 | 0.1333 | 0.13093 | 0.12922 | 0.128 | 0.12714 | 0.12653 | 0.1261 | 0.12579 | 0.12558 | 0.12543 | 0.12533
No | SDG&E | Res | AppPlug | 2016 T-20: Computers - Desktops - Tier 2 | Possible | Electric Energy (GWh/year) | 1.7555 | 0.89193 | 0.11908 | 0.1154 | 0.11267 | 0.11067 | 0.10922 | 0.10819 | 0.10746 | 0.10694 | 0.10658 | 0.10633 | 0.10615
No | SDG&E | Res | AppPlug | 2016 T-20: Computers - Notebooks | Possible | Electric Energy (GWh/year) | 0.00013943 | 0.00013512 | 0.00013192 | 0.00012957 | 0.00012789 | 0.00012668 | 0.00012582 | 0.00012522 | 0.00012479 | 0.00012449 | 0.00012428 | 0.00012414 | 0.00012403
No | SDG&E | Res | AppPlug | 2025-27 Fed App: Dedicated Purpose Pool Pump Motors - Tier 1 - Standard | Possible | Electric Energy (GWh/year) | 1.6209 | 5.7789 | 5.2465 | 4.6567 | 4.1205 | 2.2301 | 0.17214 | 0.16446 | 0.15803 | 0.15266 | 0.14816 | 0.14441 | 0.14128
No | SDG&E | Res | AppPlug | 2025-27 Fed App: Dedicated Purpose Pool Pump Motors - Tier 2 - Small | Possible | Electric Energy (GWh/year) | 0 | 0 | 1.2501 | 4.8226 | 4.8009 | 4.7905 | 3.0637 | 0.17139 | 0.16796 | 0.16498 | 0.16242 | 0.16022 | 0.15835
No | SDG&E | Res | AppPlug | 2019-21 Fed App: Dedicated-purpose pool pumps | Possible | Electric Energy (GWh/year) |  | 3.0296 | 0.41919 | 0.42715 | 0.43105 | 0.43638 | 0.43558 | 0.43492 | 0.43436 | 0.43389 | 0.4335 | 0.43317 | 0.4329
No | SDG&E | Res | AppPlug | 2016 T-20: Displays - Monitors | Possible | Electric Energy (GWh/year) |  | 0.30181 | 0.055606 | 0.055606 | 0.055606 | 0.055606 | 0.055606 | 0.055606 | 0.055606 | 0.055606 | 0.055606 | 0.055606 | 0.055606
No | SDG&E | Res | AppPlug | 2025-27 Fed App: Microwave ovens - Built-In and Over-the-Range Convection Microwave Ovens | Possible | Electric Energy (GWh/year) | 0 | 0.002385 | 0.0045625 | 0.0046243 | 0.0046841 | 0.0047203 | 0.0046942 | 0.0046725 | 0.0046543 | 0.0046391 | 0.0046265 | 0.004616 | 0.0014932
No | SDG&E | Res | AppPlug | 2025-27 Fed App: Microwave ovens - Microwave-Only Ovens and Countertop Convection Microwave Ovens | Possible | Electric Energy (GWh/year) | 0 | 0.031047 | 0.058842 | 0.059126 | 0.059424 | 0.059466 | 0.058773 | 0.058184 | 0.057687 | 0.057267 | 0.056914 | 0.056617 | 0.018269
No | SDG&E | Res | AppPlug | 2025-27 Fed App: Portable ACs | Possible | Electric Energy (GWh/year) |  | 0.5638 | 0.54776 | 0.53345 | 0.52081 | 0.50973 | 0.50011 | 0.4918 | 0.48467 | 0.47859 | 0.32612 | 0.044453 | 0.044102
No | SDG&E | Res | AppPlug | 2018 T-20: Portable Electric Spas - Inflatable | Possible | Electric Energy (GWh/year) |  | 0.0060221 | 0.0060221 | 0.0060221 | 0.0060221 | 0.0060221 | 0.0060221 | 0.0060221 | 0.0060221 | 0.0060221 | 0.0060221 | 0.0060221 | 0.0060221
No | SDG&E | Res | AppPlug | 2018 T-20: Portable Electric Spas - Rigid | Possible | Electric Energy (GWh/year) |  | 0.33375 | 0.34 | 0.34626 | 0.14226 | 0.027692 | 0.027692 | 0.027692 | 0.027692 | 0.027692 | 0.027692 | 0.027692 | 0.027692
No | SDG&E | Res | AppPlug | 2019-21 Fed App: Wine chillers | Possible | Electric Energy (GWh/year) |  | 0.81783 | 0.81044 | 0.80472 | 0.80078 | 0.33681 | 0.07518 | 0.074367 | 0.073679 | 0.073097 | 0.072607 | 0.072196 | 0.07185
No | PG&E | Com | BldgEnv | 2008 T-24: Cool Roof Expansion | On-the-books | Electric Energy (GWh/year) | 5.8229 | 5.8197 | 5.8174 | 5.8158 | 5.8146 | 5.8138 | 5.8128 | 5.8118 | 5.8108 | 5.8099 | 5.8089 | 5.808 | 5.807
No | PG&E | Com | BldgEnv | 2005 T-24: Cool roofs | On-the-books | Electric Energy (GWh/year) | 0.52631 | 0.5263 | 0.5263 | 0.52629 | 0.52629 | 0.52629 | 0.52629 | 0.52629 | 0.52628 | 0.52628 | 0.52628 | 0.52628 | 0.52628
No | PG&E | Com | BldgEnv | 2005 T-24: Duct testing/sealing in new commercial buildings | On-the-books | Electric Energy (GWh/year) | 0.51298 | 0.51247 | 0.51214 | 0.51193 | 0.51179 | 0.5117 | 0.51158 | 0.51148 | 0.51136 | 0.51126 | 0.51114 | 0.51104 | 0.51093
No | PG&E | Com | BldgEnv | 2008 T-24: Envelope insulation | On-the-books | Electric Energy (GWh/year) | 9.3543 | 9.3054 | 9.2681 | 9.2397 | 9.218 | 9.2015 | 9.1816 | 9.164 | 9.1448 | 9.1267 | 9.1078 | 9.0895 | 9.0708
No | PG&E | Com | BldgEnv | 2013 T-24: NRA-Envelope-Cool Roofs | On-the-books | Electric Energy (GWh/year) | 0.91829 | 0.89468 | 0.87532 | 0.85949 | 0.41981 | 0 | 0 | 0 | 0 | 0 | 0 | 0 | 0
No | PG&E | Com | BldgEnv | 2008 T-24: Overall Envelope Tradeoff | On-the-books | Electric Energy (GWh/year) | 0.18984 | 0.1896 | 0.1894 | 0.18924 | 0.18911 | 0.189 | 0.18888 | 0.18877 | 0.18865 | 0.18853 | 0.18842 | 0.1883 | 0.18818
No | PG&E | Com | BldgEnv | 2025 T-24: NR High Performance Envelope - Prescriptive Heavy Mass Walls U-Value (New Construction + Additions) | On-the-books | Electric Energy (GWh/year) | 0 | 0.0022422 | 0.013392 | 0.013367 | 0.013343 | 0.013318 | 0.013293 | 0.013267 | 0.013242 | 0.013216 | 0.01319 | 0.013163 | 0.013137
No | PG&E | Com | BldgEnv | 2025 T-24: NR High Performance Envelope - Prescriptive Light Mass Walls U-Value (New Construction + Additions) | On-the-books | Electric Energy (GWh/year) | 0 | 0.0015224 | 0.0086904 | 0.0082793 | 0.0078772 | 0.007485 | 0.0071032 | 0.0067327 | 0.0063739 | 0.0060273 | 0.0056931 | 0.0053718 | 0.0050634
No | PG&E | Com | BldgEnv | 2025 T-24: NR High Performance Envelope - Prescriptive Metal Building Walls U-Value (New Construction + Additions) | On-the-books | Electric Energy (GWh/year) | 0 | 0.00071089 | 0.0042524 | 0.0042511 | 0.0042498 | 0.0042485 | 0.0042472 | 0.0042459 | 0.0042446 | 0.0042433 | 0.004242 | 0.0042407 | 0.0042394
No | PG&E | Com | BldgEnv | 2025 T-24: NR High Performance Envelope - Prescriptive Metal Roof U-Value (New Construction + Additions) | On-the-books | Electric Energy (GWh/year) | 0 | 0.00085528 | 0.0050424 | 0.004966 | 0.0048886 | 0.0048103 | 0.004731 | 0.0046509 | 0.0045701 | 0.0044885 | 0.0044063 | 0.0043236 | 0.0042403
No | PG&E | Com | BldgEnv | 2025 T-24: NR High Performance Envelope - Prescriptive Woodframed and Other Roof U-Value (New Construction + Additions) | On-the-books | Electric Energy (GWh/year) | 0 | 0.0076125 | 0.044108 | 0.042669 | 0.041235 | 0.039809 | 0.038395 | 0.036994 | 0.035609 | 0.034243 | 0.032899 | 0.031577 | 0.030281
No | PG&E | Com | BldgEnv | 2025 T-24: NR High Performance Envelope - Prescriptive Woodframed Walls U-Value (New Construction + Additions) | On-the-books | Electric Energy (GWh/year) | 0 | 0.0020013 | 0.011924 | 0.011873 | 0.01182 | 0.011767 | 0.011713 | 0.011659 | 0.011604 | 0.011548 | 0.011491 | 0.011433 | 0.011375
No | PG&E | Com | BldgEnv | 2025 T-24: NR High Performance Envelope - Reduced Infiltration Vestibules: require vestibules for certain buildings (Thermal bridging) (New Construction + Additions) | On-the-books | Electric Energy (GWh/year) | 0 | 0.14876 | 0.88636 | 0.88252 | 0.87863 | 0.87468 | 0.87068 | 0.86663 | 0.86252 | 0.85835 | 0.85413 | 0.84986 | 0.84554
No | PG&E | Com | BldgEnv | 2025 T-24: NR High Performance Envelope - Windows/Fenestration - Alterations (Alterations) | On-the-books | Electric Energy (GWh/year) | 0 | 0.71268 | 0.73508 | 0.69053 | 0.64574 | 0.60129 | 0.55775 | 0.51564 | 0.4754 | 0.43739 | 0.40189 | 0.36907 | 0.33903
No | PG&E | Com | BldgEnv | 2025 T-24: NR High Performance Envelope - Windows/Fenestration - New Construction (New Construction + Additions) | On-the-books | Electric Energy (GWh/year) | 0 | 0.0064293 | 0.03631 | 0.034109 | 0.031897 | 0.029701 | 0.02755 | 0.02547 | 0.023482 | 0.021605 | 0.019852 | 0.018231 | 0.016746
No | PG&E | Com | BldgEnv | 2022 T-24: NRA - Envelope - Cool Roofs: Steep-Sloped | On-the-books | Electric Energy (GWh/year) | 0.80956 | 0.80649 | 0.80334 | 0.80016 | 0.79696 | 0.7938 | 0.7907 | 0.78769 | 0.78481 | 0.78208 | 0.77951 | 0.77712 | 0.77492
No | PG&E | Com | BldgEnv | 2022 T-24: NRA - Envelope - Roof Recovers | On-the-books | Electric Energy (GWh/year) | 3.1887 | 3.1766 | 3.1642 | 3.1516 | 3.1391 | 3.1266 | 3.1144 | 3.1025 | 3.0912 | 3.0804 | 3.0703 | 3.0609 | 3.0522
No | PG&E | Com | BldgEnv | 2022 T-24: NRA - Envelope - Roof Replacements | On-the-books | Electric Energy (GWh/year) | 2.9408 | 2.9297 | 2.9183 | 2.9067 | 2.8951 | 2.8836 | 2.8723 | 2.8614 | 2.851 | 2.841 | 2.8317 | 2.823 | 2.815
No | PG&E | Com | BldgEnv | 2022 T-24: NRA - Reduce Infiltration - Require air barrier where not currently required | On-the-books | Electric Energy (GWh/year) | -0.02456 | -0.02441 | -0.024302 | -0.024226 | -0.024171 | -0.024132 | -0.024105 | -0.024085 | -0.024072 | -0.024062 | -0.024055 | -0.02405 | -0.024047
No | PG&E | Com | BldgEnv | 2022 T-24: NRNC - Envelope - Cool Roofs: Steep-Sloped | On-the-books | Electric Energy (GWh/year) | 0.089877 | 0.089537 | 0.089187 | 0.088834 | 0.088479 | 0.088128 | 0.087783 | 0.08745 | 0.08713 | 0.086827 | 0.086542 | 0.086277 | 0.086032
No | PG&E | Com | BldgEnv | 2022 T-24: NRNC - Envelope - High Performance Windows | On-the-books | Electric Energy (GWh/year) | 0.28798 | 0.28689 | 0.28577 | 0.28463 | 0.2835 | 0.28237 | 0.28127 | 0.2802 | 0.27918 | 0.2782 | 0.27729 | 0.27644 | 0.27566
No | PG&E | Com | BldgEnv | 2022 T-24: NRNC - Envelope - Opaque Envelope: Wall | On-the-books | Electric Energy (GWh/year) |  | 0.23419 | 0.23327 | 0.23235 | 0.23142 | 0.2305 | 0.2296 | 0.22873 | 0.22789 | 0.2271 | 0.22636 | 0.22566 | 0.22502
No | PG&E | Com | BldgEnv | 2022 T-24: NRNC - Reduce Infiltration - Require air barrier where not currently required | On-the-books | Electric Energy (GWh/year) |  | -0.024898 | -0.024788 | -0.02471 | -0.024654 | -0.024615 | -0.024587 | -0.024567 | -0.024553 | -0.024543 | -0.024536 | -0.024531 | -0.024528
No | PG&E | Com | BldgEnv | 2019 T-24: NRNC-Envelope-Dock Seals | On-the-books | Electric Energy (GWh/year) |  | 0.0099216 | 0.0091519 | 0.0082841 | 0.0073438 | 0.0063679 | 0.0053991 | 0.004479 | 0.0036412 | 0.002907 | 0.0022849 | 0.0017727 | 0.0013608
No | PG&E | Com | BldgEnv | 2008 T-24: Cool Roof Expansion | Expected | Electric Energy (GWh/year) | 5.8229 | 5.8197 | 5.8174 | 5.8158 | 5.8146 | 5.8138 | 5.8128 | 5.8118 | 5.8108 | 5.8099 | 5.8089 | 5.808 | 5.807
No | PG&E | Com | BldgEnv | 2005 T-24: Cool roofs | Expected | Electric Energy (GWh/year) | 0.52631 | 0.5263 | 0.5263 | 0.52629 | 0.52629 | 0.52629 | 0.52629 | 0.52629 | 0.52628 | 0.52628 | 0.52628 | 0.52628 | 0.52628
No | PG&E | Com | BldgEnv | 2005 T-24: Duct testing/sealing in new commercial buildings | Expected | Electric Energy (GWh/year) | 0.51298 | 0.51247 | 0.51214 | 0.51193 | 0.51179 | 0.5117 | 0.51158 | 0.51148 | 0.51136 | 0.51126 | 0.51114 | 0.51104 | 0.51093
No | PG&E | Com | BldgEnv | 2008 T-24: Envelope insulation | Expected | Electric Energy (GWh/year) | 9.3543 | 9.3054 | 9.2681 | 9.2397 | 9.218 | 9.2015 | 9.1816 | 9.164 | 9.1448 | 9.1267 | 9.1078 | 9.0895 | 9.0708
No | PG&E | Com | BldgEnv | 2013 T-24: NRA-Envelope-Cool Roofs | Expected | Electric Energy (GWh/year) | 0.91829 | 0.89468 | 0.87532 | 0.85949 | 0.41981 | 0 | 0 | 0 | 0 | 0 | 0 | 0 | 0
No | PG&E | Com | BldgEnv | 2008 T-24: Overall Envelope Tradeoff | Expected | Electric Energy (GWh/year) | 0.18984 | 0.1896 | 0.1894 | 0.18924 | 0.18911 | 0.189 | 0.18888 | 0.18877 | 0.18865 | 0.18853 | 0.18842 | 0.1883 | 0.18818
No | PG&E | Com | BldgEnv | 2025 T-24: NR High Performance Envelope - Prescriptive Heavy Mass Walls U-Value (New Construction + Additions) | Expected | Electric Energy (GWh/year) | 0 | 0.0022422 | 0.013392 | 0.013367 | 0.013343 | 0.013318 | 0.013293 | 0.013267 | 0.013242 | 0.013216 | 0.01319 | 0.013163 | 0.013137
No | PG&E | Com | BldgEnv | 2025 T-24: NR High Performance Envelope - Prescriptive Light Mass Walls U-Value (New Construction + Additions) | Expected | Electric Energy (GWh/year) | 0 | 0.0015224 | 0.0086904 | 0.0082793 | 0.0078772 | 0.007485 | 0.0071032 | 0.0067327 | 0.0063739 | 0.0060273 | 0.0056931 | 0.0053718 | 0.0050634
No | PG&E | Com | BldgEnv | 2025 T-24: NR High Performance Envelope - Prescriptive Metal Building Walls U-Value (New Construction + Additions) | Expected | Electric Energy (GWh/year) | 0 | 0.00071089 | 0.0042524 | 0.0042511 | 0.0042498 | 0.0042485 | 0.0042472 | 0.0042459 | 0.0042446 | 0.0042433 | 0.004242 | 0.0042407 | 0.0042394
No | PG&E | Com | BldgEnv | 2025 T-24: NR High Performance Envelope - Prescriptive Metal Roof U-Value (New Construction + Additions) | Expected | Electric Energy (GWh/year) | 0 | 0.00085528 | 0.0050424 | 0.004966 | 0.0048886 | 0.0048103 | 0.004731 | 0.0046509 | 0.0045701 | 0.0044885 | 0.0044063 | 0.0043236 | 0.0042403
No | PG&E | Com | BldgEnv | 2025 T-24: NR High Performance Envelope - Prescriptive Woodframed and Other Roof U-Value (New Construction + Additions) | Expected | Electric Energy (GWh/year) | 0 | 0.0076125 | 0.044108 | 0.042669 | 0.041235 | 0.039809 | 0.038395 | 0.036994 | 0.035609 | 0.034243 | 0.032899 | 0.031577 | 0.030281
No | PG&E | Com | BldgEnv | 2025 T-24: NR High Performance Envelope - Prescriptive Woodframed Walls U-Value (New Construction + Additions) | Expected | Electric Energy (GWh/year) | 0 | 0.0020013 | 0.011924 | 0.011873 | 0.01182 | 0.011767 | 0.011713 | 0.011659 | 0.011604 | 0.011548 | 0.011491 | 0.011433 | 0.011375
No | PG&E | Com | BldgEnv | 2025 T-24: NR High Performance Envelope - Reduced Infiltration Vestibules: require vestibules for certain buildings (Thermal bridging) (New Construction + Additions) | Expected | Electric Energy (GWh/year) | 0 | 0.14876 | 0.88636 | 0.88252 | 0.87863 | 0.87468 | 0.87068 | 0.86663 | 0.86252 | 0.85835 | 0.85413 | 0.84986 | 0.84554
No | PG&E | Com | BldgEnv | 2025 T-24: NR High Performance Envelope - Windows/Fenestration - Alterations (Alterations) | Expected | Electric Energy (GWh/year) | 0 | 0.71268 | 0.73508 | 0.69053 | 0.64574 | 0.60129 | 0.55775 | 0.51564 | 0.4754 | 0.43739 | 0.40189 | 0.36907 | 0.33903
No | PG&E | Com | BldgEnv | 2025 T-24: NR High Performance Envelope - Windows/Fenestration - New Construction (New Construction + Additions) | Expected | Electric Energy (GWh/year) | 0 | 0.0064293 | 0.03631 | 0.034109 | 0.031897 | 0.029701 | 0.02755 | 0.02547 | 0.023482 | 0.021605 | 0.019852 | 0.018231 | 0.016746
No | PG&E | Com | BldgEnv | 2022 T-24: NRA - Envelope - Cool Roofs: Steep-Sloped | Expected | Electric Energy (GWh/year) | 0.80956 | 0.80649 | 0.80334 | 0.80016 | 0.79696 | 0.7938 | 0.7907 | 0.78769 | 0.78481 | 0.78208 | 0.77951 | 0.77712 | 0.77492
No | PG&E | Com | BldgEnv | 2022 T-24: NRA - Envelope - Roof Recovers | Expected | Electric Energy (GWh/year) | 3.1887 | 3.1766 | 3.1642 | 3.1516 | 3.1391 | 3.1266 | 3.1144 | 3.1025 | 3.0912 | 3.0804 | 3.0703 | 3.0609 | 3.0522
No | PG&E | Com | BldgEnv | 2022 T-24: NRA - Envelope - Roof Replacements | Expected | Electric Energy (GWh/year) | 2.9408 | 2.9297 | 2.9183 | 2.9067 | 2.8951 | 2.8836 | 2.8723 | 2.8614 | 2.851 | 2.841 | 2.8317 | 2.823 | 2.815
No | PG&E | Com | BldgEnv | 2022 T-24: NRA - Reduce Infiltration - Require air barrier where not currently required | Expected | Electric Energy (GWh/year) | -0.02456 | -0.02441 | -0.024302 | -0.024226 | -0.024171 | -0.024132 | -0.024105 | -0.024085 | -0.024072 | -0.024062 | -0.024055 | -0.02405 | -0.024047
No | PG&E | Com | BldgEnv | 2022 T-24: NRNC - Envelope - Cool Roofs: Steep-Sloped | Expected | Electric Energy (GWh/year) | 0.089877 | 0.089537 | 0.089187 | 0.088834 | 0.088479 | 0.088128 | 0.087783 | 0.08745 | 0.08713 | 0.086827 | 0.086542 | 0.086277 | 0.086032
No | PG&E | Com | BldgEnv | 2022 T-24: NRNC - Envelope - High Performance Windows | Expected | Electric Energy (GWh/year) | 0.28798 | 0.28689 | 0.28577 | 0.28463 | 0.2835 | 0.28237 | 0.28127 | 0.2802 | 0.27918 | 0.2782 | 0.27729 | 0.27644 | 0.27566
No | PG&E | Com | BldgEnv | 2022 T-24: NRNC - Envelope - Opaque Envelope: Wall | Expected | Electric Energy (GWh/year) |  | 0.23419 | 0.23327 | 0.23235 | 0.23142 | 0.2305 | 0.2296 | 0.22873 | 0.22789 | 0.2271 | 0.22636 | 0.22566 | 0.22502
No | PG&E | Com | BldgEnv | 2022 T-24: NRNC - Reduce Infiltration - Require air barrier where not currently required | Expected | Electric Energy (GWh/year) |  | -0.024898 | -0.024788 | -0.02471 | -0.024654 | -0.024615 | -0.024587 | -0.024567 | -0.024553 | -0.024543 | -0.024536 | -0.024531 | -0.024528
No | PG&E | Com | BldgEnv | 2019 T-24: NRNC-Envelope-Dock Seals | Expected | Electric Energy (GWh/year) |  | 0.0099216 | 0.0091519 | 0.0082841 | 0.0073438 | 0.0063679 | 0.0053991 | 0.004479 | 0.0036412 | 0.002907 | 0.0022849 | 0.0017727 | 0.0013608
No | PG&E | Com | BldgEnv | 2008 T-24: Cool Roof Expansion | Possible | Electric Energy (GWh/year) | 5.8229 | 5.8197 | 5.8174 | 5.8158 | 5.8146 | 5.8138 | 5.8128 | 5.8118 | 5.8108 | 5.8099 | 5.8089 | 5.808 | 5.807
No | PG&E | Com | BldgEnv | 2005 T-24: Cool roofs | Possible | Electric Energy (GWh/year) | 0.52631 | 0.5263 | 0.5263 | 0.52629 | 0.52629 | 0.52629 | 0.52629 | 0.52629 | 0.52628 | 0.52628 | 0.52628 | 0.52628 | 0.52628
No | PG&E | Com | BldgEnv | 2005 T-24: Duct testing/sealing in new commercial buildings | Possible | Electric Energy (GWh/year) | 0.51298 | 0.51247 | 0.51214 | 0.51193 | 0.51179 | 0.5117 | 0.51158 | 0.51148 | 0.51136 | 0.51126 | 0.51114 | 0.51104 | 0.51093
No | PG&E | Com | BldgEnv | 2008 T-24: Envelope insulation | Possible | Electric Energy (GWh/year) | 9.3543 | 9.3054 | 9.2681 | 9.2397 | 9.218 | 9.2015 | 9.1816 | 9.164 | 9.1448 | 9.1267 | 9.1078 | 9.0895 | 9.0708
No | PG&E | Com | BldgEnv | 2013 T-24: NRA-Envelope-Cool Roofs | Possible | Electric Energy (GWh/year) | 0.91829 | 0.89468 | 0.87532 | 0.85949 | 0.41981 | 0 | 0 | 0 | 0 | 0 | 0 | 0 | 0
No | PG&E | Com | BldgEnv | 2008 T-24: Overall Envelope Tradeoff | Possible | Electric Energy (GWh/year) | 0.18984 | 0.1896 | 0.1894 | 0.18924 | 0.18911 | 0.189 | 0.18888 | 0.18877 | 0.18865 | 0.18853 | 0.18842 | 0.1883 | 0.18818
No | PG&E | Com | BldgEnv | 2025 T-24: NR High Performance Envelope - Prescriptive Heavy Mass Walls U-Value (New Construction + Additions) | Possible | Electric Energy (GWh/year) | 0 | 0.0022422 | 0.013392 | 0.013367 | 0.013343 | 0.013318 | 0.013293 | 0.013267 | 0.013242 | 0.013216 | 0.01319 | 0.013163 | 0.013137
No | PG&E | Com | BldgEnv | 2025 T-24: NR High Performance Envelope - Prescriptive Light Mass Walls U-Value (New Construction + Additions) | Possible | Electric Energy (GWh/year) | 0 | 0.0015224 | 0.0086904 | 0.0082793 | 0.0078772 | 0.007485 | 0.0071032 | 0.0067327 | 0.0063739 | 0.0060273 | 0.0056931 | 0.0053718 | 0.0050634
No | PG&E | Com | BldgEnv | 2025 T-24: NR High Performance Envelope - Prescriptive Metal Building Walls U-Value (New Construction + Additions) | Possible | Electric Energy (GWh/year) | 0 | 0.00071089 | 0.0042524 | 0.0042511 | 0.0042498 | 0.0042485 | 0.0042472 | 0.0042459 | 0.0042446 | 0.0042433 | 0.004242 | 0.0042407 | 0.0042394
No | PG&E | Com | BldgEnv | 2025 T-24: NR High Performance Envelope - Prescriptive Metal Roof U-Value (New Construction + Additions) | Possible | Electric Energy (GWh/year) | 0 | 0.00085528 | 0.0050424 | 0.004966 | 0.0048886 | 0.0048103 | 0.004731 | 0.0046509 | 0.0045701 | 0.0044885 | 0.0044063 | 0.0043236 | 0.0042403
No | PG&E | Com | BldgEnv | 2025 T-24: NR High Performance Envelope - Prescriptive Woodframed and Other Roof U-Value (New Construction + Additions) | Possible | Electric Energy (GWh/year) | 0 | 0.0076125 | 0.044108 | 0.042669 | 0.041235 | 0.039809 | 0.038395 | 0.036994 | 0.035609 | 0.034243 | 0.032899 | 0.031577 | 0.030281
No | PG&E | Com | BldgEnv | 2025 T-24: NR High Performance Envelope - Prescriptive Woodframed Walls U-Value (New Construction + Additions) | Possible | Electric Energy (GWh/year) | 0 | 0.0020013 | 0.011924 | 0.011873 | 0.01182 | 0.011767 | 0.011713 | 0.011659 | 0.011604 | 0.011548 | 0.011491 | 0.011433 | 0.011375
No | PG&E | Com | BldgEnv | 2025 T-24: NR High Performance Envelope - Reduced Infiltration Vestibules: require vestibules for certain buildings (Thermal bridging) (New Construction + Additions) | Possible | Electric Energy (GWh/year) | 0 | 0.14876 | 0.88636 | 0.88252 | 0.87863 | 0.87468 | 0.87068 | 0.86663 | 0.86252 | 0.85835 | 0.85413 | 0.84986 | 0.84554
No | PG&E | Com | BldgEnv | 2025 T-24: NR High Performance Envelope - Windows/Fenestration - Alterations (Alterations) | Possible | Electric Energy (GWh/year) | 0 | 0.71268 | 0.73508 | 0.69053 | 0.64574 | 0.60129 | 0.55775 | 0.51564 | 0.4754 | 0.43739 | 0.40189 | 0.36907 | 0.33903
No | PG&E | Com | BldgEnv | 2025 T-24: NR High Performance Envelope - Windows/Fenestration - New Construction (New Construction + Additions) | Possible | Electric Energy (GWh/year) | 0 | 0.0064293 | 0.03631 | 0.034109 | 0.031897 | 0.029701 | 0.02755 | 0.02547 | 0.023482 | 0.021605 | 0.019852 | 0.018231 | 0.016746
No | PG&E | Com | BldgEnv | 2022 T-24: NRA - Envelope - Cool Roofs: Steep-Sloped | Possible | Electric Energy (GWh/year) | 0.80956 | 0.80649 | 0.80334 | 0.80016 | 0.79696 | 0.7938 | 0.7907 | 0.78769 | 0.78481 | 0.78208 | 0.77951 | 0.77712 | 0.77492
No | PG&E | Com | BldgEnv | 2022 T-24: NRA - Envelope - Roof Recovers | Possible | Electric Energy (GWh/year) | 3.1887 | 3.1766 | 3.1642 | 3.1516 | 3.1391 | 3.1266 | 3.1144 | 3.1025 | 3.0912 | 3.0804 | 3.0703 | 3.0609 | 3.0522
No | PG&E | Com | BldgEnv | 2022 T-24: NRA - Envelope - Roof Replacements | Possible | Electric Energy (GWh/year) | 2.9408 | 2.9297 | 2.9183 | 2.9067 | 2.8951 | 2.8836 | 2.8723 | 2.8614 | 2.851 | 2.841 | 2.8317 | 2.823 | 2.815
No | PG&E | Com | BldgEnv | 2022 T-24: NRA - Reduce Infiltration - Require air barrier where not currently required | Possible | Electric Energy (GWh/year) | -0.02456 | -0.02441 | -0.024302 | -0.024226 | -0.024171 | -0.024132 | -0.024105 | -0.024085 | -0.024072 | -0.024062 | -0.024055 | -0.02405 | -0.024047
No | PG&E | Com | BldgEnv | 2022 T-24: NRNC - Envelope - Cool Roofs: Steep-Sloped | Possible | Electric Energy (GWh/year) | 0.089877 | 0.089537 | 0.089187 | 0.088834 | 0.088479 | 0.088128 | 0.087783 | 0.08745 | 0.08713 | 0.086827 | 0.086542 | 0.086277 | 0.086032
No | PG&E | Com | BldgEnv | 2022 T-24: NRNC - Envelope - High Performance Windows | Possible | Electric Energy (GWh/year) | 0.28798 | 0.28689 | 0.28577 | 0.28463 | 0.2835 | 0.28237 | 0.28127 | 0.2802 | 0.27918 | 0.2782 | 0.27729 | 0.27644 | 0.27566
No | PG&E | Com | BldgEnv | 2022 T-24: NRNC - Envelope - Opaque Envelope: Wall | Possible | Electric Energy (GWh/year) |  | 0.23419 | 0.23327 | 0.23235 | 0.23142 | 0.2305 | 0.2296 | 0.22873 | 0.22789 | 0.2271 | 0.22636 | 0.22566 | 0.22502
No | PG&E | Com | BldgEnv | 2022 T-24: NRNC - Reduce Infiltration - Require air barrier where not currently required | Possible | Electric Energy (GWh/year) |  | -0.024898 | -0.024788 | -0.02471 | -0.024654 | -0.024615 | -0.024587 | -0.024567 | -0.024553 | -0.024543 | -0.024536 | -0.024531 | -0.024528
No | PG&E | Com | BldgEnv | 2019 T-24: NRNC-Envelope-Dock Seals | Possible | Electric Energy (GWh/year) |  | 0.0099216 | 0.0091519 | 0.0082841 | 0.0073438 | 0.0063679 | 0.0053991 | 0.004479 | 0.0036412 | 0.002907 | 0.0022849 | 0.0017727 | 0.0013608
No | SCE | Com | BldgEnv | 2008 T-24: Cool Roof Expansion | On-the-books | Electric Energy (GWh/year) | 5.8229 | 5.8197 | 5.8174 | 5.8158 | 5.8146 | 5.8138 | 5.8128 | 5.8118 | 5.8108 | 5.8099 | 5.8089 | 5.808 | 5.807
No | SCE | Com | BldgEnv | 2005 T-24: Cool roofs | On-the-books | Electric Energy (GWh/year) | 0.52631 | 0.5263 | 0.5263 | 0.52629 | 0.52629 | 0.52629 | 0.52629 | 0.52629 | 0.52628 | 0.52628 | 0.52628 | 0.52628 | 0.52628
No | SCE | Com | BldgEnv | 2005 T-24: Duct testing/sealing in new commercial buildings | On-the-books | Electric Energy (GWh/year) | 0.51298 | 0.51247 | 0.51214 | 0.51193 | 0.51179 | 0.5117 | 0.51158 | 0.51148 | 0.51136 | 0.51126 | 0.51114 | 0.51104 | 0.51093
No | SCE | Com | BldgEnv | 2008 T-24: Envelope insulation | On-the-books | Electric Energy (GWh/year) | 9.3543 | 9.3054 | 9.2681 | 9.2397 | 9.218 | 9.2015 | 9.1816 | 9.164 | 9.1448 | 9.1267 | 9.1078 | 9.0895 | 9.0708
No | SCE | Com | BldgEnv | 2013 T-24: NRA-Envelope-Cool Roofs | On-the-books | Electric Energy (GWh/year) | 0.91829 | 0.89468 | 0.87532 | 0.85949 | 0.41981 | 0 | 0 | 0 | 0 | 0 | 0 | 0 | 0
No | SCE | Com | BldgEnv | 2008 T-24: Overall Envelope Tradeoff | On-the-books | Electric Energy (GWh/year) | 0.18984 | 0.1896 | 0.1894 | 0.18924 | 0.18911 | 0.189 | 0.18888 | 0.18877 | 0.18865 | 0.18853 | 0.18842 | 0.1883 | 0.18818
No | SCE | Com | BldgEnv | 2025 T-24: NR High Performance Envelope - Prescriptive Heavy Mass Walls U-Value (New Construction + Additions) | On-the-books | Electric Energy (GWh/year) | 0 | 0.0022422 | 0.013392 | 0.013367 | 0.013343 | 0.013318 | 0.013293 | 0.013267 | 0.013242 | 0.013216 | 0.01319 | 0.013163 | 0.013137
No | SCE | Com | BldgEnv | 2025 T-24: NR High Performance Envelope - Prescriptive Light Mass Walls U-Value (New Construction + Additions) | On-the-books | Electric Energy (GWh/year) | 0 | 0.0015224 | 0.0086904 | 0.0082793 | 0.0078772 | 0.007485 | 0.0071032 | 0.0067327 | 0.0063739 | 0.0060273 | 0.0056931 | 0.0053718 | 0.0050634
No | SCE | Com | BldgEnv | 2025 T-24: NR High Performance Envelope - Prescriptive Metal Building Walls U-Value (New Construction + Additions) | On-the-books | Electric Energy (GWh/year) | 0 | 0.00071089 | 0.0042524 | 0.0042511 | 0.0042498 | 0.0042485 | 0.0042472 | 0.0042459 | 0.0042446 | 0.0042433 | 0.004242 | 0.0042407 | 0.0042394
No | SCE | Com | BldgEnv | 2025 T-24: NR High Performance Envelope - Prescriptive Metal Roof U-Value (New Construction + Additions) | On-the-books | Electric Energy (GWh/year) | 0 | 0.00085528 | 0.0050424 | 0.004966 | 0.0048886 | 0.0048103 | 0.004731 | 0.0046509 | 0.0045701 | 0.0044885 | 0.0044063 | 0.0043236 | 0.0042403
No | SCE | Com | BldgEnv | 2025 T-24: NR High Performance Envelope - Prescriptive Woodframed and Other Roof U-Value (New Construction + Additions) | On-the-books | Electric Energy (GWh/year) | 0 | 0.0076125 | 0.044108 | 0.042669 | 0.041235 | 0.039809 | 0.038395 | 0.036994 | 0.035609 | 0.034243 | 0.032899 | 0.031577 | 0.030281
No | SCE | Com | BldgEnv | 2025 T-24: NR High Performance Envelope - Prescriptive Woodframed Walls U-Value (New Construction + Additions) | On-the-books | Electric Energy (GWh/year) | 0 | 0.0020013 | 0.011924 | 0.011873 | 0.01182 | 0.011767 | 0.011713 | 0.011659 | 0.011604 | 0.011548 | 0.011491 | 0.011433 | 0.011375
No | SCE | Com | BldgEnv | 2025 T-24: NR High Performance Envelope - Reduced Infiltration Vestibules: require vestibules for certain buildings (Thermal bridging) (New Construction + Additions) | On-the-books | Electric Energy (GWh/year) | 0 | 0.14876 | 0.88636 | 0.88252 | 0.87863 | 0.87468 | 0.87068 | 0.86663 | 0.86252 | 0.85835 | 0.85413 | 0.84986 | 0.84554
No | SCE | Com | BldgEnv | 2025 T-24: NR High Performance Envelope - Windows/Fenestration - Alterations (Alterations) | On-the-books | Electric Energy (GWh/year) | 0 | 0.71268 | 0.73508 | 0.69053 | 0.64574 | 0.60129 | 0.55775 | 0.51564 | 0.4754 | 0.43739 | 0.40189 | 0.36907 | 0.33903
No | SCE | Com | BldgEnv | 2025 T-24: NR High Performance Envelope - Windows/Fenestration - New Construction (New Construction + Additions) | On-the-books | Electric Energy (GWh/year) | 0 | 0.0064293 | 0.03631 | 0.034109 | 0.031897 | 0.029701 | 0.02755 | 0.02547 | 0.023482 | 0.021605 | 0.019852 | 0.018231 | 0.016746
No | SCE | Com | BldgEnv | 2022 T-24: NRA - Envelope - Cool Roofs: Steep-Sloped | On-the-books | Electric Energy (GWh/year) | 0.80956 | 0.80649 | 0.80334 | 0.80016 | 0.79696 | 0.7938 | 0.7907 | 0.78769 | 0.78481 | 0.78208 | 0.77951 | 0.77712 | 0.77492
No | SCE | Com | BldgEnv | 2022 T-24: NRA - Envelope - Roof Recovers | On-the-books | Electric Energy (GWh/year) | 3.1887 | 3.1766 | 3.1642 | 3.1516 | 3.1391 | 3.1266 | 3.1144 | 3.1025 | 3.0912 | 3.0804 | 3.0703 | 3.0609 | 3.0522
No | SCE | Com | BldgEnv | 2022 T-24: NRA - Envelope - Roof Replacements | On-the-books | Electric Energy (GWh/year) | 2.9408 | 2.9297 | 2.9183 | 2.9067 | 2.8951 | 2.8836 | 2.8723 | 2.8614 | 2.851 | 2.841 | 2.8317 | 2.823 | 2.815
No | SCE | Com | BldgEnv | 2022 T-24: NRA - Reduce Infiltration - Require air barrier where not currently required | On-the-books | Electric Energy (GWh/year) | -0.02456 | -0.02441 | -0.024302 | -0.024226 | -0.024171 | -0.024132 | -0.024105 | -0.024085 | -0.024072 | -0.024062 | -0.024055 | -0.02405 | -0.024047
No | SCE | Com | BldgEnv | 2022 T-24: NRNC - Envelope - Cool Roofs: Steep-Sloped | On-the-books | Electric Energy (GWh/year) | 0.089877 | 0.089537 | 0.089187 | 0.088834 | 0.088479 | 0.088128 | 0.087783 | 0.08745 | 0.08713 | 0.086827 | 0.086542 | 0.086277 | 0.086032
No | SCE | Com | BldgEnv | 2022 T-24: NRNC - Envelope - High Performance Windows | On-the-books | Electric Energy (GWh/year) | 0.28798 | 0.28689 | 0.28577 | 0.28463 | 0.2835 | 0.28237 | 0.28127 | 0.2802 | 0.27918 | 0.2782 | 0.27729 | 0.27644 | 0.27566
No | SCE | Com | BldgEnv | 2022 T-24: NRNC - Envelope - Opaque Envelope: Wall | On-the-books | Electric Energy (GWh/year) |  | 0.23419 | 0.23327 | 0.23235 | 0.23142 | 0.2305 | 0.2296 | 0.22873 | 0.22789 | 0.2271 | 0.22636 | 0.22566 | 0.22502
No | SCE | Com | BldgEnv | 2022 T-24: NRNC - Reduce Infiltration - Require air barrier where not currently required | On-the-books | Electric Energy (GWh/year) |  | -0.024898 | -0.024788 | -0.02471 | -0.024654 | -0.024615 | -0.024587 | -0.024567 | -0.024553 | -0.024543 | -0.024536 | -0.024531 | -0.024528
No | SCE | Com | BldgEnv | 2019 T-24: NRNC-Envelope-Dock Seals | On-the-books | Electric Energy (GWh/year) |  | 0.0099216 | 0.0091519 | 0.0082841 | 0.0073438 | 0.0063679 | 0.0053991 | 0.004479 | 0.0036412 | 0.002907 | 0.0022849 | 0.0017727 | 0.0013608
No | SCE | Com | BldgEnv | 2008 T-24: Cool Roof Expansion | Expected | Electric Energy (GWh/year) | 5.8229 | 5.8197 | 5.8174 | 5.8158 | 5.8146 | 5.8138 | 5.8128 | 5.8118 | 5.8108 | 5.8099 | 5.8089 | 5.808 | 5.807
No | SCE | Com | BldgEnv | 2005 T-24: Cool roofs | Expected | Electric Energy (GWh/year) | 0.52631 | 0.5263 | 0.5263 | 0.52629 | 0.52629 | 0.52629 | 0.52629 | 0.52629 | 0.52628 | 0.52628 | 0.52628 | 0.52628 | 0.52628
No | SCE | Com | BldgEnv | 2005 T-24: Duct testing/sealing in new commercial buildings | Expected | Electric Energy (GWh/year) | 0.51298 | 0.51247 | 0.51214 | 0.51193 | 0.51179 | 0.5117 | 0.51158 | 0.51148 | 0.51136 | 0.51126 | 0.51114 | 0.51104 | 0.51093
No | SCE | Com | BldgEnv | 2008 T-24: Envelope insulation | Expected | Electric Energy (GWh/year) | 9.3543 | 9.3054 | 9.2681 | 9.2397 | 9.218 | 9.2015 | 9.1816 | 9.164 | 9.1448 | 9.1267 | 9.1078 | 9.0895 | 9.0708
No | SCE | Com | BldgEnv | 2013 T-24: NRA-Envelope-Cool Roofs | Expected | Electric Energy (GWh/year) | 0.91829 | 0.89468 | 0.87532 | 0.85949 | 0.41981 | 0 | 0 | 0 | 0 | 0 | 0 | 0 | 0
No | SCE | Com | BldgEnv | 2008 T-24: Overall Envelope Tradeoff | Expected | Electric Energy (GWh/year) | 0.18984 | 0.1896 | 0.1894 | 0.18924 | 0.18911 | 0.189 | 0.18888 | 0.18877 | 0.18865 | 0.18853 | 0.18842 | 0.1883 | 0.18818
No | SCE | Com | BldgEnv | 2025 T-24: NR High Performance Envelope - Prescriptive Heavy Mass Walls U-Value (New Construction + Additions) | Expected | Electric Energy (GWh/year) | 0 | 0.0022422 | 0.013392 | 0.013367 | 0.013343 | 0.013318 | 0.013293 | 0.013267 | 0.013242 | 0.013216 | 0.01319 | 0.013163 | 0.013137
No | SCE | Com | BldgEnv | 2025 T-24: NR High Performance Envelope - Prescriptive Light Mass Walls U-Value (New Construction + Additions) | Expected | Electric Energy (GWh/year) | 0 | 0.0015224 | 0.0086904 | 0.0082793 | 0.0078772 | 0.007485 | 0.0071032 | 0.0067327 | 0.0063739 | 0.0060273 | 0.0056931 | 0.0053718 | 0.0050634
No | SCE | Com | BldgEnv | 2025 T-24: NR High Performance Envelope - Prescriptive Metal Building Walls U-Value (New Construction + Additions) | Expected | Electric Energy (GWh/year) | 0 | 0.00071089 | 0.0042524 | 0.0042511 | 0.0042498 | 0.0042485 | 0.0042472 | 0.0042459 | 0.0042446 | 0.0042433 | 0.004242 | 0.0042407 | 0.0042394
No | SCE | Com | BldgEnv | 2025 T-24: NR High Performance Envelope - Prescriptive Metal Roof U-Value (New Construction + Additions) | Expected | Electric Energy (GWh/year) | 0 | 0.00085528 | 0.0050424 | 0.004966 | 0.0048886 | 0.0048103 | 0.004731 | 0.0046509 | 0.0045701 | 0.0044885 | 0.0044063 | 0.0043236 | 0.0042403
No | SCE | Com | BldgEnv | 2025 T-24: NR High Performance Envelope - Prescriptive Woodframed and Other Roof U-Value (New Construction + Additions) | Expected | Electric Energy (GWh/year) | 0 | 0.0076125 | 0.044108 | 0.042669 | 0.041235 | 0.039809 | 0.038395 | 0.036994 | 0.035609 | 0.034243 | 0.032899 | 0.031577 | 0.030281
No | SCE | Com | BldgEnv | 2025 T-24: NR High Performance Envelope - Prescriptive Woodframed Walls U-Value (New Construction + Additions) | Expected | Electric Energy (GWh/year) | 0 | 0.0020013 | 0.011924 | 0.011873 | 0.01182 | 0.011767 | 0.011713 | 0.011659 | 0.011604 | 0.011548 | 0.011491 | 0.011433 | 0.011375
No | SCE | Com | BldgEnv | 2025 T-24: NR High Performance Envelope - Reduced Infiltration Vestibules: require vestibules for certain buildings (Thermal bridging) (New Construction + Additions) | Expected | Electric Energy (GWh/year) | 0 | 0.14876 | 0.88636 | 0.88252 | 0.87863 | 0.87468 | 0.87068 | 0.86663 | 0.86252 | 0.85835 | 0.85413 | 0.84986 | 0.84554
No | SCE | Com | BldgEnv | 2025 T-24: NR High Performance Envelope - Windows/Fenestration - Alterations (Alterations) | Expected | Electric Energy (GWh/year) | 0 | 0.71268 | 0.73508 | 0.69053 | 0.64574 | 0.60129 | 0.55775 | 0.51564 | 0.4754 | 0.43739 | 0.40189 | 0.36907 | 0.33903
No | SCE | Com | BldgEnv | 2025 T-24: NR High Performance Envelope - Windows/Fenestration - New Construction (New Construction + Additions) | Expected | Electric Energy (GWh/year) | 0 | 0.0064293 | 0.03631 | 0.034109 | 0.031897 | 0.029701 | 0.02755 | 0.02547 | 0.023482 | 0.021605 | 0.019852 | 0.018231 | 0.016746
No | SCE | Com | BldgEnv | 2022 T-24: NRA - Envelope - Cool Roofs: Steep-Sloped | Expected | Electric Energy (GWh/year) | 0.80956 | 0.80649 | 0.80334 | 0.80016 | 0.79696 | 0.7938 | 0.7907 | 0.78769 | 0.78481 | 0.78208 | 0.77951 | 0.77712 | 0.77492
No | SCE | Com | BldgEnv | 2022 T-24: NRA - Envelope - Roof Recovers | Expected | Electric Energy (GWh/year) | 3.1887 | 3.1766 | 3.1642 | 3.1516 | 3.1391 | 3.1266 | 3.1144 | 3.1025 | 3.0912 | 3.0804 | 3.0703 | 3.0609 | 3.0522
No | SCE | Com | BldgEnv | 2022 T-24: NRA - Envelope - Roof Replacements | Expected | Electric Energy (GWh/year) | 2.9408 | 2.9297 | 2.9183 | 2.9067 | 2.8951 | 2.8836 | 2.8723 | 2.8614 | 2.851 | 2.841 | 2.8317 | 2.823 | 2.815
No | SCE | Com | BldgEnv | 2022 T-24: NRA - Reduce Infiltration - Require air barrier where not currently required | Expected | Electric Energy (GWh/year) | -0.02456 | -0.02441 | -0.024302 | -0.024226 | -0.024171 | -0.024132 | -0.024105 | -0.024085 | -0.024072 | -0.024062 | -0.024055 | -0.02405 | -0.024047
No | SCE | Com | BldgEnv | 2022 T-24: NRNC - Envelope - Cool Roofs: Steep-Sloped | Expected | Electric Energy (GWh/year) | 0.089877 | 0.089537 | 0.089187 | 0.088834 | 0.088479 | 0.088128 | 0.087783 | 0.08745 | 0.08713 | 0.086827 | 0.086542 | 0.086277 | 0.086032
No | SCE | Com | BldgEnv | 2022 T-24: NRNC - Envelope - High Performance Windows | Expected | Electric Energy (GWh/year) | 0.28798 | 0.28689 | 0.28577 | 0.28463 | 0.2835 | 0.28237 | 0.28127 | 0.2802 | 0.27918 | 0.2782 | 0.27729 | 0.27644 | 0.27566
No | SCE | Com | BldgEnv | 2022 T-24: NRNC - Envelope - Opaque Envelope: Wall | Expected | Electric Energy (GWh/year) |  | 0.23419 | 0.23327 | 0.23235 | 0.23142 | 0.2305 | 0.2296 | 0.22873 | 0.22789 | 0.2271 | 0.22636 | 0.22566 | 0.22502
No | SCE | Com | BldgEnv | 2022 T-24: NRNC - Reduce Infiltration - Require air barrier where not currently required | Expected | Electric Energy (GWh/year) |  | -0.024898 | -0.024788 | -0.02471 | -0.024654 | -0.024615 | -0.024587 | -0.024567 | -0.024553 | -0.024543 | -0.024536 | -0.024531 | -0.024528
No | SCE | Com | BldgEnv | 2019 T-24: NRNC-Envelope-Dock Seals | Expected | Electric Energy (GWh/year) |  | 0.0099216 | 0.0091519 | 0.0082841 | 0.0073438 | 0.0063679 | 0.0053991 | 0.004479 | 0.0036412 | 0.002907 | 0.0022849 | 0.0017727 | 0.0013608
No | SCE | Com | BldgEnv | 2008 T-24: Cool Roof Expansion | Possible | Electric Energy (GWh/year) | 5.8229 | 5.8197 | 5.8174 | 5.8158 | 5.8146 | 5.8138 | 5.8128 | 5.8118 | 5.8108 | 5.8099 | 5.8089 | 5.808 | 5.807
No | SCE | Com | BldgEnv | 2005 T-24: Cool roofs | Possible | Electric Energy (GWh/year) | 0.52631 | 0.5263 | 0.5263 | 0.52629 | 0.52629 | 0.52629 | 0.52629 | 0.52629 | 0.52628 | 0.52628 | 0.52628 | 0.52628 | 0.52628
No | SCE | Com | BldgEnv | 2005 T-24: Duct testing/sealing in new commercial buildings | Possible | Electric Energy (GWh/year) | 0.51298 | 0.51247 | 0.51214 | 0.51193 | 0.51179 | 0.5117 | 0.51158 | 0.51148 | 0.51136 | 0.51126 | 0.51114 | 0.51104 | 0.51093
No | SCE | Com | BldgEnv | 2008 T-24: Envelope insulation | Possible | Electric Energy (GWh/year) | 9.3543 | 9.3054 | 9.2681 | 9.2397 | 9.218 | 9.2015 | 9.1816 | 9.164 | 9.1448 | 9.1267 | 9.1078 | 9.0895 | 9.0708
No | SCE | Com | BldgEnv | 2013 T-24: NRA-Envelope-Cool Roofs | Possible | Electric Energy (GWh/year) | 0.91829 | 0.89468 | 0.87532 | 0.85949 | 0.41981 | 0 | 0 | 0 | 0 | 0 | 0 | 0 | 0
No | SCE | Com | BldgEnv | 2008 T-24: Overall Envelope Tradeoff | Possible | Electric Energy (GWh/year) | 0.18984 | 0.1896 | 0.1894 | 0.18924 | 0.18911 | 0.189 | 0.18888 | 0.18877 | 0.18865 | 0.18853 | 0.18842 | 0.1883 | 0.18818
No | SCE | Com | BldgEnv | 2025 T-24: NR High Performance Envelope - Prescriptive Heavy Mass Walls U-Value (New Construction + Additions) | Possible | Electric Energy (GWh/year) | 0 | 0.0022422 | 0.013392 | 0.013367 | 0.013343 | 0.013318 | 0.013293 | 0.013267 | 0.013242 | 0.013216 | 0.01319 | 0.013163 | 0.013137
No | SCE | Com | BldgEnv | 2025 T-24: NR High Performance Envelope - Prescriptive Light Mass Walls U-Value (New Construction + Additions) | Possible | Electric Energy (GWh/year) | 0 | 0.0015224 | 0.0086904 | 0.0082793 | 0.0078772 | 0.007485 | 0.0071032 | 0.0067327 | 0.0063739 | 0.0060273 | 0.0056931 | 0.0053718 | 0.0050634
No | SCE | Com | BldgEnv | 2025 T-24: NR High Performance Envelope - Prescriptive Metal Building Walls U-Value (New Construction + Additions) | Possible | Electric Energy (GWh/year) | 0 | 0.00071089 | 0.0042524 | 0.0042511 | 0.0042498 | 0.0042485 | 0.0042472 | 0.0042459 | 0.0042446 | 0.0042433 | 0.004242 | 0.0042407 | 0.0042394
No | SCE | Com | BldgEnv | 2025 T-24: NR High Performance Envelope - Prescriptive Metal Roof U-Value (New Construction + Additions) | Possible | Electric Energy (GWh/year) | 0 | 0.00085528 | 0.0050424 | 0.004966 | 0.0048886 | 0.0048103 | 0.004731 | 0.0046509 | 0.0045701 | 0.0044885 | 0.0044063 | 0.0043236 | 0.0042403
No | SCE | Com | BldgEnv | 2025 T-24: NR High Performance Envelope - Prescriptive Woodframed and Other Roof U-Value (New Construction + Additions) | Possible | Electric Energy (GWh/year) | 0 | 0.0076125 | 0.044108 | 0.042669 | 0.041235 | 0.039809 | 0.038395 | 0.036994 | 0.035609 | 0.034243 | 0.032899 | 0.031577 | 0.030281
No | SCE | Com | BldgEnv | 2025 T-24: NR High Performance Envelope - Prescriptive Woodframed Walls U-Value (New Construction + Additions) | Possible | Electric Energy (GWh/year) | 0 | 0.0020013 | 0.011924 | 0.011873 | 0.01182 | 0.011767 | 0.011713 | 0.011659 | 0.011604 | 0.011548 | 0.011491 | 0.011433 | 0.011375
No | SCE | Com | BldgEnv | 2025 T-24: NR High Performance Envelope - Reduced Infiltration Vestibules: require vestibules for certain buildings (Thermal bridging) (New Construction + Additions) | Possible | Electric Energy (GWh/year) | 0 | 0.14876 | 0.88636 | 0.88252 | 0.87863 | 0.87468 | 0.87068 | 0.86663 | 0.86252 | 0.85835 | 0.85413 | 0.84986 | 0.84554
No | SCE | Com | BldgEnv | 2025 T-24: NR High Performance Envelope - Windows/Fenestration - Alterations (Alterations) | Possible | Electric Energy (GWh/year) | 0 | 0.71268 | 0.73508 | 0.69053 | 0.64574 | 0.60129 | 0.55775 | 0.51564 | 0.4754 | 0.43739 | 0.40189 | 0.36907 | 0.33903
No | SCE | Com | BldgEnv | 2025 T-24: NR High Performance Envelope - Windows/Fenestration - New Construction (New Construction + Additions) | Possible | Electric Energy (GWh/year) | 0 | 0.0064293 | 0.03631 | 0.034109 | 0.031897 | 0.029701 | 0.02755 | 0.02547 | 0.023482 | 0.021605 | 0.019852 | 0.018231 | 0.016746
No | SCE | Com | BldgEnv | 2022 T-24: NRA - Envelope - Cool Roofs: Steep-Sloped | Possible | Electric Energy (GWh/year) | 0.80956 | 0.80649 | 0.80334 | 0.80016 | 0.79696 | 0.7938 | 0.7907 | 0.78769 | 0.78481 | 0.78208 | 0.77951 | 0.77712 | 0.77492
No | SCE | Com | BldgEnv | 2022 T-24: NRA - Envelope - Roof Recovers | Possible | Electric Energy (GWh/year) | 3.1887 | 3.1766 | 3.1642 | 3.1516 | 3.1391 | 3.1266 | 3.1144 | 3.1025 | 3.0912 | 3.0804 | 3.0703 | 3.0609 | 3.0522
No | SCE | Com | BldgEnv | 2022 T-24: NRA - Envelope - Roof Replacements | Possible | Electric Energy (GWh/year) | 2.9408 | 2.9297 | 2.9183 | 2.9067 | 2.8951 | 2.8836 | 2.8723 | 2.8614 | 2.851 | 2.841 | 2.8317 | 2.823 | 2.815
No | SCE | Com | BldgEnv | 2022 T-24: NRA - Reduce Infiltration - Require air barrier where not currently required | Possible | Electric Energy (GWh/year) | -0.02456 | -0.02441 | -0.024302 | -0.024226 | -0.024171 | -0.024132 | -0.024105 | -0.024085 | -0.024072 | -0.024062 | -0.024055 | -0.02405 | -0.024047
No | SCE | Com | BldgEnv | 2022 T-24: NRNC - Envelope - Cool Roofs: Steep-Sloped | Possible | Electric Energy (GWh/year) | 0.089877 | 0.089537 | 0.089187 | 0.088834 | 0.088479 | 0.088128 | 0.087783 | 0.08745 | 0.08713 | 0.086827 | 0.086542 | 0.086277 | 0.086032
No | SCE | Com | BldgEnv | 2022 T-24: NRNC - Envelope - High Performance Windows | Possible | Electric Energy (GWh/year) | 0.28798 | 0.28689 | 0.28577 | 0.28463 | 0.2835 | 0.28237 | 0.28127 | 0.2802 | 0.27918 | 0.2782 | 0.27729 | 0.27644 | 0.27566
No | SCE | Com | BldgEnv | 2022 T-24: NRNC - Envelope - Opaque Envelope: Wall | Possible | Electric Energy (GWh/year) |  | 0.23419 | 0.23327 | 0.23235 | 0.23142 | 0.2305 | 0.2296 | 0.22873 | 0.22789 | 0.2271 | 0.22636 | 0.22566 | 0.22502
No | SCE | Com | BldgEnv | 2022 T-24: NRNC - Reduce Infiltration - Require air barrier where not currently required | Possible | Electric Energy (GWh/year) |  | -0.024898 | -0.024788 | -0.02471 | -0.024654 | -0.024615 | -0.024587 | -0.024567 | -0.024553 | -0.024543 | -0.024536 | -0.024531 | -0.024528
No | SCE | Com | BldgEnv | 2019 T-24: NRNC-Envelope-Dock Seals | Possible | Electric Energy (GWh/year) |  | 0.0099216 | 0.0091519 | 0.0082841 | 0.0073438 | 0.0063679 | 0.0053991 | 0.004479 | 0.0036412 | 0.002907 | 0.0022849 | 0.0017727 | 0.0013608
No | SDG&E | Com | BldgEnv | 2008 T-24: Cool Roof Expansion | On-the-books | Electric Energy (GWh/year) | 1.1925 | 1.1919 | 1.1914 | 1.1911 | 1.1908 | 1.1907 | 1.1904 | 1.1902 | 1.19 | 1.1899 | 1.1896 | 1.1895 | 1.1893
No | SDG&E | Com | BldgEnv | 2005 T-24: Cool roofs | On-the-books | Electric Energy (GWh/year) | 0.10779 | 0.10779 | 0.10778 | 0.10778 | 0.10778 | 0.10778 | 0.10778 | 0.10778 | 0.10778 | 0.10778 | 0.10778 | 0.10778 | 0.10778
No | SDG&E | Com | BldgEnv | 2005 T-24: Duct testing/sealing in new commercial buildings | On-the-books | Electric Energy (GWh/year) | 0.10506 | 0.10495 | 0.10489 | 0.10484 | 0.10481 | 0.10479 | 0.10477 | 0.10475 | 0.10473 | 0.1047 | 0.10468 | 0.10466 | 0.10464
No | SDG&E | Com | BldgEnv | 2008 T-24: Envelope insulation | On-the-books | Electric Energy (GWh/year) | 1.9157 | 1.9057 | 1.8981 | 1.8923 | 1.8878 | 1.8844 | 1.8804 | 1.8768 | 1.8728 | 1.8691 | 1.8653 | 1.8615 | 1.8577
No | SDG&E | Com | BldgEnv | 2013 T-24: NRA-Envelope-Cool Roofs | On-the-books | Electric Energy (GWh/year) | 0.18806 | 0.18323 | 0.17926 | 0.17602 | 0.085976 | 0 | 0 | 0 | 0 | 0 | 0 | 0 | 0
No | SDG&E | Com | BldgEnv | 2008 T-24: Overall Envelope Tradeoff | On-the-books | Electric Energy (GWh/year) | 0.038878 | 0.038829 | 0.038788 | 0.038755 | 0.038729 | 0.038707 | 0.038682 | 0.038659 | 0.038635 | 0.038611 | 0.038587 | 0.038564 | 0.03854
No | SDG&E | Com | BldgEnv | 2025 T-24: NR High Performance Envelope - Prescriptive Heavy Mass Walls U-Value (New Construction + Additions) | On-the-books | Electric Energy (GWh/year) | 0 | 0.00045919 | 0.0027426 | 0.0027376 | 0.0027326 | 0.0027275 | 0.0027223 | 0.0027171 | 0.0027119 | 0.0027066 | 0.0027012 | 0.0026958 | 0.0026904
No | SDG&E | Com | BldgEnv | 2025 T-24: NR High Performance Envelope - Prescriptive Light Mass Walls U-Value (New Construction + Additions) | On-the-books | Electric Energy (GWh/year) | 0 | 0.00031179 | 0.0017798 | 0.0016956 | 0.0016132 | 0.0015329 | 0.0014547 | 0.0013788 | 0.0013054 | 0.0012344 | 0.0011659 | 0.0011001 | 0.001037
No | SDG&E | Com | BldgEnv | 2025 T-24: NR High Performance Envelope - Prescriptive Metal Building Walls U-Value (New Construction + Additions) | On-the-books | Electric Energy (GWh/year) | 0 | 0.00014559 | 0.00087088 | 0.00087061 | 0.00087035 | 0.00087008 | 0.00086982 | 0.00086955 | 0.00086928 | 0.00086902 | 0.00086875 | 0.00086848 | 0.00086821
No | SDG&E | Com | BldgEnv | 2025 T-24: NR High Performance Envelope - Prescriptive Metal Roof U-Value (New Construction + Additions) | On-the-books | Electric Energy (GWh/year) | 0 | 0.00017516 | 0.0010327 | 0.001017 | 0.0010012 | 0.00098513 | 0.0009689 | 0.0009525 | 0.00093594 | 0.00091924 | 0.0009024 | 0.00088546 | 0.00086841
No | SDG&E | Com | BldgEnv | 2025 T-24: NR High Performance Envelope - Prescriptive Woodframed and Other Roof U-Value (New Construction + Additions) | On-the-books | Electric Energy (GWh/year) | 0 | 0.001559 | 0.0090333 | 0.0087385 | 0.0084448 | 0.0081528 | 0.0078631 | 0.0075762 | 0.0072926 | 0.0070129 | 0.0067375 | 0.0064669 | 0.0062015
No | SDG&E | Com | BldgEnv | 2025 T-24: NR High Performance Envelope - Prescriptive Woodframed Walls U-Value (New Construction + Additions) | On-the-books | Electric Energy (GWh/year) | 0 | 0.00040987 | 0.0024421 | 0.0024315 | 0.0024208 | 0.0024099 | 0.0023989 | 0.0023877 | 0.0023764 | 0.0023649 | 0.0023533 | 0.0023415 | 0.0023296
No | SDG&E | Com | BldgEnv | 2025 T-24: NR High Performance Envelope - Reduced Infiltration Vestibules: require vestibules for certain buildings (Thermal bridging) (New Construction + Additions) | On-the-books | Electric Energy (GWh/year) | 0 | 0.030466 | 0.18152 | 0.18074 | 0.17994 | 0.17913 | 0.17831 | 0.17748 | 0.17664 | 0.17579 | 0.17492 | 0.17405 | 0.17316
No | SDG&E | Com | BldgEnv | 2025 T-24: NR High Performance Envelope - Windows/Fenestration - Alterations (Alterations) | On-the-books | Electric Energy (GWh/year) | 0 | 0.14596 | 0.15054 | 0.14142 | 0.13225 | 0.12314 | 0.11423 | 0.1056 | 0.09736 | 0.089576 | 0.082306 | 0.075585 | 0.069432
No | SDG&E | Com | BldgEnv | 2025 T-24: NR High Performance Envelope - Windows/Fenestration - New Construction (New Construction + Additions) | On-the-books | Electric Energy (GWh/year) | 0 | 0.0013167 | 0.0074361 | 0.0069854 | 0.0065323 | 0.0060827 | 0.0056422 | 0.0052162 | 0.0048091 | 0.0044246 | 0.0040655 | 0.0037336 | 0.0034296
No | SDG&E | Com | BldgEnv | 2022 T-24: NRA - Envelope - Cool Roofs: Steep-Sloped | On-the-books | Electric Energy (GWh/year) | 0.16579 | 0.16517 | 0.16452 | 0.16387 | 0.16322 | 0.16257 | 0.16193 | 0.16132 | 0.16073 | 0.16017 | 0.15964 | 0.15915 | 0.1587
No | SDG&E | Com | BldgEnv | 2022 T-24: NRA - Envelope - Roof Recovers | On-the-books | Electric Energy (GWh/year) | 0.65303 | 0.65055 | 0.64802 | 0.64544 | 0.64287 | 0.64032 | 0.63782 | 0.63539 | 0.63307 | 0.63087 | 0.6288 | 0.62687 | 0.62509
No | SDG&E | Com | BldgEnv | 2022 T-24: NRA - Envelope - Roof Replacements | On-the-books | Electric Energy (GWh/year) | 0.60227 | 0.59999 | 0.59765 | 0.59528 | 0.5929 | 0.59055 | 0.58824 | 0.58601 | 0.58387 | 0.58183 | 0.57992 | 0.57815 | 0.57651
No | SDG&E | Com | BldgEnv | 2022 T-24: NRA - Reduce Infiltration - Require air barrier where not currently required | On-the-books | Electric Energy (GWh/year) | -0.0050298 | -0.0049991 | -0.0049771 | -0.0049613 | -0.0049501 | -0.0049422 | -0.0049366 | -0.0049326 | -0.0049298 | -0.0049278 | -0.0049264 | -0.0049254 | -0.0049247
No | SDG&E | Com | BldgEnv | 2022 T-24: NRNC - Envelope - Cool Roofs: Steep-Sloped | On-the-books | Electric Energy (GWh/year) | 0.018407 | 0.018337 | 0.018265 | 0.018193 | 0.01812 | 0.018048 | 0.017978 | 0.01791 | 0.017844 | 0.017782 | 0.017724 | 0.017669 | 0.017619
No | SDG&E | Com | BldgEnv | 2022 T-24: NRNC - Envelope - High Performance Windows | On-the-books | Electric Energy (GWh/year) | 0.058977 | 0.058753 | 0.058524 | 0.058292 | 0.058059 | 0.057829 | 0.057603 | 0.057384 | 0.057175 | 0.056975 | 0.056788 | 0.056614 | 0.056454
No | SDG&E | Com | BldgEnv | 2022 T-24: NRNC - Envelope - Opaque Envelope: Wall | On-the-books | Electric Energy (GWh/year) |  | 0.047961 | 0.047774 | 0.047584 | 0.047395 | 0.047206 | 0.047022 | 0.046843 | 0.046672 | 0.04651 | 0.046357 | 0.046215 | 0.046084
No | SDG&E | Com | BldgEnv | 2022 T-24: NRNC - Reduce Infiltration - Require air barrier where not currently required | On-the-books | Electric Energy (GWh/year) |  | -0.0050991 | -0.0050766 | -0.0050605 | -0.0050491 | -0.005041 | -0.0050353 | -0.0050312 | -0.0050284 | -0.0050264 | -0.0050249 | -0.0050239 | -0.0050232
No | SDG&E | Com | BldgEnv | 2019 T-24: NRNC-Envelope-Dock Seals | On-the-books | Electric Energy (GWh/year) |  | 0.0020319 | 0.0018743 | 0.0016965 | 0.001504 | 0.0013041 | 0.0011057 | 0.00091729 | 0.00074571 | 0.00059534 | 0.00046794 | 0.00036303 | 0.00027868
No | SDG&E | Com | BldgEnv | 2008 T-24: Cool Roof Expansion | Expected | Electric Energy (GWh/year) | 1.1925 | 1.1919 | 1.1914 | 1.1911 | 1.1908 | 1.1907 | 1.1904 | 1.1902 | 1.19 | 1.1899 | 1.1896 | 1.1895 | 1.1893
No | SDG&E | Com | BldgEnv | 2005 T-24: Cool roofs | Expected | Electric Energy (GWh/year) | 0.10779 | 0.10779 | 0.10778 | 0.10778 | 0.10778 | 0.10778 | 0.10778 | 0.10778 | 0.10778 | 0.10778 | 0.10778 | 0.10778 | 0.10778
No | SDG&E | Com | BldgEnv | 2005 T-24: Duct testing/sealing in new commercial buildings | Expected | Electric Energy (GWh/year) | 0.10506 | 0.10495 | 0.10489 | 0.10484 | 0.10481 | 0.10479 | 0.10477 | 0.10475 | 0.10473 | 0.1047 | 0.10468 | 0.10466 | 0.10464
No | SDG&E | Com | BldgEnv | 2008 T-24: Envelope insulation | Expected | Electric Energy (GWh/year) | 1.9157 | 1.9057 | 1.8981 | 1.8923 | 1.8878 | 1.8844 | 1.8804 | 1.8768 | 1.8728 | 1.8691 | 1.8653 | 1.8615 | 1.8577
No | SDG&E | Com | BldgEnv | 2013 T-24: NRA-Envelope-Cool Roofs | Expected | Electric Energy (GWh/year) | 0.18806 | 0.18323 | 0.17926 | 0.17602 | 0.085976 | 0 | 0 | 0 | 0 | 0 | 0 | 0 | 0
No | SDG&E | Com | BldgEnv | 2008 T-24: Overall Envelope Tradeoff | Expected | Electric Energy (GWh/year) | 0.038878 | 0.038829 | 0.038788 | 0.038755 | 0.038729 | 0.038707 | 0.038682 | 0.038659 | 0.038635 | 0.038611 | 0.038587 | 0.038564 | 0.03854
No | SDG&E | Com | BldgEnv | 2025 T-24: NR High Performance Envelope - Prescriptive Heavy Mass Walls U-Value (New Construction + Additions) | Expected | Electric Energy (GWh/year) | 0 | 0.00045919 | 0.0027426 | 0.0027376 | 0.0027326 | 0.0027275 | 0.0027223 | 0.0027171 | 0.0027119 | 0.0027066 | 0.0027012 | 0.0026958 | 0.0026904
No | SDG&E | Com | BldgEnv | 2025 T-24: NR High Performance Envelope - Prescriptive Light Mass Walls U-Value (New Construction + Additions) | Expected | Electric Energy (GWh/year) | 0 | 0.00031179 | 0.0017798 | 0.0016956 | 0.0016132 | 0.0015329 | 0.0014547 | 0.0013788 | 0.0013054 | 0.0012344 | 0.0011659 | 0.0011001 | 0.001037
No | SDG&E | Com | BldgEnv | 2025 T-24: NR High Performance Envelope - Prescriptive Metal Building Walls U-Value (New Construction + Additions) | Expected | Electric Energy (GWh/year) | 0 | 0.00014559 | 0.00087088 | 0.00087061 | 0.00087035 | 0.00087008 | 0.00086982 | 0.00086955 | 0.00086928 | 0.00086902 | 0.00086875 | 0.00086848 | 0.00086821
No | SDG&E | Com | BldgEnv | 2025 T-24: NR High Performance Envelope - Prescriptive Metal Roof U-Value (New Construction + Additions) | Expected | Electric Energy (GWh/year) | 0 | 0.00017516 | 0.0010327 | 0.001017 | 0.0010012 | 0.00098513 | 0.0009689 | 0.0009525 | 0.00093594 | 0.00091924 | 0.0009024 | 0.00088546 | 0.00086841
No | SDG&E | Com | BldgEnv | 2025 T-24: NR High Performance Envelope - Prescriptive Woodframed and Other Roof U-Value (New Construction + Additions) | Expected | Electric Energy (GWh/year) | 0 | 0.001559 | 0.0090333 | 0.0087385 | 0.0084448 | 0.0081528 | 0.0078631 | 0.0075762 | 0.0072926 | 0.0070129 | 0.0067375 | 0.0064669 | 0.0062015
No | SDG&E | Com | BldgEnv | 2025 T-24: NR High Performance Envelope - Prescriptive Woodframed Walls U-Value (New Construction + Additions) | Expected | Electric Energy (GWh/year) | 0 | 0.00040987 | 0.0024421 | 0.0024315 | 0.0024208 | 0.0024099 | 0.0023989 | 0.0023877 | 0.0023764 | 0.0023649 | 0.0023533 | 0.0023415 | 0.0023296
No | SDG&E | Com | BldgEnv | 2025 T-24: NR High Performance Envelope - Reduced Infiltration Vestibules: require vestibules for certain buildings (Thermal bridging) (New Construction + Additions) | Expected | Electric Energy (GWh/year) | 0 | 0.030466 | 0.18152 | 0.18074 | 0.17994 | 0.17913 | 0.17831 | 0.17748 | 0.17664 | 0.17579 | 0.17492 | 0.17405 | 0.17316
No | SDG&E | Com | BldgEnv | 2025 T-24: NR High Performance Envelope - Windows/Fenestration - Alterations (Alterations) | Expected | Electric Energy (GWh/year) | 0 | 0.14596 | 0.15054 | 0.14142 | 0.13225 | 0.12314 | 0.11423 | 0.1056 | 0.09736 | 0.089576 | 0.082306 | 0.075585 | 0.069432
No | SDG&E | Com | BldgEnv | 2025 T-24: NR High Performance Envelope - Windows/Fenestration - New Construction (New Construction + Additions) | Expected | Electric Energy (GWh/year) | 0 | 0.0013167 | 0.0074361 | 0.0069854 | 0.0065323 | 0.0060827 | 0.0056422 | 0.0052162 | 0.0048091 | 0.0044246 | 0.0040655 | 0.0037336 | 0.0034296
No | SDG&E | Com | BldgEnv | 2022 T-24: NRA - Envelope - Cool Roofs: Steep-Sloped | Expected | Electric Energy (GWh/year) | 0.16579 | 0.16517 | 0.16452 | 0.16387 | 0.16322 | 0.16257 | 0.16193 | 0.16132 | 0.16073 | 0.16017 | 0.15964 | 0.15915 | 0.1587
No | SDG&E | Com | BldgEnv | 2022 T-24: NRA - Envelope - Roof Recovers | Expected | Electric Energy (GWh/year) | 0.65303 | 0.65055 | 0.64802 | 0.64544 | 0.64287 | 0.64032 | 0.63782 | 0.63539 | 0.63307 | 0.63087 | 0.6288 | 0.62687 | 0.62509
No | SDG&E | Com | BldgEnv | 2022 T-24: NRA - Envelope - Roof Replacements | Expected | Electric Energy (GWh/year) | 0.60227 | 0.59999 | 0.59765 | 0.59528 | 0.5929 | 0.59055 | 0.58824 | 0.58601 | 0.58387 | 0.58183 | 0.57992 | 0.57815 | 0.57651
No | SDG&E | Com | BldgEnv | 2022 T-24: NRA - Reduce Infiltration - Require air barrier where not currently required | Expected | Electric Energy (GWh/year) | -0.0050298 | -0.0049991 | -0.0049771 | -0.0049613 | -0.0049501 | -0.0049422 | -0.0049366 | -0.0049326 | -0.0049298 | -0.0049278 | -0.0049264 | -0.0049254 | -0.0049247
No | SDG&E | Com | BldgEnv | 2022 T-24: NRNC - Envelope - Cool Roofs: Steep-Sloped | Expected | Electric Energy (GWh/year) | 0.018407 | 0.018337 | 0.018265 | 0.018193 | 0.01812 | 0.018048 | 0.017978 | 0.01791 | 0.017844 | 0.017782 | 0.017724 | 0.017669 | 0.017619
No | SDG&E | Com | BldgEnv | 2022 T-24: NRNC - Envelope - High Performance Windows | Expected | Electric Energy (GWh/year) | 0.058977 | 0.058753 | 0.058524 | 0.058292 | 0.058059 | 0.057829 | 0.057603 | 0.057384 | 0.057175 | 0.056975 | 0.056788 | 0.056614 | 0.056454
No | SDG&E | Com | BldgEnv | 2022 T-24: NRNC - Envelope - Opaque Envelope: Wall | Expected | Electric Energy (GWh/year) |  | 0.047961 | 0.047774 | 0.047584 | 0.047395 | 0.047206 | 0.047022 | 0.046843 | 0.046672 | 0.04651 | 0.046357 | 0.046215 | 0.046084
No | SDG&E | Com | BldgEnv | 2022 T-24: NRNC - Reduce Infiltration - Require air barrier where not currently required | Expected | Electric Energy (GWh/year) |  | -0.0050991 | -0.0050766 | -0.0050605 | -0.0050491 | -0.005041 | -0.0050353 | -0.0050312 | -0.0050284 | -0.0050264 | -0.0050249 | -0.0050239 | -0.0050232
No | SDG&E | Com | BldgEnv | 2019 T-24: NRNC-Envelope-Dock Seals | Expected | Electric Energy (GWh/year) |  | 0.0020319 | 0.0018743 | 0.0016965 | 0.001504 | 0.0013041 | 0.0011057 | 0.00091729 | 0.00074571 | 0.00059534 | 0.00046794 | 0.00036303 | 0.00027868
No | SDG&E | Com | BldgEnv | 2008 T-24: Cool Roof Expansion | Possible | Electric Energy (GWh/year) | 1.1925 | 1.1919 | 1.1914 | 1.1911 | 1.1908 | 1.1907 | 1.1904 | 1.1902 | 1.19 | 1.1899 | 1.1896 | 1.1895 | 1.1893
No | SDG&E | Com | BldgEnv | 2005 T-24: Cool roofs | Possible | Electric Energy (GWh/year) | 0.10779 | 0.10779 | 0.10778 | 0.10778 | 0.10778 | 0.10778 | 0.10778 | 0.10778 | 0.10778 | 0.10778 | 0.10778 | 0.10778 | 0.10778
No | SDG&E | Com | BldgEnv | 2005 T-24: Duct testing/sealing in new commercial buildings | Possible | Electric Energy (GWh/year) | 0.10506 | 0.10495 | 0.10489 | 0.10484 | 0.10481 | 0.10479 | 0.10477 | 0.10475 | 0.10473 | 0.1047 | 0.10468 | 0.10466 | 0.10464
No | SDG&E | Com | BldgEnv | 2008 T-24: Envelope insulation | Possible | Electric Energy (GWh/year) | 1.9157 | 1.9057 | 1.8981 | 1.8923 | 1.8878 | 1.8844 | 1.8804 | 1.8768 | 1.8728 | 1.8691 | 1.8653 | 1.8615 | 1.8577
No | SDG&E | Com | BldgEnv | 2013 T-24: NRA-Envelope-Cool Roofs | Possible | Electric Energy (GWh/year) | 0.18806 | 0.18323 | 0.17926 | 0.17602 | 0.085976 | 0 | 0 | 0 | 0 | 0 | 0 | 0 | 0
No | SDG&E | Com | BldgEnv | 2008 T-24: Overall Envelope Tradeoff | Possible | Electric Energy (GWh/year) | 0.038878 | 0.038829 | 0.038788 | 0.038755 | 0.038729 | 0.038707 | 0.038682 | 0.038659 | 0.038635 | 0.038611 | 0.038587 | 0.038564 | 0.03854
No | SDG&E | Com | BldgEnv | 2025 T-24: NR High Performance Envelope - Prescriptive Heavy Mass Walls U-Value (New Construction + Additions) | Possible | Electric Energy (GWh/year) | 0 | 0.00045919 | 0.0027426 | 0.0027376 | 0.0027326 | 0.0027275 | 0.0027223 | 0.0027171 | 0.0027119 | 0.0027066 | 0.0027012 | 0.0026958 | 0.0026904
No | SDG&E | Com | BldgEnv | 2025 T-24: NR High Performance Envelope - Prescriptive Light Mass Walls U-Value (New Construction + Additions) | Possible | Electric Energy (GWh/year) | 0 | 0.00031179 | 0.0017798 | 0.0016956 | 0.0016132 | 0.0015329 | 0.0014547 | 0.0013788 | 0.0013054 | 0.0012344 | 0.0011659 | 0.0011001 | 0.001037
No | SDG&E | Com | BldgEnv | 2025 T-24: NR High Performance Envelope - Prescriptive Metal Building Walls U-Value (New Construction + Additions) | Possible | Electric Energy (GWh/year) | 0 | 0.00014559 | 0.00087088 | 0.00087061 | 0.00087035 | 0.00087008 | 0.00086982 | 0.00086955 | 0.00086928 | 0.00086902 | 0.00086875 | 0.00086848 | 0.00086821
No | SDG&E | Com | BldgEnv | 2025 T-24: NR High Performance Envelope - Prescriptive Metal Roof U-Value (New Construction + Additions) | Possible | Electric Energy (GWh/year) | 0 | 0.00017516 | 0.0010327 | 0.001017 | 0.0010012 | 0.00098513 | 0.0009689 | 0.0009525 | 0.00093594 | 0.00091924 | 0.0009024 | 0.00088546 | 0.00086841
No | SDG&E | Com | BldgEnv | 2025 T-24: NR High Performance Envelope - Prescriptive Woodframed and Other Roof U-Value (New Construction + Additions) | Possible | Electric Energy (GWh/year) | 0 | 0.001559 | 0.0090333 | 0.0087385 | 0.0084448 | 0.0081528 | 0.0078631 | 0.0075762 | 0.0072926 | 0.0070129 | 0.0067375 | 0.0064669 | 0.0062015
No | SDG&E | Com | BldgEnv | 2025 T-24: NR High Performance Envelope - Prescriptive Woodframed Walls U-Value (New Construction + Additions) | Possible | Electric Energy (GWh/year) | 0 | 0.00040987 | 0.0024421 | 0.0024315 | 0.0024208 | 0.0024099 | 0.0023989 | 0.0023877 | 0.0023764 | 0.0023649 | 0.0023533 | 0.0023415 | 0.0023296
No | SDG&E | Com | BldgEnv | 2025 T-24: NR High Performance Envelope - Reduced Infiltration Vestibules: require vestibules for certain buildings (Thermal bridging) (New Construction + Additions) | Possible | Electric Energy (GWh/year) | 0 | 0.030466 | 0.18152 | 0.18074 | 0.17994 | 0.17913 | 0.17831 | 0.17748 | 0.17664 | 0.17579 | 0.17492 | 0.17405 | 0.17316
No | SDG&E | Com | BldgEnv | 2025 T-24: NR High Performance Envelope - Windows/Fenestration - Alterations (Alterations) | Possible | Electric Energy (GWh/year) | 0 | 0.14596 | 0.15054 | 0.14142 | 0.13225 | 0.12314 | 0.11423 | 0.1056 | 0.09736 | 0.089576 | 0.082306 | 0.075585 | 0.069432
No | SDG&E | Com | BldgEnv | 2025 T-24: NR High Performance Envelope - Windows/Fenestration - New Construction (New Construction + Additions) | Possible | Electric Energy (GWh/year) | 0 | 0.0013167 | 0.0074361 | 0.0069854 | 0.0065323 | 0.0060827 | 0.0056422 | 0.0052162 | 0.0048091 | 0.0044246 | 0.0040655 | 0.0037336 | 0.0034296
No | SDG&E | Com | BldgEnv | 2022 T-24: NRA - Envelope - Cool Roofs: Steep-Sloped | Possible | Electric Energy (GWh/year) | 0.16579 | 0.16517 | 0.16452 | 0.16387 | 0.16322 | 0.16257 | 0.16193 | 0.16132 | 0.16073 | 0.16017 | 0.15964 | 0.15915 | 0.1587
No | SDG&E | Com | BldgEnv | 2022 T-24: NRA - Envelope - Roof Recovers | Possible | Electric Energy (GWh/year) | 0.65303 | 0.65055 | 0.64802 | 0.64544 | 0.64287 | 0.64032 | 0.63782 | 0.63539 | 0.63307 | 0.63087 | 0.6288 | 0.62687 | 0.62509
No | SDG&E | Com | BldgEnv | 2022 T-24: NRA - Envelope - Roof Replacements | Possible | Electric Energy (GWh/year) | 0.60227 | 0.59999 | 0.59765 | 0.59528 | 0.5929 | 0.59055 | 0.58824 | 0.58601 | 0.58387 | 0.58183 | 0.57992 | 0.57815 | 0.57651
No | SDG&E | Com | BldgEnv | 2022 T-24: NRA - Reduce Infiltration - Require air barrier where not currently required | Possible | Electric Energy (GWh/year) | -0.0050298 | -0.0049991 | -0.0049771 | -0.0049613 | -0.0049501 | -0.0049422 | -0.0049366 | -0.0049326 | -0.0049298 | -0.0049278 | -0.0049264 | -0.0049254 | -0.0049247
No | SDG&E | Com | BldgEnv | 2022 T-24: NRNC - Envelope - Cool Roofs: Steep-Sloped | Possible | Electric Energy (GWh/year) | 0.018407 | 0.018337 | 0.018265 | 0.018193 | 0.01812 | 0.018048 | 0.017978 | 0.01791 | 0.017844 | 0.017782 | 0.017724 | 0.017669 | 0.017619
No | SDG&E | Com | BldgEnv | 2022 T-24: NRNC - Envelope - High Performance Windows | Possible | Electric Energy (GWh/year) | 0.058977 | 0.058753 | 0.058524 | 0.058292 | 0.058059 | 0.057829 | 0.057603 | 0.057384 | 0.057175 | 0.056975 | 0.056788 | 0.056614 | 0.056454
No | SDG&E | Com | BldgEnv | 2022 T-24: NRNC - Envelope - Opaque Envelope: Wall | Possible | Electric Energy (GWh/year) |  | 0.047961 | 0.047774 | 0.047584 | 0.047395 | 0.047206 | 0.047022 | 0.046843 | 0.046672 | 0.04651 | 0.046357 | 0.046215 | 0.046084
No | SDG&E | Com | BldgEnv | 2022 T-24: NRNC - Reduce Infiltration - Require air barrier where not currently required | Possible | Electric Energy (GWh/year) |  | -0.0050991 | -0.0050766 | -0.0050605 | -0.0050491 | -0.005041 | -0.0050353 | -0.0050312 | -0.0050284 | -0.0050264 | -0.0050249 | -0.0050239 | -0.0050232
No | SDG&E | Com | BldgEnv | 2019 T-24: NRNC-Envelope-Dock Seals | Possible | Electric Energy (GWh/year) |  | 0.0020319 | 0.0018743 | 0.0016965 | 0.001504 | 0.0013041 | 0.0011057 | 0.00091729 | 0.00074571 | 0.00059534 | 0.00046794 | 0.00036303 | 0.00027868
No | PG&E | Res | BldgEnv | 2008 T-24: Residential Fenestration | On-the-books | Electric Energy (GWh/year) | 0.26828 | 0.26734 | 0.26664 | 0.26612 | 0.26574 | 0.26546 | 0.26511 | 0.2648 | 0.26447 | 0.26415 | 0.26382 | 0.2635 | 0.26318
No | PG&E | Res | BldgEnv | 2008 T-24: Site Built Fenestration | On-the-books | Electric Energy (GWh/year) | 0.19225 | 0.19211 | 0.19201 | 0.19194 | 0.19189 | 0.19186 | 0.19182 | 0.19179 | 0.19175 | 0.19171 | 0.19167 | 0.19164 | 0.1916
No | PG&E | Res | BldgEnv | 2005 T-24: Window replacement | On-the-books | Electric Energy (GWh/year) | 0 | 0 | 0 | 0 | 0 | 0 | 0 | 0 | 0 | 0 | 0 | 0 | 0
No | PG&E | Res | BldgEnv | 2022 T-24: MFA - Restructuring - Fenestration Properties | On-the-books | Electric Energy (GWh/year) | 0.66366 | 0.64756 | 0.63078 | 0.61337 | 0.59539 | 0.57691 | 0.558 | 0.53876 | 0.51927 | 0.49963 | 0.47994 | 0.46031 | 0.44083
No | PG&E | Res | BldgEnv | 2022 T-24: MFA - Restructuring - Roof Assemblies | On-the-books | Electric Energy (GWh/year) | 0.15136 | 0.15136 | 0.15136 | 0.15136 | 0.15136 | 0.15136 | 0.15136 | 0.15136 | 0.15136 | 0.15136 | 0.15136 | 0.15136 | 0.15136
No | PG&E | Res | BldgEnv | 2022 T-24: MFNC - Restructuring - Duct Sealing and Testing | On-the-books | Electric Energy (GWh/year) | 0.049864 | 0.049687 | 0.049523 | 0.049371 | 0.049231 | 0.049102 | 0.048983 | 0.048873 | 0.048771 | 0.048678 | 0.048593 | 0.048514 | 0.048441
No | PG&E | Res | BldgEnv | 2022 T-24: MFNC - Restructuring - Fenestration Properties | On-the-books | Electric Energy (GWh/year) | -0.038263 | -0.037334 | -0.036367 | -0.035363 | -0.034327 | -0.033261 | -0.032171 | -0.031062 | -0.029938 | -0.028805 | -0.02767 | -0.026539 | -0.025416
No | PG&E | Res | BldgEnv | 2022 T-24: MFNC - Restructuring - Roof Assemblies | On-the-books | Electric Energy (GWh/year) | 0.027456 | 0.027456 | 0.027456 | 0.027456 | 0.027456 | 0.027456 | 0.027456 | 0.027456 | 0.027456 | 0.027456 | 0.027456 | 0.027456 | 0.027456
No | PG&E | Res | BldgEnv | 2022 T-24: MFNC - Restructuring - Wall U-Factor | On-the-books | Electric Energy (GWh/year) | 0.0065248 | 0.0065248 | 0.0065248 | 0.0065248 | 0.0065248 | 0.0065248 | 0.0065248 | 0.0065248 | 0.0065248 | 0.0065248 | 0.0065248 | 0.0065248 | 0.0065248
No | PG&E | Res | BldgEnv | 2025 T-24: Multifamily Envelope - Cool Roof Improvements (New Construction + Additions) | On-the-books | Electric Energy (GWh/year) | 0 | 0.029144 | 0.11558 | 0.11553 | 0.11548 | 0.11544 | 0.11539 | 0.11534 | 0.11529 | 0.11524 | 0.1152 | 0.11515 | 0.1151
No | PG&E | Res | BldgEnv | 2025 T-24: Multifamily Envelope - High Performance Windows (New Construction + Additions) | On-the-books | Electric Energy (GWh/year) | 0 | 0.0023435 | 0.0086552 | 0.0080173 | 0.0073901 | 0.0067794 | 0.0061903 | 0.0056273 | 0.0050938 | 0.0045925 | 0.004125 | 0.0036922 | 0.0032942
No | PG&E | Res | BldgEnv | 2025 T-24: Multifamily Envelope - Window Alterations (Alterations) | On-the-books | Electric Energy (GWh/year) | 0 | -0.01284 | -0.013632 | -0.013232 | -0.012832 | -0.012433 | -0.012035 | -0.01164 | -0.011247 | -0.010858 | -0.010473 | -0.010093 | -0.0097184
No | PG&E | Res | BldgEnv | 2025 T-24: Multifamily Restructuring - Slab Perimeter Insulation (New Construction + Additions) | On-the-books | Electric Energy (GWh/year) | 0 | -2.4551e-07 | -9.4633e-07 | -9.1857e-07 | -8.9081e-07 | -8.631e-07 | -8.3549e-07 | -8.0803e-07 | -7.8077e-07 | -7.5376e-07 | -7.2704e-07 | -7.0065e-07 | -6.7464e-07
No | PG&E | Res | BldgEnv | 2019 T-24: RA(MF)-Envelope-QII | On-the-books | Electric Energy (GWh/year) |  | 0.0026807 | 0.0024727 | 0.0022383 | 0.0019842 | 0.0017205 | 0.0014588 | 0.0012102 | 0.00098381 | 0.00078543 | 0.00061735 | 0.00047895 | 0.00036766
No | PG&E | Res | BldgEnv | 2019 T-24: RA(MF)-Envelope-Windows and Doors | On-the-books | Electric Energy (GWh/year) |  | 0.049461 | 0.045623 | 0.041297 | 0.03661 | 0.031745 | 0.026915 | 0.022329 | 0.018152 | 0.014492 | 0.01139 | 0.0088369 | 0.0067836
No | PG&E | Res | BldgEnv | 2019 T-24: RA(SF)-Envelope-High Performance Walls | On-the-books | Electric Energy (GWh/year) |  | 0.0076751 | 0.0070796 | 0.0064083 | 0.005681 | 0.004926 | 0.0041766 | 0.0034649 | 0.0028167 | 0.0022488 | 0.0017675 | 0.0013713 | 0.0010527
No | PG&E | Res | BldgEnv | 2019 T-24: RA(SF)-Envelope-QII | On-the-books | Electric Energy (GWh/year) |  | 0.011115 | 0.010253 | 0.0092807 | 0.0082273 | 0.007134 | 0.0060487 | 0.0050179 | 0.0040793 | 0.0032567 | 0.0025598 | 0.0019859 | 0.0015245
No | PG&E | Res | BldgEnv | 2019 T-24: RA(SF)-Envelope-Windows and Doors | On-the-books | Electric Energy (GWh/year) |  | 0.11629 | 0.10727 | 0.097097 | 0.086076 | 0.074638 | 0.063283 | 0.052499 | 0.042678 | 0.034072 | 0.026781 | 0.020777 | 0.015949
No | PG&E | Res | BldgEnv | 2019 T-24: RNC(MF)-Envelope-High Performance Attics | On-the-books | Electric Energy (GWh/year) |  | 0.032581 | 0.030054 | 0.027204 | 0.024116 | 0.020911 | 0.01773 | 0.014709 | 0.011957 | 0.0095462 | 0.0075033 | 0.0058212 | 0.0044686
No | PG&E | Res | BldgEnv | 2019 T-24: RNC(MF)-Envelope-QII | On-the-books | Electric Energy (GWh/year) |  | 0.086996 | 0.080246 | 0.072637 | 0.064393 | 0.055836 | 0.047341 | 0.039274 | 0.031927 | 0.025489 | 0.020035 | 0.015543 | 0.011932
No | PG&E | Res | BldgEnv | 2019 T-24: RNC(MF)-Envelope-Windows and Doors | On-the-books | Electric Energy (GWh/year) |  | 0.086677 | 0.079952 | 0.072371 | 0.064157 | 0.055631 | 0.047168 | 0.03913 | 0.03181 | 0.025396 | 0.019961 | 0.015486 | 0.011888
No | PG&E | Res | BldgEnv | 2019 T-24: RNC(SF)-Envelope-High Performance Attics | On-the-books | Electric Energy (GWh/year) |  | 0.18635 | 0.1719 | 0.1556 | 0.13794 | 0.11961 | 0.10141 | 0.084129 | 0.068392 | 0.054601 | 0.042916 | 0.033295 | 0.025559
No | PG&E | Res | BldgEnv | 2019 T-24: RNC(SF)-Envelope-High Performance Walls | On-the-books | Electric Energy (GWh/year) |  | 0.13916 | 0.12837 | 0.11619 | 0.10301 | 0.089317 | 0.075729 | 0.062824 | 0.051072 | 0.040774 | 0.032048 | 0.024864 | 0.019086
No | PG&E | Res | BldgEnv | 2019 T-24: RNC(SF)-Envelope-QII | On-the-books | Electric Energy (GWh/year) |  | 0.5337 | 0.4923 | 0.44562 | 0.39504 | 0.34254 | 0.29043 | 0.24094 | 0.19587 | 0.15637 | 0.12291 | 0.095355 | 0.073198
No | PG&E | Res | BldgEnv | 2019 T-24: RNC(SF)-Envelope-Windows and Doors | On-the-books | Electric Energy (GWh/year) |  | 0.30152 | 0.27813 | 0.25176 | 0.22318 | 0.19352 | 0.16408 | 0.13612 | 0.11066 | 0.088344 | 0.069438 | 0.053872 | 0.041354
No | PG&E | Res | BldgEnv | 2022 T-24: SFA - Cool roof for low-sloped roof | On-the-books | Electric Energy (GWh/year) |  | 8.1381 | 7.9902 | 7.8689 | 7.7716 | 7.6951 | 7.6357 | 7.5902 | 7.5555 | 7.5294 | 7.5097 | 7.495 | 7.484
No | PG&E | Res | BldgEnv | 2022 T-24: SFA - Cool roof for steep-sloped roofs | On-the-books | Electric Energy (GWh/year) |  | 1.0358 | 1.0148 | 0.99579 | 0.97906 | 0.96464 | 0.95245 | 0.9423 | 0.93396 | 0.92718 | 0.92172 | 0.91735 | 0.91387
No | PG&E | Res | BldgEnv | 2022 T-24: SFA - Prescriptive attic insulation for alterations | On-the-books | Electric Energy (GWh/year) |  | 1.2535 | 1.2523 | 1.2511 | 1.25 | 1.2488 | 1.2476 | 1.2465 | 1.2453 | 1.2441 | 1.2429 | 1.2418 | 1.2406
No | PG&E | Res | BldgEnv | 2022 T-24: SFA - Roof deck insulation for low-sloped roofs | On-the-books | Electric Energy (GWh/year) |  | 5.937 | 5.7651 | 5.5981 | 5.4379 | 5.2865 | 5.1451 | 5.0145 | 4.8954 | 4.7877 | 4.6912 | 4.6055 | 4.5299
No | PG&E | Res | BldgEnv | 2022 T-24: SFNC - Prescriptive attic insulation for additions | On-the-books | Electric Energy (GWh/year) |  | 0.0023188 | 0.0022775 | 0.0022442 | 0.0022175 | 0.0021961 | 0.0021793 | 0.0021659 | 0.0021554 | 0.0021472 | 0.0021407 | 0.0021357 | 0.0021318
No | PG&E | Res | BldgEnv | 2025 T-24: Single Family High-Performance Envelope - High-Performance Windows (Alterations) | On-the-books | Electric Energy (GWh/year) |  | -0.012828 | -0.014 | -0.013981 | -0.013961 | -0.013941 | -0.013921 | -0.013901 | -0.01388 | -0.013859 | -0.013838 | -0.013817 | -0.013795
No | PG&E | Res | BldgEnv | 2025 T-24: Single Family High-Performance Envelope - High-Performance Windows (New Construction + Additions) | On-the-books | Electric Energy (GWh/year) |  | 0.20117 | 0.39852 | 0.39797 | 0.39741 | 0.39684 | 0.39627 | 0.39569 | 0.39511 | 0.39452 | 0.39392 | 0.39331 | 0.3927
No | PG&E | Res | BldgEnv | 2008 T-24: Residential Fenestration | Expected | Electric Energy (GWh/year) | 0.26828 | 0.26734 | 0.26664 | 0.26612 | 0.26574 | 0.26546 | 0.26511 | 0.2648 | 0.26447 | 0.26415 | 0.26382 | 0.2635 | 0.26318
No | PG&E | Res | BldgEnv | 2008 T-24: Site Built Fenestration | Expected | Electric Energy (GWh/year) | 0.19225 | 0.19211 | 0.19201 | 0.19194 | 0.19189 | 0.19186 | 0.19182 | 0.19179 | 0.19175 | 0.19171 | 0.19167 | 0.19164 | 0.1916
No | PG&E | Res | BldgEnv | 2005 T-24: Window replacement | Expected | Electric Energy (GWh/year) | 0 | 0 | 0 | 0 | 0 | 0 | 0 | 0 | 0 | 0 | 0 | 0 | 0
No | PG&E | Res | BldgEnv | 2022 T-24: MFA - Restructuring - Fenestration Properties | Expected | Electric Energy (GWh/year) | 0.66366 | 0.64756 | 0.63078 | 0.61337 | 0.59539 | 0.57691 | 0.558 | 0.53876 | 0.51927 | 0.49963 | 0.47994 | 0.46031 | 0.44083
No | PG&E | Res | BldgEnv | 2022 T-24: MFA - Restructuring - Roof Assemblies | Expected | Electric Energy (GWh/year) | 0.15136 | 0.15136 | 0.15136 | 0.15136 | 0.15136 | 0.15136 | 0.15136 | 0.15136 | 0.15136 | 0.15136 | 0.15136 | 0.15136 | 0.15136
No | PG&E | Res | BldgEnv | 2022 T-24: MFNC - Restructuring - Duct Sealing and Testing | Expected | Electric Energy (GWh/year) | 0.049864 | 0.049687 | 0.049523 | 0.049371 | 0.049231 | 0.049102 | 0.048983 | 0.048873 | 0.048771 | 0.048678 | 0.048593 | 0.048514 | 0.048441
No | PG&E | Res | BldgEnv | 2022 T-24: MFNC - Restructuring - Fenestration Properties | Expected | Electric Energy (GWh/year) | -0.038263 | -0.037334 | -0.036367 | -0.035363 | -0.034327 | -0.033261 | -0.032171 | -0.031062 | -0.029938 | -0.028805 | -0.02767 | -0.026539 | -0.025416
No | PG&E | Res | BldgEnv | 2022 T-24: MFNC - Restructuring - Roof Assemblies | Expected | Electric Energy (GWh/year) | 0.027456 | 0.027456 | 0.027456 | 0.027456 | 0.027456 | 0.027456 | 0.027456 | 0.027456 | 0.027456 | 0.027456 | 0.027456 | 0.027456 | 0.027456
No | PG&E | Res | BldgEnv | 2022 T-24: MFNC - Restructuring - Wall U-Factor | Expected | Electric Energy (GWh/year) | 0.0065248 | 0.0065248 | 0.0065248 | 0.0065248 | 0.0065248 | 0.0065248 | 0.0065248 | 0.0065248 | 0.0065248 | 0.0065248 | 0.0065248 | 0.0065248 | 0.0065248
No | PG&E | Res | BldgEnv | 2025 T-24: Multifamily Envelope - Cool Roof Improvements (New Construction + Additions) | Expected | Electric Energy (GWh/year) | 0 | 0.029144 | 0.11558 | 0.11553 | 0.11548 | 0.11544 | 0.11539 | 0.11534 | 0.11529 | 0.11524 | 0.1152 | 0.11515 | 0.1151
No | PG&E | Res | BldgEnv | 2025 T-24: Multifamily Envelope - High Performance Windows (New Construction + Additions) | Expected | Electric Energy (GWh/year) | 0 | 0.0023435 | 0.0086552 | 0.0080173 | 0.0073901 | 0.0067794 | 0.0061903 | 0.0056273 | 0.0050938 | 0.0045925 | 0.004125 | 0.0036922 | 0.0032942
No | PG&E | Res | BldgEnv | 2025 T-24: Multifamily Envelope - Window Alterations (Alterations) | Expected | Electric Energy (GWh/year) | 0 | -0.01284 | -0.013632 | -0.013232 | -0.012832 | -0.012433 | -0.012035 | -0.01164 | -0.011247 | -0.010858 | -0.010473 | -0.010093 | -0.0097184
No | PG&E | Res | BldgEnv | 2025 T-24: Multifamily Restructuring - Slab Perimeter Insulation (New Construction + Additions) | Expected | Electric Energy (GWh/year) | 0 | -2.4551e-07 | -9.4633e-07 | -9.1857e-07 | -8.9081e-07 | -8.631e-07 | -8.3549e-07 | -8.0803e-07 | -7.8077e-07 | -7.5376e-07 | -7.2704e-07 | -7.0065e-07 | -6.7464e-07
No | PG&E | Res | BldgEnv | 2019 T-24: RA(MF)-Envelope-QII | Expected | Electric Energy (GWh/year) |  | 0.0026807 | 0.0024727 | 0.0022383 | 0.0019842 | 0.0017205 | 0.0014588 | 0.0012102 | 0.00098381 | 0.00078543 | 0.00061735 | 0.00047895 | 0.00036766
No | PG&E | Res | BldgEnv | 2019 T-24: RA(MF)-Envelope-Windows and Doors | Expected | Electric Energy (GWh/year) |  | 0.049461 | 0.045623 | 0.041297 | 0.03661 | 0.031745 | 0.026915 | 0.022329 | 0.018152 | 0.014492 | 0.01139 | 0.0088369 | 0.0067836
No | PG&E | Res | BldgEnv | 2019 T-24: RA(SF)-Envelope-High Performance Walls | Expected | Electric Energy (GWh/year) |  | 0.0076751 | 0.0070796 | 0.0064083 | 0.005681 | 0.004926 | 0.0041766 | 0.0034649 | 0.0028167 | 0.0022488 | 0.0017675 | 0.0013713 | 0.0010527
No | PG&E | Res | BldgEnv | 2019 T-24: RA(SF)-Envelope-QII | Expected | Electric Energy (GWh/year) |  | 0.011115 | 0.010253 | 0.0092807 | 0.0082273 | 0.007134 | 0.0060487 | 0.0050179 | 0.0040793 | 0.0032567 | 0.0025598 | 0.0019859 | 0.0015245
No | PG&E | Res | BldgEnv | 2019 T-24: RA(SF)-Envelope-Windows and Doors | Expected | Electric Energy (GWh/year) |  | 0.11629 | 0.10727 | 0.097097 | 0.086076 | 0.074638 | 0.063283 | 0.052499 | 0.042678 | 0.034072 | 0.026781 | 0.020777 | 0.015949
No | PG&E | Res | BldgEnv | 2019 T-24: RNC(MF)-Envelope-High Performance Attics | Expected | Electric Energy (GWh/year) |  | 0.032581 | 0.030054 | 0.027204 | 0.024116 | 0.020911 | 0.01773 | 0.014709 | 0.011957 | 0.0095462 | 0.0075033 | 0.0058212 | 0.0044686
No | PG&E | Res | BldgEnv | 2019 T-24: RNC(MF)-Envelope-QII | Expected | Electric Energy (GWh/year) |  | 0.086996 | 0.080246 | 0.072637 | 0.064393 | 0.055836 | 0.047341 | 0.039274 | 0.031927 | 0.025489 | 0.020035 | 0.015543 | 0.011932
No | PG&E | Res | BldgEnv | 2019 T-24: RNC(MF)-Envelope-Windows and Doors | Expected | Electric Energy (GWh/year) |  | 0.086677 | 0.079952 | 0.072371 | 0.064157 | 0.055631 | 0.047168 | 0.03913 | 0.03181 | 0.025396 | 0.019961 | 0.015486 | 0.011888
No | PG&E | Res | BldgEnv | 2019 T-24: RNC(SF)-Envelope-High Performance Attics | Expected | Electric Energy (GWh/year) |  | 0.18635 | 0.1719 | 0.1556 | 0.13794 | 0.11961 | 0.10141 | 0.084129 | 0.068392 | 0.054601 | 0.042916 | 0.033295 | 0.025559
No | PG&E | Res | BldgEnv | 2019 T-24: RNC(SF)-Envelope-High Performance Walls | Expected | Electric Energy (GWh/year) |  | 0.13916 | 0.12837 | 0.11619 | 0.10301 | 0.089317 | 0.075729 | 0.062824 | 0.051072 | 0.040774 | 0.032048 | 0.024864 | 0.019086
No | PG&E | Res | BldgEnv | 2019 T-24: RNC(SF)-Envelope-QII | Expected | Electric Energy (GWh/year) |  | 0.5337 | 0.4923 | 0.44562 | 0.39504 | 0.34254 | 0.29043 | 0.24094 | 0.19587 | 0.15637 | 0.12291 | 0.095355 | 0.073198
No | PG&E | Res | BldgEnv | 2019 T-24: RNC(SF)-Envelope-Windows and Doors | Expected | Electric Energy (GWh/year) |  | 0.30152 | 0.27813 | 0.25176 | 0.22318 | 0.19352 | 0.16408 | 0.13612 | 0.11066 | 0.088344 | 0.069438 | 0.053872 | 0.041354
No | PG&E | Res | BldgEnv | 2022 T-24: SFA - Cool roof for low-sloped roof | Expected | Electric Energy (GWh/year) |  | 8.1381 | 7.9902 | 7.8689 | 7.7716 | 7.6951 | 7.6357 | 7.5902 | 7.5555 | 7.5294 | 7.5097 | 7.495 | 7.484
No | PG&E | Res | BldgEnv | 2022 T-24: SFA - Cool roof for steep-sloped roofs | Expected | Electric Energy (GWh/year) |  | 1.0358 | 1.0148 | 0.99579 | 0.97906 | 0.96464 | 0.95245 | 0.9423 | 0.93396 | 0.92718 | 0.92172 | 0.91735 | 0.91387
No | PG&E | Res | BldgEnv | 2022 T-24: SFA - Prescriptive attic insulation for alterations | Expected | Electric Energy (GWh/year) |  | 1.2535 | 1.2523 | 1.2511 | 1.25 | 1.2488 | 1.2476 | 1.2465 | 1.2453 | 1.2441 | 1.2429 | 1.2418 | 1.2406
No | PG&E | Res | BldgEnv | 2022 T-24: SFA - Roof deck insulation for low-sloped roofs | Expected | Electric Energy (GWh/year) |  | 5.937 | 5.7651 | 5.5981 | 5.4379 | 5.2865 | 5.1451 | 5.0145 | 4.8954 | 4.7877 | 4.6912 | 4.6055 | 4.5299
No | PG&E | Res | BldgEnv | 2022 T-24: SFNC - Prescriptive attic insulation for additions | Expected | Electric Energy (GWh/year) |  | 0.0023188 | 0.0022775 | 0.0022442 | 0.0022175 | 0.0021961 | 0.0021793 | 0.0021659 | 0.0021554 | 0.0021472 | 0.0021407 | 0.0021357 | 0.0021318
No | PG&E | Res | BldgEnv | 2025 T-24: Single Family High-Performance Envelope - High-Performance Windows (Alterations) | Expected | Electric Energy (GWh/year) |  | -0.012828 | -0.014 | -0.013981 | -0.013961 | -0.013941 | -0.013921 | -0.013901 | -0.01388 | -0.013859 | -0.013838 | -0.013817 | -0.013795
No | PG&E | Res | BldgEnv | 2025 T-24: Single Family High-Performance Envelope - High-Performance Windows (New Construction + Additions) | Expected | Electric Energy (GWh/year) |  | 0.20117 | 0.39852 | 0.39797 | 0.39741 | 0.39684 | 0.39627 | 0.39569 | 0.39511 | 0.39452 | 0.39392 | 0.39331 | 0.3927
No | PG&E | Res | BldgEnv | 2008 T-24: Residential Fenestration | Possible | Electric Energy (GWh/year) | 0.26828 | 0.26734 | 0.26664 | 0.26612 | 0.26574 | 0.26546 | 0.26511 | 0.2648 | 0.26447 | 0.26415 | 0.26382 | 0.2635 | 0.26318
No | PG&E | Res | BldgEnv | 2008 T-24: Site Built Fenestration | Possible | Electric Energy (GWh/year) | 0.19225 | 0.19211 | 0.19201 | 0.19194 | 0.19189 | 0.19186 | 0.19182 | 0.19179 | 0.19175 | 0.19171 | 0.19167 | 0.19164 | 0.1916
No | PG&E | Res | BldgEnv | 2005 T-24: Window replacement | Possible | Electric Energy (GWh/year) | 0 | 0 | 0 | 0 | 0 | 0 | 0 | 0 | 0 | 0 | 0 | 0 | 0
No | PG&E | Res | BldgEnv | 2022 T-24: MFA - Restructuring - Fenestration Properties | Possible | Electric Energy (GWh/year) | 0.66366 | 0.64756 | 0.63078 | 0.61337 | 0.59539 | 0.57691 | 0.558 | 0.53876 | 0.51927 | 0.49963 | 0.47994 | 0.46031 | 0.44083
No | PG&E | Res | BldgEnv | 2022 T-24: MFA - Restructuring - Roof Assemblies | Possible | Electric Energy (GWh/year) | 0.15136 | 0.15136 | 0.15136 | 0.15136 | 0.15136 | 0.15136 | 0.15136 | 0.15136 | 0.15136 | 0.15136 | 0.15136 | 0.15136 | 0.15136
No | PG&E | Res | BldgEnv | 2022 T-24: MFNC - Restructuring - Duct Sealing and Testing | Possible | Electric Energy (GWh/year) | 0.049864 | 0.049687 | 0.049523 | 0.049371 | 0.049231 | 0.049102 | 0.048983 | 0.048873 | 0.048771 | 0.048678 | 0.048593 | 0.048514 | 0.048441
No | PG&E | Res | BldgEnv | 2022 T-24: MFNC - Restructuring - Fenestration Properties | Possible | Electric Energy (GWh/year) | -0.038263 | -0.037334 | -0.036367 | -0.035363 | -0.034327 | -0.033261 | -0.032171 | -0.031062 | -0.029938 | -0.028805 | -0.02767 | -0.026539 | -0.025416
No | PG&E | Res | BldgEnv | 2022 T-24: MFNC - Restructuring - Roof Assemblies | Possible | Electric Energy (GWh/year) | 0.027456 | 0.027456 | 0.027456 | 0.027456 | 0.027456 | 0.027456 | 0.027456 | 0.027456 | 0.027456 | 0.027456 | 0.027456 | 0.027456 | 0.027456
No | PG&E | Res | BldgEnv | 2022 T-24: MFNC - Restructuring - Wall U-Factor | Possible | Electric Energy (GWh/year) | 0.0065248 | 0.0065248 | 0.0065248 | 0.0065248 | 0.0065248 | 0.0065248 | 0.0065248 | 0.0065248 | 0.0065248 | 0.0065248 | 0.0065248 | 0.0065248 | 0.0065248
No | PG&E | Res | BldgEnv | 2025 T-24: Multifamily Envelope - Cool Roof Improvements (New Construction + Additions) | Possible | Electric Energy (GWh/year) | 0 | 0.029144 | 0.11558 | 0.11553 | 0.11548 | 0.11544 | 0.11539 | 0.11534 | 0.11529 | 0.11524 | 0.1152 | 0.11515 | 0.1151
No | PG&E | Res | BldgEnv | 2025 T-24: Multifamily Envelope - High Performance Windows (New Construction + Additions) | Possible | Electric Energy (GWh/year) | 0 | 0.0023435 | 0.0086552 | 0.0080173 | 0.0073901 | 0.0067794 | 0.0061903 | 0.0056273 | 0.0050938 | 0.0045925 | 0.004125 | 0.0036922 | 0.0032942
No | PG&E | Res | BldgEnv | 2025 T-24: Multifamily Envelope - Window Alterations (Alterations) | Possible | Electric Energy (GWh/year) | 0 | -0.01284 | -0.013632 | -0.013232 | -0.012832 | -0.012433 | -0.012035 | -0.01164 | -0.011247 | -0.010858 | -0.010473 | -0.010093 | -0.0097184
No | PG&E | Res | BldgEnv | 2025 T-24: Multifamily Restructuring - Slab Perimeter Insulation (New Construction + Additions) | Possible | Electric Energy (GWh/year) | 0 | -2.4551e-07 | -9.4633e-07 | -9.1857e-07 | -8.9081e-07 | -8.631e-07 | -8.3549e-07 | -8.0803e-07 | -7.8077e-07 | -7.5376e-07 | -7.2704e-07 | -7.0065e-07 | -6.7464e-07
No | PG&E | Res | BldgEnv | 2019 T-24: RA(MF)-Envelope-QII | Possible | Electric Energy (GWh/year) |  | 0.0026807 | 0.0024727 | 0.0022383 | 0.0019842 | 0.0017205 | 0.0014588 | 0.0012102 | 0.00098381 | 0.00078543 | 0.00061735 | 0.00047895 | 0.00036766
No | PG&E | Res | BldgEnv | 2019 T-24: RA(MF)-Envelope-Windows and Doors | Possible | Electric Energy (GWh/year) |  | 0.049461 | 0.045623 | 0.041297 | 0.03661 | 0.031745 | 0.026915 | 0.022329 | 0.018152 | 0.014492 | 0.01139 | 0.0088369 | 0.0067836
No | PG&E | Res | BldgEnv | 2019 T-24: RA(SF)-Envelope-High Performance Walls | Possible | Electric Energy (GWh/year) |  | 0.0076751 | 0.0070796 | 0.0064083 | 0.005681 | 0.004926 | 0.0041766 | 0.0034649 | 0.0028167 | 0.0022488 | 0.0017675 | 0.0013713 | 0.0010527
No | PG&E | Res | BldgEnv | 2019 T-24: RA(SF)-Envelope-QII | Possible | Electric Energy (GWh/year) |  | 0.011115 | 0.010253 | 0.0092807 | 0.0082273 | 0.007134 | 0.0060487 | 0.0050179 | 0.0040793 | 0.0032567 | 0.0025598 | 0.0019859 | 0.0015245
No | PG&E | Res | BldgEnv | 2019 T-24: RA(SF)-Envelope-Windows and Doors | Possible | Electric Energy (GWh/year) |  | 0.11629 | 0.10727 | 0.097097 | 0.086076 | 0.074638 | 0.063283 | 0.052499 | 0.042678 | 0.034072 | 0.026781 | 0.020777 | 0.015949
No | PG&E | Res | BldgEnv | 2019 T-24: RNC(MF)-Envelope-High Performance Attics | Possible | Electric Energy (GWh/year) |  | 0.032581 | 0.030054 | 0.027204 | 0.024116 | 0.020911 | 0.01773 | 0.014709 | 0.011957 | 0.0095462 | 0.0075033 | 0.0058212 | 0.0044686
No | PG&E | Res | BldgEnv | 2019 T-24: RNC(MF)-Envelope-QII | Possible | Electric Energy (GWh/year) |  | 0.086996 | 0.080246 | 0.072637 | 0.064393 | 0.055836 | 0.047341 | 0.039274 | 0.031927 | 0.025489 | 0.020035 | 0.015543 | 0.011932
No | PG&E | Res | BldgEnv | 2019 T-24: RNC(MF)-Envelope-Windows and Doors | Possible | Electric Energy (GWh/year) |  | 0.086677 | 0.079952 | 0.072371 | 0.064157 | 0.055631 | 0.047168 | 0.03913 | 0.03181 | 0.025396 | 0.019961 | 0.015486 | 0.011888
No | PG&E | Res | BldgEnv | 2019 T-24: RNC(SF)-Envelope-High Performance Attics | Possible | Electric Energy (GWh/year) |  | 0.18635 | 0.1719 | 0.1556 | 0.13794 | 0.11961 | 0.10141 | 0.084129 | 0.068392 | 0.054601 | 0.042916 | 0.033295 | 0.025559
No | PG&E | Res | BldgEnv | 2019 T-24: RNC(SF)-Envelope-High Performance Walls | Possible | Electric Energy (GWh/year) |  | 0.13916 | 0.12837 | 0.11619 | 0.10301 | 0.089317 | 0.075729 | 0.062824 | 0.051072 | 0.040774 | 0.032048 | 0.024864 | 0.019086
No | PG&E | Res | BldgEnv | 2019 T-24: RNC(SF)-Envelope-QII | Possible | Electric Energy (GWh/year) |  | 0.5337 | 0.4923 | 0.44562 | 0.39504 | 0.34254 | 0.29043 | 0.24094 | 0.19587 | 0.15637 | 0.12291 | 0.095355 | 0.073198
No | PG&E | Res | BldgEnv | 2019 T-24: RNC(SF)-Envelope-Windows and Doors | Possible | Electric Energy (GWh/year) |  | 0.30152 | 0.27813 | 0.25176 | 0.22318 | 0.19352 | 0.16408 | 0.13612 | 0.11066 | 0.088344 | 0.069438 | 0.053872 | 0.041354
No | PG&E | Res | BldgEnv | 2022 T-24: SFA - Cool roof for low-sloped roof | Possible | Electric Energy (GWh/year) |  | 8.1381 | 7.9902 | 7.8689 | 7.7716 | 7.6951 | 7.6357 | 7.5902 | 7.5555 | 7.5294 | 7.5097 | 7.495 | 7.484
No | PG&E | Res | BldgEnv | 2022 T-24: SFA - Cool roof for steep-sloped roofs | Possible | Electric Energy (GWh/year) |  | 1.0358 | 1.0148 | 0.99579 | 0.97906 | 0.96464 | 0.95245 | 0.9423 | 0.93396 | 0.92718 | 0.92172 | 0.91735 | 0.91387
No | PG&E | Res | BldgEnv | 2022 T-24: SFA - Prescriptive attic insulation for alterations | Possible | Electric Energy (GWh/year) |  | 1.2535 | 1.2523 | 1.2511 | 1.25 | 1.2488 | 1.2476 | 1.2465 | 1.2453 | 1.2441 | 1.2429 | 1.2418 | 1.2406
No | PG&E | Res | BldgEnv | 2022 T-24: SFA - Roof deck insulation for low-sloped roofs | Possible | Electric Energy (GWh/year) |  | 5.937 | 5.7651 | 5.5981 | 5.4379 | 5.2865 | 5.1451 | 5.0145 | 4.8954 | 4.7877 | 4.6912 | 4.6055 | 4.5299
No | PG&E | Res | BldgEnv | 2022 T-24: SFNC - Prescriptive attic insulation for additions | Possible | Electric Energy (GWh/year) |  | 0.0023188 | 0.0022775 | 0.0022442 | 0.0022175 | 0.0021961 | 0.0021793 | 0.0021659 | 0.0021554 | 0.0021472 | 0.0021407 | 0.0021357 | 0.0021318
No | PG&E | Res | BldgEnv | 2025 T-24: Single Family High-Performance Envelope - High-Performance Windows (Alterations) | Possible | Electric Energy (GWh/year) |  | -0.012828 | -0.014 | -0.013981 | -0.013961 | -0.013941 | -0.013921 | -0.013901 | -0.01388 | -0.013859 | -0.013838 | -0.013817 | -0.013795
No | PG&E | Res | BldgEnv | 2025 T-24: Single Family High-Performance Envelope - High-Performance Windows (New Construction + Additions) | Possible | Electric Energy (GWh/year) |  | 0.20117 | 0.39852 | 0.39797 | 0.39741 | 0.39684 | 0.39627 | 0.39569 | 0.39511 | 0.39452 | 0.39392 | 0.39331 | 0.3927
No | SCE | Res | BldgEnv | 2008 T-24: Residential Fenestration | On-the-books | Electric Energy (GWh/year) | 0.26828 | 0.26734 | 0.26664 | 0.26612 | 0.26574 | 0.26546 | 0.26511 | 0.2648 | 0.26447 | 0.26415 | 0.26382 | 0.2635 | 0.26318
No | SCE | Res | BldgEnv | 2008 T-24: Site Built Fenestration | On-the-books | Electric Energy (GWh/year) | 0.19225 | 0.19211 | 0.19201 | 0.19194 | 0.19189 | 0.19186 | 0.19182 | 0.19179 | 0.19175 | 0.19171 | 0.19167 | 0.19164 | 0.1916
No | SCE | Res | BldgEnv | 2005 T-24: Window replacement | On-the-books | Electric Energy (GWh/year) | 0 | 0 | 0 | 0 | 0 | 0 | 0 | 0 | 0 | 0 | 0 | 0 | 0
No | SCE | Res | BldgEnv | 2022 T-24: MFA - Restructuring - Fenestration Properties | On-the-books | Electric Energy (GWh/year) | 0.66366 | 0.64756 | 0.63078 | 0.61337 | 0.59539 | 0.57691 | 0.558 | 0.53876 | 0.51927 | 0.49963 | 0.47994 | 0.46031 | 0.44083
No | SCE | Res | BldgEnv | 2022 T-24: MFA - Restructuring - Roof Assemblies | On-the-books | Electric Energy (GWh/year) | 0.15136 | 0.15136 | 0.15136 | 0.15136 | 0.15136 | 0.15136 | 0.15136 | 0.15136 | 0.15136 | 0.15136 | 0.15136 | 0.15136 | 0.15136
No | SCE | Res | BldgEnv | 2022 T-24: MFNC - Restructuring - Duct Sealing and Testing | On-the-books | Electric Energy (GWh/year) | 0.049864 | 0.049687 | 0.049523 | 0.049371 | 0.049231 | 0.049102 | 0.048983 | 0.048873 | 0.048771 | 0.048678 | 0.048593 | 0.048514 | 0.048441
No | SCE | Res | BldgEnv | 2022 T-24: MFNC - Restructuring - Fenestration Properties | On-the-books | Electric Energy (GWh/year) | -0.038263 | -0.037334 | -0.036367 | -0.035363 | -0.034327 | -0.033261 | -0.032171 | -0.031062 | -0.029938 | -0.028805 | -0.02767 | -0.026539 | -0.025416
No | SCE | Res | BldgEnv | 2022 T-24: MFNC - Restructuring - Roof Assemblies | On-the-books | Electric Energy (GWh/year) | 0.027456 | 0.027456 | 0.027456 | 0.027456 | 0.027456 | 0.027456 | 0.027456 | 0.027456 | 0.027456 | 0.027456 | 0.027456 | 0.027456 | 0.027456
No | SCE | Res | BldgEnv | 2022 T-24: MFNC - Restructuring - Wall U-Factor | On-the-books | Electric Energy (GWh/year) | 0.0065248 | 0.0065248 | 0.0065248 | 0.0065248 | 0.0065248 | 0.0065248 | 0.0065248 | 0.0065248 | 0.0065248 | 0.0065248 | 0.0065248 | 0.0065248 | 0.0065248
No | SCE | Res | BldgEnv | 2025 T-24: Multifamily Envelope - Cool Roof Improvements (New Construction + Additions) | On-the-books | Electric Energy (GWh/year) | 0 | 0.029144 | 0.11558 | 0.11553 | 0.11548 | 0.11544 | 0.11539 | 0.11534 | 0.11529 | 0.11524 | 0.1152 | 0.11515 | 0.1151
No | SCE | Res | BldgEnv | 2025 T-24: Multifamily Envelope - High Performance Windows (New Construction + Additions) | On-the-books | Electric Energy (GWh/year) | 0 | 0.0023435 | 0.0086552 | 0.0080173 | 0.0073901 | 0.0067794 | 0.0061903 | 0.0056273 | 0.0050938 | 0.0045925 | 0.004125 | 0.0036922 | 0.0032942
No | SCE | Res | BldgEnv | 2025 T-24: Multifamily Envelope - Window Alterations (Alterations) | On-the-books | Electric Energy (GWh/year) | 0 | -0.01284 | -0.013632 | -0.013232 | -0.012832 | -0.012433 | -0.012035 | -0.01164 | -0.011247 | -0.010858 | -0.010473 | -0.010093 | -0.0097184
No | SCE | Res | BldgEnv | 2025 T-24: Multifamily Restructuring - Slab Perimeter Insulation (New Construction + Additions) | On-the-books | Electric Energy (GWh/year) | 0 | -2.4551e-07 | -9.4633e-07 | -9.1857e-07 | -8.9081e-07 | -8.631e-07 | -8.3549e-07 | -8.0803e-07 | -7.8077e-07 | -7.5376e-07 | -7.2704e-07 | -7.0065e-07 | -6.7464e-07
No | SCE | Res | BldgEnv | 2019 T-24: RA(MF)-Envelope-QII | On-the-books | Electric Energy (GWh/year) |  | 0.0026807 | 0.0024727 | 0.0022383 | 0.0019842 | 0.0017205 | 0.0014588 | 0.0012102 | 0.00098381 | 0.00078543 | 0.00061735 | 0.00047895 | 0.00036766
No | SCE | Res | BldgEnv | 2019 T-24: RA(MF)-Envelope-Windows and Doors | On-the-books | Electric Energy (GWh/year) |  | 0.049461 | 0.045623 | 0.041297 | 0.03661 | 0.031745 | 0.026915 | 0.022329 | 0.018152 | 0.014492 | 0.01139 | 0.0088369 | 0.0067836
No | SCE | Res | BldgEnv | 2019 T-24: RA(SF)-Envelope-High Performance Walls | On-the-books | Electric Energy (GWh/year) |  | 0.0076751 | 0.0070796 | 0.0064083 | 0.005681 | 0.004926 | 0.0041766 | 0.0034649 | 0.0028167 | 0.0022488 | 0.0017675 | 0.0013713 | 0.0010527
No | SCE | Res | BldgEnv | 2019 T-24: RA(SF)-Envelope-QII | On-the-books | Electric Energy (GWh/year) |  | 0.011115 | 0.010253 | 0.0092807 | 0.0082273 | 0.007134 | 0.0060487 | 0.0050179 | 0.0040793 | 0.0032567 | 0.0025598 | 0.0019859 | 0.0015245
No | SCE | Res | BldgEnv | 2019 T-24: RA(SF)-Envelope-Windows and Doors | On-the-books | Electric Energy (GWh/year) |  | 0.11629 | 0.10727 | 0.097097 | 0.086076 | 0.074638 | 0.063283 | 0.052499 | 0.042678 | 0.034072 | 0.026781 | 0.020777 | 0.015949
No | SCE | Res | BldgEnv | 2019 T-24: RNC(MF)-Envelope-High Performance Attics | On-the-books | Electric Energy (GWh/year) |  | 0.032581 | 0.030054 | 0.027204 | 0.024116 | 0.020911 | 0.01773 | 0.014709 | 0.011957 | 0.0095462 | 0.0075033 | 0.0058212 | 0.0044686
No | SCE | Res | BldgEnv | 2019 T-24: RNC(MF)-Envelope-QII | On-the-books | Electric Energy (GWh/year) |  | 0.086996 | 0.080246 | 0.072637 | 0.064393 | 0.055836 | 0.047341 | 0.039274 | 0.031927 | 0.025489 | 0.020035 | 0.015543 | 0.011932
No | SCE | Res | BldgEnv | 2019 T-24: RNC(MF)-Envelope-Windows and Doors | On-the-books | Electric Energy (GWh/year) |  | 0.086677 | 0.079952 | 0.072371 | 0.064157 | 0.055631 | 0.047168 | 0.03913 | 0.03181 | 0.025396 | 0.019961 | 0.015486 | 0.011888
No | SCE | Res | BldgEnv | 2019 T-24: RNC(SF)-Envelope-High Performance Attics | On-the-books | Electric Energy (GWh/year) |  | 0.18635 | 0.1719 | 0.1556 | 0.13794 | 0.11961 | 0.10141 | 0.084129 | 0.068392 | 0.054601 | 0.042916 | 0.033295 | 0.025559
No | SCE | Res | BldgEnv | 2019 T-24: RNC(SF)-Envelope-High Performance Walls | On-the-books | Electric Energy (GWh/year) |  | 0.13916 | 0.12837 | 0.11619 | 0.10301 | 0.089317 | 0.075729 | 0.062824 | 0.051072 | 0.040774 | 0.032048 | 0.024864 | 0.019086
No | SCE | Res | BldgEnv | 2019 T-24: RNC(SF)-Envelope-QII | On-the-books | Electric Energy (GWh/year) |  | 0.5337 | 0.4923 | 0.44562 | 0.39504 | 0.34254 | 0.29043 | 0.24094 | 0.19587 | 0.15637 | 0.12291 | 0.095355 | 0.073198
No | SCE | Res | BldgEnv | 2019 T-24: RNC(SF)-Envelope-Windows and Doors | On-the-books | Electric Energy (GWh/year) |  | 0.30152 | 0.27813 | 0.25176 | 0.22318 | 0.19352 | 0.16408 | 0.13612 | 0.11066 | 0.088344 | 0.069438 | 0.053872 | 0.041354
No | SCE | Res | BldgEnv | 2022 T-24: SFA - Cool roof for low-sloped roof | On-the-books | Electric Energy (GWh/year) |  | 8.1381 | 7.9902 | 7.8689 | 7.7716 | 7.6951 | 7.6357 | 7.5902 | 7.5555 | 7.5294 | 7.5097 | 7.495 | 7.484
No | SCE | Res | BldgEnv | 2022 T-24: SFA - Cool roof for steep-sloped roofs | On-the-books | Electric Energy (GWh/year) |  | 1.0358 | 1.0148 | 0.99579 | 0.97906 | 0.96464 | 0.95245 | 0.9423 | 0.93396 | 0.92718 | 0.92172 | 0.91735 | 0.91387
No | SCE | Res | BldgEnv | 2022 T-24: SFA - Prescriptive attic insulation for alterations | On-the-books | Electric Energy (GWh/year) |  | 1.2535 | 1.2523 | 1.2511 | 1.25 | 1.2488 | 1.2476 | 1.2465 | 1.2453 | 1.2441 | 1.2429 | 1.2418 | 1.2406
No | SCE | Res | BldgEnv | 2022 T-24: SFA - Roof deck insulation for low-sloped roofs | On-the-books | Electric Energy (GWh/year) |  | 5.937 | 5.7651 | 5.5981 | 5.4379 | 5.2865 | 5.1451 | 5.0145 | 4.8954 | 4.7877 | 4.6912 | 4.6055 | 4.5299
No | SCE | Res | BldgEnv | 2022 T-24: SFNC - Prescriptive attic insulation for additions | On-the-books | Electric Energy (GWh/year) |  | 0.0023188 | 0.0022775 | 0.0022442 | 0.0022175 | 0.0021961 | 0.0021793 | 0.0021659 | 0.0021554 | 0.0021472 | 0.0021407 | 0.0021357 | 0.0021318
No | SCE | Res | BldgEnv | 2025 T-24: Single Family High-Performance Envelope - High-Performance Windows (Alterations) | On-the-books | Electric Energy (GWh/year) |  | -0.012828 | -0.014 | -0.013981 | -0.013961 | -0.013941 | -0.013921 | -0.013901 | -0.01388 | -0.013859 | -0.013838 | -0.013817 | -0.013795
No | SCE | Res | BldgEnv | 2025 T-24: Single Family High-Performance Envelope - High-Performance Windows (New Construction + Additions) | On-the-books | Electric Energy (GWh/year) |  | 0.20117 | 0.39852 | 0.39797 | 0.39741 | 0.39684 | 0.39627 | 0.39569 | 0.39511 | 0.39452 | 0.39392 | 0.39331 | 0.3927
No | SCE | Res | BldgEnv | 2008 T-24: Residential Fenestration | Expected | Electric Energy (GWh/year) | 0.26828 | 0.26734 | 0.26664 | 0.26612 | 0.26574 | 0.26546 | 0.26511 | 0.2648 | 0.26447 | 0.26415 | 0.26382 | 0.2635 | 0.26318
No | SCE | Res | BldgEnv | 2008 T-24: Site Built Fenestration | Expected | Electric Energy (GWh/year) | 0.19225 | 0.19211 | 0.19201 | 0.19194 | 0.19189 | 0.19186 | 0.19182 | 0.19179 | 0.19175 | 0.19171 | 0.19167 | 0.19164 | 0.1916
No | SCE | Res | BldgEnv | 2005 T-24: Window replacement | Expected | Electric Energy (GWh/year) | 0 | 0 | 0 | 0 | 0 | 0 | 0 | 0 | 0 | 0 | 0 | 0 | 0
No | SCE | Res | BldgEnv | 2022 T-24: MFA - Restructuring - Fenestration Properties | Expected | Electric Energy (GWh/year) | 0.66366 | 0.64756 | 0.63078 | 0.61337 | 0.59539 | 0.57691 | 0.558 | 0.53876 | 0.51927 | 0.49963 | 0.47994 | 0.46031 | 0.44083
No | SCE | Res | BldgEnv | 2022 T-24: MFA - Restructuring - Roof Assemblies | Expected | Electric Energy (GWh/year) | 0.15136 | 0.15136 | 0.15136 | 0.15136 | 0.15136 | 0.15136 | 0.15136 | 0.15136 | 0.15136 | 0.15136 | 0.15136 | 0.15136 | 0.15136
No | SCE | Res | BldgEnv | 2022 T-24: MFNC - Restructuring - Duct Sealing and Testing | Expected | Electric Energy (GWh/year) | 0.049864 | 0.049687 | 0.049523 | 0.049371 | 0.049231 | 0.049102 | 0.048983 | 0.048873 | 0.048771 | 0.048678 | 0.048593 | 0.048514 | 0.048441
No | SCE | Res | BldgEnv | 2022 T-24: MFNC - Restructuring - Fenestration Properties | Expected | Electric Energy (GWh/year) | -0.038263 | -0.037334 | -0.036367 | -0.035363 | -0.034327 | -0.033261 | -0.032171 | -0.031062 | -0.029938 | -0.028805 | -0.02767 | -0.026539 | -0.025416
No | SCE | Res | BldgEnv | 2022 T-24: MFNC - Restructuring - Roof Assemblies | Expected | Electric Energy (GWh/year) | 0.027456 | 0.027456 | 0.027456 | 0.027456 | 0.027456 | 0.027456 | 0.027456 | 0.027456 | 0.027456 | 0.027456 | 0.027456 | 0.027456 | 0.027456
No | SCE | Res | BldgEnv | 2022 T-24: MFNC - Restructuring - Wall U-Factor | Expected | Electric Energy (GWh/year) | 0.0065248 | 0.0065248 | 0.0065248 | 0.0065248 | 0.0065248 | 0.0065248 | 0.0065248 | 0.0065248 | 0.0065248 | 0.0065248 | 0.0065248 | 0.0065248 | 0.0065248
No | SCE | Res | BldgEnv | 2025 T-24: Multifamily Envelope - Cool Roof Improvements (New Construction + Additions) | Expected | Electric Energy (GWh/year) | 0 | 0.029144 | 0.11558 | 0.11553 | 0.11548 | 0.11544 | 0.11539 | 0.11534 | 0.11529 | 0.11524 | 0.1152 | 0.11515 | 0.1151
No | SCE | Res | BldgEnv | 2025 T-24: Multifamily Envelope - High Performance Windows (New Construction + Additions) | Expected | Electric Energy (GWh/year) | 0 | 0.0023435 | 0.0086552 | 0.0080173 | 0.0073901 | 0.0067794 | 0.0061903 | 0.0056273 | 0.0050938 | 0.0045925 | 0.004125 | 0.0036922 | 0.0032942
No | SCE | Res | BldgEnv | 2025 T-24: Multifamily Envelope - Window Alterations (Alterations) | Expected | Electric Energy (GWh/year) | 0 | -0.01284 | -0.013632 | -0.013232 | -0.012832 | -0.012433 | -0.012035 | -0.01164 | -0.011247 | -0.010858 | -0.010473 | -0.010093 | -0.0097184
No | SCE | Res | BldgEnv | 2025 T-24: Multifamily Restructuring - Slab Perimeter Insulation (New Construction + Additions) | Expected | Electric Energy (GWh/year) | 0 | -2.4551e-07 | -9.4633e-07 | -9.1857e-07 | -8.9081e-07 | -8.631e-07 | -8.3549e-07 | -8.0803e-07 | -7.8077e-07 | -7.5376e-07 | -7.2704e-07 | -7.0065e-07 | -6.7464e-07
No | SCE | Res | BldgEnv | 2019 T-24: RA(MF)-Envelope-QII | Expected | Electric Energy (GWh/year) |  | 0.0026807 | 0.0024727 | 0.0022383 | 0.0019842 | 0.0017205 | 0.0014588 | 0.0012102 | 0.00098381 | 0.00078543 | 0.00061735 | 0.00047895 | 0.00036766
No | SCE | Res | BldgEnv | 2019 T-24: RA(MF)-Envelope-Windows and Doors | Expected | Electric Energy (GWh/year) |  | 0.049461 | 0.045623 | 0.041297 | 0.03661 | 0.031745 | 0.026915 | 0.022329 | 0.018152 | 0.014492 | 0.01139 | 0.0088369 | 0.0067836
No | SCE | Res | BldgEnv | 2019 T-24: RA(SF)-Envelope-High Performance Walls | Expected | Electric Energy (GWh/year) |  | 0.0076751 | 0.0070796 | 0.0064083 | 0.005681 | 0.004926 | 0.0041766 | 0.0034649 | 0.0028167 | 0.0022488 | 0.0017675 | 0.0013713 | 0.0010527
No | SCE | Res | BldgEnv | 2019 T-24: RA(SF)-Envelope-QII | Expected | Electric Energy (GWh/year) |  | 0.011115 | 0.010253 | 0.0092807 | 0.0082273 | 0.007134 | 0.0060487 | 0.0050179 | 0.0040793 | 0.0032567 | 0.0025598 | 0.0019859 | 0.0015245
No | SCE | Res | BldgEnv | 2019 T-24: RA(SF)-Envelope-Windows and Doors | Expected | Electric Energy (GWh/year) |  | 0.11629 | 0.10727 | 0.097097 | 0.086076 | 0.074638 | 0.063283 | 0.052499 | 0.042678 | 0.034072 | 0.026781 | 0.020777 | 0.015949
No | SCE | Res | BldgEnv | 2019 T-24: RNC(MF)-Envelope-High Performance Attics | Expected | Electric Energy (GWh/year) |  | 0.032581 | 0.030054 | 0.027204 | 0.024116 | 0.020911 | 0.01773 | 0.014709 | 0.011957 | 0.0095462 | 0.0075033 | 0.0058212 | 0.0044686
No | SCE | Res | BldgEnv | 2019 T-24: RNC(MF)-Envelope-QII | Expected | Electric Energy (GWh/year) |  | 0.086996 | 0.080246 | 0.072637 | 0.064393 | 0.055836 | 0.047341 | 0.039274 | 0.031927 | 0.025489 | 0.020035 | 0.015543 | 0.011932
No | SCE | Res | BldgEnv | 2019 T-24: RNC(MF)-Envelope-Windows and Doors | Expected | Electric Energy (GWh/year) |  | 0.086677 | 0.079952 | 0.072371 | 0.064157 | 0.055631 | 0.047168 | 0.03913 | 0.03181 | 0.025396 | 0.019961 | 0.015486 | 0.011888
No | SCE | Res | BldgEnv | 2019 T-24: RNC(SF)-Envelope-High Performance Attics | Expected | Electric Energy (GWh/year) |  | 0.18635 | 0.1719 | 0.1556 | 0.13794 | 0.11961 | 0.10141 | 0.084129 | 0.068392 | 0.054601 | 0.042916 | 0.033295 | 0.025559
No | SCE | Res | BldgEnv | 2019 T-24: RNC(SF)-Envelope-High Performance Walls | Expected | Electric Energy (GWh/year) |  | 0.13916 | 0.12837 | 0.11619 | 0.10301 | 0.089317 | 0.075729 | 0.062824 | 0.051072 | 0.040774 | 0.032048 | 0.024864 | 0.019086
No | SCE | Res | BldgEnv | 2019 T-24: RNC(SF)-Envelope-QII | Expected | Electric Energy (GWh/year) |  | 0.5337 | 0.4923 | 0.44562 | 0.39504 | 0.34254 | 0.29043 | 0.24094 | 0.19587 | 0.15637 | 0.12291 | 0.095355 | 0.073198
No | SCE | Res | BldgEnv | 2019 T-24: RNC(SF)-Envelope-Windows and Doors | Expected | Electric Energy (GWh/year) |  | 0.30152 | 0.27813 | 0.25176 | 0.22318 | 0.19352 | 0.16408 | 0.13612 | 0.11066 | 0.088344 | 0.069438 | 0.053872 | 0.041354
No | SCE | Res | BldgEnv | 2022 T-24: SFA - Cool roof for low-sloped roof | Expected | Electric Energy (GWh/year) |  | 8.1381 | 7.9902 | 7.8689 | 7.7716 | 7.6951 | 7.6357 | 7.5902 | 7.5555 | 7.5294 | 7.5097 | 7.495 | 7.484
No | SCE | Res | BldgEnv | 2022 T-24: SFA - Cool roof for steep-sloped roofs | Expected | Electric Energy (GWh/year) |  | 1.0358 | 1.0148 | 0.99579 | 0.97906 | 0.96464 | 0.95245 | 0.9423 | 0.93396 | 0.92718 | 0.92172 | 0.91735 | 0.91387
No | SCE | Res | BldgEnv | 2022 T-24: SFA - Prescriptive attic insulation for alterations | Expected | Electric Energy (GWh/year) |  | 1.2535 | 1.2523 | 1.2511 | 1.25 | 1.2488 | 1.2476 | 1.2465 | 1.2453 | 1.2441 | 1.2429 | 1.2418 | 1.2406
No | SCE | Res | BldgEnv | 2022 T-24: SFA - Roof deck insulation for low-sloped roofs | Expected | Electric Energy (GWh/year) |  | 5.937 | 5.7651 | 5.5981 | 5.4379 | 5.2865 | 5.1451 | 5.0145 | 4.8954 | 4.7877 | 4.6912 | 4.6055 | 4.5299
No | SCE | Res | BldgEnv | 2022 T-24: SFNC - Prescriptive attic insulation for additions | Expected | Electric Energy (GWh/year) |  | 0.0023188 | 0.0022775 | 0.0022442 | 0.0022175 | 0.0021961 | 0.0021793 | 0.0021659 | 0.0021554 | 0.0021472 | 0.0021407 | 0.0021357 | 0.0021318
No | SCE | Res | BldgEnv | 2025 T-24: Single Family High-Performance Envelope - High-Performance Windows (Alterations) | Expected | Electric Energy (GWh/year) |  | -0.012828 | -0.014 | -0.013981 | -0.013961 | -0.013941 | -0.013921 | -0.013901 | -0.01388 | -0.013859 | -0.013838 | -0.013817 | -0.013795
No | SCE | Res | BldgEnv | 2025 T-24: Single Family High-Performance Envelope - High-Performance Windows (New Construction + Additions) | Expected | Electric Energy (GWh/year) |  | 0.20117 | 0.39852 | 0.39797 | 0.39741 | 0.39684 | 0.39627 | 0.39569 | 0.39511 | 0.39452 | 0.39392 | 0.39331 | 0.3927
No | SCE | Res | BldgEnv | 2008 T-24: Residential Fenestration | Possible | Electric Energy (GWh/year) | 0.26828 | 0.26734 | 0.26664 | 0.26612 | 0.26574 | 0.26546 | 0.26511 | 0.2648 | 0.26447 | 0.26415 | 0.26382 | 0.2635 | 0.26318
No | SCE | Res | BldgEnv | 2008 T-24: Site Built Fenestration | Possible | Electric Energy (GWh/year) | 0.19225 | 0.19211 | 0.19201 | 0.19194 | 0.19189 | 0.19186 | 0.19182 | 0.19179 | 0.19175 | 0.19171 | 0.19167 | 0.19164 | 0.1916
No | SCE | Res | BldgEnv | 2005 T-24: Window replacement | Possible | Electric Energy (GWh/year) | 0 | 0 | 0 | 0 | 0 | 0 | 0 | 0 | 0 | 0 | 0 | 0 | 0
No | SCE | Res | BldgEnv | 2022 T-24: MFA - Restructuring - Fenestration Properties | Possible | Electric Energy (GWh/year) | 0.66366 | 0.64756 | 0.63078 | 0.61337 | 0.59539 | 0.57691 | 0.558 | 0.53876 | 0.51927 | 0.49963 | 0.47994 | 0.46031 | 0.44083
No | SCE | Res | BldgEnv | 2022 T-24: MFA - Restructuring - Roof Assemblies | Possible | Electric Energy (GWh/year) | 0.15136 | 0.15136 | 0.15136 | 0.15136 | 0.15136 | 0.15136 | 0.15136 | 0.15136 | 0.15136 | 0.15136 | 0.15136 | 0.15136 | 0.15136
No | SCE | Res | BldgEnv | 2022 T-24: MFNC - Restructuring - Duct Sealing and Testing | Possible | Electric Energy (GWh/year) | 0.049864 | 0.049687 | 0.049523 | 0.049371 | 0.049231 | 0.049102 | 0.048983 | 0.048873 | 0.048771 | 0.048678 | 0.048593 | 0.048514 | 0.048441
No | SCE | Res | BldgEnv | 2022 T-24: MFNC - Restructuring - Fenestration Properties | Possible | Electric Energy (GWh/year) | -0.038263 | -0.037334 | -0.036367 | -0.035363 | -0.034327 | -0.033261 | -0.032171 | -0.031062 | -0.029938 | -0.028805 | -0.02767 | -0.026539 | -0.025416
No | SCE | Res | BldgEnv | 2022 T-24: MFNC - Restructuring - Roof Assemblies | Possible | Electric Energy (GWh/year) | 0.027456 | 0.027456 | 0.027456 | 0.027456 | 0.027456 | 0.027456 | 0.027456 | 0.027456 | 0.027456 | 0.027456 | 0.027456 | 0.027456 | 0.027456
No | SCE | Res | BldgEnv | 2022 T-24: MFNC - Restructuring - Wall U-Factor | Possible | Electric Energy (GWh/year) | 0.0065248 | 0.0065248 | 0.0065248 | 0.0065248 | 0.0065248 | 0.0065248 | 0.0065248 | 0.0065248 | 0.0065248 | 0.0065248 | 0.0065248 | 0.0065248 | 0.0065248
No | SCE | Res | BldgEnv | 2025 T-24: Multifamily Envelope - Cool Roof Improvements (New Construction + Additions) | Possible | Electric Energy (GWh/year) | 0 | 0.029144 | 0.11558 | 0.11553 | 0.11548 | 0.11544 | 0.11539 | 0.11534 | 0.11529 | 0.11524 | 0.1152 | 0.11515 | 0.1151
No | SCE | Res | BldgEnv | 2025 T-24: Multifamily Envelope - High Performance Windows (New Construction + Additions) | Possible | Electric Energy (GWh/year) | 0 | 0.0023435 | 0.0086552 | 0.0080173 | 0.0073901 | 0.0067794 | 0.0061903 | 0.0056273 | 0.0050938 | 0.0045925 | 0.004125 | 0.0036922 | 0.0032942
No | SCE | Res | BldgEnv | 2025 T-24: Multifamily Envelope - Window Alterations (Alterations) | Possible | Electric Energy (GWh/year) | 0 | -0.01284 | -0.013632 | -0.013232 | -0.012832 | -0.012433 | -0.012035 | -0.01164 | -0.011247 | -0.010858 | -0.010473 | -0.010093 | -0.0097184
No | SCE | Res | BldgEnv | 2025 T-24: Multifamily Restructuring - Slab Perimeter Insulation (New Construction + Additions) | Possible | Electric Energy (GWh/year) | 0 | -2.4551e-07 | -9.4633e-07 | -9.1857e-07 | -8.9081e-07 | -8.631e-07 | -8.3549e-07 | -8.0803e-07 | -7.8077e-07 | -7.5376e-07 | -7.2704e-07 | -7.0065e-07 | -6.7464e-07
No | SCE | Res | BldgEnv | 2019 T-24: RA(MF)-Envelope-QII | Possible | Electric Energy (GWh/year) |  | 0.0026807 | 0.0024727 | 0.0022383 | 0.0019842 | 0.0017205 | 0.0014588 | 0.0012102 | 0.00098381 | 0.00078543 | 0.00061735 | 0.00047895 | 0.00036766
No | SCE | Res | BldgEnv | 2019 T-24: RA(MF)-Envelope-Windows and Doors | Possible | Electric Energy (GWh/year) |  | 0.049461 | 0.045623 | 0.041297 | 0.03661 | 0.031745 | 0.026915 | 0.022329 | 0.018152 | 0.014492 | 0.01139 | 0.0088369 | 0.0067836
No | SCE | Res | BldgEnv | 2019 T-24: RA(SF)-Envelope-High Performance Walls | Possible | Electric Energy (GWh/year) |  | 0.0076751 | 0.0070796 | 0.0064083 | 0.005681 | 0.004926 | 0.0041766 | 0.0034649 | 0.0028167 | 0.0022488 | 0.0017675 | 0.0013713 | 0.0010527
No | SCE | Res | BldgEnv | 2019 T-24: RA(SF)-Envelope-QII | Possible | Electric Energy (GWh/year) |  | 0.011115 | 0.010253 | 0.0092807 | 0.0082273 | 0.007134 | 0.0060487 | 0.0050179 | 0.0040793 | 0.0032567 | 0.0025598 | 0.0019859 | 0.0015245
No | SCE | Res | BldgEnv | 2019 T-24: RA(SF)-Envelope-Windows and Doors | Possible | Electric Energy (GWh/year) |  | 0.11629 | 0.10727 | 0.097097 | 0.086076 | 0.074638 | 0.063283 | 0.052499 | 0.042678 | 0.034072 | 0.026781 | 0.020777 | 0.015949
No | SCE | Res | BldgEnv | 2019 T-24: RNC(MF)-Envelope-High Performance Attics | Possible | Electric Energy (GWh/year) |  | 0.032581 | 0.030054 | 0.027204 | 0.024116 | 0.020911 | 0.01773 | 0.014709 | 0.011957 | 0.0095462 | 0.0075033 | 0.0058212 | 0.0044686
No | SCE | Res | BldgEnv | 2019 T-24: RNC(MF)-Envelope-QII | Possible | Electric Energy (GWh/year) |  | 0.086996 | 0.080246 | 0.072637 | 0.064393 | 0.055836 | 0.047341 | 0.039274 | 0.031927 | 0.025489 | 0.020035 | 0.015543 | 0.011932
No | SCE | Res | BldgEnv | 2019 T-24: RNC(MF)-Envelope-Windows and Doors | Possible | Electric Energy (GWh/year) |  | 0.086677 | 0.079952 | 0.072371 | 0.064157 | 0.055631 | 0.047168 | 0.03913 | 0.03181 | 0.025396 | 0.019961 | 0.015486 | 0.011888
No | SCE | Res | BldgEnv | 2019 T-24: RNC(SF)-Envelope-High Performance Attics | Possible | Electric Energy (GWh/year) |  | 0.18635 | 0.1719 | 0.1556 | 0.13794 | 0.11961 | 0.10141 | 0.084129 | 0.068392 | 0.054601 | 0.042916 | 0.033295 | 0.025559
No | SCE | Res | BldgEnv | 2019 T-24: RNC(SF)-Envelope-High Performance Walls | Possible | Electric Energy (GWh/year) |  | 0.13916 | 0.12837 | 0.11619 | 0.10301 | 0.089317 | 0.075729 | 0.062824 | 0.051072 | 0.040774 | 0.032048 | 0.024864 | 0.019086
No | SCE | Res | BldgEnv | 2019 T-24: RNC(SF)-Envelope-QII | Possible | Electric Energy (GWh/year) |  | 0.5337 | 0.4923 | 0.44562 | 0.39504 | 0.34254 | 0.29043 | 0.24094 | 0.19587 | 0.15637 | 0.12291 | 0.095355 | 0.073198
No | SCE | Res | BldgEnv | 2019 T-24: RNC(SF)-Envelope-Windows and Doors | Possible | Electric Energy (GWh/year) |  | 0.30152 | 0.27813 | 0.25176 | 0.22318 | 0.19352 | 0.16408 | 0.13612 | 0.11066 | 0.088344 | 0.069438 | 0.053872 | 0.041354
No | SCE | Res | BldgEnv | 2022 T-24: SFA - Cool roof for low-sloped roof | Possible | Electric Energy (GWh/year) |  | 8.1381 | 7.9902 | 7.8689 | 7.7716 | 7.6951 | 7.6357 | 7.5902 | 7.5555 | 7.5294 | 7.5097 | 7.495 | 7.484
No | SCE | Res | BldgEnv | 2022 T-24: SFA - Cool roof for steep-sloped roofs | Possible | Electric Energy (GWh/year) |  | 1.0358 | 1.0148 | 0.99579 | 0.97906 | 0.96464 | 0.95245 | 0.9423 | 0.93396 | 0.92718 | 0.92172 | 0.91735 | 0.91387
No | SCE | Res | BldgEnv | 2022 T-24: SFA - Prescriptive attic insulation for alterations | Possible | Electric Energy (GWh/year) |  | 1.2535 | 1.2523 | 1.2511 | 1.25 | 1.2488 | 1.2476 | 1.2465 | 1.2453 | 1.2441 | 1.2429 | 1.2418 | 1.2406
No | SCE | Res | BldgEnv | 2022 T-24: SFA - Roof deck insulation for low-sloped roofs | Possible | Electric Energy (GWh/year) |  | 5.937 | 5.7651 | 5.5981 | 5.4379 | 5.2865 | 5.1451 | 5.0145 | 4.8954 | 4.7877 | 4.6912 | 4.6055 | 4.5299
No | SCE | Res | BldgEnv | 2022 T-24: SFNC - Prescriptive attic insulation for additions | Possible | Electric Energy (GWh/year) |  | 0.0023188 | 0.0022775 | 0.0022442 | 0.0022175 | 0.0021961 | 0.0021793 | 0.0021659 | 0.0021554 | 0.0021472 | 0.0021407 | 0.0021357 | 0.0021318
No | SCE | Res | BldgEnv | 2025 T-24: Single Family High-Performance Envelope - High-Performance Windows (Alterations) | Possible | Electric Energy (GWh/year) |  | -0.012828 | -0.014 | -0.013981 | -0.013961 | -0.013941 | -0.013921 | -0.013901 | -0.01388 | -0.013859 | -0.013838 | -0.013817 | -0.013795
No | SCE | Res | BldgEnv | 2025 T-24: Single Family High-Performance Envelope - High-Performance Windows (New Construction + Additions) | Possible | Electric Energy (GWh/year) |  | 0.20117 | 0.39852 | 0.39797 | 0.39741 | 0.39684 | 0.39627 | 0.39569 | 0.39511 | 0.39452 | 0.39392 | 0.39331 | 0.3927
No | SDG&E | Res | BldgEnv | 2008 T-24: Residential Fenestration | On-the-books | Electric Energy (GWh/year) | 0.054942 | 0.05475 | 0.054607 | 0.054501 | 0.054423 | 0.054365 | 0.054293 | 0.054231 | 0.054162 | 0.054098 | 0.05403 | 0.053965 | 0.053898
No | SDG&E | Res | BldgEnv | 2008 T-24: Site Built Fenestration | On-the-books | Electric Energy (GWh/year) | 0.039372 | 0.039343 | 0.039323 | 0.039309 | 0.039299 | 0.039293 | 0.039285 | 0.039277 | 0.039269 | 0.039262 | 0.039254 | 0.039247 | 0.039239
No | SDG&E | Res | BldgEnv | 2005 T-24: Window replacement | On-the-books | Electric Energy (GWh/year) | 0 | 0 | 0 | 0 | 0 | 0 | 0 | 0 | 0 | 0 | 0 | 0 | 0
No | SDG&E | Res | BldgEnv | 2022 T-24: MFA - Restructuring - Fenestration Properties | On-the-books | Electric Energy (GWh/year) | 0.13592 | 0.13262 | 0.12918 | 0.12562 | 0.12193 | 0.11815 | 0.11428 | 0.11034 | 0.10634 | 0.10232 | 0.09829 | 0.094269 | 0.090281
No | SDG&E | Res | BldgEnv | 2022 T-24: MFA - Restructuring - Roof Assemblies | On-the-books | Electric Energy (GWh/year) | 0.030998 | 0.030998 | 0.030998 | 0.030998 | 0.030998 | 0.030998 | 0.030998 | 0.030998 | 0.030998 | 0.030998 | 0.030998 | 0.030998 | 0.030998
No | SDG&E | Res | BldgEnv | 2022 T-24: MFNC - Restructuring - Duct Sealing and Testing | On-the-books | Electric Energy (GWh/year) | 0.010212 | 0.010176 | 0.010142 | 0.010111 | 0.010082 | 0.010056 | 0.010031 | 0.010009 | 0.0099882 | 0.0099692 | 0.0099516 | 0.0099355 | 0.0099206
No | SDG&E | Res | BldgEnv | 2022 T-24: MFNC - Restructuring - Fenestration Properties | On-the-books | Electric Energy (GWh/year) | -0.0078361 | -0.007646 | -0.0074479 | -0.0072423 | -0.00703 | -0.0068118 | -0.0065886 | -0.0063613 | -0.0061312 | -0.0058993 | -0.0056668 | -0.005435 | -0.005205
No | SDG&E | Res | BldgEnv | 2022 T-24: MFNC - Restructuring - Roof Assemblies | On-the-books | Electric Energy (GWh/year) | 0.0056229 | 0.0056229 | 0.0056229 | 0.0056229 | 0.0056229 | 0.0056229 | 0.0056229 | 0.0056229 | 0.0056229 | 0.0056229 | 0.0056229 | 0.0056229 | 0.0056229
No | SDG&E | Res | BldgEnv | 2022 T-24: MFNC - Restructuring - Wall U-Factor | On-the-books | Electric Energy (GWh/year) | 0.0013363 | 0.0013363 | 0.0013363 | 0.0013363 | 0.0013363 | 0.0013363 | 0.0013363 | 0.0013363 | 0.0013363 | 0.0013363 | 0.0013363 | 0.0013363 | 0.0013363
No | SDG&E | Res | BldgEnv | 2025 T-24: Multifamily Envelope - Cool Roof Improvements (New Construction + Additions) | On-the-books | Electric Energy (GWh/year) | 0 | 0.0059686 | 0.02367 | 0.023661 | 0.023651 | 0.023641 | 0.023631 | 0.023621 | 0.023612 | 0.023602 | 0.023592 | 0.023582 | 0.023572
No | SDG&E | Res | BldgEnv | 2025 T-24: Multifamily Envelope - High Performance Windows (New Construction + Additions) | On-the-books | Electric Energy (GWh/year) | 0 | 0.00047995 | 0.0017726 | 0.0016419 | 0.0015135 | 0.0013884 | 0.0012678 | 0.0011525 | 0.0010432 | 0.00094052 | 0.00084478 | 0.00075615 | 0.00067464
No | SDG&E | Res | BldgEnv | 2025 T-24: Multifamily Envelope - Window Alterations (Alterations) | On-the-books | Electric Energy (GWh/year) | 0 | -0.0026295 | -0.0027918 | -0.0027099 | -0.002628 | -0.0025463 | -0.0024648 | -0.0023838 | -0.0023034 | -0.0022237 | -0.0021449 | -0.002067 | -0.0019903
No | SDG&E | Res | BldgEnv | 2025 T-24: Multifamily Restructuring - Slab Perimeter Insulation (New Construction + Additions) | On-the-books | Electric Energy (GWh/year) | 0 | -5.028e-08 | -1.9381e-07 | -1.8812e-07 | -1.8244e-07 | -1.7676e-07 | -1.7111e-07 | -1.6548e-07 | -1.599e-07 | -1.5437e-07 | -1.489e-07 | -1.4349e-07 | -1.3817e-07
No | SDG&E | Res | BldgEnv | 2019 T-24: RA(MF)-Envelope-QII | On-the-books | Electric Energy (GWh/year) |  | 0.000549 | 0.00050641 | 0.00045839 | 0.00040636 | 0.00035236 | 0.00029875 | 0.00024784 | 0.00020148 | 0.00016085 | 0.00012643 | 9.8088e-05 | 7.5296e-05
No | SDG&E | Res | BldgEnv | 2019 T-24: RA(MF)-Envelope-Windows and Doors | On-the-books | Electric Energy (GWh/year) |  | 0.010129 | 0.0093435 | 0.0084575 | 0.0074976 | 0.0065013 | 0.0055122 | 0.0045728 | 0.0037175 | 0.0029679 | 0.0023327 | 0.0018098 | 0.0013893
No | SDG&E | Res | BldgEnv | 2019 T-24: RA(SF)-Envelope-High Performance Walls | On-the-books | Electric Energy (GWh/year) |  | 0.0015718 | 0.0014499 | 0.0013124 | 0.0011634 | 0.0010088 | 0.00085536 | 0.00070959 | 0.00057686 | 0.00046054 | 0.00036198 | 0.00028083 | 0.00021558
No | SDG&E | Res | BldgEnv | 2019 T-24: RA(SF)-Envelope-QII | On-the-books | Electric Energy (GWh/year) |  | 0.0022764 | 0.0020998 | 0.0019007 | 0.0016849 | 0.001461 | 0.0012388 | 0.0010277 | 0.00083542 | 0.00066697 | 0.00052423 | 0.00040671 | 0.00031221
No | SDG&E | Res | BldgEnv | 2019 T-24: RA(SF)-Envelope-Windows and Doors | On-the-books | Electric Energy (GWh/year) |  | 0.023816 | 0.021968 | 0.019885 | 0.017628 | 0.015286 | 0.01296 | 0.010752 | 0.0087404 | 0.0069779 | 0.0054847 | 0.0042551 | 0.0032664
No | SDG&E | Res | BldgEnv | 2019 T-24: RNC(MF)-Envelope-High Performance Attics | On-the-books | Electric Energy (GWh/year) |  | 0.0066726 | 0.0061549 | 0.0055713 | 0.0049389 | 0.0042826 | 0.0036311 | 0.0030123 | 0.0024488 | 0.001955 | 0.0015366 | 0.0011922 | 0.00091515
No | SDG&E | Res | BldgEnv | 2019 T-24: RNC(MF)-Envelope-QII | On-the-books | Electric Energy (GWh/year) |  | 0.017816 | 0.016434 | 0.014876 | 0.013187 | 0.011435 | 0.0096953 | 0.0080431 | 0.0065386 | 0.0052201 | 0.004103 | 0.0031832 | 0.0024436
No | SDG&E | Res | BldgEnv | 2019 T-24: RNC(MF)-Envelope-Windows and Doors | On-the-books | Electric Energy (GWh/year) |  | 0.017751 | 0.016374 | 0.014821 | 0.013139 | 0.011393 | 0.0096598 | 0.0080136 | 0.0065146 | 0.005201 | 0.004088 | 0.0031715 | 0.0024346
No | SDG&E | Res | BldgEnv | 2019 T-24: RNC(SF)-Envelope-High Performance Attics | On-the-books | Electric Energy (GWh/year) |  | 0.038165 | 0.035204 | 0.031866 | 0.028249 | 0.024495 | 0.020769 | 0.017229 | 0.014006 | 0.011182 | 0.0087891 | 0.0068188 | 0.0052344
No | SDG&E | Res | BldgEnv | 2019 T-24: RNC(SF)-Envelope-High Performance Walls | On-the-books | Electric Energy (GWh/year) |  | 0.0285 | 0.026289 | 0.023796 | 0.021095 | 0.018292 | 0.015509 | 0.012866 | 0.010459 | 0.0083503 | 0.0065634 | 0.005092 | 0.0039088
No | SDG&E | Res | BldgEnv | 2019 T-24: RNC(SF)-Envelope-QII | On-the-books | Electric Energy (GWh/year) |  | 0.1093 | 0.10082 | 0.091261 | 0.080903 | 0.070152 | 0.059479 | 0.049343 | 0.040113 | 0.032025 | 0.025171 | 0.019528 | 0.014991
No | SDG&E | Res | BldgEnv | 2019 T-24: RNC(SF)-Envelope-Windows and Doors | On-the-books | Electric Energy (GWh/year) |  | 0.061751 | 0.05696 | 0.051559 | 0.045707 | 0.039633 | 0.033603 | 0.027877 | 0.022662 | 0.018093 | 0.014221 | 0.011033 | 0.0084692
No | SDG&E | Res | BldgEnv | 2022 T-24: SFA - Cool roof for low-sloped roof | On-the-books | Electric Energy (GWh/year) |  | 1.6667 | 1.6364 | 1.6115 | 1.5916 | 1.5759 | 1.5638 | 1.5544 | 1.5473 | 1.542 | 1.538 | 1.5349 | 1.5327
No | SDG&E | Res | BldgEnv | 2022 T-24: SFA - Cool roof for steep-sloped roofs | On-the-books | Electric Energy (GWh/year) |  | 0.21214 | 0.20783 | 0.20394 | 0.20051 | 0.19756 | 0.19506 | 0.19298 | 0.19127 | 0.18988 | 0.18876 | 0.18787 | 0.18716
No | SDG&E | Res | BldgEnv | 2022 T-24: SFA - Prescriptive attic insulation for alterations | On-the-books | Electric Energy (GWh/year) |  | 0.2567 | 0.25647 | 0.25623 | 0.25599 | 0.25575 | 0.25551 | 0.25527 | 0.25503 | 0.25479 | 0.25455 | 0.25431 | 0.25407
No | SDG&E | Res | BldgEnv | 2022 T-24: SFA - Roof deck insulation for low-sloped roofs | On-the-books | Electric Energy (GWh/year) |  | 1.2159 | 1.1807 | 1.1465 | 1.1137 | 1.0827 | 1.0537 | 1.027 | 1.0026 | 0.9805 | 0.96075 | 0.94319 | 0.92771
No | SDG&E | Res | BldgEnv | 2022 T-24: SFNC - Prescriptive attic insulation for additions | On-the-books | Electric Energy (GWh/year) |  | 0.00047488 | 0.00046643 | 0.0004596 | 0.00045413 | 0.00044976 | 0.00044631 | 0.00044358 | 0.00044143 | 0.00043974 | 0.00043842 | 0.00043738 | 0.00043658
No | SDG&E | Res | BldgEnv | 2025 T-24: Single Family High-Performance Envelope - High-Performance Windows (Alterations) | On-the-books | Electric Energy (GWh/year) |  | -0.0026272 | -0.0028671 | -0.0028632 | -0.0028592 | -0.0028551 | -0.002851 | -0.0028468 | -0.0028426 | -0.0028383 | -0.002834 | -0.0028297 | -0.0028252
No | SDG&E | Res | BldgEnv | 2025 T-24: Single Family High-Performance Envelope - High-Performance Windows (New Construction + Additions) | On-the-books | Electric Energy (GWh/year) |  | 0.041199 | 0.081615 | 0.081502 | 0.081388 | 0.081272 | 0.081155 | 0.081037 | 0.080917 | 0.080796 | 0.080673 | 0.080549 | 0.080423
No | SDG&E | Res | BldgEnv | 2008 T-24: Residential Fenestration | Expected | Electric Energy (GWh/year) | 0.054942 | 0.05475 | 0.054607 | 0.054501 | 0.054423 | 0.054365 | 0.054293 | 0.054231 | 0.054162 | 0.054098 | 0.05403 | 0.053965 | 0.053898
No | SDG&E | Res | BldgEnv | 2008 T-24: Site Built Fenestration | Expected | Electric Energy (GWh/year) | 0.039372 | 0.039343 | 0.039323 | 0.039309 | 0.039299 | 0.039293 | 0.039285 | 0.039277 | 0.039269 | 0.039262 | 0.039254 | 0.039247 | 0.039239
No | SDG&E | Res | BldgEnv | 2005 T-24: Window replacement | Expected | Electric Energy (GWh/year) | 0 | 0 | 0 | 0 | 0 | 0 | 0 | 0 | 0 | 0 | 0 | 0 | 0
No | SDG&E | Res | BldgEnv | 2022 T-24: MFA - Restructuring - Fenestration Properties | Expected | Electric Energy (GWh/year) | 0.13592 | 0.13262 | 0.12918 | 0.12562 | 0.12193 | 0.11815 | 0.11428 | 0.11034 | 0.10634 | 0.10232 | 0.09829 | 0.094269 | 0.090281
No | SDG&E | Res | BldgEnv | 2022 T-24: MFA - Restructuring - Roof Assemblies | Expected | Electric Energy (GWh/year) | 0.030998 | 0.030998 | 0.030998 | 0.030998 | 0.030998 | 0.030998 | 0.030998 | 0.030998 | 0.030998 | 0.030998 | 0.030998 | 0.030998 | 0.030998
No | SDG&E | Res | BldgEnv | 2022 T-24: MFNC - Restructuring - Duct Sealing and Testing | Expected | Electric Energy (GWh/year) | 0.010212 | 0.010176 | 0.010142 | 0.010111 | 0.010082 | 0.010056 | 0.010031 | 0.010009 | 0.0099882 | 0.0099692 | 0.0099516 | 0.0099355 | 0.0099206
No | SDG&E | Res | BldgEnv | 2022 T-24: MFNC - Restructuring - Fenestration Properties | Expected | Electric Energy (GWh/year) | -0.0078361 | -0.007646 | -0.0074479 | -0.0072423 | -0.00703 | -0.0068118 | -0.0065886 | -0.0063613 | -0.0061312 | -0.0058993 | -0.0056668 | -0.005435 | -0.005205
No | SDG&E | Res | BldgEnv | 2022 T-24: MFNC - Restructuring - Roof Assemblies | Expected | Electric Energy (GWh/year) | 0.0056229 | 0.0056229 | 0.0056229 | 0.0056229 | 0.0056229 | 0.0056229 | 0.0056229 | 0.0056229 | 0.0056229 | 0.0056229 | 0.0056229 | 0.0056229 | 0.0056229
No | SDG&E | Res | BldgEnv | 2022 T-24: MFNC - Restructuring - Wall U-Factor | Expected | Electric Energy (GWh/year) | 0.0013363 | 0.0013363 | 0.0013363 | 0.0013363 | 0.0013363 | 0.0013363 | 0.0013363 | 0.0013363 | 0.0013363 | 0.0013363 | 0.0013363 | 0.0013363 | 0.0013363
No | SDG&E | Res | BldgEnv | 2025 T-24: Multifamily Envelope - Cool Roof Improvements (New Construction + Additions) | Expected | Electric Energy (GWh/year) | 0 | 0.0059686 | 0.02367 | 0.023661 | 0.023651 | 0.023641 | 0.023631 | 0.023621 | 0.023612 | 0.023602 | 0.023592 | 0.023582 | 0.023572
No | SDG&E | Res | BldgEnv | 2025 T-24: Multifamily Envelope - High Performance Windows (New Construction + Additions) | Expected | Electric Energy (GWh/year) | 0 | 0.00047995 | 0.0017726 | 0.0016419 | 0.0015135 | 0.0013884 | 0.0012678 | 0.0011525 | 0.0010432 | 0.00094052 | 0.00084478 | 0.00075615 | 0.00067464
No | SDG&E | Res | BldgEnv | 2025 T-24: Multifamily Envelope - Window Alterations (Alterations) | Expected | Electric Energy (GWh/year) | 0 | -0.0026295 | -0.0027918 | -0.0027099 | -0.002628 | -0.0025463 | -0.0024648 | -0.0023838 | -0.0023034 | -0.0022237 | -0.0021449 | -0.002067 | -0.0019903
No | SDG&E | Res | BldgEnv | 2025 T-24: Multifamily Restructuring - Slab Perimeter Insulation (New Construction + Additions) | Expected | Electric Energy (GWh/year) | 0 | -5.028e-08 | -1.9381e-07 | -1.8812e-07 | -1.8244e-07 | -1.7676e-07 | -1.7111e-07 | -1.6548e-07 | -1.599e-07 | -1.5437e-07 | -1.489e-07 | -1.4349e-07 | -1.3817e-07
No | SDG&E | Res | BldgEnv | 2019 T-24: RA(MF)-Envelope-QII | Expected | Electric Energy (GWh/year) |  | 0.000549 | 0.00050641 | 0.00045839 | 0.00040636 | 0.00035236 | 0.00029875 | 0.00024784 | 0.00020148 | 0.00016085 | 0.00012643 | 9.8088e-05 | 7.5296e-05
No | SDG&E | Res | BldgEnv | 2019 T-24: RA(MF)-Envelope-Windows and Doors | Expected | Electric Energy (GWh/year) |  | 0.010129 | 0.0093435 | 0.0084575 | 0.0074976 | 0.0065013 | 0.0055122 | 0.0045728 | 0.0037175 | 0.0029679 | 0.0023327 | 0.0018098 | 0.0013893
No | SDG&E | Res | BldgEnv | 2019 T-24: RA(SF)-Envelope-High Performance Walls | Expected | Electric Energy (GWh/year) |  | 0.0015718 | 0.0014499 | 0.0013124 | 0.0011634 | 0.0010088 | 0.00085536 | 0.00070959 | 0.00057686 | 0.00046054 | 0.00036198 | 0.00028083 | 0.00021558
No | SDG&E | Res | BldgEnv | 2019 T-24: RA(SF)-Envelope-QII | Expected | Electric Energy (GWh/year) |  | 0.0022764 | 0.0020998 | 0.0019007 | 0.0016849 | 0.001461 | 0.0012388 | 0.0010277 | 0.00083542 | 0.00066697 | 0.00052423 | 0.00040671 | 0.00031221
No | SDG&E | Res | BldgEnv | 2019 T-24: RA(SF)-Envelope-Windows and Doors | Expected | Electric Energy (GWh/year) |  | 0.023816 | 0.021968 | 0.019885 | 0.017628 | 0.015286 | 0.01296 | 0.010752 | 0.0087404 | 0.0069779 | 0.0054847 | 0.0042551 | 0.0032664
No | SDG&E | Res | BldgEnv | 2019 T-24: RNC(MF)-Envelope-High Performance Attics | Expected | Electric Energy (GWh/year) |  | 0.0066726 | 0.0061549 | 0.0055713 | 0.0049389 | 0.0042826 | 0.0036311 | 0.0030123 | 0.0024488 | 0.001955 | 0.0015366 | 0.0011922 | 0.00091515
No | SDG&E | Res | BldgEnv | 2019 T-24: RNC(MF)-Envelope-QII | Expected | Electric Energy (GWh/year) |  | 0.017816 | 0.016434 | 0.014876 | 0.013187 | 0.011435 | 0.0096953 | 0.0080431 | 0.0065386 | 0.0052201 | 0.004103 | 0.0031832 | 0.0024436
No | SDG&E | Res | BldgEnv | 2019 T-24: RNC(MF)-Envelope-Windows and Doors | Expected | Electric Energy (GWh/year) |  | 0.017751 | 0.016374 | 0.014821 | 0.013139 | 0.011393 | 0.0096598 | 0.0080136 | 0.0065146 | 0.005201 | 0.004088 | 0.0031715 | 0.0024346
No | SDG&E | Res | BldgEnv | 2019 T-24: RNC(SF)-Envelope-High Performance Attics | Expected | Electric Energy (GWh/year) |  | 0.038165 | 0.035204 | 0.031866 | 0.028249 | 0.024495 | 0.020769 | 0.017229 | 0.014006 | 0.011182 | 0.0087891 | 0.0068188 | 0.0052344
No | SDG&E | Res | BldgEnv | 2019 T-24: RNC(SF)-Envelope-High Performance Walls | Expected | Electric Energy (GWh/year) |  | 0.0285 | 0.026289 | 0.023796 | 0.021095 | 0.018292 | 0.015509 | 0.012866 | 0.010459 | 0.0083503 | 0.0065634 | 0.005092 | 0.0039088
No | SDG&E | Res | BldgEnv | 2019 T-24: RNC(SF)-Envelope-QII | Expected | Electric Energy (GWh/year) |  | 0.1093 | 0.10082 | 0.091261 | 0.080903 | 0.070152 | 0.059479 | 0.049343 | 0.040113 | 0.032025 | 0.025171 | 0.019528 | 0.014991
No | SDG&E | Res | BldgEnv | 2019 T-24: RNC(SF)-Envelope-Windows and Doors | Expected | Electric Energy (GWh/year) |  | 0.061751 | 0.05696 | 0.051559 | 0.045707 | 0.039633 | 0.033603 | 0.027877 | 0.022662 | 0.018093 | 0.014221 | 0.011033 | 0.0084692
No | SDG&E | Res | BldgEnv | 2022 T-24: SFA - Cool roof for low-sloped roof | Expected | Electric Energy (GWh/year) |  | 1.6667 | 1.6364 | 1.6115 | 1.5916 | 1.5759 | 1.5638 | 1.5544 | 1.5473 | 1.542 | 1.538 | 1.5349 | 1.5327
No | SDG&E | Res | BldgEnv | 2022 T-24: SFA - Cool roof for steep-sloped roofs | Expected | Electric Energy (GWh/year) |  | 0.21214 | 0.20783 | 0.20394 | 0.20051 | 0.19756 | 0.19506 | 0.19298 | 0.19127 | 0.18988 | 0.18876 | 0.18787 | 0.18716
No | SDG&E | Res | BldgEnv | 2022 T-24: SFA - Prescriptive attic insulation for alterations | Expected | Electric Energy (GWh/year) |  | 0.2567 | 0.25647 | 0.25623 | 0.25599 | 0.25575 | 0.25551 | 0.25527 | 0.25503 | 0.25479 | 0.25455 | 0.25431 | 0.25407
No | SDG&E | Res | BldgEnv | 2022 T-24: SFA - Roof deck insulation for low-sloped roofs | Expected | Electric Energy (GWh/year) |  | 1.2159 | 1.1807 | 1.1465 | 1.1137 | 1.0827 | 1.0537 | 1.027 | 1.0026 | 0.9805 | 0.96075 | 0.94319 | 0.92771
No | SDG&E | Res | BldgEnv | 2022 T-24: SFNC - Prescriptive attic insulation for additions | Expected | Electric Energy (GWh/year) |  | 0.00047488 | 0.00046643 | 0.0004596 | 0.00045413 | 0.00044976 | 0.00044631 | 0.00044358 | 0.00044143 | 0.00043974 | 0.00043842 | 0.00043738 | 0.00043658
No | SDG&E | Res | BldgEnv | 2025 T-24: Single Family High-Performance Envelope - High-Performance Windows (Alterations) | Expected | Electric Energy (GWh/year) |  | -0.0026272 | -0.0028671 | -0.0028632 | -0.0028592 | -0.0028551 | -0.002851 | -0.0028468 | -0.0028426 | -0.0028383 | -0.002834 | -0.0028297 | -0.0028252
No | SDG&E | Res | BldgEnv | 2025 T-24: Single Family High-Performance Envelope - High-Performance Windows (New Construction + Additions) | Expected | Electric Energy (GWh/year) |  | 0.041199 | 0.081615 | 0.081502 | 0.081388 | 0.081272 | 0.081155 | 0.081037 | 0.080917 | 0.080796 | 0.080673 | 0.080549 | 0.080423
No | SDG&E | Res | BldgEnv | 2008 T-24: Residential Fenestration | Possible | Electric Energy (GWh/year) | 0.054942 | 0.05475 | 0.054607 | 0.054501 | 0.054423 | 0.054365 | 0.054293 | 0.054231 | 0.054162 | 0.054098 | 0.05403 | 0.053965 | 0.053898
No | SDG&E | Res | BldgEnv | 2008 T-24: Site Built Fenestration | Possible | Electric Energy (GWh/year) | 0.039372 | 0.039343 | 0.039323 | 0.039309 | 0.039299 | 0.039293 | 0.039285 | 0.039277 | 0.039269 | 0.039262 | 0.039254 | 0.039247 | 0.039239
No | SDG&E | Res | BldgEnv | 2005 T-24: Window replacement | Possible | Electric Energy (GWh/year) | 0 | 0 | 0 | 0 | 0 | 0 | 0 | 0 | 0 | 0 | 0 | 0 | 0
No | SDG&E | Res | BldgEnv | 2022 T-24: MFA - Restructuring - Fenestration Properties | Possible | Electric Energy (GWh/year) | 0.13592 | 0.13262 | 0.12918 | 0.12562 | 0.12193 | 0.11815 | 0.11428 | 0.11034 | 0.10634 | 0.10232 | 0.09829 | 0.094269 | 0.090281
No | SDG&E | Res | BldgEnv | 2022 T-24: MFA - Restructuring - Roof Assemblies | Possible | Electric Energy (GWh/year) | 0.030998 | 0.030998 | 0.030998 | 0.030998 | 0.030998 | 0.030998 | 0.030998 | 0.030998 | 0.030998 | 0.030998 | 0.030998 | 0.030998 | 0.030998
No | SDG&E | Res | BldgEnv | 2022 T-24: MFNC - Restructuring - Duct Sealing and Testing | Possible | Electric Energy (GWh/year) | 0.010212 | 0.010176 | 0.010142 | 0.010111 | 0.010082 | 0.010056 | 0.010031 | 0.010009 | 0.0099882 | 0.0099692 | 0.0099516 | 0.0099355 | 0.0099206
No | SDG&E | Res | BldgEnv | 2022 T-24: MFNC - Restructuring - Fenestration Properties | Possible | Electric Energy (GWh/year) | -0.0078361 | -0.007646 | -0.0074479 | -0.0072423 | -0.00703 | -0.0068118 | -0.0065886 | -0.0063613 | -0.0061312 | -0.0058993 | -0.0056668 | -0.005435 | -0.005205
No | SDG&E | Res | BldgEnv | 2022 T-24: MFNC - Restructuring - Roof Assemblies | Possible | Electric Energy (GWh/year) | 0.0056229 | 0.0056229 | 0.0056229 | 0.0056229 | 0.0056229 | 0.0056229 | 0.0056229 | 0.0056229 | 0.0056229 | 0.0056229 | 0.0056229 | 0.0056229 | 0.0056229
No | SDG&E | Res | BldgEnv | 2022 T-24: MFNC - Restructuring - Wall U-Factor | Possible | Electric Energy (GWh/year) | 0.0013363 | 0.0013363 | 0.0013363 | 0.0013363 | 0.0013363 | 0.0013363 | 0.0013363 | 0.0013363 | 0.0013363 | 0.0013363 | 0.0013363 | 0.0013363 | 0.0013363
No | SDG&E | Res | BldgEnv | 2025 T-24: Multifamily Envelope - Cool Roof Improvements (New Construction + Additions) | Possible | Electric Energy (GWh/year) | 0 | 0.0059686 | 0.02367 | 0.023661 | 0.023651 | 0.023641 | 0.023631 | 0.023621 | 0.023612 | 0.023602 | 0.023592 | 0.023582 | 0.023572
No | SDG&E | Res | BldgEnv | 2025 T-24: Multifamily Envelope - High Performance Windows (New Construction + Additions) | Possible | Electric Energy (GWh/year) | 0 | 0.00047995 | 0.0017726 | 0.0016419 | 0.0015135 | 0.0013884 | 0.0012678 | 0.0011525 | 0.0010432 | 0.00094052 | 0.00084478 | 0.00075615 | 0.00067464
No | SDG&E | Res | BldgEnv | 2025 T-24: Multifamily Envelope - Window Alterations (Alterations) | Possible | Electric Energy (GWh/year) | 0 | -0.0026295 | -0.0027918 | -0.0027099 | -0.002628 | -0.0025463 | -0.0024648 | -0.0023838 | -0.0023034 | -0.0022237 | -0.0021449 | -0.002067 | -0.0019903
No | SDG&E | Res | BldgEnv | 2025 T-24: Multifamily Restructuring - Slab Perimeter Insulation (New Construction + Additions) | Possible | Electric Energy (GWh/year) | 0 | -5.028e-08 | -1.9381e-07 | -1.8812e-07 | -1.8244e-07 | -1.7676e-07 | -1.7111e-07 | -1.6548e-07 | -1.599e-07 | -1.5437e-07 | -1.489e-07 | -1.4349e-07 | -1.3817e-07
No | SDG&E | Res | BldgEnv | 2019 T-24: RA(MF)-Envelope-QII | Possible | Electric Energy (GWh/year) |  | 0.000549 | 0.00050641 | 0.00045839 | 0.00040636 | 0.00035236 | 0.00029875 | 0.00024784 | 0.00020148 | 0.00016085 | 0.00012643 | 9.8088e-05 | 7.5296e-05
No | SDG&E | Res | BldgEnv | 2019 T-24: RA(MF)-Envelope-Windows and Doors | Possible | Electric Energy (GWh/year) |  | 0.010129 | 0.0093435 | 0.0084575 | 0.0074976 | 0.0065013 | 0.0055122 | 0.0045728 | 0.0037175 | 0.0029679 | 0.0023327 | 0.0018098 | 0.0013893
No | SDG&E | Res | BldgEnv | 2019 T-24: RA(SF)-Envelope-High Performance Walls | Possible | Electric Energy (GWh/year) |  | 0.0015718 | 0.0014499 | 0.0013124 | 0.0011634 | 0.0010088 | 0.00085536 | 0.00070959 | 0.00057686 | 0.00046054 | 0.00036198 | 0.00028083 | 0.00021558
No | SDG&E | Res | BldgEnv | 2019 T-24: RA(SF)-Envelope-QII | Possible | Electric Energy (GWh/year) |  | 0.0022764 | 0.0020998 | 0.0019007 | 0.0016849 | 0.001461 | 0.0012388 | 0.0010277 | 0.00083542 | 0.00066697 | 0.00052423 | 0.00040671 | 0.00031221
No | SDG&E | Res | BldgEnv | 2019 T-24: RA(SF)-Envelope-Windows and Doors | Possible | Electric Energy (GWh/year) |  | 0.023816 | 0.021968 | 0.019885 | 0.017628 | 0.015286 | 0.01296 | 0.010752 | 0.0087404 | 0.0069779 | 0.0054847 | 0.0042551 | 0.0032664
No | SDG&E | Res | BldgEnv | 2019 T-24: RNC(MF)-Envelope-High Performance Attics | Possible | Electric Energy (GWh/year) |  | 0.0066726 | 0.0061549 | 0.0055713 | 0.0049389 | 0.0042826 | 0.0036311 | 0.0030123 | 0.0024488 | 0.001955 | 0.0015366 | 0.0011922 | 0.00091515
No | SDG&E | Res | BldgEnv | 2019 T-24: RNC(MF)-Envelope-QII | Possible | Electric Energy (GWh/year) |  | 0.017816 | 0.016434 | 0.014876 | 0.013187 | 0.011435 | 0.0096953 | 0.0080431 | 0.0065386 | 0.0052201 | 0.004103 | 0.0031832 | 0.0024436
No | SDG&E | Res | BldgEnv | 2019 T-24: RNC(MF)-Envelope-Windows and Doors | Possible | Electric Energy (GWh/year) |  | 0.017751 | 0.016374 | 0.014821 | 0.013139 | 0.011393 | 0.0096598 | 0.0080136 | 0.0065146 | 0.005201 | 0.004088 | 0.0031715 | 0.0024346
No | SDG&E | Res | BldgEnv | 2019 T-24: RNC(SF)-Envelope-High Performance Attics | Possible | Electric Energy (GWh/year) |  | 0.038165 | 0.035204 | 0.031866 | 0.028249 | 0.024495 | 0.020769 | 0.017229 | 0.014006 | 0.011182 | 0.0087891 | 0.0068188 | 0.0052344
No | SDG&E | Res | BldgEnv | 2019 T-24: RNC(SF)-Envelope-High Performance Walls | Possible | Electric Energy (GWh/year) |  | 0.0285 | 0.026289 | 0.023796 | 0.021095 | 0.018292 | 0.015509 | 0.012866 | 0.010459 | 0.0083503 | 0.0065634 | 0.005092 | 0.0039088
No | SDG&E | Res | BldgEnv | 2019 T-24: RNC(SF)-Envelope-QII | Possible | Electric Energy (GWh/year) |  | 0.1093 | 0.10082 | 0.091261 | 0.080903 | 0.070152 | 0.059479 | 0.049343 | 0.040113 | 0.032025 | 0.025171 | 0.019528 | 0.014991
No | SDG&E | Res | BldgEnv | 2019 T-24: RNC(SF)-Envelope-Windows and Doors | Possible | Electric Energy (GWh/year) |  | 0.061751 | 0.05696 | 0.051559 | 0.045707 | 0.039633 | 0.033603 | 0.027877 | 0.022662 | 0.018093 | 0.014221 | 0.011033 | 0.0084692
No | SDG&E | Res | BldgEnv | 2022 T-24: SFA - Cool roof for low-sloped roof | Possible | Electric Energy (GWh/year) |  | 1.6667 | 1.6364 | 1.6115 | 1.5916 | 1.5759 | 1.5638 | 1.5544 | 1.5473 | 1.542 | 1.538 | 1.5349 | 1.5327
No | SDG&E | Res | BldgEnv | 2022 T-24: SFA - Cool roof for steep-sloped roofs | Possible | Electric Energy (GWh/year) |  | 0.21214 | 0.20783 | 0.20394 | 0.20051 | 0.19756 | 0.19506 | 0.19298 | 0.19127 | 0.18988 | 0.18876 | 0.18787 | 0.18716
No | SDG&E | Res | BldgEnv | 2022 T-24: SFA - Prescriptive attic insulation for alterations | Possible | Electric Energy (GWh/year) |  | 0.2567 | 0.25647 | 0.25623 | 0.25599 | 0.25575 | 0.25551 | 0.25527 | 0.25503 | 0.25479 | 0.25455 | 0.25431 | 0.25407
No | SDG&E | Res | BldgEnv | 2022 T-24: SFA - Roof deck insulation for low-sloped roofs | Possible | Electric Energy (GWh/year) |  | 1.2159 | 1.1807 | 1.1465 | 1.1137 | 1.0827 | 1.0537 | 1.027 | 1.0026 | 0.9805 | 0.96075 | 0.94319 | 0.92771
No | SDG&E | Res | BldgEnv | 2022 T-24: SFNC - Prescriptive attic insulation for additions | Possible | Electric Energy (GWh/year) |  | 0.00047488 | 0.00046643 | 0.0004596 | 0.00045413 | 0.00044976 | 0.00044631 | 0.00044358 | 0.00044143 | 0.00043974 | 0.00043842 | 0.00043738 | 0.00043658
No | SDG&E | Res | BldgEnv | 2025 T-24: Single Family High-Performance Envelope - High-Performance Windows (Alterations) | Possible | Electric Energy (GWh/year) |  | -0.0026272 | -0.0028671 | -0.0028632 | -0.0028592 | -0.0028551 | -0.002851 | -0.0028468 | -0.0028426 | -0.0028383 | -0.002834 | -0.0028297 | -0.0028252
No | SDG&E | Res | BldgEnv | 2025 T-24: Single Family High-Performance Envelope - High-Performance Windows (New Construction + Additions) | Possible | Electric Energy (GWh/year) |  | 0.041199 | 0.081615 | 0.081502 | 0.081388 | 0.081272 | 0.081155 | 0.081037 | 0.080917 | 0.080796 | 0.080673 | 0.080549 | 0.080423
No | PG&E | Com | HVAC | Fed Appliance: Single package vertical AC and HP - >65,000 Btu/hr and <240,000 Btu/hr | On-the-books | Electric Energy (GWh/year) | 0.2374 | 0.23517 | 0.23363 | 0.23252 | 0.23187 | 0.057501 | 0.063732 | 0.063628 | 0.06346 | 0.063307 | 0.063115 | 0.062922 | 0.062702
No | PG&E | Com | HVAC | Fed Appliance: Commercial CAC and HP - <65,000 Btu/hr | On-the-books | Electric Energy (GWh/year) | 0.0090561 | 0.0090561 | 0.0090561 | 0.0090561 | 0.0090561 | 0.0090561 | 0.0090561 | 0.0090561 | 0.0090561 | 0.0090561 | 0.0090561 | 0.0090561 | 0.0090561
No | PG&E | Com | HVAC | Fed Appliance: Commercial CAC and HP - 65,000 Btu/hr to 760,000 Btu/hr - Tier 1 | On-the-books | Electric Energy (GWh/year) | 1.8261 | 1.7896 | 1.7531 | 1.7165 | 1.68 | 1.6435 | 1.607 | 0.3698 | 0.3612 | 0.3526 | 0.344 | 0.3354 | 0.3268
No | PG&E | Com | HVAC | Fed Appliance: Computer Room Acs >=65,000 Btu/h and < 760,000 Btu/h | On-the-books | Electric Energy (GWh/year) | 7.4781e-05 | 7.4779e-05 | 7.4778e-05 | 6.4946e-05 | 1.8554e-05 | 1.8554e-05 | 1.8554e-05 | 1.8554e-05 | 1.8554e-05 | 1.8554e-05 | 1.8554e-05 | 1.8554e-05 | 1.8553e-05
No | PG&E | Com | HVAC | 2005 T-24: Cooling tower applications | On-the-books | Electric Energy (GWh/year) | 0 | 0 | 0 | 0 | 0 | 0 | 0 | 0 | 0 | 0 | 0 | 0 | 0
No | PG&E | Com | HVAC | 2008 T-24: DDC to Zone | On-the-books | Electric Energy (GWh/year) | 19.0529 | 18.9816 | 18.9267 | 18.8845 | 18.8522 | 18.8274 | 18.7976 | 18.7711 | 18.7424 | 18.7152 | 18.687 | 18.6595 | 18.6315
No | PG&E | Com | HVAC | 2005 T-24: Ducts in existing commercial buildings | On-the-books | Electric Energy (GWh/year) | 0 | 0 | 0 | 0 | 0 | 0 | 0 | 0 | 0 | 0 | 0 | 0 | 0
No | PG&E | Com | HVAC | Fed Appliance: Large and Very Large Commercial Package Air-Conditioners ≥135 kBtu/h | On-the-books | Electric Energy (GWh/year) | 0.0008912 | 0.0008849 | 0.00087921 | 0.00087406 | 0.00048614 | 0.00021467 | 0.00021355 | 0.00021248 | 0.00021138 | 0.0002103 | 0.0002092 | 0.00020812 | 0.00020703
No | PG&E | Com | HVAC | 2016 T-24: NRA-HVAC-ASHRAE Equipment Efficiency | On-the-books | Electric Energy (GWh/year) | 0.54734 | 0.54258 | 0.53933 | 0.53713 | 0.53564 | 0.53462 | 0.53329 | 0.53217 | 0.5309 | 0.52973 | 0.5285 | 0.52731 | 0
No | PG&E | Com | HVAC | 2016 T-24: NRA-HVAC-ASHRAE Measure-DDC | On-the-books | Electric Energy (GWh/year) | 0.15839 | 0.15701 | 0.15607 | 0.15543 | 0.155 | 0.15471 | 0.15432 | 0 | 0 | 0 | 0 | 0 | 0
No | PG&E | Com | HVAC | 2013 T-24: NRA-HVAC-Equipment Efficiency | On-the-books | Electric Energy (GWh/year) | 3.5592 | 3.5306 | 3.5088 | 3.4922 | 3.4796 | 3.4701 | 3.4585 | 3.4483 | 3.4372 | 1.6992 | 0 | 0 | 0
No | PG&E | Com | HVAC | 2013 T-24: NRA-Process-Air Compressors | On-the-books | Electric Energy (GWh/year) | 0.64235 | 0.61768 | 0.59705 | 0.57991 | 0.28053 | 0 | 0 | 0 | 0 | 0 | 0 | 0 | 0
No | PG&E | Com | HVAC | 2013 T-24: NRNC-HVAC-Acceptance Requirements | On-the-books | Electric Energy (GWh/year) | 0.171 | 0.16887 | 0.16719 | 0.16587 | 0.16484 | 0.16405 | 0.1631 | 0.16225 | 0.16133 | 0.16047 | 0.15957 | 0.15869 | 0.15779
No | PG&E | Com | HVAC | 2013 T-24: NRNC-HVAC-Cooling Towers Water | On-the-books | Electric Energy (GWh/year) | 0.046267 | 0.04569 | 0.045234 | 0.044877 | 0.0446 | 0.044384 | 0.044128 | 0.043899 | 0.043651 | 0.043416 | 0.043172 | 0.042934 | 0.042693
No | PG&E | Com | HVAC | 2013 T-24: NRNC-HVAC-Garage Exhaust | On-the-books | Electric Energy (GWh/year) | 2.7037 | 2.6909 | 2.6829 | 2.6779 | 2.6748 | 2.6729 | 2.6703 | 2.6681 | 2.6656 | 2.6634 | 2.661 | 2.6587 | 2.6563
No | PG&E | Com | HVAC | 2013 T-24: NRNC-HVAC-Laboratory Exhaust | On-the-books | Electric Energy (GWh/year) | 6.4896 | 6.4589 | 6.4396 | 6.4277 | 6.4203 | 6.4158 | 6.4094 | 6.4043 | 6.3983 | 6.3929 | 6.3871 | 6.3815 | 6.3758
No | PG&E | Com | HVAC | 2013 T-24: NRNC-HVAC-Occupant Controlled Smart Thermostats | On-the-books | Electric Energy (GWh/year) | 0.021846 | 0.021574 | 0.021359 | 0.02119 | 0.021059 | 0.020958 | 0.020836 | 0.020728 | 0.020611 | 0.0205 | 0.020385 | 0.020273 | 0.020159
No | PG&E | Com | HVAC | 2013 T-24: NRNC-HVAC-Small ECM Motor | On-the-books | Electric Energy (GWh/year) | 5.8414 | 5.7685 | 5.711 | 5.666 | 5.6309 | 5.6037 | 5.5713 | 5.5424 | 5.5111 | 5.4814 | 5.4507 | 5.4206 | 5.3901
No | PG&E | Com | HVAC | 2013 T-24: NRNC-HVAC-Water & Space Heating ACM | On-the-books | Electric Energy (GWh/year) | 0.017685 | 0.017464 | 0.01729 | 0.017154 | 0.017048 | 0.016965 | 0.016867 | 0.01678 | 0.016685 | 0.016595 | 0.016502 | 0.016411 | 0.016319
No | PG&E | Com | HVAC | 2013 T-24: NRNC-Process-Air Compressors | On-the-books | Electric Energy (GWh/year) | 1.2452 | 1.2296 | 1.2174 | 1.2078 | 1.2003 | 1.1945 | 1.1876 | 1.1814 | 1.1748 | 1.1684 | 1.1619 | 1.1555 | 1.149
No | PG&E | Com | HVAC | 2013 T-24: NRNC-Process-Data Centers | On-the-books | Electric Energy (GWh/year) | 4.1052 | 4.1049 | 4.1046 | 4.1045 | 4.1044 | 4.1043 | 4.1042 | 4.1041 | 4.104 | 4.104 | 4.1039 | 4.1038 | 4.1037
No | PG&E | Com | HVAC | Fed Appliance: Small Commercial Package Air-Conditioners ≥65 and <135 kBtu/h | On-the-books | Electric Energy (GWh/year) | 6.7122e-07 | 6.579e-07 | 6.4585e-07 | 3.5581e-07 | 1.551e-07 | 1.5289e-07 | 1.5052e-07 | 1.4826e-07 | 1.4593e-07 | 1.4364e-07 | 1.4132e-07 | 1.3902e-07 | 1.3671e-07
No | PG&E | Com | HVAC | 2019-21 Fed App: Ceiling Fans | On-the-books | Electric Energy (GWh/year) | 2.0341e-05 | 1.9946e-05 | 1.9576e-05 | 1.9223e-05 | 1.9013e-05 | 1.8885e-05 | 1.8611e-05 | 1.8377e-05 | 1.5859e-05 | 2.184e-06 | 2.1668e-06 | 2.1522e-06 | 2.14e-06
No | PG&E | Com | HVAC | 2022-24 Fed App: Commercial boilers | On-the-books | Electric Energy (GWh/year) | -0.040652 | -0.040487 | -0.03971 | -0.03904 | -0.038473 | -0.037993 | -0.037185 | -0.036483 | -0.035877 | -0.035357 | -0.034913 | -0.034535 | -0.034215
No | PG&E | Com | HVAC | 2016-18 Fed App: Commercial CAC and HP (65,000 Btu/hr to 760,000 Btu/hr) - Tier 2 | On-the-books | Electric Energy (GWh/year) | 12.8318 | 12.8294 | 12.8274 | 12.8257 | 12.8243 | 12.8231 | 12.8221 | 12.8213 | 12.8206 | 12.82 | 12.8195 | 12.8191 | 12.8188
No | PG&E | Com | HVAC | 2022-24 Fed App: Commercial warm air furnaces | On-the-books | Electric Energy (GWh/year) | 0.015025 | 0.015222 | 0.015418 | 0.015602 | 0.015802 | 0.015972 | 0.015971 | 0.015971 | 0.015971 | 0.01597 | 0.01597 | 0.01597 | 0.01597
No | PG&E | Com | HVAC | 2019-21 Fed App: Dehumidifiers | On-the-books | Electric Energy (GWh/year) |  | 0.53439 | 0.51878 | 0.50267 | 0.48545 | 0.27958 | 0.067072 | 0.064045 | 0.061305 | 0.058826 | 0.056584 | 0.054554 | 0.052718
No | PG&E | Com | HVAC | 2025 T-24: NR HVAC - Limit Hot Water Supply Temperatures - Electric (Alterations) | On-the-books | Electric Energy (GWh/year) | 0 | 0.16654 | 0.17959 | 0.17721 | 0.17486 | 0.17253 | 0.17024 | 0.16797 | 0.16574 | 0.16354 | 0.16138 | 0.033595 | 0.021679
No | PG&E | Com | HVAC | 2025 T-24: NR HVAC - Limit Hot Water Supply Temperatures - Electric (New Construction + Additions) | On-the-books | Electric Energy (GWh/year) | 0 | 0.014259 | 0.084191 | 0.083075 | 0.081971 | 0.080881 | 0.079805 | 0.078743 | 0.077697 | 0.076667 | 0.075654 | 0.063932 | 0.010163
No | PG&E | Com | HVAC | 2025 T-24: NR HVAC - Mechanical Heat Recovery - SHW Heat Recovery (New Construction + Additions) | On-the-books | Electric Energy (GWh/year) | 0 | 0.0058011 | 0.03361 | 0.032489 | 0.031355 | 0.030216 | 0.029081 | 0.027958 | 0.026855 | 0.025779 | 0.024737 | 0.020324 | 0.0031414
No | PG&E | Com | HVAC | 2025 T-24: NR HVAC - Mechanical Heat Recovery (without TES, waterside HR) (New Construction + Additions) | On-the-books | Electric Energy (GWh/year) | 0 | 0.015547 | 0.090076 | 0.08707 | 0.08403 | 0.080978 | 0.077936 | 0.074927 | 0.07197 | 0.069087 | 0.066294 | 0.054468 | 0.0084191
No | PG&E | Com | HVAC | 2025 T-24: NR HVAC - Mechanical Heat Recovery Scenario A - Gas Baseline (New Construction + Additions) | On-the-books | Electric Energy (GWh/year) | 0 | -0.0027845 | -0.016133 | -0.015595 | -0.01505 | -0.014504 | -0.013959 | -0.01342 | -0.01289 | -0.012374 | -0.011874 | -0.0097555 | -0.0015079
No | PG&E | Com | HVAC | 2025 T-24: NR HVAC - Mechanical Heat Recovery Scenario B - Gas Baseline (New Construction + Additions) | On-the-books | Electric Energy (GWh/year) | 0 | 0.0010442 | 0.0060499 | 0.005848 | 0.0056438 | 0.0054388 | 0.0052345 | 0.0050324 | 0.0048338 | 0.0046402 | 0.0044526 | 0.0036583 | 0.00056546
No | PG&E | Com | HVAC | 2025 T-24: NR HVAC Controls - Guideline 36 (Alterations) | On-the-books | Electric Energy (GWh/year) | 0 | 3.2753 | 3.5676 | 3.5556 | 3.5434 | 3.5308 | 3.5181 | 3.505 | 3.4916 | 3.478 | 3.4641 | 3.4499 | 3.4354
No | PG&E | Com | HVAC | 2025 T-24: NR HVAC Controls - Guideline 36 (New Construction + Additions) | On-the-books | Electric Energy (GWh/year) | 0 | 0.12434 | 0.74154 | 0.73905 | 0.7365 | 0.7339 | 0.73124 | 0.72853 | 0.72576 | 0.72292 | 0.72003 | 0.71708 | 0.71406
No | PG&E | Com | HVAC | 2022 T-24: NRA - Air Distribution - Duct Leakage Testing | On-the-books | Electric Energy (GWh/year) | 5.5778 | 5.5085 | 5.4399 | 5.3723 | 5.3061 | 5.2416 | 5.1791 | 5.1187 | 5.0607 | 5.0052 | 4.9523 | 4.9021 | 4.8547
No | PG&E | Com | HVAC | 2022 T-24: NRA - Air Distribution - Fan Energy Index | On-the-books | Electric Energy (GWh/year) | 0.16609 | 0.16402 | 0.16198 | 0.15997 | 0.158 | 0.15608 | 0.15422 | 0.15242 | 0.15069 | 0.14904 | 0.14746 | 0.14597 | 0.14456
No | PG&E | Com | HVAC | 2022 T-24: NRA - Air Distribution - Fan Power Budget | On-the-books | Electric Energy (GWh/year) | 10.1453 | 10.0192 | 9.8944 | 9.7715 | 9.6511 | 9.5338 | 9.42 | 9.3102 | 9.2046 | 9.1037 | 9.0075 | 8.9163 | 8.8301
No | PG&E | Com | HVAC | 2022 T-24: NRA - Controlled Environment Horticulture - Efficient Dehumidification | On-the-books | Electric Energy (GWh/year) | -0.0068896 | -0.0064533 | -0.0060584 | -0.0057043 | -0.0053898 | -0.0051126 | -0.00487 | -0.0046589 | -0.0044763 | -0.004319 | -0.0041841 | -0.0040688 | -0.0039704
No | PG&E | Com | HVAC | 2022 T-24: NRA - HVAC Controls - Dedicated Outdoor Air Systems (DOAS) | On-the-books | Electric Energy (GWh/year) | 2.5555 | 2.5415 | 2.527 | 2.5119 | 2.4963 | 2.4802 | 2.4636 | 2.4465 | 2.4289 | 2.4107 | 2.3921 | 2.3729 | 2.3533
No | PG&E | Com | HVAC | 2022 T-24: NRA - HVAC Controls - Exhaust Air Heat Recovery | On-the-books | Electric Energy (GWh/year) | -0.033083 | -0.032881 | -0.032673 | -0.032459 | -0.03224 | -0.032016 | -0.031787 | -0.031553 | -0.031314 | -0.03107 | -0.030823 | -0.030571 | -0.030316
No | PG&E | Com | HVAC | 2022 T-24: NRA - HVAC Controls - Expand Economizer Requirements | On-the-books | Electric Energy (GWh/year) | 1.283 | 1.2544 | 1.2273 | 1.2015 | 1.1771 | 0.67506 | 0 | 0 | 0 | 0 | 0 | 0 | 0
No | PG&E | Com | HVAC | 2022 T-24: NRA - HVAC Controls - VAV Deadband Airflow | On-the-books | Electric Energy (GWh/year) | 0.15115 | 0.098426 | 0.06134 | 0.037107 | 0.022025 | 0.012922 | 0.0075287 | 0.0043685 | 0.0025287 | 0.0014617 | 0.00084428 | 0.00048742 | 0.00028132
No | PG&E | Com | HVAC | 2019 T-24: NRA-MECH-ASHRAE 90.1 | On-the-books | Electric Energy (GWh/year) | 0.93834 | 0.87989 | 0.81162 | 0.73466 | 0.65128 | 0.56473 | 0.47882 | 0.39722 | 0.32292 | 0.2578 | 0.01721 | 0 | 0
No | PG&E | Com | HVAC | 2019 T-24: NRA-MECH-Cooling Towers | On-the-books | Electric Energy (GWh/year) | 0.050119 | 0.046997 | 0.043351 | 0.03924 | 0.034786 | 0.030164 | 0.025575 | 0.021216 | 0.017248 | 0.01377 | 0.00091922 | 0 | 0
No | PG&E | Com | HVAC | 2019 T-24: NRA-MECH-HE Fume Hoods in Lab Spaces | On-the-books | Electric Energy (GWh/year) | 1.4618 | 1.3707 | 1.2644 | 1.1445 | 1.0146 | 0.87977 | 0.74593 | 0.61881 | 0.50306 | 0.40162 | 0.026811 | 0 | 0
No | PG&E | Com | HVAC | 2019 T-24: NRA-MECH-Variable Exhaust Flow Control | On-the-books | Electric Energy (GWh/year) | 0.83961 | 0.78731 | 0.72623 | 0.65736 | 0.58275 | 0.50531 | 0.42844 | 0.35542 | 0.28894 | 0.23068 | 0.015399 | 0 | 0
No | PG&E | Com | HVAC | 2022 T-24: NRNC - Air Distribution - Duct Leakage Testing | On-the-books | Electric Energy (GWh/year) | 2.3435 | 2.3144 | 2.2856 | 2.2572 | 2.2294 | 2.2023 | 2.176 | 2.1506 | 2.1262 | 2.1029 | 2.0807 | 2.0596 | 2.0397
No | PG&E | Com | HVAC | 2022 T-24: NRNC - Air Distribution - Fan Energy Index | On-the-books | Electric Energy (GWh/year) | 0.048941 | 0.048333 | 0.04773 | 0.047138 | 0.046557 | 0.045991 | 0.045442 | 0.044912 | 0.044403 | 0.043916 | 0.043452 | 0.043012 | 0.042596
No | PG&E | Com | HVAC | 2022 T-24: NRNC - Air Distribution - Fan Power Budget | On-the-books | Electric Energy (GWh/year) | 2.7576 | 2.7234 | 2.6894 | 2.656 | 2.6233 | 2.5914 | 2.5605 | 2.5306 | 2.502 | 2.4745 | 2.4484 | 2.4236 | 2.4001
No | PG&E | Com | HVAC | 2022 T-24: NRNC - Computer Room Efficiency - Increased Temperature Thresholds for Economizers | On-the-books | Electric Energy (GWh/year) | 0.43568 | 0.41323 | 0.39286 | 0.37442 | 0.35776 | 0.34274 | 0.32923 | 0.31708 | 0.30618 | 0.29642 | 0.28767 | 0.27985 | 0.27287
No | PG&E | Com | HVAC | 2022 T-24: NRNC - Controlled Environment Horticulture - Efficient Dehumidification | On-the-books | Electric Energy (GWh/year) | -0.013779 | -0.012907 | -0.012117 | -0.011409 | -0.01078 | -0.010225 | -0.0097399 | -0.0093179 | -0.0089526 | -0.0086381 | -0.0083682 | -0.0081375 | -0.0079409
No | PG&E | Com | HVAC | 2022 T-24: NRNC - HVAC Controls - Dedicated Outdoor Air Systems (DOAS) | On-the-books | Electric Energy (GWh/year) |  | 4.6059 | 4.5864 | 4.566 | 4.5449 | 4.5229 | 4.5 | 4.4763 | 4.4517 | 4.4262 | 4.3998 | 4.3725 | 4.3444
No | PG&E | Com | HVAC | 2022 T-24: NRNC - HVAC Controls - Exhaust Air Heat Recovery | On-the-books | Electric Energy (GWh/year) |  | -0.0085177 | -0.0084638 | -0.0084085 | -0.0083518 | -0.0082937 | -0.0082343 | -0.0081737 | -0.0081118 | -0.0080487 | -0.0079846 | -0.0079194 | -0.0078532
No | PG&E | Com | HVAC | 2022 T-24: NRNC - HVAC Controls - Expand Economizer Requirements | On-the-books | Electric Energy (GWh/year) |  | 0.37964 | 0.37142 | 0.36362 | 0.35624 | 0.34927 | 0.34271 | 0.33655 | 0.33076 | 0.32535 | 0.3203 | 0.31558 | 0.31119
No | PG&E | Com | HVAC | 2022 T-24: NRNC - HVAC Controls - VAV Deadband Airflow | On-the-books | Electric Energy (GWh/year) |  | 0.028169 | 0.017555 | 0.01062 | 0.0063035 | 0.0036982 | 0.0021547 | 0.0012502 | 0.00072371 | 0.00041834 | 0.00024163 | 0.0001395 | 8.0512e-05
No | PG&E | Com | HVAC | 2019 T-24: NRNC-MECH-ASHRAE 90.1 | On-the-books | Electric Energy (GWh/year) |  | 2.5321 | 2.1522 | 1.7597 | 1.3843 | 1.0511 | 0.77408 | 0.55618 | 0.3921 | 0.27257 | 0.18757 | 0.12816 | 0.08713
No | PG&E | Com | HVAC | 2019 T-24: NRNC-MECH-Cooling Towers | On-the-books | Electric Energy (GWh/year) |  | 0.1436 | 0.13246 | 0.1199 | 0.10629 | 0.092167 | 0.078145 | 0.064828 | 0.052702 | 0.042075 | 0.033071 | 0.025657 | 0.019695
No | PG&E | Com | HVAC | 2019 T-24: NRNC-MECH-Economizer FDD | On-the-books | Electric Energy (GWh/year) |  | 0.11488 | 0.10597 | 0.095921 | 0.085033 | 0.073733 | 0.062516 | 0.051862 | 0.042161 | 0.03366 | 0.026456 | 0.020525 | 0.015756
No | PG&E | Com | HVAC | 2019 T-24: NRNC-MECH-HE Fume Hoods in Lab Spaces | On-the-books | Electric Energy (GWh/year) |  | 0.91383 | 0.84293 | 0.763 | 0.6764 | 0.58652 | 0.49729 | 0.41254 | 0.33537 | 0.26775 | 0.21045 | 0.16327 | 0.12533
No | PG&E | Com | HVAC | 2019 T-24: NRNC-MECH-Variable Exhaust Flow Control | On-the-books | Electric Energy (GWh/year) |  | 0.42939 | 0.39608 | 0.35852 | 0.31783 | 0.27559 | 0.23367 | 0.19385 | 0.15759 | 0.12581 | 0.098886 | 0.076718 | 0.058892
No | PG&E | Com | HVAC | 2019 T-24: NRNC-MECH-Ventilation & IAQ | On-the-books | Electric Energy (GWh/year) |  | 0.36553 | 0.33717 | 0.3052 | 0.27056 | 0.23461 | 0.19891 | 0.16502 | 0.13415 | 0.1071 | 0.08418 | 0.065308 | 0.050133
No | PG&E | Com | HVAC | 2019-21 Fed App: Single package vertical AC and HP - <65,000 Btu/hr | On-the-books | Electric Energy (GWh/year) |  | 0.37535 | 0.37673 | 0.38071 | 0.38669 | 0.39268 | 0.38775 | 0.38356 | 0.38 | 0.29371 | 0.07248 | 0.072069 | 0.071724
No | PG&E | Com | HVAC | Fed Appliance: Single package vertical AC and HP - >65,000 Btu/hr and <240,000 Btu/hr | Expected | Electric Energy (GWh/year) | 0.2374 | 0.23517 | 0.23363 | 0.23252 | 0.23187 | 0.057501 | 0.063732 | 0.063628 | 0.06346 | 0.063307 | 0.063115 | 0.062922 | 0.062702
No | PG&E | Com | HVAC | Fed Appliance: Commercial CAC and HP - <65,000 Btu/hr | Expected | Electric Energy (GWh/year) | 0.0090561 | 0.0090561 | 0.0090561 | 0.0090561 | 0.0090561 | 0.0090561 | 0.0090561 | 0.0090561 | 0.0090561 | 0.0090561 | 0.0090561 | 0.0090561 | 0.0090561
No | PG&E | Com | HVAC | Fed Appliance: Commercial CAC and HP - 65,000 Btu/hr to 760,000 Btu/hr - Tier 1 | Expected | Electric Energy (GWh/year) | 1.8261 | 1.7896 | 1.7531 | 1.7165 | 1.68 | 1.6435 | 1.607 | 0.3698 | 0.3612 | 0.3526 | 0.344 | 0.3354 | 0.3268
No | PG&E | Com | HVAC | Fed Appliance: Computer Room Acs >=65,000 Btu/h and < 760,000 Btu/h | Expected | Electric Energy (GWh/year) | 7.4781e-05 | 7.4779e-05 | 7.4778e-05 | 6.4946e-05 | 1.8554e-05 | 1.8554e-05 | 1.8554e-05 | 1.8554e-05 | 1.8554e-05 | 1.8554e-05 | 1.8554e-05 | 1.8554e-05 | 1.8553e-05
No | PG&E | Com | HVAC | 2005 T-24: Cooling tower applications | Expected | Electric Energy (GWh/year) | 0 | 0 | 0 | 0 | 0 | 0 | 0 | 0 | 0 | 0 | 0 | 0 | 0
No | PG&E | Com | HVAC | 2008 T-24: DDC to Zone | Expected | Electric Energy (GWh/year) | 19.0529 | 18.9816 | 18.9267 | 18.8845 | 18.8522 | 18.8274 | 18.7976 | 18.7711 | 18.7424 | 18.7152 | 18.687 | 18.6595 | 18.6315
No | PG&E | Com | HVAC | 2005 T-24: Ducts in existing commercial buildings | Expected | Electric Energy (GWh/year) | 0 | 0 | 0 | 0 | 0 | 0 | 0 | 0 | 0 | 0 | 0 | 0 | 0
No | PG&E | Com | HVAC | Fed Appliance: Large and Very Large Commercial Package Air-Conditioners ≥135 kBtu/h | Expected | Electric Energy (GWh/year) | 0.0008912 | 0.0008849 | 0.00087921 | 0.00087406 | 0.00048614 | 0.00021467 | 0.00021355 | 0.00021248 | 0.00021138 | 0.0002103 | 0.0002092 | 0.00020812 | 0.00020703
No | PG&E | Com | HVAC | 2016 T-24: NRA-HVAC-ASHRAE Equipment Efficiency | Expected | Electric Energy (GWh/year) | 0.54734 | 0.54258 | 0.53933 | 0.53713 | 0.53564 | 0.53462 | 0.53329 | 0.53217 | 0.5309 | 0.52973 | 0.5285 | 0.52731 | 0
No | PG&E | Com | HVAC | 2016 T-24: NRA-HVAC-ASHRAE Measure-DDC | Expected | Electric Energy (GWh/year) | 0.15839 | 0.15701 | 0.15607 | 0.15543 | 0.155 | 0.15471 | 0.15432 | 0 | 0 | 0 | 0 | 0 | 0
No | PG&E | Com | HVAC | 2013 T-24: NRA-HVAC-Equipment Efficiency | Expected | Electric Energy (GWh/year) | 3.5592 | 3.5306 | 3.5088 | 3.4922 | 3.4796 | 3.4701 | 3.4585 | 3.4483 | 3.4372 | 1.6992 | 0 | 0 | 0
No | PG&E | Com | HVAC | 2013 T-24: NRA-Process-Air Compressors | Expected | Electric Energy (GWh/year) | 0.64235 | 0.61768 | 0.59705 | 0.57991 | 0.28053 | 0 | 0 | 0 | 0 | 0 | 0 | 0 | 0
No | PG&E | Com | HVAC | 2013 T-24: NRNC-HVAC-Acceptance Requirements | Expected | Electric Energy (GWh/year) | 0.171 | 0.16887 | 0.16719 | 0.16587 | 0.16484 | 0.16405 | 0.1631 | 0.16225 | 0.16133 | 0.16047 | 0.15957 | 0.15869 | 0.15779
No | PG&E | Com | HVAC | 2013 T-24: NRNC-HVAC-Cooling Towers Water | Expected | Electric Energy (GWh/year) | 0.046267 | 0.04569 | 0.045234 | 0.044877 | 0.0446 | 0.044384 | 0.044128 | 0.043899 | 0.043651 | 0.043416 | 0.043172 | 0.042934 | 0.042693
No | PG&E | Com | HVAC | 2013 T-24: NRNC-HVAC-Garage Exhaust | Expected | Electric Energy (GWh/year) | 2.7037 | 2.6909 | 2.6829 | 2.6779 | 2.6748 | 2.6729 | 2.6703 | 2.6681 | 2.6656 | 2.6634 | 2.661 | 2.6587 | 2.6563
No | PG&E | Com | HVAC | 2013 T-24: NRNC-HVAC-Laboratory Exhaust | Expected | Electric Energy (GWh/year) | 6.4896 | 6.4589 | 6.4396 | 6.4277 | 6.4203 | 6.4158 | 6.4094 | 6.4043 | 6.3983 | 6.3929 | 6.3871 | 6.3815 | 6.3758
No | PG&E | Com | HVAC | 2013 T-24: NRNC-HVAC-Occupant Controlled Smart Thermostats | Expected | Electric Energy (GWh/year) | 0.021846 | 0.021574 | 0.021359 | 0.02119 | 0.021059 | 0.020958 | 0.020836 | 0.020728 | 0.020611 | 0.0205 | 0.020385 | 0.020273 | 0.020159
No | PG&E | Com | HVAC | 2013 T-24: NRNC-HVAC-Small ECM Motor | Expected | Electric Energy (GWh/year) | 5.8414 | 5.7685 | 5.711 | 5.666 | 5.6309 | 5.6037 | 5.5713 | 5.5424 | 5.5111 | 5.4814 | 5.4507 | 5.4206 | 5.3901
No | PG&E | Com | HVAC | 2013 T-24: NRNC-HVAC-Water & Space Heating ACM | Expected | Electric Energy (GWh/year) | 0.017685 | 0.017464 | 0.01729 | 0.017154 | 0.017048 | 0.016965 | 0.016867 | 0.01678 | 0.016685 | 0.016595 | 0.016502 | 0.016411 | 0.016319
No | PG&E | Com | HVAC | 2013 T-24: NRNC-Process-Air Compressors | Expected | Electric Energy (GWh/year) | 1.2452 | 1.2296 | 1.2174 | 1.2078 | 1.2003 | 1.1945 | 1.1876 | 1.1814 | 1.1748 | 1.1684 | 1.1619 | 1.1555 | 1.149
No | PG&E | Com | HVAC | 2013 T-24: NRNC-Process-Data Centers | Expected | Electric Energy (GWh/year) | 4.1052 | 4.1049 | 4.1046 | 4.1045 | 4.1044 | 4.1043 | 4.1042 | 4.1041 | 4.104 | 4.104 | 4.1039 | 4.1038 | 4.1037
No | PG&E | Com | HVAC | Fed Appliance: Small Commercial Package Air-Conditioners ≥65 and <135 kBtu/h | Expected | Electric Energy (GWh/year) | 6.7122e-07 | 6.579e-07 | 6.4585e-07 | 3.5581e-07 | 1.551e-07 | 1.5289e-07 | 1.5052e-07 | 1.4826e-07 | 1.4593e-07 | 1.4364e-07 | 1.4132e-07 | 1.3902e-07 | 1.3671e-07
No | PG&E | Com | HVAC | 2019-21 Fed App: Ceiling Fans | Expected | Electric Energy (GWh/year) | 2.0341e-05 | 1.9946e-05 | 1.9576e-05 | 1.9223e-05 | 1.9013e-05 | 1.8885e-05 | 1.8611e-05 | 1.8377e-05 | 1.5859e-05 | 2.184e-06 | 2.1668e-06 | 2.1522e-06 | 2.14e-06
No | PG&E | Com | HVAC | 2022-24 Fed App: Commercial boilers | Expected | Electric Energy (GWh/year) | -0.040652 | -0.040487 | -0.03971 | -0.03904 | -0.038473 | -0.037993 | -0.037185 | -0.036483 | -0.035877 | -0.035357 | -0.034913 | -0.034535 | -0.034215
No | PG&E | Com | HVAC | 2016-18 Fed App: Commercial CAC and HP (65,000 Btu/hr to 760,000 Btu/hr) - Tier 2 | Expected | Electric Energy (GWh/year) | 12.8318 | 12.8294 | 12.8274 | 12.8257 | 12.8243 | 12.8231 | 12.8221 | 12.8213 | 12.8206 | 12.82 | 12.8195 | 12.8191 | 12.8188
No | PG&E | Com | HVAC | 2022-24 Fed App: Commercial warm air furnaces | Expected | Electric Energy (GWh/year) | 0.015025 | 0.015222 | 0.015418 | 0.015602 | 0.015802 | 0.015972 | 0.015971 | 0.015971 | 0.015971 | 0.01597 | 0.01597 | 0.01597 | 0.01597
No | PG&E | Com | HVAC | 2019-21 Fed App: Dehumidifiers | Expected | Electric Energy (GWh/year) |  | 0.53439 | 0.51878 | 0.50267 | 0.48545 | 0.27958 | 0.067072 | 0.064045 | 0.061305 | 0.058826 | 0.056584 | 0.054554 | 0.052718
No | PG&E | Com | HVAC | 2025 T-24: NR HVAC - Limit Hot Water Supply Temperatures - Electric (Alterations) | Expected | Electric Energy (GWh/year) | 0 | 0.16654 | 0.17959 | 0.17721 | 0.17486 | 0.17253 | 0.17024 | 0.16797 | 0.16574 | 0.16354 | 0.16138 | 0.033595 | 0.021679
No | PG&E | Com | HVAC | 2025 T-24: NR HVAC - Limit Hot Water Supply Temperatures - Electric (New Construction + Additions) | Expected | Electric Energy (GWh/year) | 0 | 0.014259 | 0.084191 | 0.083075 | 0.081971 | 0.080881 | 0.079805 | 0.078743 | 0.077697 | 0.076667 | 0.075654 | 0.063932 | 0.010163
No | PG&E | Com | HVAC | 2025 T-24: NR HVAC - Mechanical Heat Recovery - SHW Heat Recovery (New Construction + Additions) | Expected | Electric Energy (GWh/year) | 0 | 0.0058011 | 0.03361 | 0.032489 | 0.031355 | 0.030216 | 0.029081 | 0.027958 | 0.026855 | 0.025779 | 0.024737 | 0.020324 | 0.0031414
No | PG&E | Com | HVAC | 2025 T-24: NR HVAC - Mechanical Heat Recovery (without TES, waterside HR) (New Construction + Additions) | Expected | Electric Energy (GWh/year) | 0 | 0.015547 | 0.090076 | 0.08707 | 0.08403 | 0.080978 | 0.077936 | 0.074927 | 0.07197 | 0.069087 | 0.066294 | 0.054468 | 0.0084191
No | PG&E | Com | HVAC | 2025 T-24: NR HVAC - Mechanical Heat Recovery Scenario A - Gas Baseline (New Construction + Additions) | Expected | Electric Energy (GWh/year) | 0 | -0.0027845 | -0.016133 | -0.015595 | -0.01505 | -0.014504 | -0.013959 | -0.01342 | -0.01289 | -0.012374 | -0.011874 | -0.0097555 | -0.0015079
No | PG&E | Com | HVAC | 2025 T-24: NR HVAC - Mechanical Heat Recovery Scenario B - Gas Baseline (New Construction + Additions) | Expected | Electric Energy (GWh/year) | 0 | 0.0010442 | 0.0060499 | 0.005848 | 0.0056438 | 0.0054388 | 0.0052345 | 0.0050324 | 0.0048338 | 0.0046402 | 0.0044526 | 0.0036583 | 0.00056546
No | PG&E | Com | HVAC | 2025 T-24: NR HVAC Controls - Guideline 36 (Alterations) | Expected | Electric Energy (GWh/year) | 0 | 3.2753 | 3.5676 | 3.5556 | 3.5434 | 3.5308 | 3.5181 | 3.505 | 3.4916 | 3.478 | 3.4641 | 3.4499 | 3.4354
No | PG&E | Com | HVAC | 2025 T-24: NR HVAC Controls - Guideline 36 (New Construction + Additions) | Expected | Electric Energy (GWh/year) | 0 | 0.12434 | 0.74154 | 0.73905 | 0.7365 | 0.7339 | 0.73124 | 0.72853 | 0.72576 | 0.72292 | 0.72003 | 0.71708 | 0.71406
No | PG&E | Com | HVAC | 2022 T-24: NRA - Air Distribution - Duct Leakage Testing | Expected | Electric Energy (GWh/year) | 5.5778 | 5.5085 | 5.4399 | 5.3723 | 5.3061 | 5.2416 | 5.1791 | 5.1187 | 5.0607 | 5.0052 | 4.9523 | 4.9021 | 4.8547
No | PG&E | Com | HVAC | 2022 T-24: NRA - Air Distribution - Fan Energy Index | Expected | Electric Energy (GWh/year) | 0.16609 | 0.16402 | 0.16198 | 0.15997 | 0.158 | 0.15608 | 0.15422 | 0.15242 | 0.15069 | 0.14904 | 0.14746 | 0.14597 | 0.14456
No | PG&E | Com | HVAC | 2022 T-24: NRA - Air Distribution - Fan Power Budget | Expected | Electric Energy (GWh/year) | 10.1453 | 10.0192 | 9.8944 | 9.7715 | 9.6511 | 9.5338 | 9.42 | 9.3102 | 9.2046 | 9.1037 | 9.0075 | 8.9163 | 8.8301
No | PG&E | Com | HVAC | 2022 T-24: NRA - Controlled Environment Horticulture - Efficient Dehumidification | Expected | Electric Energy (GWh/year) | -0.0068896 | -0.0064533 | -0.0060584 | -0.0057043 | -0.0053898 | -0.0051126 | -0.00487 | -0.0046589 | -0.0044763 | -0.004319 | -0.0041841 | -0.0040688 | -0.0039704
No | PG&E | Com | HVAC | 2022 T-24: NRA - HVAC Controls - Dedicated Outdoor Air Systems (DOAS) | Expected | Electric Energy (GWh/year) | 2.5555 | 2.5415 | 2.527 | 2.5119 | 2.4963 | 2.4802 | 2.4636 | 2.4465 | 2.4289 | 2.4107 | 2.3921 | 2.3729 | 2.3533
No | PG&E | Com | HVAC | 2022 T-24: NRA - HVAC Controls - Exhaust Air Heat Recovery | Expected | Electric Energy (GWh/year) | -0.033083 | -0.032881 | -0.032673 | -0.032459 | -0.03224 | -0.032016 | -0.031787 | -0.031553 | -0.031314 | -0.03107 | -0.030823 | -0.030571 | -0.030316
No | PG&E | Com | HVAC | 2022 T-24: NRA - HVAC Controls - Expand Economizer Requirements | Expected | Electric Energy (GWh/year) | 1.283 | 1.2544 | 1.2273 | 1.2015 | 1.1771 | 0.67506 | 0 | 0 | 0 | 0 | 0 | 0 | 0
No | PG&E | Com | HVAC | 2022 T-24: NRA - HVAC Controls - VAV Deadband Airflow | Expected | Electric Energy (GWh/year) | 0.15115 | 0.098426 | 0.06134 | 0.037107 | 0.022025 | 0.012922 | 0.0075287 | 0.0043685 | 0.0025287 | 0.0014617 | 0.00084428 | 0.00048742 | 0.00028132
No | PG&E | Com | HVAC | 2019 T-24: NRA-MECH-ASHRAE 90.1 | Expected | Electric Energy (GWh/year) | 0.93834 | 0.87989 | 0.81162 | 0.73466 | 0.65128 | 0.56473 | 0.47882 | 0.39722 | 0.32292 | 0.2578 | 0.01721 | 0 | 0
No | PG&E | Com | HVAC | 2019 T-24: NRA-MECH-Cooling Towers | Expected | Electric Energy (GWh/year) | 0.050119 | 0.046997 | 0.043351 | 0.03924 | 0.034786 | 0.030164 | 0.025575 | 0.021216 | 0.017248 | 0.01377 | 0.00091922 | 0 | 0
No | PG&E | Com | HVAC | 2019 T-24: NRA-MECH-HE Fume Hoods in Lab Spaces | Expected | Electric Energy (GWh/year) | 1.4618 | 1.3707 | 1.2644 | 1.1445 | 1.0146 | 0.87977 | 0.74593 | 0.61881 | 0.50306 | 0.40162 | 0.026811 | 0 | 0
No | PG&E | Com | HVAC | 2019 T-24: NRA-MECH-Variable Exhaust Flow Control | Expected | Electric Energy (GWh/year) | 0.83961 | 0.78731 | 0.72623 | 0.65736 | 0.58275 | 0.50531 | 0.42844 | 0.35542 | 0.28894 | 0.23068 | 0.015399 | 0 | 0
No | PG&E | Com | HVAC | 2022 T-24: NRNC - Air Distribution - Duct Leakage Testing | Expected | Electric Energy (GWh/year) | 2.3435 | 2.3144 | 2.2856 | 2.2572 | 2.2294 | 2.2023 | 2.176 | 2.1506 | 2.1262 | 2.1029 | 2.0807 | 2.0596 | 2.0397
No | PG&E | Com | HVAC | 2022 T-24: NRNC - Air Distribution - Fan Energy Index | Expected | Electric Energy (GWh/year) | 0.048941 | 0.048333 | 0.04773 | 0.047138 | 0.046557 | 0.045991 | 0.045442 | 0.044912 | 0.044403 | 0.043916 | 0.043452 | 0.043012 | 0.042596
No | PG&E | Com | HVAC | 2022 T-24: NRNC - Air Distribution - Fan Power Budget | Expected | Electric Energy (GWh/year) | 2.7576 | 2.7234 | 2.6894 | 2.656 | 2.6233 | 2.5914 | 2.5605 | 2.5306 | 2.502 | 2.4745 | 2.4484 | 2.4236 | 2.4001
No | PG&E | Com | HVAC | 2022 T-24: NRNC - Computer Room Efficiency - Increased Temperature Thresholds for Economizers | Expected | Electric Energy (GWh/year) | 0.43568 | 0.41323 | 0.39286 | 0.37442 | 0.35776 | 0.34274 | 0.32923 | 0.31708 | 0.30618 | 0.29642 | 0.28767 | 0.27985 | 0.27287
No | PG&E | Com | HVAC | 2022 T-24: NRNC - Controlled Environment Horticulture - Efficient Dehumidification | Expected | Electric Energy (GWh/year) | -0.013779 | -0.012907 | -0.012117 | -0.011409 | -0.01078 | -0.010225 | -0.0097399 | -0.0093179 | -0.0089526 | -0.0086381 | -0.0083682 | -0.0081375 | -0.0079409
No | PG&E | Com | HVAC | 2022 T-24: NRNC - HVAC Controls - Dedicated Outdoor Air Systems (DOAS) | Expected | Electric Energy (GWh/year) |  | 4.6059 | 4.5864 | 4.566 | 4.5449 | 4.5229 | 4.5 | 4.4763 | 4.4517 | 4.4262 | 4.3998 | 4.3725 | 4.3444
No | PG&E | Com | HVAC | 2022 T-24: NRNC - HVAC Controls - Exhaust Air Heat Recovery | Expected | Electric Energy (GWh/year) |  | -0.0085177 | -0.0084638 | -0.0084085 | -0.0083518 | -0.0082937 | -0.0082343 | -0.0081737 | -0.0081118 | -0.0080487 | -0.0079846 | -0.0079194 | -0.0078532
No | PG&E | Com | HVAC | 2022 T-24: NRNC - HVAC Controls - Expand Economizer Requirements | Expected | Electric Energy (GWh/year) |  | 0.37964 | 0.37142 | 0.36362 | 0.35624 | 0.34927 | 0.34271 | 0.33655 | 0.33076 | 0.32535 | 0.3203 | 0.31558 | 0.31119
No | PG&E | Com | HVAC | 2022 T-24: NRNC - HVAC Controls - VAV Deadband Airflow | Expected | Electric Energy (GWh/year) |  | 0.028169 | 0.017555 | 0.01062 | 0.0063035 | 0.0036982 | 0.0021547 | 0.0012502 | 0.00072371 | 0.00041834 | 0.00024163 | 0.0001395 | 8.0512e-05
No | PG&E | Com | HVAC | 2019 T-24: NRNC-MECH-ASHRAE 90.1 | Expected | Electric Energy (GWh/year) |  | 2.5321 | 2.1522 | 1.7597 | 1.3843 | 1.0511 | 0.77408 | 0.55618 | 0.3921 | 0.27257 | 0.18757 | 0.12816 | 0.08713
No | PG&E | Com | HVAC | 2019 T-24: NRNC-MECH-Cooling Towers | Expected | Electric Energy (GWh/year) |  | 0.1436 | 0.13246 | 0.1199 | 0.10629 | 0.092167 | 0.078145 | 0.064828 | 0.052702 | 0.042075 | 0.033071 | 0.025657 | 0.019695
No | PG&E | Com | HVAC | 2019 T-24: NRNC-MECH-Economizer FDD | Expected | Electric Energy (GWh/year) |  | 0.11488 | 0.10597 | 0.095921 | 0.085033 | 0.073733 | 0.062516 | 0.051862 | 0.042161 | 0.03366 | 0.026456 | 0.020525 | 0.015756
No | PG&E | Com | HVAC | 2019 T-24: NRNC-MECH-HE Fume Hoods in Lab Spaces | Expected | Electric Energy (GWh/year) |  | 0.91383 | 0.84293 | 0.763 | 0.6764 | 0.58652 | 0.49729 | 0.41254 | 0.33537 | 0.26775 | 0.21045 | 0.16327 | 0.12533
No | PG&E | Com | HVAC | 2019 T-24: NRNC-MECH-Variable Exhaust Flow Control | Expected | Electric Energy (GWh/year) |  | 0.42939 | 0.39608 | 0.35852 | 0.31783 | 0.27559 | 0.23367 | 0.19385 | 0.15759 | 0.12581 | 0.098886 | 0.076718 | 0.058892
No | PG&E | Com | HVAC | 2019 T-24: NRNC-MECH-Ventilation & IAQ | Expected | Electric Energy (GWh/year) |  | 0.36553 | 0.33717 | 0.3052 | 0.27056 | 0.23461 | 0.19891 | 0.16502 | 0.13415 | 0.1071 | 0.08418 | 0.065308 | 0.050133
No | PG&E | Com | HVAC | 2019-21 Fed App: Single package vertical AC and HP - <65,000 Btu/hr | Expected | Electric Energy (GWh/year) |  | 0.37535 | 0.37673 | 0.38071 | 0.38669 | 0.39268 | 0.38775 | 0.38356 | 0.38 | 0.29371 | 0.07248 | 0.072069 | 0.071724
No | PG&E | Com | HVAC | Fed Appliance: Single package vertical AC and HP - >65,000 Btu/hr and <240,000 Btu/hr | Possible | Electric Energy (GWh/year) | 0.2374 | 0.23517 | 0.23363 | 0.23252 | 0.23187 | 0.057501 | 0.063732 | 0.063628 | 0.06346 | 0.063307 | 0.063115 | 0.062922 | 0.062702
No | PG&E | Com | HVAC | Fed Appliance: Commercial CAC and HP - <65,000 Btu/hr | Possible | Electric Energy (GWh/year) | 0.0090561 | 0.0090561 | 0.0090561 | 0.0090561 | 0.0090561 | 0.0090561 | 0.0090561 | 0.0090561 | 0.0090561 | 0.0090561 | 0.0090561 | 0.0090561 | 0.0090561
No | PG&E | Com | HVAC | Fed Appliance: Commercial CAC and HP - 65,000 Btu/hr to 760,000 Btu/hr - Tier 1 | Possible | Electric Energy (GWh/year) | 1.8261 | 1.7896 | 1.7531 | 1.7165 | 1.68 | 1.6435 | 1.607 | 0.3698 | 0.3612 | 0.3526 | 0.344 | 0.3354 | 0.3268
No | PG&E | Com | HVAC | Fed Appliance: Computer Room Acs >=65,000 Btu/h and < 760,000 Btu/h | Possible | Electric Energy (GWh/year) | 7.4781e-05 | 7.4779e-05 | 7.4778e-05 | 6.4946e-05 | 1.8554e-05 | 1.8554e-05 | 1.8554e-05 | 1.8554e-05 | 1.8554e-05 | 1.8554e-05 | 1.8554e-05 | 1.8554e-05 | 1.8553e-05
No | PG&E | Com | HVAC | 2005 T-24: Cooling tower applications | Possible | Electric Energy (GWh/year) | 0 | 0 | 0 | 0 | 0 | 0 | 0 | 0 | 0 | 0 | 0 | 0 | 0
No | PG&E | Com | HVAC | 2008 T-24: DDC to Zone | Possible | Electric Energy (GWh/year) | 19.0529 | 18.9816 | 18.9267 | 18.8845 | 18.8522 | 18.8274 | 18.7976 | 18.7711 | 18.7424 | 18.7152 | 18.687 | 18.6595 | 18.6315
No | PG&E | Com | HVAC | 2005 T-24: Ducts in existing commercial buildings | Possible | Electric Energy (GWh/year) | 0 | 0 | 0 | 0 | 0 | 0 | 0 | 0 | 0 | 0 | 0 | 0 | 0
No | PG&E | Com | HVAC | Fed Appliance: Large and Very Large Commercial Package Air-Conditioners ≥135 kBtu/h | Possible | Electric Energy (GWh/year) | 0.0008912 | 0.0008849 | 0.00087921 | 0.00087406 | 0.00048614 | 0.00021467 | 0.00021355 | 0.00021248 | 0.00021138 | 0.0002103 | 0.0002092 | 0.00020812 | 0.00020703
No | PG&E | Com | HVAC | 2016 T-24: NRA-HVAC-ASHRAE Equipment Efficiency | Possible | Electric Energy (GWh/year) | 0.54734 | 0.54258 | 0.53933 | 0.53713 | 0.53564 | 0.53462 | 0.53329 | 0.53217 | 0.5309 | 0.52973 | 0.5285 | 0.52731 | 0
No | PG&E | Com | HVAC | 2016 T-24: NRA-HVAC-ASHRAE Measure-DDC | Possible | Electric Energy (GWh/year) | 0.15839 | 0.15701 | 0.15607 | 0.15543 | 0.155 | 0.15471 | 0.15432 | 0 | 0 | 0 | 0 | 0 | 0
No | PG&E | Com | HVAC | 2013 T-24: NRA-HVAC-Equipment Efficiency | Possible | Electric Energy (GWh/year) | 3.5592 | 3.5306 | 3.5088 | 3.4922 | 3.4796 | 3.4701 | 3.4585 | 3.4483 | 3.4372 | 1.6992 | 0 | 0 | 0
No | PG&E | Com | HVAC | 2013 T-24: NRA-Process-Air Compressors | Possible | Electric Energy (GWh/year) | 0.64235 | 0.61768 | 0.59705 | 0.57991 | 0.28053 | 0 | 0 | 0 | 0 | 0 | 0 | 0 | 0
No | PG&E | Com | HVAC | 2013 T-24: NRNC-HVAC-Acceptance Requirements | Possible | Electric Energy (GWh/year) | 0.171 | 0.16887 | 0.16719 | 0.16587 | 0.16484 | 0.16405 | 0.1631 | 0.16225 | 0.16133 | 0.16047 | 0.15957 | 0.15869 | 0.15779
No | PG&E | Com | HVAC | 2013 T-24: NRNC-HVAC-Cooling Towers Water | Possible | Electric Energy (GWh/year) | 0.046267 | 0.04569 | 0.045234 | 0.044877 | 0.0446 | 0.044384 | 0.044128 | 0.043899 | 0.043651 | 0.043416 | 0.043172 | 0.042934 | 0.042693
No | PG&E | Com | HVAC | 2013 T-24: NRNC-HVAC-Garage Exhaust | Possible | Electric Energy (GWh/year) | 2.7037 | 2.6909 | 2.6829 | 2.6779 | 2.6748 | 2.6729 | 2.6703 | 2.6681 | 2.6656 | 2.6634 | 2.661 | 2.6587 | 2.6563
No | PG&E | Com | HVAC | 2013 T-24: NRNC-HVAC-Laboratory Exhaust | Possible | Electric Energy (GWh/year) | 6.4896 | 6.4589 | 6.4396 | 6.4277 | 6.4203 | 6.4158 | 6.4094 | 6.4043 | 6.3983 | 6.3929 | 6.3871 | 6.3815 | 6.3758
No | PG&E | Com | HVAC | 2013 T-24: NRNC-HVAC-Occupant Controlled Smart Thermostats | Possible | Electric Energy (GWh/year) | 0.021846 | 0.021574 | 0.021359 | 0.02119 | 0.021059 | 0.020958 | 0.020836 | 0.020728 | 0.020611 | 0.0205 | 0.020385 | 0.020273 | 0.020159
No | PG&E | Com | HVAC | 2013 T-24: NRNC-HVAC-Small ECM Motor | Possible | Electric Energy (GWh/year) | 5.8414 | 5.7685 | 5.711 | 5.666 | 5.6309 | 5.6037 | 5.5713 | 5.5424 | 5.5111 | 5.4814 | 5.4507 | 5.4206 | 5.3901
No | PG&E | Com | HVAC | 2013 T-24: NRNC-HVAC-Water & Space Heating ACM | Possible | Electric Energy (GWh/year) | 0.017685 | 0.017464 | 0.01729 | 0.017154 | 0.017048 | 0.016965 | 0.016867 | 0.01678 | 0.016685 | 0.016595 | 0.016502 | 0.016411 | 0.016319
No | PG&E | Com | HVAC | 2013 T-24: NRNC-Process-Air Compressors | Possible | Electric Energy (GWh/year) | 1.2452 | 1.2296 | 1.2174 | 1.2078 | 1.2003 | 1.1945 | 1.1876 | 1.1814 | 1.1748 | 1.1684 | 1.1619 | 1.1555 | 1.149
No | PG&E | Com | HVAC | 2013 T-24: NRNC-Process-Data Centers | Possible | Electric Energy (GWh/year) | 4.1052 | 4.1049 | 4.1046 | 4.1045 | 4.1044 | 4.1043 | 4.1042 | 4.1041 | 4.104 | 4.104 | 4.1039 | 4.1038 | 4.1037
No | PG&E | Com | HVAC | Fed Appliance: Small Commercial Package Air-Conditioners ≥65 and <135 kBtu/h | Possible | Electric Energy (GWh/year) | 6.7122e-07 | 6.579e-07 | 6.4585e-07 | 3.5581e-07 | 1.551e-07 | 1.5289e-07 | 1.5052e-07 | 1.4826e-07 | 1.4593e-07 | 1.4364e-07 | 1.4132e-07 | 1.3902e-07 | 1.3671e-07
No | PG&E | Com | HVAC | 2019-21 Fed App: Ceiling Fans | Possible | Electric Energy (GWh/year) | 2.0341e-05 | 1.9946e-05 | 1.9576e-05 | 1.9223e-05 | 1.9013e-05 | 1.8885e-05 | 1.8611e-05 | 1.8377e-05 | 1.5859e-05 | 2.184e-06 | 2.1668e-06 | 2.1522e-06 | 2.14e-06
No | PG&E | Com | HVAC | 2022-24 Fed App: Commercial boilers | Possible | Electric Energy (GWh/year) | -0.040652 | -0.040487 | -0.03971 | -0.03904 | -0.038473 | -0.037993 | -0.037185 | -0.036483 | -0.035877 | -0.035357 | -0.034913 | -0.034535 | -0.034215
No | PG&E | Com | HVAC | 2016-18 Fed App: Commercial CAC and HP (65,000 Btu/hr to 760,000 Btu/hr) - Tier 2 | Possible | Electric Energy (GWh/year) | 12.8318 | 12.8294 | 12.8274 | 12.8257 | 12.8243 | 12.8231 | 12.8221 | 12.8213 | 12.8206 | 12.82 | 12.8195 | 12.8191 | 12.8188
No | PG&E | Com | HVAC | 2022-24 Fed App: Commercial warm air furnaces | Possible | Electric Energy (GWh/year) | 0.015025 | 0.015222 | 0.015418 | 0.015602 | 0.015802 | 0.015972 | 0.015971 | 0.015971 | 0.015971 | 0.01597 | 0.01597 | 0.01597 | 0.01597
No | PG&E | Com | HVAC | 2019-21 Fed App: Dehumidifiers | Possible | Electric Energy (GWh/year) |  | 0.53439 | 0.51878 | 0.50267 | 0.48545 | 0.27958 | 0.067072 | 0.064045 | 0.061305 | 0.058826 | 0.056584 | 0.054554 | 0.052718
No | PG&E | Com | HVAC | 2025 T-24: NR HVAC - Limit Hot Water Supply Temperatures - Electric (Alterations) | Possible | Electric Energy (GWh/year) | 0 | 0.16654 | 0.17959 | 0.17721 | 0.17486 | 0.17253 | 0.17024 | 0.16797 | 0.16574 | 0.16354 | 0.16138 | 0.033595 | 0.021679
No | PG&E | Com | HVAC | 2025 T-24: NR HVAC - Limit Hot Water Supply Temperatures - Electric (New Construction + Additions) | Possible | Electric Energy (GWh/year) | 0 | 0.014259 | 0.084191 | 0.083075 | 0.081971 | 0.080881 | 0.079805 | 0.078743 | 0.077697 | 0.076667 | 0.075654 | 0.063932 | 0.010163
No | PG&E | Com | HVAC | 2025 T-24: NR HVAC - Mechanical Heat Recovery - SHW Heat Recovery (New Construction + Additions) | Possible | Electric Energy (GWh/year) | 0 | 0.0058011 | 0.03361 | 0.032489 | 0.031355 | 0.030216 | 0.029081 | 0.027958 | 0.026855 | 0.025779 | 0.024737 | 0.020324 | 0.0031414
No | PG&E | Com | HVAC | 2025 T-24: NR HVAC - Mechanical Heat Recovery (without TES, waterside HR) (New Construction + Additions) | Possible | Electric Energy (GWh/year) | 0 | 0.015547 | 0.090076 | 0.08707 | 0.08403 | 0.080978 | 0.077936 | 0.074927 | 0.07197 | 0.069087 | 0.066294 | 0.054468 | 0.0084191
No | PG&E | Com | HVAC | 2025 T-24: NR HVAC - Mechanical Heat Recovery Scenario A - Gas Baseline (New Construction + Additions) | Possible | Electric Energy (GWh/year) | 0 | -0.0027845 | -0.016133 | -0.015595 | -0.01505 | -0.014504 | -0.013959 | -0.01342 | -0.01289 | -0.012374 | -0.011874 | -0.0097555 | -0.0015079
No | PG&E | Com | HVAC | 2025 T-24: NR HVAC - Mechanical Heat Recovery Scenario B - Gas Baseline (New Construction + Additions) | Possible | Electric Energy (GWh/year) | 0 | 0.0010442 | 0.0060499 | 0.005848 | 0.0056438 | 0.0054388 | 0.0052345 | 0.0050324 | 0.0048338 | 0.0046402 | 0.0044526 | 0.0036583 | 0.00056546
No | PG&E | Com | HVAC | 2025 T-24: NR HVAC Controls - Guideline 36 (Alterations) | Possible | Electric Energy (GWh/year) | 0 | 3.2753 | 3.5676 | 3.5556 | 3.5434 | 3.5308 | 3.5181 | 3.505 | 3.4916 | 3.478 | 3.4641 | 3.4499 | 3.4354
No | PG&E | Com | HVAC | 2025 T-24: NR HVAC Controls - Guideline 36 (New Construction + Additions) | Possible | Electric Energy (GWh/year) | 0 | 0.12434 | 0.74154 | 0.73905 | 0.7365 | 0.7339 | 0.73124 | 0.72853 | 0.72576 | 0.72292 | 0.72003 | 0.71708 | 0.71406
No | PG&E | Com | HVAC | 2022 T-24: NRA - Air Distribution - Duct Leakage Testing | Possible | Electric Energy (GWh/year) | 5.5778 | 5.5085 | 5.4399 | 5.3723 | 5.3061 | 5.2416 | 5.1791 | 5.1187 | 5.0607 | 5.0052 | 4.9523 | 4.9021 | 4.8547
No | PG&E | Com | HVAC | 2022 T-24: NRA - Air Distribution - Fan Energy Index | Possible | Electric Energy (GWh/year) | 0.16609 | 0.16402 | 0.16198 | 0.15997 | 0.158 | 0.15608 | 0.15422 | 0.15242 | 0.15069 | 0.14904 | 0.14746 | 0.14597 | 0.14456
No | PG&E | Com | HVAC | 2022 T-24: NRA - Air Distribution - Fan Power Budget | Possible | Electric Energy (GWh/year) | 10.1453 | 10.0192 | 9.8944 | 9.7715 | 9.6511 | 9.5338 | 9.42 | 9.3102 | 9.2046 | 9.1037 | 9.0075 | 8.9163 | 8.8301
No | PG&E | Com | HVAC | 2022 T-24: NRA - Controlled Environment Horticulture - Efficient Dehumidification | Possible | Electric Energy (GWh/year) | -0.0068896 | -0.0064533 | -0.0060584 | -0.0057043 | -0.0053898 | -0.0051126 | -0.00487 | -0.0046589 | -0.0044763 | -0.004319 | -0.0041841 | -0.0040688 | -0.0039704
No | PG&E | Com | HVAC | 2022 T-24: NRA - HVAC Controls - Dedicated Outdoor Air Systems (DOAS) | Possible | Electric Energy (GWh/year) | 2.5555 | 2.5415 | 2.527 | 2.5119 | 2.4963 | 2.4802 | 2.4636 | 2.4465 | 2.4289 | 2.4107 | 2.3921 | 2.3729 | 2.3533
No | PG&E | Com | HVAC | 2022 T-24: NRA - HVAC Controls - Exhaust Air Heat Recovery | Possible | Electric Energy (GWh/year) | -0.033083 | -0.032881 | -0.032673 | -0.032459 | -0.03224 | -0.032016 | -0.031787 | -0.031553 | -0.031314 | -0.03107 | -0.030823 | -0.030571 | -0.030316
No | PG&E | Com | HVAC | 2022 T-24: NRA - HVAC Controls - Expand Economizer Requirements | Possible | Electric Energy (GWh/year) | 1.283 | 1.2544 | 1.2273 | 1.2015 | 1.1771 | 0.67506 | 0 | 0 | 0 | 0 | 0 | 0 | 0
No | PG&E | Com | HVAC | 2022 T-24: NRA - HVAC Controls - VAV Deadband Airflow | Possible | Electric Energy (GWh/year) | 0.15115 | 0.098426 | 0.06134 | 0.037107 | 0.022025 | 0.012922 | 0.0075287 | 0.0043685 | 0.0025287 | 0.0014617 | 0.00084428 | 0.00048742 | 0.00028132
No | PG&E | Com | HVAC | 2019 T-24: NRA-MECH-ASHRAE 90.1 | Possible | Electric Energy (GWh/year) | 0.93834 | 0.87989 | 0.81162 | 0.73466 | 0.65128 | 0.56473 | 0.47882 | 0.39722 | 0.32292 | 0.2578 | 0.01721 | 0 | 0
No | PG&E | Com | HVAC | 2019 T-24: NRA-MECH-Cooling Towers | Possible | Electric Energy (GWh/year) | 0.050119 | 0.046997 | 0.043351 | 0.03924 | 0.034786 | 0.030164 | 0.025575 | 0.021216 | 0.017248 | 0.01377 | 0.00091922 | 0 | 0
No | PG&E | Com | HVAC | 2019 T-24: NRA-MECH-HE Fume Hoods in Lab Spaces | Possible | Electric Energy (GWh/year) | 1.4618 | 1.3707 | 1.2644 | 1.1445 | 1.0146 | 0.87977 | 0.74593 | 0.61881 | 0.50306 | 0.40162 | 0.026811 | 0 | 0
No | PG&E | Com | HVAC | 2019 T-24: NRA-MECH-Variable Exhaust Flow Control | Possible | Electric Energy (GWh/year) | 0.83961 | 0.78731 | 0.72623 | 0.65736 | 0.58275 | 0.50531 | 0.42844 | 0.35542 | 0.28894 | 0.23068 | 0.015399 | 0 | 0
No | PG&E | Com | HVAC | 2022 T-24: NRNC - Air Distribution - Duct Leakage Testing | Possible | Electric Energy (GWh/year) | 2.3435 | 2.3144 | 2.2856 | 2.2572 | 2.2294 | 2.2023 | 2.176 | 2.1506 | 2.1262 | 2.1029 | 2.0807 | 2.0596 | 2.0397
No | PG&E | Com | HVAC | 2022 T-24: NRNC - Air Distribution - Fan Energy Index | Possible | Electric Energy (GWh/year) | 0.048941 | 0.048333 | 0.04773 | 0.047138 | 0.046557 | 0.045991 | 0.045442 | 0.044912 | 0.044403 | 0.043916 | 0.043452 | 0.043012 | 0.042596
No | PG&E | Com | HVAC | 2022 T-24: NRNC - Air Distribution - Fan Power Budget | Possible | Electric Energy (GWh/year) | 2.7576 | 2.7234 | 2.6894 | 2.656 | 2.6233 | 2.5914 | 2.5605 | 2.5306 | 2.502 | 2.4745 | 2.4484 | 2.4236 | 2.4001
No | PG&E | Com | HVAC | 2022 T-24: NRNC - Computer Room Efficiency - Increased Temperature Thresholds for Economizers | Possible | Electric Energy (GWh/year) | 0.43568 | 0.41323 | 0.39286 | 0.37442 | 0.35776 | 0.34274 | 0.32923 | 0.31708 | 0.30618 | 0.29642 | 0.28767 | 0.27985 | 0.27287
No | PG&E | Com | HVAC | 2022 T-24: NRNC - Controlled Environment Horticulture - Efficient Dehumidification | Possible | Electric Energy (GWh/year) | -0.013779 | -0.012907 | -0.012117 | -0.011409 | -0.01078 | -0.010225 | -0.0097399 | -0.0093179 | -0.0089526 | -0.0086381 | -0.0083682 | -0.0081375 | -0.0079409
No | PG&E | Com | HVAC | 2022 T-24: NRNC - HVAC Controls - Dedicated Outdoor Air Systems (DOAS) | Possible | Electric Energy (GWh/year) |  | 4.6059 | 4.5864 | 4.566 | 4.5449 | 4.5229 | 4.5 | 4.4763 | 4.4517 | 4.4262 | 4.3998 | 4.3725 | 4.3444
No | PG&E | Com | HVAC | 2022 T-24: NRNC - HVAC Controls - Exhaust Air Heat Recovery | Possible | Electric Energy (GWh/year) |  | -0.0085177 | -0.0084638 | -0.0084085 | -0.0083518 | -0.0082937 | -0.0082343 | -0.0081737 | -0.0081118 | -0.0080487 | -0.0079846 | -0.0079194 | -0.0078532
No | PG&E | Com | HVAC | 2022 T-24: NRNC - HVAC Controls - Expand Economizer Requirements | Possible | Electric Energy (GWh/year) |  | 0.37964 | 0.37142 | 0.36362 | 0.35624 | 0.34927 | 0.34271 | 0.33655 | 0.33076 | 0.32535 | 0.3203 | 0.31558 | 0.31119
No | PG&E | Com | HVAC | 2022 T-24: NRNC - HVAC Controls - VAV Deadband Airflow | Possible | Electric Energy (GWh/year) |  | 0.028169 | 0.017555 | 0.01062 | 0.0063035 | 0.0036982 | 0.0021547 | 0.0012502 | 0.00072371 | 0.00041834 | 0.00024163 | 0.0001395 | 8.0512e-05
No | PG&E | Com | HVAC | 2019 T-24: NRNC-MECH-ASHRAE 90.1 | Possible | Electric Energy (GWh/year) |  | 2.5321 | 2.1522 | 1.7597 | 1.3843 | 1.0511 | 0.77408 | 0.55618 | 0.3921 | 0.27257 | 0.18757 | 0.12816 | 0.08713
No | PG&E | Com | HVAC | 2019 T-24: NRNC-MECH-Cooling Towers | Possible | Electric Energy (GWh/year) |  | 0.1436 | 0.13246 | 0.1199 | 0.10629 | 0.092167 | 0.078145 | 0.064828 | 0.052702 | 0.042075 | 0.033071 | 0.025657 | 0.019695
No | PG&E | Com | HVAC | 2019 T-24: NRNC-MECH-Economizer FDD | Possible | Electric Energy (GWh/year) |  | 0.11488 | 0.10597 | 0.095921 | 0.085033 | 0.073733 | 0.062516 | 0.051862 | 0.042161 | 0.03366 | 0.026456 | 0.020525 | 0.015756
No | PG&E | Com | HVAC | 2019 T-24: NRNC-MECH-HE Fume Hoods in Lab Spaces | Possible | Electric Energy (GWh/year) |  | 0.91383 | 0.84293 | 0.763 | 0.6764 | 0.58652 | 0.49729 | 0.41254 | 0.33537 | 0.26775 | 0.21045 | 0.16327 | 0.12533
No | PG&E | Com | HVAC | 2019 T-24: NRNC-MECH-Variable Exhaust Flow Control | Possible | Electric Energy (GWh/year) |  | 0.42939 | 0.39608 | 0.35852 | 0.31783 | 0.27559 | 0.23367 | 0.19385 | 0.15759 | 0.12581 | 0.098886 | 0.076718 | 0.058892
No | PG&E | Com | HVAC | 2019 T-24: NRNC-MECH-Ventilation & IAQ | Possible | Electric Energy (GWh/year) |  | 0.36553 | 0.33717 | 0.3052 | 0.27056 | 0.23461 | 0.19891 | 0.16502 | 0.13415 | 0.1071 | 0.08418 | 0.065308 | 0.050133
No | PG&E | Com | HVAC | 2019-21 Fed App: Single package vertical AC and HP - <65,000 Btu/hr | Possible | Electric Energy (GWh/year) |  | 0.37535 | 0.37673 | 0.38071 | 0.38669 | 0.39268 | 0.38775 | 0.38356 | 0.38 | 0.29371 | 0.07248 | 0.072069 | 0.071724
No | SCE | Com | HVAC | Fed Appliance: Single package vertical AC and HP - >65,000 Btu/hr and <240,000 Btu/hr | On-the-books | Electric Energy (GWh/year) | 0.2374 | 0.23517 | 0.23363 | 0.23252 | 0.23187 | 0.057501 | 0.063732 | 0.063628 | 0.06346 | 0.063307 | 0.063115 | 0.062922 | 0.062702
No | SCE | Com | HVAC | Fed Appliance: Commercial CAC and HP - <65,000 Btu/hr | On-the-books | Electric Energy (GWh/year) | 0.0090561 | 0.0090561 | 0.0090561 | 0.0090561 | 0.0090561 | 0.0090561 | 0.0090561 | 0.0090561 | 0.0090561 | 0.0090561 | 0.0090561 | 0.0090561 | 0.0090561
No | SCE | Com | HVAC | Fed Appliance: Commercial CAC and HP - 65,000 Btu/hr to 760,000 Btu/hr - Tier 1 | On-the-books | Electric Energy (GWh/year) | 1.8261 | 1.7896 | 1.7531 | 1.7165 | 1.68 | 1.6435 | 1.607 | 0.3698 | 0.3612 | 0.3526 | 0.344 | 0.3354 | 0.3268
No | SCE | Com | HVAC | Fed Appliance: Computer Room Acs >=65,000 Btu/h and < 760,000 Btu/h | On-the-books | Electric Energy (GWh/year) | 7.4781e-05 | 7.4779e-05 | 7.4778e-05 | 6.4946e-05 | 1.8554e-05 | 1.8554e-05 | 1.8554e-05 | 1.8554e-05 | 1.8554e-05 | 1.8554e-05 | 1.8554e-05 | 1.8554e-05 | 1.8553e-05
No | SCE | Com | HVAC | 2005 T-24: Cooling tower applications | On-the-books | Electric Energy (GWh/year) | 0 | 0 | 0 | 0 | 0 | 0 | 0 | 0 | 0 | 0 | 0 | 0 | 0
No | SCE | Com | HVAC | 2008 T-24: DDC to Zone | On-the-books | Electric Energy (GWh/year) | 19.0529 | 18.9816 | 18.9267 | 18.8845 | 18.8522 | 18.8274 | 18.7976 | 18.7711 | 18.7424 | 18.7152 | 18.687 | 18.6595 | 18.6315
No | SCE | Com | HVAC | 2005 T-24: Ducts in existing commercial buildings | On-the-books | Electric Energy (GWh/year) | 0 | 0 | 0 | 0 | 0 | 0 | 0 | 0 | 0 | 0 | 0 | 0 | 0
No | SCE | Com | HVAC | Fed Appliance: Large and Very Large Commercial Package Air-Conditioners ≥135 kBtu/h | On-the-books | Electric Energy (GWh/year) | 0.0008912 | 0.0008849 | 0.00087921 | 0.00087406 | 0.00048614 | 0.00021467 | 0.00021355 | 0.00021248 | 0.00021138 | 0.0002103 | 0.0002092 | 0.00020812 | 0.00020703
No | SCE | Com | HVAC | 2016 T-24: NRA-HVAC-ASHRAE Equipment Efficiency | On-the-books | Electric Energy (GWh/year) | 0.54734 | 0.54258 | 0.53933 | 0.53713 | 0.53564 | 0.53462 | 0.53329 | 0.53217 | 0.5309 | 0.52973 | 0.5285 | 0.52731 | 0
No | SCE | Com | HVAC | 2016 T-24: NRA-HVAC-ASHRAE Measure-DDC | On-the-books | Electric Energy (GWh/year) | 0.15839 | 0.15701 | 0.15607 | 0.15543 | 0.155 | 0.15471 | 0.15432 | 0 | 0 | 0 | 0 | 0 | 0
No | SCE | Com | HVAC | 2013 T-24: NRA-HVAC-Equipment Efficiency | On-the-books | Electric Energy (GWh/year) | 3.5592 | 3.5306 | 3.5088 | 3.4922 | 3.4796 | 3.4701 | 3.4585 | 3.4483 | 3.4372 | 1.6992 | 0 | 0 | 0
No | SCE | Com | HVAC | 2013 T-24: NRA-Process-Air Compressors | On-the-books | Electric Energy (GWh/year) | 0.64235 | 0.61768 | 0.59705 | 0.57991 | 0.28053 | 0 | 0 | 0 | 0 | 0 | 0 | 0 | 0
No | SCE | Com | HVAC | 2013 T-24: NRNC-HVAC-Acceptance Requirements | On-the-books | Electric Energy (GWh/year) | 0.171 | 0.16887 | 0.16719 | 0.16587 | 0.16484 | 0.16405 | 0.1631 | 0.16225 | 0.16133 | 0.16047 | 0.15957 | 0.15869 | 0.15779
No | SCE | Com | HVAC | 2013 T-24: NRNC-HVAC-Cooling Towers Water | On-the-books | Electric Energy (GWh/year) | 0.046267 | 0.04569 | 0.045234 | 0.044877 | 0.0446 | 0.044384 | 0.044128 | 0.043899 | 0.043651 | 0.043416 | 0.043172 | 0.042934 | 0.042693
No | SCE | Com | HVAC | 2013 T-24: NRNC-HVAC-Garage Exhaust | On-the-books | Electric Energy (GWh/year) | 2.7037 | 2.6909 | 2.6829 | 2.6779 | 2.6748 | 2.6729 | 2.6703 | 2.6681 | 2.6656 | 2.6634 | 2.661 | 2.6587 | 2.6563
No | SCE | Com | HVAC | 2013 T-24: NRNC-HVAC-Laboratory Exhaust | On-the-books | Electric Energy (GWh/year) | 6.4896 | 6.4589 | 6.4396 | 6.4277 | 6.4203 | 6.4158 | 6.4094 | 6.4043 | 6.3983 | 6.3929 | 6.3871 | 6.3815 | 6.3758
No | SCE | Com | HVAC | 2013 T-24: NRNC-HVAC-Occupant Controlled Smart Thermostats | On-the-books | Electric Energy (GWh/year) | 0.021846 | 0.021574 | 0.021359 | 0.02119 | 0.021059 | 0.020958 | 0.020836 | 0.020728 | 0.020611 | 0.0205 | 0.020385 | 0.020273 | 0.020159
No | SCE | Com | HVAC | 2013 T-24: NRNC-HVAC-Small ECM Motor | On-the-books | Electric Energy (GWh/year) | 5.8414 | 5.7685 | 5.711 | 5.666 | 5.6309 | 5.6037 | 5.5713 | 5.5424 | 5.5111 | 5.4814 | 5.4507 | 5.4206 | 5.3901
No | SCE | Com | HVAC | 2013 T-24: NRNC-HVAC-Water & Space Heating ACM | On-the-books | Electric Energy (GWh/year) | 0.017685 | 0.017464 | 0.01729 | 0.017154 | 0.017048 | 0.016965 | 0.016867 | 0.01678 | 0.016685 | 0.016595 | 0.016502 | 0.016411 | 0.016319
No | SCE | Com | HVAC | 2013 T-24: NRNC-Process-Air Compressors | On-the-books | Electric Energy (GWh/year) | 1.2452 | 1.2296 | 1.2174 | 1.2078 | 1.2003 | 1.1945 | 1.1876 | 1.1814 | 1.1748 | 1.1684 | 1.1619 | 1.1555 | 1.149
No | SCE | Com | HVAC | 2013 T-24: NRNC-Process-Data Centers | On-the-books | Electric Energy (GWh/year) | 4.1052 | 4.1049 | 4.1046 | 4.1045 | 4.1044 | 4.1043 | 4.1042 | 4.1041 | 4.104 | 4.104 | 4.1039 | 4.1038 | 4.1037
No | SCE | Com | HVAC | Fed Appliance: Small Commercial Package Air-Conditioners ≥65 and <135 kBtu/h | On-the-books | Electric Energy (GWh/year) | 6.7122e-07 | 6.579e-07 | 6.4585e-07 | 3.5581e-07 | 1.551e-07 | 1.5289e-07 | 1.5052e-07 | 1.4826e-07 | 1.4593e-07 | 1.4364e-07 | 1.4132e-07 | 1.3902e-07 | 1.3671e-07
No | SCE | Com | HVAC | 2019-21 Fed App: Ceiling Fans | On-the-books | Electric Energy (GWh/year) | 2.0341e-05 | 1.9946e-05 | 1.9576e-05 | 1.9223e-05 | 1.9013e-05 | 1.8885e-05 | 1.8611e-05 | 1.8377e-05 | 1.5859e-05 | 2.184e-06 | 2.1668e-06 | 2.1522e-06 | 2.14e-06
No | SCE | Com | HVAC | 2022-24 Fed App: Commercial boilers | On-the-books | Electric Energy (GWh/year) | -0.040652 | -0.040487 | -0.03971 | -0.03904 | -0.038473 | -0.037993 | -0.037185 | -0.036483 | -0.035877 | -0.035357 | -0.034913 | -0.034535 | -0.034215
No | SCE | Com | HVAC | 2016-18 Fed App: Commercial CAC and HP (65,000 Btu/hr to 760,000 Btu/hr) - Tier 2 | On-the-books | Electric Energy (GWh/year) | 12.8318 | 12.8294 | 12.8274 | 12.8257 | 12.8243 | 12.8231 | 12.8221 | 12.8213 | 12.8206 | 12.82 | 12.8195 | 12.8191 | 12.8188
No | SCE | Com | HVAC | 2022-24 Fed App: Commercial warm air furnaces | On-the-books | Electric Energy (GWh/year) | 0.015025 | 0.015222 | 0.015418 | 0.015602 | 0.015802 | 0.015972 | 0.015971 | 0.015971 | 0.015971 | 0.01597 | 0.01597 | 0.01597 | 0.01597
No | SCE | Com | HVAC | 2019-21 Fed App: Dehumidifiers | On-the-books | Electric Energy (GWh/year) |  | 0.53439 | 0.51878 | 0.50267 | 0.48545 | 0.27958 | 0.067072 | 0.064045 | 0.061305 | 0.058826 | 0.056584 | 0.054554 | 0.052718
No | SCE | Com | HVAC | 2025 T-24: NR HVAC - Limit Hot Water Supply Temperatures - Electric (Alterations) | On-the-books | Electric Energy (GWh/year) | 0 | 0.16654 | 0.17959 | 0.17721 | 0.17486 | 0.17253 | 0.17024 | 0.16797 | 0.16574 | 0.16354 | 0.16138 | 0.033595 | 0.021679
No | SCE | Com | HVAC | 2025 T-24: NR HVAC - Limit Hot Water Supply Temperatures - Electric (New Construction + Additions) | On-the-books | Electric Energy (GWh/year) | 0 | 0.014259 | 0.084191 | 0.083075 | 0.081971 | 0.080881 | 0.079805 | 0.078743 | 0.077697 | 0.076667 | 0.075654 | 0.063932 | 0.010163
No | SCE | Com | HVAC | 2025 T-24: NR HVAC - Mechanical Heat Recovery - SHW Heat Recovery (New Construction + Additions) | On-the-books | Electric Energy (GWh/year) | 0 | 0.0058011 | 0.03361 | 0.032489 | 0.031355 | 0.030216 | 0.029081 | 0.027958 | 0.026855 | 0.025779 | 0.024737 | 0.020324 | 0.0031414
No | SCE | Com | HVAC | 2025 T-24: NR HVAC - Mechanical Heat Recovery (without TES, waterside HR) (New Construction + Additions) | On-the-books | Electric Energy (GWh/year) | 0 | 0.015547 | 0.090076 | 0.08707 | 0.08403 | 0.080978 | 0.077936 | 0.074927 | 0.07197 | 0.069087 | 0.066294 | 0.054468 | 0.0084191
No | SCE | Com | HVAC | 2025 T-24: NR HVAC - Mechanical Heat Recovery Scenario A - Gas Baseline (New Construction + Additions) | On-the-books | Electric Energy (GWh/year) | 0 | -0.0027845 | -0.016133 | -0.015595 | -0.01505 | -0.014504 | -0.013959 | -0.01342 | -0.01289 | -0.012374 | -0.011874 | -0.0097555 | -0.0015079
No | SCE | Com | HVAC | 2025 T-24: NR HVAC - Mechanical Heat Recovery Scenario B - Gas Baseline (New Construction + Additions) | On-the-books | Electric Energy (GWh/year) | 0 | 0.0010442 | 0.0060499 | 0.005848 | 0.0056438 | 0.0054388 | 0.0052345 | 0.0050324 | 0.0048338 | 0.0046402 | 0.0044526 | 0.0036583 | 0.00056546
No | SCE | Com | HVAC | 2025 T-24: NR HVAC Controls - Guideline 36 (Alterations) | On-the-books | Electric Energy (GWh/year) | 0 | 3.2753 | 3.5676 | 3.5556 | 3.5434 | 3.5308 | 3.5181 | 3.505 | 3.4916 | 3.478 | 3.4641 | 3.4499 | 3.4354
No | SCE | Com | HVAC | 2025 T-24: NR HVAC Controls - Guideline 36 (New Construction + Additions) | On-the-books | Electric Energy (GWh/year) | 0 | 0.12434 | 0.74154 | 0.73905 | 0.7365 | 0.7339 | 0.73124 | 0.72853 | 0.72576 | 0.72292 | 0.72003 | 0.71708 | 0.71406
No | SCE | Com | HVAC | 2022 T-24: NRA - Air Distribution - Duct Leakage Testing | On-the-books | Electric Energy (GWh/year) | 5.5778 | 5.5085 | 5.4399 | 5.3723 | 5.3061 | 5.2416 | 5.1791 | 5.1187 | 5.0607 | 5.0052 | 4.9523 | 4.9021 | 4.8547
No | SCE | Com | HVAC | 2022 T-24: NRA - Air Distribution - Fan Energy Index | On-the-books | Electric Energy (GWh/year) | 0.16609 | 0.16402 | 0.16198 | 0.15997 | 0.158 | 0.15608 | 0.15422 | 0.15242 | 0.15069 | 0.14904 | 0.14746 | 0.14597 | 0.14456
No | SCE | Com | HVAC | 2022 T-24: NRA - Air Distribution - Fan Power Budget | On-the-books | Electric Energy (GWh/year) | 10.1453 | 10.0192 | 9.8944 | 9.7715 | 9.6511 | 9.5338 | 9.42 | 9.3102 | 9.2046 | 9.1037 | 9.0075 | 8.9163 | 8.8301
No | SCE | Com | HVAC | 2022 T-24: NRA - Controlled Environment Horticulture - Efficient Dehumidification | On-the-books | Electric Energy (GWh/year) | -0.0068896 | -0.0064533 | -0.0060584 | -0.0057043 | -0.0053898 | -0.0051126 | -0.00487 | -0.0046589 | -0.0044763 | -0.004319 | -0.0041841 | -0.0040688 | -0.0039704
No | SCE | Com | HVAC | 2022 T-24: NRA - HVAC Controls - Dedicated Outdoor Air Systems (DOAS) | On-the-books | Electric Energy (GWh/year) | 2.5555 | 2.5415 | 2.527 | 2.5119 | 2.4963 | 2.4802 | 2.4636 | 2.4465 | 2.4289 | 2.4107 | 2.3921 | 2.3729 | 2.3533
No | SCE | Com | HVAC | 2022 T-24: NRA - HVAC Controls - Exhaust Air Heat Recovery | On-the-books | Electric Energy (GWh/year) | -0.033083 | -0.032881 | -0.032673 | -0.032459 | -0.03224 | -0.032016 | -0.031787 | -0.031553 | -0.031314 | -0.03107 | -0.030823 | -0.030571 | -0.030316
No | SCE | Com | HVAC | 2022 T-24: NRA - HVAC Controls - Expand Economizer Requirements | On-the-books | Electric Energy (GWh/year) | 1.283 | 1.2544 | 1.2273 | 1.2015 | 1.1771 | 0.67506 | 0 | 0 | 0 | 0 | 0 | 0 | 0
No | SCE | Com | HVAC | 2022 T-24: NRA - HVAC Controls - VAV Deadband Airflow | On-the-books | Electric Energy (GWh/year) | 0.15115 | 0.098426 | 0.06134 | 0.037107 | 0.022025 | 0.012922 | 0.0075287 | 0.0043685 | 0.0025287 | 0.0014617 | 0.00084428 | 0.00048742 | 0.00028132
No | SCE | Com | HVAC | 2019 T-24: NRA-MECH-ASHRAE 90.1 | On-the-books | Electric Energy (GWh/year) | 0.93834 | 0.87989 | 0.81162 | 0.73466 | 0.65128 | 0.56473 | 0.47882 | 0.39722 | 0.32292 | 0.2578 | 0.01721 | 0 | 0
No | SCE | Com | HVAC | 2019 T-24: NRA-MECH-Cooling Towers | On-the-books | Electric Energy (GWh/year) | 0.050119 | 0.046997 | 0.043351 | 0.03924 | 0.034786 | 0.030164 | 0.025575 | 0.021216 | 0.017248 | 0.01377 | 0.00091922 | 0 | 0
No | SCE | Com | HVAC | 2019 T-24: NRA-MECH-HE Fume Hoods in Lab Spaces | On-the-books | Electric Energy (GWh/year) | 1.4618 | 1.3707 | 1.2644 | 1.1445 | 1.0146 | 0.87977 | 0.74593 | 0.61881 | 0.50306 | 0.40162 | 0.026811 | 0 | 0
No | SCE | Com | HVAC | 2019 T-24: NRA-MECH-Variable Exhaust Flow Control | On-the-books | Electric Energy (GWh/year) | 0.83961 | 0.78731 | 0.72623 | 0.65736 | 0.58275 | 0.50531 | 0.42844 | 0.35542 | 0.28894 | 0.23068 | 0.015399 | 0 | 0
No | SCE | Com | HVAC | 2022 T-24: NRNC - Air Distribution - Duct Leakage Testing | On-the-books | Electric Energy (GWh/year) | 2.3435 | 2.3144 | 2.2856 | 2.2572 | 2.2294 | 2.2023 | 2.176 | 2.1506 | 2.1262 | 2.1029 | 2.0807 | 2.0596 | 2.0397
No | SCE | Com | HVAC | 2022 T-24: NRNC - Air Distribution - Fan Energy Index | On-the-books | Electric Energy (GWh/year) | 0.048941 | 0.048333 | 0.04773 | 0.047138 | 0.046557 | 0.045991 | 0.045442 | 0.044912 | 0.044403 | 0.043916 | 0.043452 | 0.043012 | 0.042596
No | SCE | Com | HVAC | 2022 T-24: NRNC - Air Distribution - Fan Power Budget | On-the-books | Electric Energy (GWh/year) | 2.7576 | 2.7234 | 2.6894 | 2.656 | 2.6233 | 2.5914 | 2.5605 | 2.5306 | 2.502 | 2.4745 | 2.4484 | 2.4236 | 2.4001
No | SCE | Com | HVAC | 2022 T-24: NRNC - Computer Room Efficiency - Increased Temperature Thresholds for Economizers | On-the-books | Electric Energy (GWh/year) | 0.43568 | 0.41323 | 0.39286 | 0.37442 | 0.35776 | 0.34274 | 0.32923 | 0.31708 | 0.30618 | 0.29642 | 0.28767 | 0.27985 | 0.27287
No | SCE | Com | HVAC | 2022 T-24: NRNC - Controlled Environment Horticulture - Efficient Dehumidification | On-the-books | Electric Energy (GWh/year) | -0.013779 | -0.012907 | -0.012117 | -0.011409 | -0.01078 | -0.010225 | -0.0097399 | -0.0093179 | -0.0089526 | -0.0086381 | -0.0083682 | -0.0081375 | -0.0079409
No | SCE | Com | HVAC | 2022 T-24: NRNC - HVAC Controls - Dedicated Outdoor Air Systems (DOAS) | On-the-books | Electric Energy (GWh/year) |  | 4.6059 | 4.5864 | 4.566 | 4.5449 | 4.5229 | 4.5 | 4.4763 | 4.4517 | 4.4262 | 4.3998 | 4.3725 | 4.3444
No | SCE | Com | HVAC | 2022 T-24: NRNC - HVAC Controls - Exhaust Air Heat Recovery | On-the-books | Electric Energy (GWh/year) |  | -0.0085177 | -0.0084638 | -0.0084085 | -0.0083518 | -0.0082937 | -0.0082343 | -0.0081737 | -0.0081118 | -0.0080487 | -0.0079846 | -0.0079194 | -0.0078532
No | SCE | Com | HVAC | 2022 T-24: NRNC - HVAC Controls - Expand Economizer Requirements | On-the-books | Electric Energy (GWh/year) |  | 0.37964 | 0.37142 | 0.36362 | 0.35624 | 0.34927 | 0.34271 | 0.33655 | 0.33076 | 0.32535 | 0.3203 | 0.31558 | 0.31119
No | SCE | Com | HVAC | 2022 T-24: NRNC - HVAC Controls - VAV Deadband Airflow | On-the-books | Electric Energy (GWh/year) |  | 0.028169 | 0.017555 | 0.01062 | 0.0063035 | 0.0036982 | 0.0021547 | 0.0012502 | 0.00072371 | 0.00041834 | 0.00024163 | 0.0001395 | 8.0512e-05
No | SCE | Com | HVAC | 2019 T-24: NRNC-MECH-ASHRAE 90.1 | On-the-books | Electric Energy (GWh/year) |  | 2.5321 | 2.1522 | 1.7597 | 1.3843 | 1.0511 | 0.77408 | 0.55618 | 0.3921 | 0.27257 | 0.18757 | 0.12816 | 0.08713
No | SCE | Com | HVAC | 2019 T-24: NRNC-MECH-Cooling Towers | On-the-books | Electric Energy (GWh/year) |  | 0.1436 | 0.13246 | 0.1199 | 0.10629 | 0.092167 | 0.078145 | 0.064828 | 0.052702 | 0.042075 | 0.033071 | 0.025657 | 0.019695
No | SCE | Com | HVAC | 2019 T-24: NRNC-MECH-Economizer FDD | On-the-books | Electric Energy (GWh/year) |  | 0.11488 | 0.10597 | 0.095921 | 0.085033 | 0.073733 | 0.062516 | 0.051862 | 0.042161 | 0.03366 | 0.026456 | 0.020525 | 0.015756
No | SCE | Com | HVAC | 2019 T-24: NRNC-MECH-HE Fume Hoods in Lab Spaces | On-the-books | Electric Energy (GWh/year) |  | 0.91383 | 0.84293 | 0.763 | 0.6764 | 0.58652 | 0.49729 | 0.41254 | 0.33537 | 0.26775 | 0.21045 | 0.16327 | 0.12533
No | SCE | Com | HVAC | 2019 T-24: NRNC-MECH-Variable Exhaust Flow Control | On-the-books | Electric Energy (GWh/year) |  | 0.42939 | 0.39608 | 0.35852 | 0.31783 | 0.27559 | 0.23367 | 0.19385 | 0.15759 | 0.12581 | 0.098886 | 0.076718 | 0.058892
No | SCE | Com | HVAC | 2019 T-24: NRNC-MECH-Ventilation & IAQ | On-the-books | Electric Energy (GWh/year) |  | 0.36553 | 0.33717 | 0.3052 | 0.27056 | 0.23461 | 0.19891 | 0.16502 | 0.13415 | 0.1071 | 0.08418 | 0.065308 | 0.050133
No | SCE | Com | HVAC | 2019-21 Fed App: Single package vertical AC and HP - <65,000 Btu/hr | On-the-books | Electric Energy (GWh/year) |  | 0.37535 | 0.37673 | 0.38071 | 0.38669 | 0.39268 | 0.38775 | 0.38356 | 0.38 | 0.29371 | 0.07248 | 0.072069 | 0.071724
No | SCE | Com | HVAC | Fed Appliance: Single package vertical AC and HP - >65,000 Btu/hr and <240,000 Btu/hr | Expected | Electric Energy (GWh/year) | 0.2374 | 0.23517 | 0.23363 | 0.23252 | 0.23187 | 0.057501 | 0.063732 | 0.063628 | 0.06346 | 0.063307 | 0.063115 | 0.062922 | 0.062702
No | SCE | Com | HVAC | Fed Appliance: Commercial CAC and HP - <65,000 Btu/hr | Expected | Electric Energy (GWh/year) | 0.0090561 | 0.0090561 | 0.0090561 | 0.0090561 | 0.0090561 | 0.0090561 | 0.0090561 | 0.0090561 | 0.0090561 | 0.0090561 | 0.0090561 | 0.0090561 | 0.0090561
No | SCE | Com | HVAC | Fed Appliance: Commercial CAC and HP - 65,000 Btu/hr to 760,000 Btu/hr - Tier 1 | Expected | Electric Energy (GWh/year) | 1.8261 | 1.7896 | 1.7531 | 1.7165 | 1.68 | 1.6435 | 1.607 | 0.3698 | 0.3612 | 0.3526 | 0.344 | 0.3354 | 0.3268
No | SCE | Com | HVAC | Fed Appliance: Computer Room Acs >=65,000 Btu/h and < 760,000 Btu/h | Expected | Electric Energy (GWh/year) | 7.4781e-05 | 7.4779e-05 | 7.4778e-05 | 6.4946e-05 | 1.8554e-05 | 1.8554e-05 | 1.8554e-05 | 1.8554e-05 | 1.8554e-05 | 1.8554e-05 | 1.8554e-05 | 1.8554e-05 | 1.8553e-05
No | SCE | Com | HVAC | 2005 T-24: Cooling tower applications | Expected | Electric Energy (GWh/year) | 0 | 0 | 0 | 0 | 0 | 0 | 0 | 0 | 0 | 0 | 0 | 0 | 0
No | SCE | Com | HVAC | 2008 T-24: DDC to Zone | Expected | Electric Energy (GWh/year) | 19.0529 | 18.9816 | 18.9267 | 18.8845 | 18.8522 | 18.8274 | 18.7976 | 18.7711 | 18.7424 | 18.7152 | 18.687 | 18.6595 | 18.6315
No | SCE | Com | HVAC | 2005 T-24: Ducts in existing commercial buildings | Expected | Electric Energy (GWh/year) | 0 | 0 | 0 | 0 | 0 | 0 | 0 | 0 | 0 | 0 | 0 | 0 | 0
No | SCE | Com | HVAC | Fed Appliance: Large and Very Large Commercial Package Air-Conditioners ≥135 kBtu/h | Expected | Electric Energy (GWh/year) | 0.0008912 | 0.0008849 | 0.00087921 | 0.00087406 | 0.00048614 | 0.00021467 | 0.00021355 | 0.00021248 | 0.00021138 | 0.0002103 | 0.0002092 | 0.00020812 | 0.00020703
No | SCE | Com | HVAC | 2016 T-24: NRA-HVAC-ASHRAE Equipment Efficiency | Expected | Electric Energy (GWh/year) | 0.54734 | 0.54258 | 0.53933 | 0.53713 | 0.53564 | 0.53462 | 0.53329 | 0.53217 | 0.5309 | 0.52973 | 0.5285 | 0.52731 | 0
No | SCE | Com | HVAC | 2016 T-24: NRA-HVAC-ASHRAE Measure-DDC | Expected | Electric Energy (GWh/year) | 0.15839 | 0.15701 | 0.15607 | 0.15543 | 0.155 | 0.15471 | 0.15432 | 0 | 0 | 0 | 0 | 0 | 0
No | SCE | Com | HVAC | 2013 T-24: NRA-HVAC-Equipment Efficiency | Expected | Electric Energy (GWh/year) | 3.5592 | 3.5306 | 3.5088 | 3.4922 | 3.4796 | 3.4701 | 3.4585 | 3.4483 | 3.4372 | 1.6992 | 0 | 0 | 0
No | SCE | Com | HVAC | 2013 T-24: NRA-Process-Air Compressors | Expected | Electric Energy (GWh/year) | 0.64235 | 0.61768 | 0.59705 | 0.57991 | 0.28053 | 0 | 0 | 0 | 0 | 0 | 0 | 0 | 0
No | SCE | Com | HVAC | 2013 T-24: NRNC-HVAC-Acceptance Requirements | Expected | Electric Energy (GWh/year) | 0.171 | 0.16887 | 0.16719 | 0.16587 | 0.16484 | 0.16405 | 0.1631 | 0.16225 | 0.16133 | 0.16047 | 0.15957 | 0.15869 | 0.15779
No | SCE | Com | HVAC | 2013 T-24: NRNC-HVAC-Cooling Towers Water | Expected | Electric Energy (GWh/year) | 0.046267 | 0.04569 | 0.045234 | 0.044877 | 0.0446 | 0.044384 | 0.044128 | 0.043899 | 0.043651 | 0.043416 | 0.043172 | 0.042934 | 0.042693
No | SCE | Com | HVAC | 2013 T-24: NRNC-HVAC-Garage Exhaust | Expected | Electric Energy (GWh/year) | 2.7037 | 2.6909 | 2.6829 | 2.6779 | 2.6748 | 2.6729 | 2.6703 | 2.6681 | 2.6656 | 2.6634 | 2.661 | 2.6587 | 2.6563
No | SCE | Com | HVAC | 2013 T-24: NRNC-HVAC-Laboratory Exhaust | Expected | Electric Energy (GWh/year) | 6.4896 | 6.4589 | 6.4396 | 6.4277 | 6.4203 | 6.4158 | 6.4094 | 6.4043 | 6.3983 | 6.3929 | 6.3871 | 6.3815 | 6.3758
No | SCE | Com | HVAC | 2013 T-24: NRNC-HVAC-Occupant Controlled Smart Thermostats | Expected | Electric Energy (GWh/year) | 0.021846 | 0.021574 | 0.021359 | 0.02119 | 0.021059 | 0.020958 | 0.020836 | 0.020728 | 0.020611 | 0.0205 | 0.020385 | 0.020273 | 0.020159
No | SCE | Com | HVAC | 2013 T-24: NRNC-HVAC-Small ECM Motor | Expected | Electric Energy (GWh/year) | 5.8414 | 5.7685 | 5.711 | 5.666 | 5.6309 | 5.6037 | 5.5713 | 5.5424 | 5.5111 | 5.4814 | 5.4507 | 5.4206 | 5.3901
No | SCE | Com | HVAC | 2013 T-24: NRNC-HVAC-Water & Space Heating ACM | Expected | Electric Energy (GWh/year) | 0.017685 | 0.017464 | 0.01729 | 0.017154 | 0.017048 | 0.016965 | 0.016867 | 0.01678 | 0.016685 | 0.016595 | 0.016502 | 0.016411 | 0.016319
No | SCE | Com | HVAC | 2013 T-24: NRNC-Process-Air Compressors | Expected | Electric Energy (GWh/year) | 1.2452 | 1.2296 | 1.2174 | 1.2078 | 1.2003 | 1.1945 | 1.1876 | 1.1814 | 1.1748 | 1.1684 | 1.1619 | 1.1555 | 1.149
No | SCE | Com | HVAC | 2013 T-24: NRNC-Process-Data Centers | Expected | Electric Energy (GWh/year) | 4.1052 | 4.1049 | 4.1046 | 4.1045 | 4.1044 | 4.1043 | 4.1042 | 4.1041 | 4.104 | 4.104 | 4.1039 | 4.1038 | 4.1037
No | SCE | Com | HVAC | Fed Appliance: Small Commercial Package Air-Conditioners ≥65 and <135 kBtu/h | Expected | Electric Energy (GWh/year) | 6.7122e-07 | 6.579e-07 | 6.4585e-07 | 3.5581e-07 | 1.551e-07 | 1.5289e-07 | 1.5052e-07 | 1.4826e-07 | 1.4593e-07 | 1.4364e-07 | 1.4132e-07 | 1.3902e-07 | 1.3671e-07
No | SCE | Com | HVAC | 2019-21 Fed App: Ceiling Fans | Expected | Electric Energy (GWh/year) | 2.0341e-05 | 1.9946e-05 | 1.9576e-05 | 1.9223e-05 | 1.9013e-05 | 1.8885e-05 | 1.8611e-05 | 1.8377e-05 | 1.5859e-05 | 2.184e-06 | 2.1668e-06 | 2.1522e-06 | 2.14e-06
No | SCE | Com | HVAC | 2022-24 Fed App: Commercial boilers | Expected | Electric Energy (GWh/year) | -0.040652 | -0.040487 | -0.03971 | -0.03904 | -0.038473 | -0.037993 | -0.037185 | -0.036483 | -0.035877 | -0.035357 | -0.034913 | -0.034535 | -0.034215
No | SCE | Com | HVAC | 2016-18 Fed App: Commercial CAC and HP (65,000 Btu/hr to 760,000 Btu/hr) - Tier 2 | Expected | Electric Energy (GWh/year) | 12.8318 | 12.8294 | 12.8274 | 12.8257 | 12.8243 | 12.8231 | 12.8221 | 12.8213 | 12.8206 | 12.82 | 12.8195 | 12.8191 | 12.8188
No | SCE | Com | HVAC | 2022-24 Fed App: Commercial warm air furnaces | Expected | Electric Energy (GWh/year) | 0.015025 | 0.015222 | 0.015418 | 0.015602 | 0.015802 | 0.015972 | 0.015971 | 0.015971 | 0.015971 | 0.01597 | 0.01597 | 0.01597 | 0.01597
No | SCE | Com | HVAC | 2019-21 Fed App: Dehumidifiers | Expected | Electric Energy (GWh/year) |  | 0.53439 | 0.51878 | 0.50267 | 0.48545 | 0.27958 | 0.067072 | 0.064045 | 0.061305 | 0.058826 | 0.056584 | 0.054554 | 0.052718
No | SCE | Com | HVAC | 2025 T-24: NR HVAC - Limit Hot Water Supply Temperatures - Electric (Alterations) | Expected | Electric Energy (GWh/year) | 0 | 0.16654 | 0.17959 | 0.17721 | 0.17486 | 0.17253 | 0.17024 | 0.16797 | 0.16574 | 0.16354 | 0.16138 | 0.033595 | 0.021679
No | SCE | Com | HVAC | 2025 T-24: NR HVAC - Limit Hot Water Supply Temperatures - Electric (New Construction + Additions) | Expected | Electric Energy (GWh/year) | 0 | 0.014259 | 0.084191 | 0.083075 | 0.081971 | 0.080881 | 0.079805 | 0.078743 | 0.077697 | 0.076667 | 0.075654 | 0.063932 | 0.010163
No | SCE | Com | HVAC | 2025 T-24: NR HVAC - Mechanical Heat Recovery - SHW Heat Recovery (New Construction + Additions) | Expected | Electric Energy (GWh/year) | 0 | 0.0058011 | 0.03361 | 0.032489 | 0.031355 | 0.030216 | 0.029081 | 0.027958 | 0.026855 | 0.025779 | 0.024737 | 0.020324 | 0.0031414
No | SCE | Com | HVAC | 2025 T-24: NR HVAC - Mechanical Heat Recovery (without TES, waterside HR) (New Construction + Additions) | Expected | Electric Energy (GWh/year) | 0 | 0.015547 | 0.090076 | 0.08707 | 0.08403 | 0.080978 | 0.077936 | 0.074927 | 0.07197 | 0.069087 | 0.066294 | 0.054468 | 0.0084191
No | SCE | Com | HVAC | 2025 T-24: NR HVAC - Mechanical Heat Recovery Scenario A - Gas Baseline (New Construction + Additions) | Expected | Electric Energy (GWh/year) | 0 | -0.0027845 | -0.016133 | -0.015595 | -0.01505 | -0.014504 | -0.013959 | -0.01342 | -0.01289 | -0.012374 | -0.011874 | -0.0097555 | -0.0015079
No | SCE | Com | HVAC | 2025 T-24: NR HVAC - Mechanical Heat Recovery Scenario B - Gas Baseline (New Construction + Additions) | Expected | Electric Energy (GWh/year) | 0 | 0.0010442 | 0.0060499 | 0.005848 | 0.0056438 | 0.0054388 | 0.0052345 | 0.0050324 | 0.0048338 | 0.0046402 | 0.0044526 | 0.0036583 | 0.00056546
No | SCE | Com | HVAC | 2025 T-24: NR HVAC Controls - Guideline 36 (Alterations) | Expected | Electric Energy (GWh/year) | 0 | 3.2753 | 3.5676 | 3.5556 | 3.5434 | 3.5308 | 3.5181 | 3.505 | 3.4916 | 3.478 | 3.4641 | 3.4499 | 3.4354
No | SCE | Com | HVAC | 2025 T-24: NR HVAC Controls - Guideline 36 (New Construction + Additions) | Expected | Electric Energy (GWh/year) | 0 | 0.12434 | 0.74154 | 0.73905 | 0.7365 | 0.7339 | 0.73124 | 0.72853 | 0.72576 | 0.72292 | 0.72003 | 0.71708 | 0.71406
No | SCE | Com | HVAC | 2022 T-24: NRA - Air Distribution - Duct Leakage Testing | Expected | Electric Energy (GWh/year) | 5.5778 | 5.5085 | 5.4399 | 5.3723 | 5.3061 | 5.2416 | 5.1791 | 5.1187 | 5.0607 | 5.0052 | 4.9523 | 4.9021 | 4.8547
No | SCE | Com | HVAC | 2022 T-24: NRA - Air Distribution - Fan Energy Index | Expected | Electric Energy (GWh/year) | 0.16609 | 0.16402 | 0.16198 | 0.15997 | 0.158 | 0.15608 | 0.15422 | 0.15242 | 0.15069 | 0.14904 | 0.14746 | 0.14597 | 0.14456
No | SCE | Com | HVAC | 2022 T-24: NRA - Air Distribution - Fan Power Budget | Expected | Electric Energy (GWh/year) | 10.1453 | 10.0192 | 9.8944 | 9.7715 | 9.6511 | 9.5338 | 9.42 | 9.3102 | 9.2046 | 9.1037 | 9.0075 | 8.9163 | 8.8301
No | SCE | Com | HVAC | 2022 T-24: NRA - Controlled Environment Horticulture - Efficient Dehumidification | Expected | Electric Energy (GWh/year) | -0.0068896 | -0.0064533 | -0.0060584 | -0.0057043 | -0.0053898 | -0.0051126 | -0.00487 | -0.0046589 | -0.0044763 | -0.004319 | -0.0041841 | -0.0040688 | -0.0039704
No | SCE | Com | HVAC | 2022 T-24: NRA - HVAC Controls - Dedicated Outdoor Air Systems (DOAS) | Expected | Electric Energy (GWh/year) | 2.5555 | 2.5415 | 2.527 | 2.5119 | 2.4963 | 2.4802 | 2.4636 | 2.4465 | 2.4289 | 2.4107 | 2.3921 | 2.3729 | 2.3533
No | SCE | Com | HVAC | 2022 T-24: NRA - HVAC Controls - Exhaust Air Heat Recovery | Expected | Electric Energy (GWh/year) | -0.033083 | -0.032881 | -0.032673 | -0.032459 | -0.03224 | -0.032016 | -0.031787 | -0.031553 | -0.031314 | -0.03107 | -0.030823 | -0.030571 | -0.030316
No | SCE | Com | HVAC | 2022 T-24: NRA - HVAC Controls - Expand Economizer Requirements | Expected | Electric Energy (GWh/year) | 1.283 | 1.2544 | 1.2273 | 1.2015 | 1.1771 | 0.67506 | 0 | 0 | 0 | 0 | 0 | 0 | 0
No | SCE | Com | HVAC | 2022 T-24: NRA - HVAC Controls - VAV Deadband Airflow | Expected | Electric Energy (GWh/year) | 0.15115 | 0.098426 | 0.06134 | 0.037107 | 0.022025 | 0.012922 | 0.0075287 | 0.0043685 | 0.0025287 | 0.0014617 | 0.00084428 | 0.00048742 | 0.00028132
No | SCE | Com | HVAC | 2019 T-24: NRA-MECH-ASHRAE 90.1 | Expected | Electric Energy (GWh/year) | 0.93834 | 0.87989 | 0.81162 | 0.73466 | 0.65128 | 0.56473 | 0.47882 | 0.39722 | 0.32292 | 0.2578 | 0.01721 | 0 | 0
No | SCE | Com | HVAC | 2019 T-24: NRA-MECH-Cooling Towers | Expected | Electric Energy (GWh/year) | 0.050119 | 0.046997 | 0.043351 | 0.03924 | 0.034786 | 0.030164 | 0.025575 | 0.021216 | 0.017248 | 0.01377 | 0.00091922 | 0 | 0
No | SCE | Com | HVAC | 2019 T-24: NRA-MECH-HE Fume Hoods in Lab Spaces | Expected | Electric Energy (GWh/year) | 1.4618 | 1.3707 | 1.2644 | 1.1445 | 1.0146 | 0.87977 | 0.74593 | 0.61881 | 0.50306 | 0.40162 | 0.026811 | 0 | 0
No | SCE | Com | HVAC | 2019 T-24: NRA-MECH-Variable Exhaust Flow Control | Expected | Electric Energy (GWh/year) | 0.83961 | 0.78731 | 0.72623 | 0.65736 | 0.58275 | 0.50531 | 0.42844 | 0.35542 | 0.28894 | 0.23068 | 0.015399 | 0 | 0
No | SCE | Com | HVAC | 2022 T-24: NRNC - Air Distribution - Duct Leakage Testing | Expected | Electric Energy (GWh/year) | 2.3435 | 2.3144 | 2.2856 | 2.2572 | 2.2294 | 2.2023 | 2.176 | 2.1506 | 2.1262 | 2.1029 | 2.0807 | 2.0596 | 2.0397
No | SCE | Com | HVAC | 2022 T-24: NRNC - Air Distribution - Fan Energy Index | Expected | Electric Energy (GWh/year) | 0.048941 | 0.048333 | 0.04773 | 0.047138 | 0.046557 | 0.045991 | 0.045442 | 0.044912 | 0.044403 | 0.043916 | 0.043452 | 0.043012 | 0.042596
No | SCE | Com | HVAC | 2022 T-24: NRNC - Air Distribution - Fan Power Budget | Expected | Electric Energy (GWh/year) | 2.7576 | 2.7234 | 2.6894 | 2.656 | 2.6233 | 2.5914 | 2.5605 | 2.5306 | 2.502 | 2.4745 | 2.4484 | 2.4236 | 2.4001
No | SCE | Com | HVAC | 2022 T-24: NRNC - Computer Room Efficiency - Increased Temperature Thresholds for Economizers | Expected | Electric Energy (GWh/year) | 0.43568 | 0.41323 | 0.39286 | 0.37442 | 0.35776 | 0.34274 | 0.32923 | 0.31708 | 0.30618 | 0.29642 | 0.28767 | 0.27985 | 0.27287
No | SCE | Com | HVAC | 2022 T-24: NRNC - Controlled Environment Horticulture - Efficient Dehumidification | Expected | Electric Energy (GWh/year) | -0.013779 | -0.012907 | -0.012117 | -0.011409 | -0.01078 | -0.010225 | -0.0097399 | -0.0093179 | -0.0089526 | -0.0086381 | -0.0083682 | -0.0081375 | -0.0079409
No | SCE | Com | HVAC | 2022 T-24: NRNC - HVAC Controls - Dedicated Outdoor Air Systems (DOAS) | Expected | Electric Energy (GWh/year) |  | 4.6059 | 4.5864 | 4.566 | 4.5449 | 4.5229 | 4.5 | 4.4763 | 4.4517 | 4.4262 | 4.3998 | 4.3725 | 4.3444
No | SCE | Com | HVAC | 2022 T-24: NRNC - HVAC Controls - Exhaust Air Heat Recovery | Expected | Electric Energy (GWh/year) |  | -0.0085177 | -0.0084638 | -0.0084085 | -0.0083518 | -0.0082937 | -0.0082343 | -0.0081737 | -0.0081118 | -0.0080487 | -0.0079846 | -0.0079194 | -0.0078532
No | SCE | Com | HVAC | 2022 T-24: NRNC - HVAC Controls - Expand Economizer Requirements | Expected | Electric Energy (GWh/year) |  | 0.37964 | 0.37142 | 0.36362 | 0.35624 | 0.34927 | 0.34271 | 0.33655 | 0.33076 | 0.32535 | 0.3203 | 0.31558 | 0.31119
No | SCE | Com | HVAC | 2022 T-24: NRNC - HVAC Controls - VAV Deadband Airflow | Expected | Electric Energy (GWh/year) |  | 0.028169 | 0.017555 | 0.01062 | 0.0063035 | 0.0036982 | 0.0021547 | 0.0012502 | 0.00072371 | 0.00041834 | 0.00024163 | 0.0001395 | 8.0512e-05
No | SCE | Com | HVAC | 2019 T-24: NRNC-MECH-ASHRAE 90.1 | Expected | Electric Energy (GWh/year) |  | 2.5321 | 2.1522 | 1.7597 | 1.3843 | 1.0511 | 0.77408 | 0.55618 | 0.3921 | 0.27257 | 0.18757 | 0.12816 | 0.08713
No | SCE | Com | HVAC | 2019 T-24: NRNC-MECH-Cooling Towers | Expected | Electric Energy (GWh/year) |  | 0.1436 | 0.13246 | 0.1199 | 0.10629 | 0.092167 | 0.078145 | 0.064828 | 0.052702 | 0.042075 | 0.033071 | 0.025657 | 0.019695
No | SCE | Com | HVAC | 2019 T-24: NRNC-MECH-Economizer FDD | Expected | Electric Energy (GWh/year) |  | 0.11488 | 0.10597 | 0.095921 | 0.085033 | 0.073733 | 0.062516 | 0.051862 | 0.042161 | 0.03366 | 0.026456 | 0.020525 | 0.015756
No | SCE | Com | HVAC | 2019 T-24: NRNC-MECH-HE Fume Hoods in Lab Spaces | Expected | Electric Energy (GWh/year) |  | 0.91383 | 0.84293 | 0.763 | 0.6764 | 0.58652 | 0.49729 | 0.41254 | 0.33537 | 0.26775 | 0.21045 | 0.16327 | 0.12533
No | SCE | Com | HVAC | 2019 T-24: NRNC-MECH-Variable Exhaust Flow Control | Expected | Electric Energy (GWh/year) |  | 0.42939 | 0.39608 | 0.35852 | 0.31783 | 0.27559 | 0.23367 | 0.19385 | 0.15759 | 0.12581 | 0.098886 | 0.076718 | 0.058892
No | SCE | Com | HVAC | 2019 T-24: NRNC-MECH-Ventilation & IAQ | Expected | Electric Energy (GWh/year) |  | 0.36553 | 0.33717 | 0.3052 | 0.27056 | 0.23461 | 0.19891 | 0.16502 | 0.13415 | 0.1071 | 0.08418 | 0.065308 | 0.050133
No | SCE | Com | HVAC | 2019-21 Fed App: Single package vertical AC and HP - <65,000 Btu/hr | Expected | Electric Energy (GWh/year) |  | 0.37535 | 0.37673 | 0.38071 | 0.38669 | 0.39268 | 0.38775 | 0.38356 | 0.38 | 0.29371 | 0.07248 | 0.072069 | 0.071724
No | SCE | Com | HVAC | Fed Appliance: Single package vertical AC and HP - >65,000 Btu/hr and <240,000 Btu/hr | Possible | Electric Energy (GWh/year) | 0.2374 | 0.23517 | 0.23363 | 0.23252 | 0.23187 | 0.057501 | 0.063732 | 0.063628 | 0.06346 | 0.063307 | 0.063115 | 0.062922 | 0.062702
No | SCE | Com | HVAC | Fed Appliance: Commercial CAC and HP - <65,000 Btu/hr | Possible | Electric Energy (GWh/year) | 0.0090561 | 0.0090561 | 0.0090561 | 0.0090561 | 0.0090561 | 0.0090561 | 0.0090561 | 0.0090561 | 0.0090561 | 0.0090561 | 0.0090561 | 0.0090561 | 0.0090561
No | SCE | Com | HVAC | Fed Appliance: Commercial CAC and HP - 65,000 Btu/hr to 760,000 Btu/hr - Tier 1 | Possible | Electric Energy (GWh/year) | 1.8261 | 1.7896 | 1.7531 | 1.7165 | 1.68 | 1.6435 | 1.607 | 0.3698 | 0.3612 | 0.3526 | 0.344 | 0.3354 | 0.3268
No | SCE | Com | HVAC | Fed Appliance: Computer Room Acs >=65,000 Btu/h and < 760,000 Btu/h | Possible | Electric Energy (GWh/year) | 7.4781e-05 | 7.4779e-05 | 7.4778e-05 | 6.4946e-05 | 1.8554e-05 | 1.8554e-05 | 1.8554e-05 | 1.8554e-05 | 1.8554e-05 | 1.8554e-05 | 1.8554e-05 | 1.8554e-05 | 1.8553e-05
No | SCE | Com | HVAC | 2005 T-24: Cooling tower applications | Possible | Electric Energy (GWh/year) | 0 | 0 | 0 | 0 | 0 | 0 | 0 | 0 | 0 | 0 | 0 | 0 | 0
No | SCE | Com | HVAC | 2008 T-24: DDC to Zone | Possible | Electric Energy (GWh/year) | 19.0529 | 18.9816 | 18.9267 | 18.8845 | 18.8522 | 18.8274 | 18.7976 | 18.7711 | 18.7424 | 18.7152 | 18.687 | 18.6595 | 18.6315
No | SCE | Com | HVAC | 2005 T-24: Ducts in existing commercial buildings | Possible | Electric Energy (GWh/year) | 0 | 0 | 0 | 0 | 0 | 0 | 0 | 0 | 0 | 0 | 0 | 0 | 0
No | SCE | Com | HVAC | Fed Appliance: Large and Very Large Commercial Package Air-Conditioners ≥135 kBtu/h | Possible | Electric Energy (GWh/year) | 0.0008912 | 0.0008849 | 0.00087921 | 0.00087406 | 0.00048614 | 0.00021467 | 0.00021355 | 0.00021248 | 0.00021138 | 0.0002103 | 0.0002092 | 0.00020812 | 0.00020703
No | SCE | Com | HVAC | 2016 T-24: NRA-HVAC-ASHRAE Equipment Efficiency | Possible | Electric Energy (GWh/year) | 0.54734 | 0.54258 | 0.53933 | 0.53713 | 0.53564 | 0.53462 | 0.53329 | 0.53217 | 0.5309 | 0.52973 | 0.5285 | 0.52731 | 0
No | SCE | Com | HVAC | 2016 T-24: NRA-HVAC-ASHRAE Measure-DDC | Possible | Electric Energy (GWh/year) | 0.15839 | 0.15701 | 0.15607 | 0.15543 | 0.155 | 0.15471 | 0.15432 | 0 | 0 | 0 | 0 | 0 | 0
No | SCE | Com | HVAC | 2013 T-24: NRA-HVAC-Equipment Efficiency | Possible | Electric Energy (GWh/year) | 3.5592 | 3.5306 | 3.5088 | 3.4922 | 3.4796 | 3.4701 | 3.4585 | 3.4483 | 3.4372 | 1.6992 | 0 | 0 | 0
No | SCE | Com | HVAC | 2013 T-24: NRA-Process-Air Compressors | Possible | Electric Energy (GWh/year) | 0.64235 | 0.61768 | 0.59705 | 0.57991 | 0.28053 | 0 | 0 | 0 | 0 | 0 | 0 | 0 | 0
No | SCE | Com | HVAC | 2013 T-24: NRNC-HVAC-Acceptance Requirements | Possible | Electric Energy (GWh/year) | 0.171 | 0.16887 | 0.16719 | 0.16587 | 0.16484 | 0.16405 | 0.1631 | 0.16225 | 0.16133 | 0.16047 | 0.15957 | 0.15869 | 0.15779
No | SCE | Com | HVAC | 2013 T-24: NRNC-HVAC-Cooling Towers Water | Possible | Electric Energy (GWh/year) | 0.046267 | 0.04569 | 0.045234 | 0.044877 | 0.0446 | 0.044384 | 0.044128 | 0.043899 | 0.043651 | 0.043416 | 0.043172 | 0.042934 | 0.042693
No | SCE | Com | HVAC | 2013 T-24: NRNC-HVAC-Garage Exhaust | Possible | Electric Energy (GWh/year) | 2.7037 | 2.6909 | 2.6829 | 2.6779 | 2.6748 | 2.6729 | 2.6703 | 2.6681 | 2.6656 | 2.6634 | 2.661 | 2.6587 | 2.6563
No | SCE | Com | HVAC | 2013 T-24: NRNC-HVAC-Laboratory Exhaust | Possible | Electric Energy (GWh/year) | 6.4896 | 6.4589 | 6.4396 | 6.4277 | 6.4203 | 6.4158 | 6.4094 | 6.4043 | 6.3983 | 6.3929 | 6.3871 | 6.3815 | 6.3758
No | SCE | Com | HVAC | 2013 T-24: NRNC-HVAC-Occupant Controlled Smart Thermostats | Possible | Electric Energy (GWh/year) | 0.021846 | 0.021574 | 0.021359 | 0.02119 | 0.021059 | 0.020958 | 0.020836 | 0.020728 | 0.020611 | 0.0205 | 0.020385 | 0.020273 | 0.020159
No | SCE | Com | HVAC | 2013 T-24: NRNC-HVAC-Small ECM Motor | Possible | Electric Energy (GWh/year) | 5.8414 | 5.7685 | 5.711 | 5.666 | 5.6309 | 5.6037 | 5.5713 | 5.5424 | 5.5111 | 5.4814 | 5.4507 | 5.4206 | 5.3901
No | SCE | Com | HVAC | 2013 T-24: NRNC-HVAC-Water & Space Heating ACM | Possible | Electric Energy (GWh/year) | 0.017685 | 0.017464 | 0.01729 | 0.017154 | 0.017048 | 0.016965 | 0.016867 | 0.01678 | 0.016685 | 0.016595 | 0.016502 | 0.016411 | 0.016319
No | SCE | Com | HVAC | 2013 T-24: NRNC-Process-Air Compressors | Possible | Electric Energy (GWh/year) | 1.2452 | 1.2296 | 1.2174 | 1.2078 | 1.2003 | 1.1945 | 1.1876 | 1.1814 | 1.1748 | 1.1684 | 1.1619 | 1.1555 | 1.149
No | SCE | Com | HVAC | 2013 T-24: NRNC-Process-Data Centers | Possible | Electric Energy (GWh/year) | 4.1052 | 4.1049 | 4.1046 | 4.1045 | 4.1044 | 4.1043 | 4.1042 | 4.1041 | 4.104 | 4.104 | 4.1039 | 4.1038 | 4.1037
No | SCE | Com | HVAC | Fed Appliance: Small Commercial Package Air-Conditioners ≥65 and <135 kBtu/h | Possible | Electric Energy (GWh/year) | 6.7122e-07 | 6.579e-07 | 6.4585e-07 | 3.5581e-07 | 1.551e-07 | 1.5289e-07 | 1.5052e-07 | 1.4826e-07 | 1.4593e-07 | 1.4364e-07 | 1.4132e-07 | 1.3902e-07 | 1.3671e-07
No | SCE | Com | HVAC | 2019-21 Fed App: Ceiling Fans | Possible | Electric Energy (GWh/year) | 2.0341e-05 | 1.9946e-05 | 1.9576e-05 | 1.9223e-05 | 1.9013e-05 | 1.8885e-05 | 1.8611e-05 | 1.8377e-05 | 1.5859e-05 | 2.184e-06 | 2.1668e-06 | 2.1522e-06 | 2.14e-06
No | SCE | Com | HVAC | 2022-24 Fed App: Commercial boilers | Possible | Electric Energy (GWh/year) | -0.040652 | -0.040487 | -0.03971 | -0.03904 | -0.038473 | -0.037993 | -0.037185 | -0.036483 | -0.035877 | -0.035357 | -0.034913 | -0.034535 | -0.034215
No | SCE | Com | HVAC | 2016-18 Fed App: Commercial CAC and HP (65,000 Btu/hr to 760,000 Btu/hr) - Tier 2 | Possible | Electric Energy (GWh/year) | 12.8318 | 12.8294 | 12.8274 | 12.8257 | 12.8243 | 12.8231 | 12.8221 | 12.8213 | 12.8206 | 12.82 | 12.8195 | 12.8191 | 12.8188
No | SCE | Com | HVAC | 2022-24 Fed App: Commercial warm air furnaces | Possible | Electric Energy (GWh/year) | 0.015025 | 0.015222 | 0.015418 | 0.015602 | 0.015802 | 0.015972 | 0.015971 | 0.015971 | 0.015971 | 0.01597 | 0.01597 | 0.01597 | 0.01597
No | SCE | Com | HVAC | 2019-21 Fed App: Dehumidifiers | Possible | Electric Energy (GWh/year) |  | 0.53439 | 0.51878 | 0.50267 | 0.48545 | 0.27958 | 0.067072 | 0.064045 | 0.061305 | 0.058826 | 0.056584 | 0.054554 | 0.052718
No | SCE | Com | HVAC | 2025 T-24: NR HVAC - Limit Hot Water Supply Temperatures - Electric (Alterations) | Possible | Electric Energy (GWh/year) | 0 | 0.16654 | 0.17959 | 0.17721 | 0.17486 | 0.17253 | 0.17024 | 0.16797 | 0.16574 | 0.16354 | 0.16138 | 0.033595 | 0.021679
No | SCE | Com | HVAC | 2025 T-24: NR HVAC - Limit Hot Water Supply Temperatures - Electric (New Construction + Additions) | Possible | Electric Energy (GWh/year) | 0 | 0.014259 | 0.084191 | 0.083075 | 0.081971 | 0.080881 | 0.079805 | 0.078743 | 0.077697 | 0.076667 | 0.075654 | 0.063932 | 0.010163
No | SCE | Com | HVAC | 2025 T-24: NR HVAC - Mechanical Heat Recovery - SHW Heat Recovery (New Construction + Additions) | Possible | Electric Energy (GWh/year) | 0 | 0.0058011 | 0.03361 | 0.032489 | 0.031355 | 0.030216 | 0.029081 | 0.027958 | 0.026855 | 0.025779 | 0.024737 | 0.020324 | 0.0031414
No | SCE | Com | HVAC | 2025 T-24: NR HVAC - Mechanical Heat Recovery (without TES, waterside HR) (New Construction + Additions) | Possible | Electric Energy (GWh/year) | 0 | 0.015547 | 0.090076 | 0.08707 | 0.08403 | 0.080978 | 0.077936 | 0.074927 | 0.07197 | 0.069087 | 0.066294 | 0.054468 | 0.0084191
No | SCE | Com | HVAC | 2025 T-24: NR HVAC - Mechanical Heat Recovery Scenario A - Gas Baseline (New Construction + Additions) | Possible | Electric Energy (GWh/year) | 0 | -0.0027845 | -0.016133 | -0.015595 | -0.01505 | -0.014504 | -0.013959 | -0.01342 | -0.01289 | -0.012374 | -0.011874 | -0.0097555 | -0.0015079
No | SCE | Com | HVAC | 2025 T-24: NR HVAC - Mechanical Heat Recovery Scenario B - Gas Baseline (New Construction + Additions) | Possible | Electric Energy (GWh/year) | 0 | 0.0010442 | 0.0060499 | 0.005848 | 0.0056438 | 0.0054388 | 0.0052345 | 0.0050324 | 0.0048338 | 0.0046402 | 0.0044526 | 0.0036583 | 0.00056546
No | SCE | Com | HVAC | 2025 T-24: NR HVAC Controls - Guideline 36 (Alterations) | Possible | Electric Energy (GWh/year) | 0 | 3.2753 | 3.5676 | 3.5556 | 3.5434 | 3.5308 | 3.5181 | 3.505 | 3.4916 | 3.478 | 3.4641 | 3.4499 | 3.4354
No | SCE | Com | HVAC | 2025 T-24: NR HVAC Controls - Guideline 36 (New Construction + Additions) | Possible | Electric Energy (GWh/year) | 0 | 0.12434 | 0.74154 | 0.73905 | 0.7365 | 0.7339 | 0.73124 | 0.72853 | 0.72576 | 0.72292 | 0.72003 | 0.71708 | 0.71406
No | SCE | Com | HVAC | 2022 T-24: NRA - Air Distribution - Duct Leakage Testing | Possible | Electric Energy (GWh/year) | 5.5778 | 5.5085 | 5.4399 | 5.3723 | 5.3061 | 5.2416 | 5.1791 | 5.1187 | 5.0607 | 5.0052 | 4.9523 | 4.9021 | 4.8547
No | SCE | Com | HVAC | 2022 T-24: NRA - Air Distribution - Fan Energy Index | Possible | Electric Energy (GWh/year) | 0.16609 | 0.16402 | 0.16198 | 0.15997 | 0.158 | 0.15608 | 0.15422 | 0.15242 | 0.15069 | 0.14904 | 0.14746 | 0.14597 | 0.14456
No | SCE | Com | HVAC | 2022 T-24: NRA - Air Distribution - Fan Power Budget | Possible | Electric Energy (GWh/year) | 10.1453 | 10.0192 | 9.8944 | 9.7715 | 9.6511 | 9.5338 | 9.42 | 9.3102 | 9.2046 | 9.1037 | 9.0075 | 8.9163 | 8.8301
No | SCE | Com | HVAC | 2022 T-24: NRA - Controlled Environment Horticulture - Efficient Dehumidification | Possible | Electric Energy (GWh/year) | -0.0068896 | -0.0064533 | -0.0060584 | -0.0057043 | -0.0053898 | -0.0051126 | -0.00487 | -0.0046589 | -0.0044763 | -0.004319 | -0.0041841 | -0.0040688 | -0.0039704
No | SCE | Com | HVAC | 2022 T-24: NRA - HVAC Controls - Dedicated Outdoor Air Systems (DOAS) | Possible | Electric Energy (GWh/year) | 2.5555 | 2.5415 | 2.527 | 2.5119 | 2.4963 | 2.4802 | 2.4636 | 2.4465 | 2.4289 | 2.4107 | 2.3921 | 2.3729 | 2.3533
No | SCE | Com | HVAC | 2022 T-24: NRA - HVAC Controls - Exhaust Air Heat Recovery | Possible | Electric Energy (GWh/year) | -0.033083 | -0.032881 | -0.032673 | -0.032459 | -0.03224 | -0.032016 | -0.031787 | -0.031553 | -0.031314 | -0.03107 | -0.030823 | -0.030571 | -0.030316
No | SCE | Com | HVAC | 2022 T-24: NRA - HVAC Controls - Expand Economizer Requirements | Possible | Electric Energy (GWh/year) | 1.283 | 1.2544 | 1.2273 | 1.2015 | 1.1771 | 0.67506 | 0 | 0 | 0 | 0 | 0 | 0 | 0
No | SCE | Com | HVAC | 2022 T-24: NRA - HVAC Controls - VAV Deadband Airflow | Possible | Electric Energy (GWh/year) | 0.15115 | 0.098426 | 0.06134 | 0.037107 | 0.022025 | 0.012922 | 0.0075287 | 0.0043685 | 0.0025287 | 0.0014617 | 0.00084428 | 0.00048742 | 0.00028132
No | SCE | Com | HVAC | 2019 T-24: NRA-MECH-ASHRAE 90.1 | Possible | Electric Energy (GWh/year) | 0.93834 | 0.87989 | 0.81162 | 0.73466 | 0.65128 | 0.56473 | 0.47882 | 0.39722 | 0.32292 | 0.2578 | 0.01721 | 0 | 0
No | SCE | Com | HVAC | 2019 T-24: NRA-MECH-Cooling Towers | Possible | Electric Energy (GWh/year) | 0.050119 | 0.046997 | 0.043351 | 0.03924 | 0.034786 | 0.030164 | 0.025575 | 0.021216 | 0.017248 | 0.01377 | 0.00091922 | 0 | 0
No | SCE | Com | HVAC | 2019 T-24: NRA-MECH-HE Fume Hoods in Lab Spaces | Possible | Electric Energy (GWh/year) | 1.4618 | 1.3707 | 1.2644 | 1.1445 | 1.0146 | 0.87977 | 0.74593 | 0.61881 | 0.50306 | 0.40162 | 0.026811 | 0 | 0
No | SCE | Com | HVAC | 2019 T-24: NRA-MECH-Variable Exhaust Flow Control | Possible | Electric Energy (GWh/year) | 0.83961 | 0.78731 | 0.72623 | 0.65736 | 0.58275 | 0.50531 | 0.42844 | 0.35542 | 0.28894 | 0.23068 | 0.015399 | 0 | 0
No | SCE | Com | HVAC | 2022 T-24: NRNC - Air Distribution - Duct Leakage Testing | Possible | Electric Energy (GWh/year) | 2.3435 | 2.3144 | 2.2856 | 2.2572 | 2.2294 | 2.2023 | 2.176 | 2.1506 | 2.1262 | 2.1029 | 2.0807 | 2.0596 | 2.0397
No | SCE | Com | HVAC | 2022 T-24: NRNC - Air Distribution - Fan Energy Index | Possible | Electric Energy (GWh/year) | 0.048941 | 0.048333 | 0.04773 | 0.047138 | 0.046557 | 0.045991 | 0.045442 | 0.044912 | 0.044403 | 0.043916 | 0.043452 | 0.043012 | 0.042596
No | SCE | Com | HVAC | 2022 T-24: NRNC - Air Distribution - Fan Power Budget | Possible | Electric Energy (GWh/year) | 2.7576 | 2.7234 | 2.6894 | 2.656 | 2.6233 | 2.5914 | 2.5605 | 2.5306 | 2.502 | 2.4745 | 2.4484 | 2.4236 | 2.4001
No | SCE | Com | HVAC | 2022 T-24: NRNC - Computer Room Efficiency - Increased Temperature Thresholds for Economizers | Possible | Electric Energy (GWh/year) | 0.43568 | 0.41323 | 0.39286 | 0.37442 | 0.35776 | 0.34274 | 0.32923 | 0.31708 | 0.30618 | 0.29642 | 0.28767 | 0.27985 | 0.27287
No | SCE | Com | HVAC | 2022 T-24: NRNC - Controlled Environment Horticulture - Efficient Dehumidification | Possible | Electric Energy (GWh/year) | -0.013779 | -0.012907 | -0.012117 | -0.011409 | -0.01078 | -0.010225 | -0.0097399 | -0.0093179 | -0.0089526 | -0.0086381 | -0.0083682 | -0.0081375 | -0.0079409
No | SCE | Com | HVAC | 2022 T-24: NRNC - HVAC Controls - Dedicated Outdoor Air Systems (DOAS) | Possible | Electric Energy (GWh/year) |  | 4.6059 | 4.5864 | 4.566 | 4.5449 | 4.5229 | 4.5 | 4.4763 | 4.4517 | 4.4262 | 4.3998 | 4.3725 | 4.3444
No | SCE | Com | HVAC | 2022 T-24: NRNC - HVAC Controls - Exhaust Air Heat Recovery | Possible | Electric Energy (GWh/year) |  | -0.0085177 | -0.0084638 | -0.0084085 | -0.0083518 | -0.0082937 | -0.0082343 | -0.0081737 | -0.0081118 | -0.0080487 | -0.0079846 | -0.0079194 | -0.0078532
No | SCE | Com | HVAC | 2022 T-24: NRNC - HVAC Controls - Expand Economizer Requirements | Possible | Electric Energy (GWh/year) |  | 0.37964 | 0.37142 | 0.36362 | 0.35624 | 0.34927 | 0.34271 | 0.33655 | 0.33076 | 0.32535 | 0.3203 | 0.31558 | 0.31119
No | SCE | Com | HVAC | 2022 T-24: NRNC - HVAC Controls - VAV Deadband Airflow | Possible | Electric Energy (GWh/year) |  | 0.028169 | 0.017555 | 0.01062 | 0.0063035 | 0.0036982 | 0.0021547 | 0.0012502 | 0.00072371 | 0.00041834 | 0.00024163 | 0.0001395 | 8.0512e-05
No | SCE | Com | HVAC | 2019 T-24: NRNC-MECH-ASHRAE 90.1 | Possible | Electric Energy (GWh/year) |  | 2.5321 | 2.1522 | 1.7597 | 1.3843 | 1.0511 | 0.77408 | 0.55618 | 0.3921 | 0.27257 | 0.18757 | 0.12816 | 0.08713
No | SCE | Com | HVAC | 2019 T-24: NRNC-MECH-Cooling Towers | Possible | Electric Energy (GWh/year) |  | 0.1436 | 0.13246 | 0.1199 | 0.10629 | 0.092167 | 0.078145 | 0.064828 | 0.052702 | 0.042075 | 0.033071 | 0.025657 | 0.019695
No | SCE | Com | HVAC | 2019 T-24: NRNC-MECH-Economizer FDD | Possible | Electric Energy (GWh/year) |  | 0.11488 | 0.10597 | 0.095921 | 0.085033 | 0.073733 | 0.062516 | 0.051862 | 0.042161 | 0.03366 | 0.026456 | 0.020525 | 0.015756
No | SCE | Com | HVAC | 2019 T-24: NRNC-MECH-HE Fume Hoods in Lab Spaces | Possible | Electric Energy (GWh/year) |  | 0.91383 | 0.84293 | 0.763 | 0.6764 | 0.58652 | 0.49729 | 0.41254 | 0.33537 | 0.26775 | 0.21045 | 0.16327 | 0.12533
No | SCE | Com | HVAC | 2019 T-24: NRNC-MECH-Variable Exhaust Flow Control | Possible | Electric Energy (GWh/year) |  | 0.42939 | 0.39608 | 0.35852 | 0.31783 | 0.27559 | 0.23367 | 0.19385 | 0.15759 | 0.12581 | 0.098886 | 0.076718 | 0.058892
No | SCE | Com | HVAC | 2019 T-24: NRNC-MECH-Ventilation & IAQ | Possible | Electric Energy (GWh/year) |  | 0.36553 | 0.33717 | 0.3052 | 0.27056 | 0.23461 | 0.19891 | 0.16502 | 0.13415 | 0.1071 | 0.08418 | 0.065308 | 0.050133
No | SCE | Com | HVAC | 2019-21 Fed App: Single package vertical AC and HP - <65,000 Btu/hr | Possible | Electric Energy (GWh/year) |  | 0.37535 | 0.37673 | 0.38071 | 0.38669 | 0.39268 | 0.38775 | 0.38356 | 0.38 | 0.29371 | 0.07248 | 0.072069 | 0.071724
No | SDG&E | Com | HVAC | Fed Appliance: Single package vertical AC and HP - >65,000 Btu/hr and <240,000 Btu/hr | On-the-books | Electric Energy (GWh/year) | 0.048619 | 0.048162 | 0.047848 | 0.047619 | 0.047487 | 0.011776 | 0.013052 | 0.013031 | 0.012996 | 0.012965 | 0.012926 | 0.012886 | 0.012841
No | SDG&E | Com | HVAC | Fed Appliance: Commercial CAC and HP - <65,000 Btu/hr | On-the-books | Electric Energy (GWh/year) | 0.0018547 | 0.0018547 | 0.0018547 | 0.0018547 | 0.0018547 | 0.0018547 | 0.0018547 | 0.0018547 | 0.0018547 | 0.0018547 | 0.0018547 | 0.0018547 | 0.0018547
No | SDG&E | Com | HVAC | Fed Appliance: Commercial CAC and HP - 65,000 Btu/hr to 760,000 Btu/hr - Tier 1 | On-the-books | Electric Energy (GWh/year) | 0.37398 | 0.3665 | 0.35902 | 0.35154 | 0.34406 | 0.33658 | 0.3291 | 0.075734 | 0.073973 | 0.072211 | 0.07045 | 0.068689 | 0.066928
No | SDG&E | Com | HVAC | Fed Appliance: Computer Room Acs >=65,000 Btu/h and < 760,000 Btu/h | On-the-books | Electric Energy (GWh/year) | 1.5315e-05 | 1.5315e-05 | 1.5314e-05 | 1.3301e-05 | 3.7998e-06 | 3.7998e-06 | 3.7997e-06 | 3.7997e-06 | 3.7997e-06 | 3.7997e-06 | 3.7997e-06 | 3.7997e-06 | 3.7997e-06
No | SDG&E | Com | HVAC | 2005 T-24: Cooling tower applications | On-the-books | Electric Energy (GWh/year) | 0 | 0 | 0 | 0 | 0 | 0 | 0 | 0 | 0 | 0 | 0 | 0 | 0
No | SDG&E | Com | HVAC | 2008 T-24: DDC to Zone | On-the-books | Electric Energy (GWh/year) | 3.902 | 3.8874 | 3.8761 | 3.8675 | 3.8609 | 3.8558 | 3.8497 | 3.8443 | 3.8384 | 3.8328 | 3.827 | 3.8214 | 3.8157
No | SDG&E | Com | HVAC | 2005 T-24: Ducts in existing commercial buildings | On-the-books | Electric Energy (GWh/year) | 0 | 0 | 0 | 0 | 0 | 0 | 0 | 0 | 0 | 0 | 0 | 0 | 0
No | SDG&E | Com | HVAC | Fed Appliance: Large and Very Large Commercial Package Air-Conditioners ≥135 kBtu/h | On-the-books | Electric Energy (GWh/year) | 0.00018252 | 0.00018123 | 0.00018006 | 0.000179 | 9.9561e-05 | 4.3964e-05 | 4.3735e-05 | 4.3516e-05 | 4.329e-05 | 4.3069e-05 | 4.2844e-05 | 4.2622e-05 | 4.2398e-05
No | SDG&E | Com | HVAC | 2016 T-24: NRA-HVAC-ASHRAE Equipment Efficiency | On-the-books | Electric Energy (GWh/year) | 0.11209 | 0.11112 | 0.11045 | 0.11 | 0.1097 | 0.10949 | 0.10922 | 0.10899 | 0.10873 | 0.10849 | 0.10824 | 0.10799 | 0
No | SDG&E | Com | HVAC | 2016 T-24: NRA-HVAC-ASHRAE Measure-DDC | On-the-books | Electric Energy (GWh/year) | 0.032437 | 0.032155 | 0.031963 | 0.031832 | 0.031744 | 0.031684 | 0.031604 | 0 | 0 | 0 | 0 | 0 | 0
No | SDG&E | Com | HVAC | 2013 T-24: NRA-HVAC-Equipment Efficiency | On-the-books | Electric Energy (GWh/year) | 0.72891 | 0.72306 | 0.7186 | 0.7152 | 0.71262 | 0.71067 | 0.7083 | 0.7062 | 0.70392 | 0.348 | 0 | 0 | 0
No | SDG&E | Com | HVAC | 2013 T-24: NRA-Process-Air Compressors | On-the-books | Electric Energy (GWh/year) | 0.13155 | 0.1265 | 0.12227 | 0.11876 | 0.057452 | 0 | 0 | 0 | 0 | 0 | 0 | 0 | 0
No | SDG&E | Com | HVAC | 2013 T-24: NRNC-HVAC-Acceptance Requirements | On-the-books | Electric Energy (GWh/year) | 0.035021 | 0.034584 | 0.034239 | 0.033969 | 0.033759 | 0.033596 | 0.033402 | 0.033228 | 0.033041 | 0.032863 | 0.032679 | 0.032498 | 0.032315
No | SDG&E | Com | HVAC | 2013 T-24: NRNC-HVAC-Cooling Towers Water | On-the-books | Electric Energy (GWh/year) | 0.0094753 | 0.0093571 | 0.0092638 | 0.0091907 | 0.0091339 | 0.0090898 | 0.0090372 | 0.0089903 | 0.0089396 | 0.0088914 | 0.0088415 | 0.0087928 | 0.0087433
No | SDG&E | Com | HVAC | 2013 T-24: NRNC-HVAC-Garage Exhaust | On-the-books | Electric Energy (GWh/year) | 0.55371 | 0.55109 | 0.54945 | 0.54842 | 0.5478 | 0.54741 | 0.54687 | 0.54643 | 0.54592 | 0.54545 | 0.54496 | 0.54449 | 0.544
No | SDG&E | Com | HVAC | 2013 T-24: NRNC-HVAC-Laboratory Exhaust | On-the-books | Electric Energy (GWh/year) | 1.3291 | 1.3228 | 1.3188 | 1.3164 | 1.3149 | 1.3139 | 1.3126 | 1.3116 | 1.3103 | 1.3092 | 1.3081 | 1.3069 | 1.3057
No | SDG&E | Com | HVAC | 2013 T-24: NRNC-HVAC-Occupant Controlled Smart Thermostats | On-the-books | Electric Energy (GWh/year) | 0.0044741 | 0.0044183 | 0.0043742 | 0.0043397 | 0.0043129 | 0.004292 | 0.0042672 | 0.0042451 | 0.0042211 | 0.0041984 | 0.0041748 | 0.0041518 | 0.0041284
No | SDG&E | Com | HVAC | 2013 T-24: NRNC-HVAC-Small ECM Motor | On-the-books | Electric Energy (GWh/year) | 1.1963 | 1.1814 | 1.1696 | 1.1604 | 1.1532 | 1.1476 | 1.141 | 1.1351 | 1.1287 | 1.1226 | 1.1163 | 1.1101 | 1.1039
No | SDG&E | Com | HVAC | 2013 T-24: NRNC-HVAC-Water & Space Heating ACM | On-the-books | Electric Energy (GWh/year) | 0.0036218 | 0.0035766 | 0.003541 | 0.0035131 | 0.0034913 | 0.0034745 | 0.0034544 | 0.0034364 | 0.0034171 | 0.0033986 | 0.0033796 | 0.0033609 | 0.003342
No | SDG&E | Com | HVAC | 2013 T-24: NRNC-Process-Air Compressors | On-the-books | Electric Energy (GWh/year) | 0.25501 | 0.25183 | 0.24931 | 0.24735 | 0.24582 | 0.24463 | 0.24322 | 0.24195 | 0.24059 | 0.23929 | 0.23795 | 0.23664 | 0.23531
No | SDG&E | Com | HVAC | 2013 T-24: NRNC-Process-Data Centers | On-the-books | Electric Energy (GWh/year) | 0.84074 | 0.84066 | 0.84062 | 0.84058 | 0.84056 | 0.84055 | 0.84053 | 0.84051 | 0.84049 | 0.84048 | 0.84046 | 0.84044 | 0.84042
No | SDG&E | Com | HVAC | Fed Appliance: Small Commercial Package Air-Conditioners ≥65 and <135 kBtu/h | On-the-books | Electric Energy (GWh/year) | 1.3746e-07 | 1.3474e-07 | 1.3227e-07 | 7.287e-08 | 3.1764e-08 | 3.1311e-08 | 3.0826e-08 | 3.0363e-08 | 2.9885e-08 | 2.9417e-08 | 2.8942e-08 | 2.8472e-08 | 2.7999e-08
No | SDG&E | Com | HVAC | 2019-21 Fed App: Ceiling Fans | On-the-books | Electric Energy (GWh/year) | 4.1658e-06 | 4.0849e-06 | 4.0091e-06 | 3.9369e-06 | 3.8939e-06 | 3.8675e-06 | 3.8115e-06 | 3.7636e-06 | 3.2479e-06 | 4.4728e-07 | 4.4375e-07 | 4.4077e-07 | 4.3827e-07
No | SDG&E | Com | HVAC | 2022-24 Fed App: Commercial boilers | On-the-books | Electric Energy (GWh/year) | -0.0083254 | -0.0082916 | -0.0081324 | -0.0079953 | -0.0078792 | -0.0077808 | -0.0076153 | -0.0074715 | -0.0073474 | -0.0072409 | -0.00715 | -0.0070727 | -0.0070072
No | SDG&E | Com | HVAC | 2016-18 Fed App: Commercial CAC and HP (65,000 Btu/hr to 760,000 Btu/hr) - Tier 2 | On-the-books | Electric Energy (GWh/year) | 2.6279 | 2.6274 | 2.627 | 2.6267 | 2.6264 | 2.6261 | 2.6259 | 2.6258 | 2.6256 | 2.6255 | 2.6254 | 2.6253 | 2.6252
No | SDG&E | Com | HVAC | 2022-24 Fed App: Commercial warm air furnaces | On-the-books | Electric Energy (GWh/year) | 0.0030771 | 0.0031173 | 0.0031575 | 0.0031953 | 0.0032362 | 0.003271 | 0.0032709 | 0.0032708 | 0.0032707 | 0.0032707 | 0.0032707 | 0.0032707 | 0.0032707
No | SDG&E | Com | HVAC | 2019-21 Fed App: Dehumidifiers | On-the-books | Electric Energy (GWh/year) |  | 0.10944 | 0.10624 | 0.10294 | 0.099419 | 0.057257 | 0.013736 | 0.013116 | 0.012555 | 0.012047 | 0.011588 | 0.011173 | 0.010796
No | SDG&E | Com | HVAC | 2025 T-24: NR HVAC - Limit Hot Water Supply Temperatures - Electric (Alterations) | On-the-books | Electric Energy (GWh/year) | 0 | 0.034107 | 0.03678 | 0.036292 | 0.03581 | 0.035334 | 0.034864 | 0.0344 | 0.033943 | 0.033493 | 0.033051 | 0.0068802 | 0.0044398
No | SDG&E | Com | HVAC | 2025 T-24: NR HVAC - Limit Hot Water Supply Temperatures - Electric (New Construction + Additions) | On-the-books | Electric Energy (GWh/year) | 0 | 0.0029201 | 0.017242 | 0.017013 | 0.016788 | 0.016564 | 0.016344 | 0.016126 | 0.015912 | 0.015701 | 0.015494 | 0.013093 | 0.0020813
No | SDG&E | Com | HVAC | 2025 T-24: NR HVAC - Mechanical Heat Recovery - SHW Heat Recovery (New Construction + Additions) | On-the-books | Electric Energy (GWh/year) | 0 | 0.001188 | 0.0068833 | 0.0066536 | 0.0064213 | 0.0061881 | 0.0059556 | 0.0057257 | 0.0054998 | 0.0052794 | 0.005066 | 0.0041623 | 0.00064336
No | SDG&E | Com | HVAC | 2025 T-24: NR HVAC - Mechanical Heat Recovery (without TES, waterside HR) (New Construction + Additions) | On-the-books | Electric Energy (GWh/year) | 0 | 0.003184 | 0.018447 | 0.017832 | 0.017209 | 0.016584 | 0.015961 | 0.015345 | 0.014739 | 0.014149 | 0.013577 | 0.011155 | 0.0017242
No | SDG&E | Com | HVAC | 2025 T-24: NR HVAC - Mechanical Heat Recovery Scenario A - Gas Baseline (New Construction + Additions) | On-the-books | Electric Energy (GWh/year) | 0 | -0.00057026 | -0.003304 | -0.0031937 | -0.0030822 | -0.0029703 | -0.0028587 | -0.0027483 | -0.0026399 | -0.0025341 | -0.0024317 | -0.0019979 | -0.00030881
No | SDG&E | Com | HVAC | 2025 T-24: NR HVAC - Mechanical Heat Recovery Scenario B - Gas Baseline (New Construction + Additions) | On-the-books | Electric Energy (GWh/year) | 0 | 0.00021385 | 0.001239 | 0.0011976 | 0.0011558 | 0.0011139 | 0.001072 | 0.0010306 | 0.00098996 | 0.00095029 | 0.00091188 | 0.00074921 | 0.0001158
No | SDG&E | Com | HVAC | 2025 T-24: NR HVAC Controls - Guideline 36 (Alterations) | On-the-books | Electric Energy (GWh/year) | 0 | 0.67077 | 0.73063 | 0.72818 | 0.72567 | 0.72311 | 0.72049 | 0.71781 | 0.71508 | 0.71229 | 0.70944 | 0.70653 | 0.70356
No | SDG&E | Com | HVAC | 2025 T-24: NR HVAC Controls - Guideline 36 (New Construction + Additions) | On-the-books | Electric Energy (GWh/year) | 0 | 0.025464 | 0.15186 | 0.15136 | 0.15083 | 0.1503 | 0.14976 | 0.1492 | 0.14863 | 0.14805 | 0.14746 | 0.14686 | 0.14624
No | SDG&E | Com | HVAC | 2022 T-24: NRA - Air Distribution - Duct Leakage Testing | On-the-books | Electric Energy (GWh/year) | 1.1423 | 1.1281 | 1.1141 | 1.1002 | 1.0867 | 1.0735 | 1.0607 | 1.0483 | 1.0364 | 1.025 | 1.0142 | 1.0039 | 0.99423
No | SDG&E | Com | HVAC | 2022 T-24: NRA - Air Distribution - Fan Energy Index | On-the-books | Electric Energy (GWh/year) | 0.034015 | 0.033592 | 0.033173 | 0.032761 | 0.032358 | 0.031964 | 0.031583 | 0.031215 | 0.030861 | 0.030522 | 0.0302 | 0.029894 | 0.029605
No | SDG&E | Com | HVAC | 2022 T-24: NRA - Air Distribution - Fan Power Budget | On-the-books | Electric Energy (GWh/year) | 2.0777 | 2.0519 | 2.0263 | 2.0012 | 1.9765 | 1.9525 | 1.9292 | 1.9067 | 1.8851 | 1.8644 | 1.8447 | 1.826 | 1.8084
No | SDG&E | Com | HVAC | 2022 T-24: NRA - Controlled Environment Horticulture - Efficient Dehumidification | On-the-books | Electric Energy (GWh/year) | -0.001411 | -0.0013216 | -0.0012407 | -0.0011682 | -0.0011038 | -0.001047 | -0.00099736 | -0.00095413 | -0.00091674 | -0.00088453 | -0.00085689 | -0.00083327 | -0.00081313
No | SDG&E | Com | HVAC | 2022 T-24: NRA - HVAC Controls - Dedicated Outdoor Air Systems (DOAS) | On-the-books | Electric Energy (GWh/year) | 0.52337 | 0.52049 | 0.51751 | 0.51443 | 0.51124 | 0.50794 | 0.50454 | 0.50104 | 0.49742 | 0.49371 | 0.48989 | 0.48596 | 0.48194
No | SDG&E | Com | HVAC | 2022 T-24: NRA - HVAC Controls - Exhaust Air Heat Recovery | On-the-books | Electric Energy (GWh/year) | -0.0067753 | -0.0067339 | -0.0066913 | -0.0066476 | -0.0066027 | -0.0065568 | -0.0065099 | -0.0064619 | -0.006413 | -0.0063631 | -0.0063124 | -0.0062609 | -0.0062086
No | SDG&E | Com | HVAC | 2022 T-24: NRA - HVAC Controls - Expand Economizer Requirements | On-the-books | Electric Energy (GWh/year) | 0.26275 | 0.2569 | 0.25134 | 0.24606 | 0.24107 | 0.13825 | 0 | 0 | 0 | 0 | 0 | 0 | 0
No | SDG&E | Com | HVAC | 2022 T-24: NRA - HVAC Controls - VAV Deadband Airflow | On-the-books | Electric Energy (GWh/year) | 0.030955 | 0.020157 | 0.012562 | 0.0075994 | 0.0045107 | 0.0026464 | 0.0015419 | 0.00089466 | 0.00051788 | 0.00029936 | 0.00017291 | 9.9822e-05 | 5.7613e-05
No | SDG&E | Com | HVAC | 2019 T-24: NRA-MECH-ASHRAE 90.1 | On-the-books | Electric Energy (GWh/year) | 0.19217 | 0.1802 | 0.16622 | 0.15046 | 0.13338 | 0.11566 | 0.09806 | 0.081349 | 0.066132 | 0.052797 | 0.0035245 | 0 | 0
No | SDG&E | Com | HVAC | 2019 T-24: NRA-MECH-Cooling Towers | On-the-books | Electric Energy (GWh/year) | 0.010264 | 0.0096249 | 0.0088781 | 0.0080363 | 0.0071242 | 0.0061774 | 0.0052376 | 0.0043451 | 0.0035323 | 0.00282 | 0.00018825 | 0 | 0
No | SDG&E | Com | HVAC | 2019 T-24: NRA-MECH-HE Fume Hoods in Lab Spaces | On-the-books | Electric Energy (GWh/year) | 0.29937 | 0.28072 | 0.25895 | 0.23439 | 0.20779 | 0.18018 | 0.15276 | 0.12673 | 0.10303 | 0.082251 | 0.0054907 | 0 | 0
No | SDG&E | Com | HVAC | 2019 T-24: NRA-MECH-Variable Exhaust Flow Control | On-the-books | Electric Energy (GWh/year) | 0.17195 | 0.16124 | 0.14873 | 0.13463 | 0.11935 | 0.10349 | 0.087742 | 0.07279 | 0.059174 | 0.047242 | 0.0031537 | 0 | 0
No | SDG&E | Com | HVAC | 2022 T-24: NRNC - Air Distribution - Duct Leakage Testing | On-the-books | Electric Energy (GWh/year) | 0.47995 | 0.47398 | 0.46807 | 0.46226 | 0.45657 | 0.45102 | 0.44563 | 0.44044 | 0.43545 | 0.43067 | 0.42612 | 0.42181 | 0.41773
No | SDG&E | Com | HVAC | 2022 T-24: NRNC - Air Distribution - Fan Energy Index | On-the-books | Electric Energy (GWh/year) | 0.010023 | 0.0098984 | 0.0097751 | 0.0096537 | 0.0095347 | 0.0094188 | 0.0093064 | 0.0091979 | 0.0090937 | 0.0089939 | 0.0088989 | 0.0088088 | 0.0087236
No | SDG&E | Com | HVAC | 2022 T-24: NRNC - Air Distribution - Fan Power Budget | On-the-books | Electric Energy (GWh/year) | 0.56476 | 0.55774 | 0.55079 | 0.54395 | 0.53725 | 0.53071 | 0.52438 | 0.51827 | 0.51239 | 0.50677 | 0.50142 | 0.49634 | 0.49154
No | SDG&E | Com | HVAC | 2022 T-24: NRNC - Computer Room Efficiency - Increased Temperature Thresholds for Economizers | On-the-books | Electric Energy (GWh/year) | 0.089226 | 0.084628 | 0.080456 | 0.07668 | 0.073268 | 0.070193 | 0.067425 | 0.064937 | 0.062705 | 0.060705 | 0.058915 | 0.057313 | 0.055883
No | SDG&E | Com | HVAC | 2022 T-24: NRNC - Controlled Environment Horticulture - Efficient Dehumidification | On-the-books | Electric Energy (GWh/year) | -0.0028219 | -0.0026432 | -0.0024815 | -0.0023365 | -0.0022076 | -0.0020941 | -0.0019947 | -0.0019083 | -0.0018335 | -0.0017691 | -0.0017138 | -0.0016665 | -0.0016263
No | SDG&E | Com | HVAC | 2022 T-24: NRNC - HVAC Controls - Dedicated Outdoor Air Systems (DOAS) | On-the-books | Electric Energy (GWh/year) |  | 0.94328 | 0.93927 | 0.93511 | 0.93077 | 0.92627 | 0.92159 | 0.91673 | 0.91169 | 0.90647 | 0.90107 | 0.89548 | 0.88971
No | SDG&E | Com | HVAC | 2022 T-24: NRNC - HVAC Controls - Exhaust Air Heat Recovery | On-the-books | Electric Energy (GWh/year) |  | -0.0017444 | -0.0017334 | -0.001722 | -0.0017104 | -0.0016985 | -0.0016864 | -0.0016739 | -0.0016613 | -0.0016484 | -0.0016352 | -0.0016219 | -0.0016083
No | SDG&E | Com | HVAC | 2022 T-24: NRNC - HVAC Controls - Expand Economizer Requirements | On-the-books | Electric Energy (GWh/year) |  | 0.077749 | 0.076065 | 0.074468 | 0.072957 | 0.07153 | 0.070186 | 0.068923 | 0.067739 | 0.066631 | 0.065596 | 0.06463 | 0.06373
No | SDG&E | Com | HVAC | 2022 T-24: NRNC - HVAC Controls - VAV Deadband Airflow | On-the-books | Electric Energy (GWh/year) |  | 0.005769 | 0.0035953 | 0.0021749 | 0.0012909 | 0.00075739 | 0.00044127 | 0.00025605 | 0.00014821 | 8.5676e-05 | 4.9485e-05 | 2.8569e-05 | 1.6489e-05
No | SDG&E | Com | HVAC | 2019 T-24: NRNC-MECH-ASHRAE 90.1 | On-the-books | Electric Energy (GWh/year) |  | 0.51856 | 0.44075 | 0.36037 | 0.28351 | 0.21526 | 0.15853 | 0.1139 | 0.080301 | 0.055821 | 0.038413 | 0.026246 | 0.017844
No | SDG&E | Com | HVAC | 2019 T-24: NRNC-MECH-Cooling Towers | On-the-books | Electric Energy (GWh/year) |  | 0.029409 | 0.027128 | 0.024555 | 0.021768 | 0.018875 | 0.016004 | 0.013277 | 0.010793 | 0.0086168 | 0.0067727 | 0.0052544 | 0.0040335
No | SDG&E | Com | HVAC | 2019 T-24: NRNC-MECH-Economizer FDD | On-the-books | Electric Energy (GWh/year) |  | 0.023527 | 0.021702 | 0.019644 | 0.017415 | 0.0151 | 0.012803 | 0.010621 | 0.0086345 | 0.0068934 | 0.0054182 | 0.0042036 | 0.0032268
No | SDG&E | Com | HVAC | 2019 T-24: NRNC-MECH-HE Fume Hoods in Lab Spaces | On-the-books | Electric Energy (GWh/year) |  | 0.18715 | 0.17263 | 0.15626 | 0.13853 | 0.12012 | 0.10184 | 0.084487 | 0.068683 | 0.054834 | 0.043099 | 0.033437 | 0.025668
No | SDG&E | Com | HVAC | 2019 T-24: NRNC-MECH-Variable Exhaust Flow Control | On-the-books | Electric Energy (GWh/year) |  | 0.087938 | 0.081116 | 0.073424 | 0.06509 | 0.056441 | 0.047854 | 0.039699 | 0.032273 | 0.025765 | 0.020252 | 0.015712 | 0.012061
No | SDG&E | Com | HVAC | 2019 T-24: NRNC-MECH-Ventilation & IAQ | On-the-books | Electric Energy (GWh/year) |  | 0.07486 | 0.069052 | 0.062504 | 0.05541 | 0.048047 | 0.040737 | 0.033795 | 0.027473 | 0.021934 | 0.01724 | 0.013375 | 0.010267
No | SDG&E | Com | HVAC | 2019-21 Fed App: Single package vertical AC and HP - <65,000 Btu/hr | On-the-books | Electric Energy (GWh/year) |  | 0.07687 | 0.077154 | 0.077969 | 0.079194 | 0.08042 | 0.07941 | 0.078551 | 0.077824 | 0.06015 | 0.014844 | 0.014759 | 0.014689
No | SDG&E | Com | HVAC | Fed Appliance: Single package vertical AC and HP - >65,000 Btu/hr and <240,000 Btu/hr | Expected | Electric Energy (GWh/year) | 0.048619 | 0.048162 | 0.047848 | 0.047619 | 0.047487 | 0.011776 | 0.013052 | 0.013031 | 0.012996 | 0.012965 | 0.012926 | 0.012886 | 0.012841
No | SDG&E | Com | HVAC | Fed Appliance: Commercial CAC and HP - <65,000 Btu/hr | Expected | Electric Energy (GWh/year) | 0.0018547 | 0.0018547 | 0.0018547 | 0.0018547 | 0.0018547 | 0.0018547 | 0.0018547 | 0.0018547 | 0.0018547 | 0.0018547 | 0.0018547 | 0.0018547 | 0.0018547
No | SDG&E | Com | HVAC | Fed Appliance: Commercial CAC and HP - 65,000 Btu/hr to 760,000 Btu/hr - Tier 1 | Expected | Electric Energy (GWh/year) | 0.37398 | 0.3665 | 0.35902 | 0.35154 | 0.34406 | 0.33658 | 0.3291 | 0.075734 | 0.073973 | 0.072211 | 0.07045 | 0.068689 | 0.066928
No | SDG&E | Com | HVAC | Fed Appliance: Computer Room Acs >=65,000 Btu/h and < 760,000 Btu/h | Expected | Electric Energy (GWh/year) | 1.5315e-05 | 1.5315e-05 | 1.5314e-05 | 1.3301e-05 | 3.7998e-06 | 3.7998e-06 | 3.7997e-06 | 3.7997e-06 | 3.7997e-06 | 3.7997e-06 | 3.7997e-06 | 3.7997e-06 | 3.7997e-06
No | SDG&E | Com | HVAC | 2005 T-24: Cooling tower applications | Expected | Electric Energy (GWh/year) | 0 | 0 | 0 | 0 | 0 | 0 | 0 | 0 | 0 | 0 | 0 | 0 | 0
No | SDG&E | Com | HVAC | 2008 T-24: DDC to Zone | Expected | Electric Energy (GWh/year) | 3.902 | 3.8874 | 3.8761 | 3.8675 | 3.8609 | 3.8558 | 3.8497 | 3.8443 | 3.8384 | 3.8328 | 3.827 | 3.8214 | 3.8157
No | SDG&E | Com | HVAC | 2005 T-24: Ducts in existing commercial buildings | Expected | Electric Energy (GWh/year) | 0 | 0 | 0 | 0 | 0 | 0 | 0 | 0 | 0 | 0 | 0 | 0 | 0
No | SDG&E | Com | HVAC | Fed Appliance: Large and Very Large Commercial Package Air-Conditioners ≥135 kBtu/h | Expected | Electric Energy (GWh/year) | 0.00018252 | 0.00018123 | 0.00018006 | 0.000179 | 9.9561e-05 | 4.3964e-05 | 4.3735e-05 | 4.3516e-05 | 4.329e-05 | 4.3069e-05 | 4.2844e-05 | 4.2622e-05 | 4.2398e-05
No | SDG&E | Com | HVAC | 2016 T-24: NRA-HVAC-ASHRAE Equipment Efficiency | Expected | Electric Energy (GWh/year) | 0.11209 | 0.11112 | 0.11045 | 0.11 | 0.1097 | 0.10949 | 0.10922 | 0.10899 | 0.10873 | 0.10849 | 0.10824 | 0.10799 | 0
No | SDG&E | Com | HVAC | 2016 T-24: NRA-HVAC-ASHRAE Measure-DDC | Expected | Electric Energy (GWh/year) | 0.032437 | 0.032155 | 0.031963 | 0.031832 | 0.031744 | 0.031684 | 0.031604 | 0 | 0 | 0 | 0 | 0 | 0
No | SDG&E | Com | HVAC | 2013 T-24: NRA-HVAC-Equipment Efficiency | Expected | Electric Energy (GWh/year) | 0.72891 | 0.72306 | 0.7186 | 0.7152 | 0.71262 | 0.71067 | 0.7083 | 0.7062 | 0.70392 | 0.348 | 0 | 0 | 0
No | SDG&E | Com | HVAC | 2013 T-24: NRA-Process-Air Compressors | Expected | Electric Energy (GWh/year) | 0.13155 | 0.1265 | 0.12227 | 0.11876 | 0.057452 | 0 | 0 | 0 | 0 | 0 | 0 | 0 | 0
No | SDG&E | Com | HVAC | 2013 T-24: NRNC-HVAC-Acceptance Requirements | Expected | Electric Energy (GWh/year) | 0.035021 | 0.034584 | 0.034239 | 0.033969 | 0.033759 | 0.033596 | 0.033402 | 0.033228 | 0.033041 | 0.032863 | 0.032679 | 0.032498 | 0.032315
No | SDG&E | Com | HVAC | 2013 T-24: NRNC-HVAC-Cooling Towers Water | Expected | Electric Energy (GWh/year) | 0.0094753 | 0.0093571 | 0.0092638 | 0.0091907 | 0.0091339 | 0.0090898 | 0.0090372 | 0.0089903 | 0.0089396 | 0.0088914 | 0.0088415 | 0.0087928 | 0.0087433
No | SDG&E | Com | HVAC | 2013 T-24: NRNC-HVAC-Garage Exhaust | Expected | Electric Energy (GWh/year) | 0.55371 | 0.55109 | 0.54945 | 0.54842 | 0.5478 | 0.54741 | 0.54687 | 0.54643 | 0.54592 | 0.54545 | 0.54496 | 0.54449 | 0.544
No | SDG&E | Com | HVAC | 2013 T-24: NRNC-HVAC-Laboratory Exhaust | Expected | Electric Energy (GWh/year) | 1.3291 | 1.3228 | 1.3188 | 1.3164 | 1.3149 | 1.3139 | 1.3126 | 1.3116 | 1.3103 | 1.3092 | 1.3081 | 1.3069 | 1.3057
No | SDG&E | Com | HVAC | 2013 T-24: NRNC-HVAC-Occupant Controlled Smart Thermostats | Expected | Electric Energy (GWh/year) | 0.0044741 | 0.0044183 | 0.0043742 | 0.0043397 | 0.0043129 | 0.004292 | 0.0042672 | 0.0042451 | 0.0042211 | 0.0041984 | 0.0041748 | 0.0041518 | 0.0041284
No | SDG&E | Com | HVAC | 2013 T-24: NRNC-HVAC-Small ECM Motor | Expected | Electric Energy (GWh/year) | 1.1963 | 1.1814 | 1.1696 | 1.1604 | 1.1532 | 1.1476 | 1.141 | 1.1351 | 1.1287 | 1.1226 | 1.1163 | 1.1101 | 1.1039
No | SDG&E | Com | HVAC | 2013 T-24: NRNC-HVAC-Water & Space Heating ACM | Expected | Electric Energy (GWh/year) | 0.0036218 | 0.0035766 | 0.003541 | 0.0035131 | 0.0034913 | 0.0034745 | 0.0034544 | 0.0034364 | 0.0034171 | 0.0033986 | 0.0033796 | 0.0033609 | 0.003342
No | SDG&E | Com | HVAC | 2013 T-24: NRNC-Process-Air Compressors | Expected | Electric Energy (GWh/year) | 0.25501 | 0.25183 | 0.24931 | 0.24735 | 0.24582 | 0.24463 | 0.24322 | 0.24195 | 0.24059 | 0.23929 | 0.23795 | 0.23664 | 0.23531
No | SDG&E | Com | HVAC | 2013 T-24: NRNC-Process-Data Centers | Expected | Electric Energy (GWh/year) | 0.84074 | 0.84066 | 0.84062 | 0.84058 | 0.84056 | 0.84055 | 0.84053 | 0.84051 | 0.84049 | 0.84048 | 0.84046 | 0.84044 | 0.84042
No | SDG&E | Com | HVAC | Fed Appliance: Small Commercial Package Air-Conditioners ≥65 and <135 kBtu/h | Expected | Electric Energy (GWh/year) | 1.3746e-07 | 1.3474e-07 | 1.3227e-07 | 7.287e-08 | 3.1764e-08 | 3.1311e-08 | 3.0826e-08 | 3.0363e-08 | 2.9885e-08 | 2.9417e-08 | 2.8942e-08 | 2.8472e-08 | 2.7999e-08
No | SDG&E | Com | HVAC | 2019-21 Fed App: Ceiling Fans | Expected | Electric Energy (GWh/year) | 4.1658e-06 | 4.0849e-06 | 4.0091e-06 | 3.9369e-06 | 3.8939e-06 | 3.8675e-06 | 3.8115e-06 | 3.7636e-06 | 3.2479e-06 | 4.4728e-07 | 4.4375e-07 | 4.4077e-07 | 4.3827e-07
No | SDG&E | Com | HVAC | 2022-24 Fed App: Commercial boilers | Expected | Electric Energy (GWh/year) | -0.0083254 | -0.0082916 | -0.0081324 | -0.0079953 | -0.0078792 | -0.0077808 | -0.0076153 | -0.0074715 | -0.0073474 | -0.0072409 | -0.00715 | -0.0070727 | -0.0070072
No | SDG&E | Com | HVAC | 2016-18 Fed App: Commercial CAC and HP (65,000 Btu/hr to 760,000 Btu/hr) - Tier 2 | Expected | Electric Energy (GWh/year) | 2.6279 | 2.6274 | 2.627 | 2.6267 | 2.6264 | 2.6261 | 2.6259 | 2.6258 | 2.6256 | 2.6255 | 2.6254 | 2.6253 | 2.6252
No | SDG&E | Com | HVAC | 2022-24 Fed App: Commercial warm air furnaces | Expected | Electric Energy (GWh/year) | 0.0030771 | 0.0031173 | 0.0031575 | 0.0031953 | 0.0032362 | 0.003271 | 0.0032709 | 0.0032708 | 0.0032707 | 0.0032707 | 0.0032707 | 0.0032707 | 0.0032707
No | SDG&E | Com | HVAC | 2019-21 Fed App: Dehumidifiers | Expected | Electric Energy (GWh/year) |  | 0.10944 | 0.10624 | 0.10294 | 0.099419 | 0.057257 | 0.013736 | 0.013116 | 0.012555 | 0.012047 | 0.011588 | 0.011173 | 0.010796
No | SDG&E | Com | HVAC | 2025 T-24: NR HVAC - Limit Hot Water Supply Temperatures - Electric (Alterations) | Expected | Electric Energy (GWh/year) | 0 | 0.034107 | 0.03678 | 0.036292 | 0.03581 | 0.035334 | 0.034864 | 0.0344 | 0.033943 | 0.033493 | 0.033051 | 0.0068802 | 0.0044398
No | SDG&E | Com | HVAC | 2025 T-24: NR HVAC - Limit Hot Water Supply Temperatures - Electric (New Construction + Additions) | Expected | Electric Energy (GWh/year) | 0 | 0.0029201 | 0.017242 | 0.017013 | 0.016788 | 0.016564 | 0.016344 | 0.016126 | 0.015912 | 0.015701 | 0.015494 | 0.013093 | 0.0020813
No | SDG&E | Com | HVAC | 2025 T-24: NR HVAC - Mechanical Heat Recovery - SHW Heat Recovery (New Construction + Additions) | Expected | Electric Energy (GWh/year) | 0 | 0.001188 | 0.0068833 | 0.0066536 | 0.0064213 | 0.0061881 | 0.0059556 | 0.0057257 | 0.0054998 | 0.0052794 | 0.005066 | 0.0041623 | 0.00064336
No | SDG&E | Com | HVAC | 2025 T-24: NR HVAC - Mechanical Heat Recovery (without TES, waterside HR) (New Construction + Additions) | Expected | Electric Energy (GWh/year) | 0 | 0.003184 | 0.018447 | 0.017832 | 0.017209 | 0.016584 | 0.015961 | 0.015345 | 0.014739 | 0.014149 | 0.013577 | 0.011155 | 0.0017242
No | SDG&E | Com | HVAC | 2025 T-24: NR HVAC - Mechanical Heat Recovery Scenario A - Gas Baseline (New Construction + Additions) | Expected | Electric Energy (GWh/year) | 0 | -0.00057026 | -0.003304 | -0.0031937 | -0.0030822 | -0.0029703 | -0.0028587 | -0.0027483 | -0.0026399 | -0.0025341 | -0.0024317 | -0.0019979 | -0.00030881
No | SDG&E | Com | HVAC | 2025 T-24: NR HVAC - Mechanical Heat Recovery Scenario B - Gas Baseline (New Construction + Additions) | Expected | Electric Energy (GWh/year) | 0 | 0.00021385 | 0.001239 | 0.0011976 | 0.0011558 | 0.0011139 | 0.001072 | 0.0010306 | 0.00098996 | 0.00095029 | 0.00091188 | 0.00074921 | 0.0001158
No | SDG&E | Com | HVAC | 2025 T-24: NR HVAC Controls - Guideline 36 (Alterations) | Expected | Electric Energy (GWh/year) | 0 | 0.67077 | 0.73063 | 0.72818 | 0.72567 | 0.72311 | 0.72049 | 0.71781 | 0.71508 | 0.71229 | 0.70944 | 0.70653 | 0.70356
No | SDG&E | Com | HVAC | 2025 T-24: NR HVAC Controls - Guideline 36 (New Construction + Additions) | Expected | Electric Energy (GWh/year) | 0 | 0.025464 | 0.15186 | 0.15136 | 0.15083 | 0.1503 | 0.14976 | 0.1492 | 0.14863 | 0.14805 | 0.14746 | 0.14686 | 0.14624
No | SDG&E | Com | HVAC | 2022 T-24: NRA - Air Distribution - Duct Leakage Testing | Expected | Electric Energy (GWh/year) | 1.1423 | 1.1281 | 1.1141 | 1.1002 | 1.0867 | 1.0735 | 1.0607 | 1.0483 | 1.0364 | 1.025 | 1.0142 | 1.0039 | 0.99423
No | SDG&E | Com | HVAC | 2022 T-24: NRA - Air Distribution - Fan Energy Index | Expected | Electric Energy (GWh/year) | 0.034015 | 0.033592 | 0.033173 | 0.032761 | 0.032358 | 0.031964 | 0.031583 | 0.031215 | 0.030861 | 0.030522 | 0.0302 | 0.029894 | 0.029605
No | SDG&E | Com | HVAC | 2022 T-24: NRA - Air Distribution - Fan Power Budget | Expected | Electric Energy (GWh/year) | 2.0777 | 2.0519 | 2.0263 | 2.0012 | 1.9765 | 1.9525 | 1.9292 | 1.9067 | 1.8851 | 1.8644 | 1.8447 | 1.826 | 1.8084
No | SDG&E | Com | HVAC | 2022 T-24: NRA - Controlled Environment Horticulture - Efficient Dehumidification | Expected | Electric Energy (GWh/year) | -0.001411 | -0.0013216 | -0.0012407 | -0.0011682 | -0.0011038 | -0.001047 | -0.00099736 | -0.00095413 | -0.00091674 | -0.00088453 | -0.00085689 | -0.00083327 | -0.00081313
No | SDG&E | Com | HVAC | 2022 T-24: NRA - HVAC Controls - Dedicated Outdoor Air Systems (DOAS) | Expected | Electric Energy (GWh/year) | 0.52337 | 0.52049 | 0.51751 | 0.51443 | 0.51124 | 0.50794 | 0.50454 | 0.50104 | 0.49742 | 0.49371 | 0.48989 | 0.48596 | 0.48194
No | SDG&E | Com | HVAC | 2022 T-24: NRA - HVAC Controls - Exhaust Air Heat Recovery | Expected | Electric Energy (GWh/year) | -0.0067753 | -0.0067339 | -0.0066913 | -0.0066476 | -0.0066027 | -0.0065568 | -0.0065099 | -0.0064619 | -0.006413 | -0.0063631 | -0.0063124 | -0.0062609 | -0.0062086
No | SDG&E | Com | HVAC | 2022 T-24: NRA - HVAC Controls - Expand Economizer Requirements | Expected | Electric Energy (GWh/year) | 0.26275 | 0.2569 | 0.25134 | 0.24606 | 0.24107 | 0.13825 | 0 | 0 | 0 | 0 | 0 | 0 | 0
No | SDG&E | Com | HVAC | 2022 T-24: NRA - HVAC Controls - VAV Deadband Airflow | Expected | Electric Energy (GWh/year) | 0.030955 | 0.020157 | 0.012562 | 0.0075994 | 0.0045107 | 0.0026464 | 0.0015419 | 0.00089466 | 0.00051788 | 0.00029936 | 0.00017291 | 9.9822e-05 | 5.7613e-05
No | SDG&E | Com | HVAC | 2019 T-24: NRA-MECH-ASHRAE 90.1 | Expected | Electric Energy (GWh/year) | 0.19217 | 0.1802 | 0.16622 | 0.15046 | 0.13338 | 0.11566 | 0.09806 | 0.081349 | 0.066132 | 0.052797 | 0.0035245 | 0 | 0
No | SDG&E | Com | HVAC | 2019 T-24: NRA-MECH-Cooling Towers | Expected | Electric Energy (GWh/year) | 0.010264 | 0.0096249 | 0.0088781 | 0.0080363 | 0.0071242 | 0.0061774 | 0.0052376 | 0.0043451 | 0.0035323 | 0.00282 | 0.00018825 | 0 | 0
No | SDG&E | Com | HVAC | 2019 T-24: NRA-MECH-HE Fume Hoods in Lab Spaces | Expected | Electric Energy (GWh/year) | 0.29937 | 0.28072 | 0.25895 | 0.23439 | 0.20779 | 0.18018 | 0.15276 | 0.12673 | 0.10303 | 0.082251 | 0.0054907 | 0 | 0
No | SDG&E | Com | HVAC | 2019 T-24: NRA-MECH-Variable Exhaust Flow Control | Expected | Electric Energy (GWh/year) | 0.17195 | 0.16124 | 0.14873 | 0.13463 | 0.11935 | 0.10349 | 0.087742 | 0.07279 | 0.059174 | 0.047242 | 0.0031537 | 0 | 0
No | SDG&E | Com | HVAC | 2022 T-24: NRNC - Air Distribution - Duct Leakage Testing | Expected | Electric Energy (GWh/year) | 0.47995 | 0.47398 | 0.46807 | 0.46226 | 0.45657 | 0.45102 | 0.44563 | 0.44044 | 0.43545 | 0.43067 | 0.42612 | 0.42181 | 0.41773
No | SDG&E | Com | HVAC | 2022 T-24: NRNC - Air Distribution - Fan Energy Index | Expected | Electric Energy (GWh/year) | 0.010023 | 0.0098984 | 0.0097751 | 0.0096537 | 0.0095347 | 0.0094188 | 0.0093064 | 0.0091979 | 0.0090937 | 0.0089939 | 0.0088989 | 0.0088088 | 0.0087236
No | SDG&E | Com | HVAC | 2022 T-24: NRNC - Air Distribution - Fan Power Budget | Expected | Electric Energy (GWh/year) | 0.56476 | 0.55774 | 0.55079 | 0.54395 | 0.53725 | 0.53071 | 0.52438 | 0.51827 | 0.51239 | 0.50677 | 0.50142 | 0.49634 | 0.49154
No | SDG&E | Com | HVAC | 2022 T-24: NRNC - Computer Room Efficiency - Increased Temperature Thresholds for Economizers | Expected | Electric Energy (GWh/year) | 0.089226 | 0.084628 | 0.080456 | 0.07668 | 0.073268 | 0.070193 | 0.067425 | 0.064937 | 0.062705 | 0.060705 | 0.058915 | 0.057313 | 0.055883
No | SDG&E | Com | HVAC | 2022 T-24: NRNC - Controlled Environment Horticulture - Efficient Dehumidification | Expected | Electric Energy (GWh/year) | -0.0028219 | -0.0026432 | -0.0024815 | -0.0023365 | -0.0022076 | -0.0020941 | -0.0019947 | -0.0019083 | -0.0018335 | -0.0017691 | -0.0017138 | -0.0016665 | -0.0016263
No | SDG&E | Com | HVAC | 2022 T-24: NRNC - HVAC Controls - Dedicated Outdoor Air Systems (DOAS) | Expected | Electric Energy (GWh/year) |  | 0.94328 | 0.93927 | 0.93511 | 0.93077 | 0.92627 | 0.92159 | 0.91673 | 0.91169 | 0.90647 | 0.90107 | 0.89548 | 0.88971
No | SDG&E | Com | HVAC | 2022 T-24: NRNC - HVAC Controls - Exhaust Air Heat Recovery | Expected | Electric Energy (GWh/year) |  | -0.0017444 | -0.0017334 | -0.001722 | -0.0017104 | -0.0016985 | -0.0016864 | -0.0016739 | -0.0016613 | -0.0016484 | -0.0016352 | -0.0016219 | -0.0016083
No | SDG&E | Com | HVAC | 2022 T-24: NRNC - HVAC Controls - Expand Economizer Requirements | Expected | Electric Energy (GWh/year) |  | 0.077749 | 0.076065 | 0.074468 | 0.072957 | 0.07153 | 0.070186 | 0.068923 | 0.067739 | 0.066631 | 0.065596 | 0.06463 | 0.06373
No | SDG&E | Com | HVAC | 2022 T-24: NRNC - HVAC Controls - VAV Deadband Airflow | Expected | Electric Energy (GWh/year) |  | 0.005769 | 0.0035953 | 0.0021749 | 0.0012909 | 0.00075739 | 0.00044127 | 0.00025605 | 0.00014821 | 8.5676e-05 | 4.9485e-05 | 2.8569e-05 | 1.6489e-05
No | SDG&E | Com | HVAC | 2019 T-24: NRNC-MECH-ASHRAE 90.1 | Expected | Electric Energy (GWh/year) |  | 0.51856 | 0.44075 | 0.36037 | 0.28351 | 0.21526 | 0.15853 | 0.1139 | 0.080301 | 0.055821 | 0.038413 | 0.026246 | 0.017844
No | SDG&E | Com | HVAC | 2019 T-24: NRNC-MECH-Cooling Towers | Expected | Electric Energy (GWh/year) |  | 0.029409 | 0.027128 | 0.024555 | 0.021768 | 0.018875 | 0.016004 | 0.013277 | 0.010793 | 0.0086168 | 0.0067727 | 0.0052544 | 0.0040335
No | SDG&E | Com | HVAC | 2019 T-24: NRNC-MECH-Economizer FDD | Expected | Electric Energy (GWh/year) |  | 0.023527 | 0.021702 | 0.019644 | 0.017415 | 0.0151 | 0.012803 | 0.010621 | 0.0086345 | 0.0068934 | 0.0054182 | 0.0042036 | 0.0032268
No | SDG&E | Com | HVAC | 2019 T-24: NRNC-MECH-HE Fume Hoods in Lab Spaces | Expected | Electric Energy (GWh/year) |  | 0.18715 | 0.17263 | 0.15626 | 0.13853 | 0.12012 | 0.10184 | 0.084487 | 0.068683 | 0.054834 | 0.043099 | 0.033437 | 0.025668
No | SDG&E | Com | HVAC | 2019 T-24: NRNC-MECH-Variable Exhaust Flow Control | Expected | Electric Energy (GWh/year) |  | 0.087938 | 0.081116 | 0.073424 | 0.06509 | 0.056441 | 0.047854 | 0.039699 | 0.032273 | 0.025765 | 0.020252 | 0.015712 | 0.012061
No | SDG&E | Com | HVAC | 2019 T-24: NRNC-MECH-Ventilation & IAQ | Expected | Electric Energy (GWh/year) |  | 0.07486 | 0.069052 | 0.062504 | 0.05541 | 0.048047 | 0.040737 | 0.033795 | 0.027473 | 0.021934 | 0.01724 | 0.013375 | 0.010267
No | SDG&E | Com | HVAC | 2019-21 Fed App: Single package vertical AC and HP - <65,000 Btu/hr | Expected | Electric Energy (GWh/year) |  | 0.07687 | 0.077154 | 0.077969 | 0.079194 | 0.08042 | 0.07941 | 0.078551 | 0.077824 | 0.06015 | 0.014844 | 0.014759 | 0.014689
No | SDG&E | Com | HVAC | Fed Appliance: Single package vertical AC and HP - >65,000 Btu/hr and <240,000 Btu/hr | Possible | Electric Energy (GWh/year) | 0.048619 | 0.048162 | 0.047848 | 0.047619 | 0.047487 | 0.011776 | 0.013052 | 0.013031 | 0.012996 | 0.012965 | 0.012926 | 0.012886 | 0.012841
No | SDG&E | Com | HVAC | Fed Appliance: Commercial CAC and HP - <65,000 Btu/hr | Possible | Electric Energy (GWh/year) | 0.0018547 | 0.0018547 | 0.0018547 | 0.0018547 | 0.0018547 | 0.0018547 | 0.0018547 | 0.0018547 | 0.0018547 | 0.0018547 | 0.0018547 | 0.0018547 | 0.0018547
No | SDG&E | Com | HVAC | Fed Appliance: Commercial CAC and HP - 65,000 Btu/hr to 760,000 Btu/hr - Tier 1 | Possible | Electric Energy (GWh/year) | 0.37398 | 0.3665 | 0.35902 | 0.35154 | 0.34406 | 0.33658 | 0.3291 | 0.075734 | 0.073973 | 0.072211 | 0.07045 | 0.068689 | 0.066928
No | SDG&E | Com | HVAC | Fed Appliance: Computer Room Acs >=65,000 Btu/h and < 760,000 Btu/h | Possible | Electric Energy (GWh/year) | 1.5315e-05 | 1.5315e-05 | 1.5314e-05 | 1.3301e-05 | 3.7998e-06 | 3.7998e-06 | 3.7997e-06 | 3.7997e-06 | 3.7997e-06 | 3.7997e-06 | 3.7997e-06 | 3.7997e-06 | 3.7997e-06
No | SDG&E | Com | HVAC | 2005 T-24: Cooling tower applications | Possible | Electric Energy (GWh/year) | 0 | 0 | 0 | 0 | 0 | 0 | 0 | 0 | 0 | 0 | 0 | 0 | 0
No | SDG&E | Com | HVAC | 2008 T-24: DDC to Zone | Possible | Electric Energy (GWh/year) | 3.902 | 3.8874 | 3.8761 | 3.8675 | 3.8609 | 3.8558 | 3.8497 | 3.8443 | 3.8384 | 3.8328 | 3.827 | 3.8214 | 3.8157
No | SDG&E | Com | HVAC | 2005 T-24: Ducts in existing commercial buildings | Possible | Electric Energy (GWh/year) | 0 | 0 | 0 | 0 | 0 | 0 | 0 | 0 | 0 | 0 | 0 | 0 | 0
No | SDG&E | Com | HVAC | Fed Appliance: Large and Very Large Commercial Package Air-Conditioners ≥135 kBtu/h | Possible | Electric Energy (GWh/year) | 0.00018252 | 0.00018123 | 0.00018006 | 0.000179 | 9.9561e-05 | 4.3964e-05 | 4.3735e-05 | 4.3516e-05 | 4.329e-05 | 4.3069e-05 | 4.2844e-05 | 4.2622e-05 | 4.2398e-05
No | SDG&E | Com | HVAC | 2016 T-24: NRA-HVAC-ASHRAE Equipment Efficiency | Possible | Electric Energy (GWh/year) | 0.11209 | 0.11112 | 0.11045 | 0.11 | 0.1097 | 0.10949 | 0.10922 | 0.10899 | 0.10873 | 0.10849 | 0.10824 | 0.10799 | 0
No | SDG&E | Com | HVAC | 2016 T-24: NRA-HVAC-ASHRAE Measure-DDC | Possible | Electric Energy (GWh/year) | 0.032437 | 0.032155 | 0.031963 | 0.031832 | 0.031744 | 0.031684 | 0.031604 | 0 | 0 | 0 | 0 | 0 | 0
No | SDG&E | Com | HVAC | 2013 T-24: NRA-HVAC-Equipment Efficiency | Possible | Electric Energy (GWh/year) | 0.72891 | 0.72306 | 0.7186 | 0.7152 | 0.71262 | 0.71067 | 0.7083 | 0.7062 | 0.70392 | 0.348 | 0 | 0 | 0
No | SDG&E | Com | HVAC | 2013 T-24: NRA-Process-Air Compressors | Possible | Electric Energy (GWh/year) | 0.13155 | 0.1265 | 0.12227 | 0.11876 | 0.057452 | 0 | 0 | 0 | 0 | 0 | 0 | 0 | 0
No | SDG&E | Com | HVAC | 2013 T-24: NRNC-HVAC-Acceptance Requirements | Possible | Electric Energy (GWh/year) | 0.035021 | 0.034584 | 0.034239 | 0.033969 | 0.033759 | 0.033596 | 0.033402 | 0.033228 | 0.033041 | 0.032863 | 0.032679 | 0.032498 | 0.032315
No | SDG&E | Com | HVAC | 2013 T-24: NRNC-HVAC-Cooling Towers Water | Possible | Electric Energy (GWh/year) | 0.0094753 | 0.0093571 | 0.0092638 | 0.0091907 | 0.0091339 | 0.0090898 | 0.0090372 | 0.0089903 | 0.0089396 | 0.0088914 | 0.0088415 | 0.0087928 | 0.0087433
No | SDG&E | Com | HVAC | 2013 T-24: NRNC-HVAC-Garage Exhaust | Possible | Electric Energy (GWh/year) | 0.55371 | 0.55109 | 0.54945 | 0.54842 | 0.5478 | 0.54741 | 0.54687 | 0.54643 | 0.54592 | 0.54545 | 0.54496 | 0.54449 | 0.544
No | SDG&E | Com | HVAC | 2013 T-24: NRNC-HVAC-Laboratory Exhaust | Possible | Electric Energy (GWh/year) | 1.3291 | 1.3228 | 1.3188 | 1.3164 | 1.3149 | 1.3139 | 1.3126 | 1.3116 | 1.3103 | 1.3092 | 1.3081 | 1.3069 | 1.3057
No | SDG&E | Com | HVAC | 2013 T-24: NRNC-HVAC-Occupant Controlled Smart Thermostats | Possible | Electric Energy (GWh/year) | 0.0044741 | 0.0044183 | 0.0043742 | 0.0043397 | 0.0043129 | 0.004292 | 0.0042672 | 0.0042451 | 0.0042211 | 0.0041984 | 0.0041748 | 0.0041518 | 0.0041284
No | SDG&E | Com | HVAC | 2013 T-24: NRNC-HVAC-Small ECM Motor | Possible | Electric Energy (GWh/year) | 1.1963 | 1.1814 | 1.1696 | 1.1604 | 1.1532 | 1.1476 | 1.141 | 1.1351 | 1.1287 | 1.1226 | 1.1163 | 1.1101 | 1.1039
No | SDG&E | Com | HVAC | 2013 T-24: NRNC-HVAC-Water & Space Heating ACM | Possible | Electric Energy (GWh/year) | 0.0036218 | 0.0035766 | 0.003541 | 0.0035131 | 0.0034913 | 0.0034745 | 0.0034544 | 0.0034364 | 0.0034171 | 0.0033986 | 0.0033796 | 0.0033609 | 0.003342
No | SDG&E | Com | HVAC | 2013 T-24: NRNC-Process-Air Compressors | Possible | Electric Energy (GWh/year) | 0.25501 | 0.25183 | 0.24931 | 0.24735 | 0.24582 | 0.24463 | 0.24322 | 0.24195 | 0.24059 | 0.23929 | 0.23795 | 0.23664 | 0.23531
No | SDG&E | Com | HVAC | 2013 T-24: NRNC-Process-Data Centers | Possible | Electric Energy (GWh/year) | 0.84074 | 0.84066 | 0.84062 | 0.84058 | 0.84056 | 0.84055 | 0.84053 | 0.84051 | 0.84049 | 0.84048 | 0.84046 | 0.84044 | 0.84042
No | SDG&E | Com | HVAC | Fed Appliance: Small Commercial Package Air-Conditioners ≥65 and <135 kBtu/h | Possible | Electric Energy (GWh/year) | 1.3746e-07 | 1.3474e-07 | 1.3227e-07 | 7.287e-08 | 3.1764e-08 | 3.1311e-08 | 3.0826e-08 | 3.0363e-08 | 2.9885e-08 | 2.9417e-08 | 2.8942e-08 | 2.8472e-08 | 2.7999e-08
No | SDG&E | Com | HVAC | 2019-21 Fed App: Ceiling Fans | Possible | Electric Energy (GWh/year) | 4.1658e-06 | 4.0849e-06 | 4.0091e-06 | 3.9369e-06 | 3.8939e-06 | 3.8675e-06 | 3.8115e-06 | 3.7636e-06 | 3.2479e-06 | 4.4728e-07 | 4.4375e-07 | 4.4077e-07 | 4.3827e-07
No | SDG&E | Com | HVAC | 2022-24 Fed App: Commercial boilers | Possible | Electric Energy (GWh/year) | -0.0083254 | -0.0082916 | -0.0081324 | -0.0079953 | -0.0078792 | -0.0077808 | -0.0076153 | -0.0074715 | -0.0073474 | -0.0072409 | -0.00715 | -0.0070727 | -0.0070072
No | SDG&E | Com | HVAC | 2016-18 Fed App: Commercial CAC and HP (65,000 Btu/hr to 760,000 Btu/hr) - Tier 2 | Possible | Electric Energy (GWh/year) | 2.6279 | 2.6274 | 2.627 | 2.6267 | 2.6264 | 2.6261 | 2.6259 | 2.6258 | 2.6256 | 2.6255 | 2.6254 | 2.6253 | 2.6252
No | SDG&E | Com | HVAC | 2022-24 Fed App: Commercial warm air furnaces | Possible | Electric Energy (GWh/year) | 0.0030771 | 0.0031173 | 0.0031575 | 0.0031953 | 0.0032362 | 0.003271 | 0.0032709 | 0.0032708 | 0.0032707 | 0.0032707 | 0.0032707 | 0.0032707 | 0.0032707
No | SDG&E | Com | HVAC | 2019-21 Fed App: Dehumidifiers | Possible | Electric Energy (GWh/year) |  | 0.10944 | 0.10624 | 0.10294 | 0.099419 | 0.057257 | 0.013736 | 0.013116 | 0.012555 | 0.012047 | 0.011588 | 0.011173 | 0.010796
No | SDG&E | Com | HVAC | 2025 T-24: NR HVAC - Limit Hot Water Supply Temperatures - Electric (Alterations) | Possible | Electric Energy (GWh/year) | 0 | 0.034107 | 0.03678 | 0.036292 | 0.03581 | 0.035334 | 0.034864 | 0.0344 | 0.033943 | 0.033493 | 0.033051 | 0.0068802 | 0.0044398
No | SDG&E | Com | HVAC | 2025 T-24: NR HVAC - Limit Hot Water Supply Temperatures - Electric (New Construction + Additions) | Possible | Electric Energy (GWh/year) | 0 | 0.0029201 | 0.017242 | 0.017013 | 0.016788 | 0.016564 | 0.016344 | 0.016126 | 0.015912 | 0.015701 | 0.015494 | 0.013093 | 0.0020813
No | SDG&E | Com | HVAC | 2025 T-24: NR HVAC - Mechanical Heat Recovery - SHW Heat Recovery (New Construction + Additions) | Possible | Electric Energy (GWh/year) | 0 | 0.001188 | 0.0068833 | 0.0066536 | 0.0064213 | 0.0061881 | 0.0059556 | 0.0057257 | 0.0054998 | 0.0052794 | 0.005066 | 0.0041623 | 0.00064336
No | SDG&E | Com | HVAC | 2025 T-24: NR HVAC - Mechanical Heat Recovery (without TES, waterside HR) (New Construction + Additions) | Possible | Electric Energy (GWh/year) | 0 | 0.003184 | 0.018447 | 0.017832 | 0.017209 | 0.016584 | 0.015961 | 0.015345 | 0.014739 | 0.014149 | 0.013577 | 0.011155 | 0.0017242
No | SDG&E | Com | HVAC | 2025 T-24: NR HVAC - Mechanical Heat Recovery Scenario A - Gas Baseline (New Construction + Additions) | Possible | Electric Energy (GWh/year) | 0 | -0.00057026 | -0.003304 | -0.0031937 | -0.0030822 | -0.0029703 | -0.0028587 | -0.0027483 | -0.0026399 | -0.0025341 | -0.0024317 | -0.0019979 | -0.00030881
No | SDG&E | Com | HVAC | 2025 T-24: NR HVAC - Mechanical Heat Recovery Scenario B - Gas Baseline (New Construction + Additions) | Possible | Electric Energy (GWh/year) | 0 | 0.00021385 | 0.001239 | 0.0011976 | 0.0011558 | 0.0011139 | 0.001072 | 0.0010306 | 0.00098996 | 0.00095029 | 0.00091188 | 0.00074921 | 0.0001158
No | SDG&E | Com | HVAC | 2025 T-24: NR HVAC Controls - Guideline 36 (Alterations) | Possible | Electric Energy (GWh/year) | 0 | 0.67077 | 0.73063 | 0.72818 | 0.72567 | 0.72311 | 0.72049 | 0.71781 | 0.71508 | 0.71229 | 0.70944 | 0.70653 | 0.70356
No | SDG&E | Com | HVAC | 2025 T-24: NR HVAC Controls - Guideline 36 (New Construction + Additions) | Possible | Electric Energy (GWh/year) | 0 | 0.025464 | 0.15186 | 0.15136 | 0.15083 | 0.1503 | 0.14976 | 0.1492 | 0.14863 | 0.14805 | 0.14746 | 0.14686 | 0.14624
No | SDG&E | Com | HVAC | 2022 T-24: NRA - Air Distribution - Duct Leakage Testing | Possible | Electric Energy (GWh/year) | 1.1423 | 1.1281 | 1.1141 | 1.1002 | 1.0867 | 1.0735 | 1.0607 | 1.0483 | 1.0364 | 1.025 | 1.0142 | 1.0039 | 0.99423
No | SDG&E | Com | HVAC | 2022 T-24: NRA - Air Distribution - Fan Energy Index | Possible | Electric Energy (GWh/year) | 0.034015 | 0.033592 | 0.033173 | 0.032761 | 0.032358 | 0.031964 | 0.031583 | 0.031215 | 0.030861 | 0.030522 | 0.0302 | 0.029894 | 0.029605
No | SDG&E | Com | HVAC | 2022 T-24: NRA - Air Distribution - Fan Power Budget | Possible | Electric Energy (GWh/year) | 2.0777 | 2.0519 | 2.0263 | 2.0012 | 1.9765 | 1.9525 | 1.9292 | 1.9067 | 1.8851 | 1.8644 | 1.8447 | 1.826 | 1.8084
No | SDG&E | Com | HVAC | 2022 T-24: NRA - Controlled Environment Horticulture - Efficient Dehumidification | Possible | Electric Energy (GWh/year) | -0.001411 | -0.0013216 | -0.0012407 | -0.0011682 | -0.0011038 | -0.001047 | -0.00099736 | -0.00095413 | -0.00091674 | -0.00088453 | -0.00085689 | -0.00083327 | -0.00081313
No | SDG&E | Com | HVAC | 2022 T-24: NRA - HVAC Controls - Dedicated Outdoor Air Systems (DOAS) | Possible | Electric Energy (GWh/year) | 0.52337 | 0.52049 | 0.51751 | 0.51443 | 0.51124 | 0.50794 | 0.50454 | 0.50104 | 0.49742 | 0.49371 | 0.48989 | 0.48596 | 0.48194
No | SDG&E | Com | HVAC | 2022 T-24: NRA - HVAC Controls - Exhaust Air Heat Recovery | Possible | Electric Energy (GWh/year) | -0.0067753 | -0.0067339 | -0.0066913 | -0.0066476 | -0.0066027 | -0.0065568 | -0.0065099 | -0.0064619 | -0.006413 | -0.0063631 | -0.0063124 | -0.0062609 | -0.0062086
No | SDG&E | Com | HVAC | 2022 T-24: NRA - HVAC Controls - Expand Economizer Requirements | Possible | Electric Energy (GWh/year) | 0.26275 | 0.2569 | 0.25134 | 0.24606 | 0.24107 | 0.13825 | 0 | 0 | 0 | 0 | 0 | 0 | 0
No | SDG&E | Com | HVAC | 2022 T-24: NRA - HVAC Controls - VAV Deadband Airflow | Possible | Electric Energy (GWh/year) | 0.030955 | 0.020157 | 0.012562 | 0.0075994 | 0.0045107 | 0.0026464 | 0.0015419 | 0.00089466 | 0.00051788 | 0.00029936 | 0.00017291 | 9.9822e-05 | 5.7613e-05
No | SDG&E | Com | HVAC | 2019 T-24: NRA-MECH-ASHRAE 90.1 | Possible | Electric Energy (GWh/year) | 0.19217 | 0.1802 | 0.16622 | 0.15046 | 0.13338 | 0.11566 | 0.09806 | 0.081349 | 0.066132 | 0.052797 | 0.0035245 | 0 | 0
No | SDG&E | Com | HVAC | 2019 T-24: NRA-MECH-Cooling Towers | Possible | Electric Energy (GWh/year) | 0.010264 | 0.0096249 | 0.0088781 | 0.0080363 | 0.0071242 | 0.0061774 | 0.0052376 | 0.0043451 | 0.0035323 | 0.00282 | 0.00018825 | 0 | 0
No | SDG&E | Com | HVAC | 2019 T-24: NRA-MECH-HE Fume Hoods in Lab Spaces | Possible | Electric Energy (GWh/year) | 0.29937 | 0.28072 | 0.25895 | 0.23439 | 0.20779 | 0.18018 | 0.15276 | 0.12673 | 0.10303 | 0.082251 | 0.0054907 | 0 | 0
No | SDG&E | Com | HVAC | 2019 T-24: NRA-MECH-Variable Exhaust Flow Control | Possible | Electric Energy (GWh/year) | 0.17195 | 0.16124 | 0.14873 | 0.13463 | 0.11935 | 0.10349 | 0.087742 | 0.07279 | 0.059174 | 0.047242 | 0.0031537 | 0 | 0
No | SDG&E | Com | HVAC | 2022 T-24: NRNC - Air Distribution - Duct Leakage Testing | Possible | Electric Energy (GWh/year) | 0.47995 | 0.47398 | 0.46807 | 0.46226 | 0.45657 | 0.45102 | 0.44563 | 0.44044 | 0.43545 | 0.43067 | 0.42612 | 0.42181 | 0.41773
No | SDG&E | Com | HVAC | 2022 T-24: NRNC - Air Distribution - Fan Energy Index | Possible | Electric Energy (GWh/year) | 0.010023 | 0.0098984 | 0.0097751 | 0.0096537 | 0.0095347 | 0.0094188 | 0.0093064 | 0.0091979 | 0.0090937 | 0.0089939 | 0.0088989 | 0.0088088 | 0.0087236
No | SDG&E | Com | HVAC | 2022 T-24: NRNC - Air Distribution - Fan Power Budget | Possible | Electric Energy (GWh/year) | 0.56476 | 0.55774 | 0.55079 | 0.54395 | 0.53725 | 0.53071 | 0.52438 | 0.51827 | 0.51239 | 0.50677 | 0.50142 | 0.49634 | 0.49154
No | SDG&E | Com | HVAC | 2022 T-24: NRNC - Computer Room Efficiency - Increased Temperature Thresholds for Economizers | Possible | Electric Energy (GWh/year) | 0.089226 | 0.084628 | 0.080456 | 0.07668 | 0.073268 | 0.070193 | 0.067425 | 0.064937 | 0.062705 | 0.060705 | 0.058915 | 0.057313 | 0.055883
No | SDG&E | Com | HVAC | 2022 T-24: NRNC - Controlled Environment Horticulture - Efficient Dehumidification | Possible | Electric Energy (GWh/year) | -0.0028219 | -0.0026432 | -0.0024815 | -0.0023365 | -0.0022076 | -0.0020941 | -0.0019947 | -0.0019083 | -0.0018335 | -0.0017691 | -0.0017138 | -0.0016665 | -0.0016263
No | SDG&E | Com | HVAC | 2022 T-24: NRNC - HVAC Controls - Dedicated Outdoor Air Systems (DOAS) | Possible | Electric Energy (GWh/year) |  | 0.94328 | 0.93927 | 0.93511 | 0.93077 | 0.92627 | 0.92159 | 0.91673 | 0.91169 | 0.90647 | 0.90107 | 0.89548 | 0.88971
No | SDG&E | Com | HVAC | 2022 T-24: NRNC - HVAC Controls - Exhaust Air Heat Recovery | Possible | Electric Energy (GWh/year) |  | -0.0017444 | -0.0017334 | -0.001722 | -0.0017104 | -0.0016985 | -0.0016864 | -0.0016739 | -0.0016613 | -0.0016484 | -0.0016352 | -0.0016219 | -0.0016083
No | SDG&E | Com | HVAC | 2022 T-24: NRNC - HVAC Controls - Expand Economizer Requirements | Possible | Electric Energy (GWh/year) |  | 0.077749 | 0.076065 | 0.074468 | 0.072957 | 0.07153 | 0.070186 | 0.068923 | 0.067739 | 0.066631 | 0.065596 | 0.06463 | 0.06373
No | SDG&E | Com | HVAC | 2022 T-24: NRNC - HVAC Controls - VAV Deadband Airflow | Possible | Electric Energy (GWh/year) |  | 0.005769 | 0.0035953 | 0.0021749 | 0.0012909 | 0.00075739 | 0.00044127 | 0.00025605 | 0.00014821 | 8.5676e-05 | 4.9485e-05 | 2.8569e-05 | 1.6489e-05
No | SDG&E | Com | HVAC | 2019 T-24: NRNC-MECH-ASHRAE 90.1 | Possible | Electric Energy (GWh/year) |  | 0.51856 | 0.44075 | 0.36037 | 0.28351 | 0.21526 | 0.15853 | 0.1139 | 0.080301 | 0.055821 | 0.038413 | 0.026246 | 0.017844
No | SDG&E | Com | HVAC | 2019 T-24: NRNC-MECH-Cooling Towers | Possible | Electric Energy (GWh/year) |  | 0.029409 | 0.027128 | 0.024555 | 0.021768 | 0.018875 | 0.016004 | 0.013277 | 0.010793 | 0.0086168 | 0.0067727 | 0.0052544 | 0.0040335
No | SDG&E | Com | HVAC | 2019 T-24: NRNC-MECH-Economizer FDD | Possible | Electric Energy (GWh/year) |  | 0.023527 | 0.021702 | 0.019644 | 0.017415 | 0.0151 | 0.012803 | 0.010621 | 0.0086345 | 0.0068934 | 0.0054182 | 0.0042036 | 0.0032268
No | SDG&E | Com | HVAC | 2019 T-24: NRNC-MECH-HE Fume Hoods in Lab Spaces | Possible | Electric Energy (GWh/year) |  | 0.18715 | 0.17263 | 0.15626 | 0.13853 | 0.12012 | 0.10184 | 0.084487 | 0.068683 | 0.054834 | 0.043099 | 0.033437 | 0.025668
No | SDG&E | Com | HVAC | 2019 T-24: NRNC-MECH-Variable Exhaust Flow Control | Possible | Electric Energy (GWh/year) |  | 0.087938 | 0.081116 | 0.073424 | 0.06509 | 0.056441 | 0.047854 | 0.039699 | 0.032273 | 0.025765 | 0.020252 | 0.015712 | 0.012061
No | SDG&E | Com | HVAC | 2019 T-24: NRNC-MECH-Ventilation & IAQ | Possible | Electric Energy (GWh/year) |  | 0.07486 | 0.069052 | 0.062504 | 0.05541 | 0.048047 | 0.040737 | 0.033795 | 0.027473 | 0.021934 | 0.01724 | 0.013375 | 0.010267
No | SDG&E | Com | HVAC | 2019-21 Fed App: Single package vertical AC and HP - <65,000 Btu/hr | Possible | Electric Energy (GWh/year) |  | 0.07687 | 0.077154 | 0.077969 | 0.079194 | 0.08042 | 0.07941 | 0.078551 | 0.077824 | 0.06015 | 0.014844 | 0.014759 | 0.014689
No | PG&E | Res | HVAC | 2005 T-24: Duct improvement | On-the-books | Electric Energy (GWh/year) | 0 | 0 | 0 | 0 | 0 | 0 | 0 | 0 | 0 | 0 | 0 | 0 | 0
No | PG&E | Res | HVAC | Fed Appliance: Residential Central AC, Heat Pumps and Furnaces | On-the-books | Electric Energy (GWh/year) | 1.3557 | 1.3287 | 1.3065 | 1.2883 | 1.2735 | 1.2615 | 1.2477 | 1.2351 | 0.18635 | 0.18438 | 0.18236 | 0.18038 | 0.17837
No | PG&E | Res | HVAC | Fed Appliance: Residential Room AC | On-the-books | Electric Energy (GWh/year) | 0.4184 | 0.086052 | 0.084545 | 0.083312 | 0.082311 | 0.081501 | 0.080563 | 0.079711 | 0.078802 | 0.07793 | 0.077033 | 0.076154 | 0.075263
No | PG&E | Res | HVAC | 2016 T-20: Air Filter Labeling | On-the-books | Electric Energy (GWh/year) | 0.0056233 | 0.0056035 | 0.0055876 | 0.0055748 | 0.0055647 | 0.0055566 | 0.0055502 | 0.0055451 | 0.0055411 | 0.005538 | 0.0055355 | 0.0055335 | 0.0055319
No | PG&E | Res | HVAC | 2024 T-20: Air Filter Labeling | On-the-books | Electric Energy (GWh/year) | 0.018789 | 0.018904 | 0.019019 | 0.019134 | 0.019248 | 0.019363 | 0.019363 | 0.019363 | 0.019363 | 0.019363 | 0.019363 | 0.019363 | 0.019363
No | PG&E | Res | HVAC | 2019-21 Fed App: Ceiling Fans | On-the-books | Electric Energy (GWh/year) | 0.00038649 | 0.00037897 | 0.00037194 | 0.00036524 | 0.00036126 | 0.00035881 | 0.00035361 | 0.00034917 | 0.00030132 | 4.1496e-05 | 4.1168e-05 | 4.0893e-05 | 4.0661e-05
No | PG&E | Res | HVAC | 2019-21 Fed App: Dehumidifiers | On-the-books | Electric Energy (GWh/year) |  | 0.53439 | 0.51878 | 0.50267 | 0.48545 | 0.27958 | 0.067072 | 0.064045 | 0.061305 | 0.058826 | 0.056584 | 0.054554 | 0.052718
No | PG&E | Res | HVAC | 2022 T-24: MFA - Restructuring - Airflow and Fan Watt Draw | On-the-books | Electric Energy (GWh/year) | 0.47777 | 0.47611 | 0.4748 | 0.47376 | 0.47295 | 0.47231 | 0.47181 | 0.47142 | 0.47111 | 0.47088 | 0.47069 | 0.47055 | 0.47044
No | PG&E | Res | HVAC | 2022 T-24: MFA - Restructuring - Duct Sealing and Testing | On-the-books | Electric Energy (GWh/year) | 0.072774 | 0.072516 | 0.072277 | 0.072055 | 0.071851 | 0.071662 | 0.071488 | 0.071328 | 0.07118 | 0.071044 | 0.070919 | 0.070804 | 0.070698
No | PG&E | Res | HVAC | 2022 T-24: MFA - Restructuring - Refrigerant Charge Verification | On-the-books | Electric Energy (GWh/year) | 0.39025 | 0.38293 | 0.37579 | 0.36886 | 0.36217 | 0.35574 | 0.34959 | 0.34374 | 0.33818 | 0.33294 | 0.32801 | 0.32339 | 0.31908
No | PG&E | Res | HVAC | 2022 T-24: MFNC - All Electric Package - Single Zone Heat Pump Electric Space Heating for Mid-rise and High-rise MF | On-the-books | Electric Energy (GWh/year) | -0.84099 | -0.81719 | -0.79279 | -0.76807 | -0.7433 | -0.71875 | -0.69471 | -0.67141 | -0.64908 | -0.62789 | -0.60797 | -0.58943 | -0.57232
No | PG&E | Res | HVAC | 2022 T-24: MFNC - Indoor Air Quality - Central Ventilation Duct Sealing | On-the-books | Electric Energy (GWh/year) | 0.035171 | 0.034759 | 0.034355 | 0.033961 | 0.033578 | 0.033208 | 0.032853 | 0.032513 | 0.032189 | 0.031882 | 0.031592 | 0.031319 | 0.031063
No | PG&E | Res | HVAC | 2022 T-24: MFNC - Indoor Air Quality - Heat or Energy Recovery Ventilator | On-the-books | Electric Energy (GWh/year) | 0.0050761 | 0.0050166 | 0.0049583 | 0.0049013 | 0.0048461 | 0.0047927 | 0.0047414 | 0.0046924 | 0.0046456 | 0.0046013 | 0.0045595 | 0.0045201 | 0.0044832
No | PG&E | Res | HVAC | 2022 T-24: MFNC - Restructuring - Airflow and Fan Watt Draw | On-the-books | Electric Energy (GWh/year) | 0.20812 | 0.2074 | 0.20683 | 0.20638 | 0.20602 | 0.20575 | 0.20553 | 0.20536 | 0.20522 | 0.20512 | 0.20504 | 0.20498 | 0.20493
No | PG&E | Res | HVAC | 2022 T-24: MFNC - Restructuring - Refrigerant Charge Verification | On-the-books | Electric Energy (GWh/year) | 0.11818 | 0.11597 | 0.1138 | 0.11171 | 0.10968 | 0.10773 | 0.10587 | 0.1041 | 0.10242 | 0.10083 | 0.099335 | 0.097936 | 0.096629
No | PG&E | Res | HVAC | 2025 T-24: Multifamily IAQ - Compartmentalization and Balanced or supply-only ventilation (New Construction + Additions) | On-the-books | Electric Energy (GWh/year) | 0 | 0.04074 | 0.16126 | 0.16088 | 0.16047 | 0.16004 | 0.15959 | 0.15911 | 0.15862 | 0.15811 | 0.15757 | 0.15702 | 0.15645
No | PG&E | Res | HVAC | 2025 T-24: Multifamily Restructuring - Central Ventilation Shaft Sealing (New Construction + Additions) | On-the-books | Electric Energy (GWh/year) | 0 | 0.00087282 | 0.0033643 | 0.0032656 | 0.0031669 | 0.0030684 | 0.0029703 | 0.0028727 | 0.0027758 | 0.0026797 | 0.0025847 | 0.0024909 | 0.0023984
No | PG&E | Res | HVAC | 2019 T-24: RA(MF)-MECH-Quality HVAC | On-the-books | Electric Energy (GWh/year) |  | 0.0033531 | 0.003093 | 0.0027997 | 0.0024819 | 0.0021521 | 0.0018247 | 0.0015138 | 0.0012306 | 0.00098245 | 0.00077221 | 0.0005991 | 0.00045989
No | PG&E | Res | HVAC | 2019 T-24: RA(SF)-MECH-Quality HVAC | On-the-books | Electric Energy (GWh/year) |  | 0.0081643 | 0.0075309 | 0.0068168 | 0.006043 | 0.00524 | 0.0044428 | 0.0036857 | 0.0029963 | 0.0023921 | 0.0018802 | 0.0014587 | 0.0011197
No | PG&E | Res | HVAC | 2019-21 Fed App: Residential boilers - gas-fired hot water and electric hot water | On-the-books | Electric Energy (GWh/year) |  | 0.0045802 | 0.0045555 | 0.0045415 | 0.0045425 | 0.004541 | 0.0045283 | 0.0045172 | 0.0045076 | 0.0044994 | 0.0044924 | 0.0044865 | 0.0044814
No | PG&E | Res | HVAC | 2019-21 Fed App: Residential boilers - gas-fired steam and electric steam | On-the-books | Electric Energy (GWh/year) |  | 0.00027892 | 0.00026169 | 0.00024616 | 0.00023391 | 0.00022154 | 0.00021212 | 0.00020394 | 0.00019688 | 0.00019082 | 0.00018564 | 0.00018125 | 0.00017752
No | PG&E | Res | HVAC | 2022-24 Fed App: Residential central AC & HP | On-the-books | Electric Energy (GWh/year) |  | 9.0258 | 8.8594 | 8.6912 | 8.5875 | 8.518 | 8.3369 | 8.1795 | 8.0436 | 7.927 | 7.8275 | 7.7428 | 7.6711
No | PG&E | Res | HVAC | 2019-21 Fed App: Residential furnace fans | On-the-books | Electric Energy (GWh/year) |  | 5.5167 | 5.5401 | 5.5624 | 5.5955 | 5.6353 | 5.635 | 5.6348 | 5.6348 | 5.6347 | 5.6347 | 5.6347 | 5.6347
No | PG&E | Res | HVAC | 2025 T-24: Residential HVAC Performance - Multifamily Design (Alterations) | On-the-books | Electric Energy (GWh/year) |  | 0.62206 | 0.67964 | 0.67948 | 0.67932 | 0.67916 | 0.679 | 0.67884 | 0.67868 | 0.67851 | 0.67835 | 0.67819 | 0.67803
No | PG&E | Res | HVAC | 2025 T-24: Residential HVAC Performance - Refrigerant Charge Verification (Alterations) | On-the-books | Electric Energy (GWh/year) |  | 0.28196 | 0.30799 | 0.30785 | 0.30771 | 0.30756 | 0.30742 | 0.30727 | 0.30713 | 0.30698 | 0.30684 | 0.30669 | 0.30654
No | PG&E | Res | HVAC | 2025 T-24: Residential HVAC Performance - Refrigerant Charge Verification (New Construction + Additions) | On-the-books | Electric Energy (GWh/year) |  | 0.033672 | 0.066764 | 0.066734 | 0.066703 | 0.066671 | 0.06664 | 0.066609 | 0.066577 | 0.066546 | 0.066514 | 0.066482 | 0.066451
No | PG&E | Res | HVAC | 2025 T-24: Residential HVAC Performance - Single Family Defrost (Alterations) | On-the-books | Electric Energy (GWh/year) |  | 0.58204 | 0.63579 | 0.63552 | 0.63525 | 0.63497 | 0.6347 | 0.63442 | 0.63414 | 0.63387 | 0.63359 | 0.63331 | 0.63303
No | PG&E | Res | HVAC | 2025 T-24: Residential HVAC Performance - Single Family Defrost (New Construction + Additions) | On-the-books | Electric Energy (GWh/year) |  | 0.15348 | 0.30433 | 0.3042 | 0.30407 | 0.30394 | 0.30381 | 0.30368 | 0.30355 | 0.30341 | 0.30328 | 0.30315 | 0.30301
No | PG&E | Res | HVAC | 2025 T-24: Residential HVAC Performance - Single Family Design (Alterations) | On-the-books | Electric Energy (GWh/year) |  | 4.5389 | 4.959 | 4.9579 | 4.9567 | 4.9555 | 4.9544 | 4.9532 | 4.952 | 4.9508 | 4.9496 | 4.9485 | 4.9473
No | PG&E | Res | HVAC | 2025 T-24: Residential HVAC Performance - Single Family Design (New Construction + Additions) | On-the-books | Electric Energy (GWh/year) |  | 0.0010362 | 0.0020551 | 0.0020546 | 0.0020541 | 0.0020537 | 0.0020532 | 0.0020527 | 0.0020522 | 0.0020517 | 0.0020512 | 0.0020507 | 0.0020502
No | PG&E | Res | HVAC | 2019 T-24: RNC(MF)-MECH-Quality HVAC | On-the-books | Electric Energy (GWh/year) |  | 0.13355 | 0.12319 | 0.11151 | 0.098852 | 0.085715 | 0.072675 | 0.06029 | 0.049013 | 0.039129 | 0.030756 | 0.023861 | 0.018317
No | PG&E | Res | HVAC | 2019 T-24: RNC(SF)-MECH-Quality HVAC | On-the-books | Electric Energy (GWh/year) |  | 0.4811 | 0.44378 | 0.4017 | 0.3561 | 0.30878 | 0.26181 | 0.21719 | 0.17656 | 0.14096 | 0.11079 | 0.085957 | 0.065984
No | PG&E | Res | HVAC | 2022 T-24: SFA - Electric resistance space heating | On-the-books | Electric Energy (GWh/year) |  | 1.5224 | 1.4862 | 1.4463 | 1.4027 | 1.3557 | 1.3057 | 1.253 | 1.1983 | 1.1423 | 1.0858 | 1.0296 | 0.97454
No | PG&E | Res | HVAC | 2022 T-24: SFA - Prescriptive duct insulation | On-the-books | Electric Energy (GWh/year) |  | 0.030353 | 0.030098 | 0.02986 | 0.029638 | 0.029433 | 0.029245 | 0.029072 | 0.028916 | 0.028774 | 0.028645 | 0.02853 | 0.028427
No | PG&E | Res | HVAC | 2022 T-24: SFA - Prescriptive duct sealing | On-the-books | Electric Energy (GWh/year) |  | 0.37992 | 0.37588 | 0.37259 | 0.36991 | 0.36773 | 0.36598 | 0.36456 | 0.36342 | 0.3625 | 0.36176 | 0.36117 | 0.36069
No | PG&E | Res | HVAC | 2025 T-24: Single Family HVAC - Supplemental Heating Combined (New Construction + Additions) | On-the-books | Electric Energy (GWh/year) |  | 0.31755 | 0.62978 | 0.62963 | 0.62948 | 0.62933 | 0.62918 | 0.62903 | 0.62888 | 0.62873 | 0.62858 | 0.62843 | 0.62828
No | PG&E | Res | HVAC | 2005 T-24: Duct improvement | Expected | Electric Energy (GWh/year) | 0 | 0 | 0 | 0 | 0 | 0 | 0 | 0 | 0 | 0 | 0 | 0 | 0
No | PG&E | Res | HVAC | Fed Appliance: Residential Central AC, Heat Pumps and Furnaces | Expected | Electric Energy (GWh/year) | 1.3557 | 1.3287 | 1.3065 | 1.2883 | 1.2735 | 1.2615 | 1.2477 | 1.2351 | 0.18635 | 0.18438 | 0.18236 | 0.18038 | 0.17837
No | PG&E | Res | HVAC | Fed Appliance: Residential Room AC | Expected | Electric Energy (GWh/year) | 0.4184 | 0.086052 | 0.084545 | 0.083312 | 0.082311 | 0.081501 | 0.080563 | 0.079711 | 0.078802 | 0.07793 | 0.077033 | 0.076154 | 0.075263
No | PG&E | Res | HVAC | 2016 T-20: Air Filter Labeling | Expected | Electric Energy (GWh/year) | 0.0056233 | 0.0056035 | 0.0055876 | 0.0055748 | 0.0055647 | 0.0055566 | 0.0055502 | 0.0055451 | 0.0055411 | 0.005538 | 0.0055355 | 0.0055335 | 0.0055319
No | PG&E | Res | HVAC | 2024 T-20: Air Filter Labeling | Expected | Electric Energy (GWh/year) | 0.018789 | 0.018904 | 0.019019 | 0.019134 | 0.019248 | 0.019363 | 0.019363 | 0.019363 | 0.019363 | 0.019363 | 0.019363 | 0.019363 | 0.019363
No | PG&E | Res | HVAC | 2019-21 Fed App: Ceiling Fans | Expected | Electric Energy (GWh/year) | 0.00038649 | 0.00037897 | 0.00037194 | 0.00036524 | 0.00036126 | 0.00035881 | 0.00035361 | 0.00034917 | 0.00030132 | 4.1496e-05 | 4.1168e-05 | 4.0893e-05 | 4.0661e-05
No | PG&E | Res | HVAC | 2019-21 Fed App: Dehumidifiers | Expected | Electric Energy (GWh/year) |  | 0.53439 | 0.51878 | 0.50267 | 0.48545 | 0.27958 | 0.067072 | 0.064045 | 0.061305 | 0.058826 | 0.056584 | 0.054554 | 0.052718
No | PG&E | Res | HVAC | 2022 T-24: MFA - Restructuring - Airflow and Fan Watt Draw | Expected | Electric Energy (GWh/year) | 0.47777 | 0.47611 | 0.4748 | 0.47376 | 0.47295 | 0.47231 | 0.47181 | 0.47142 | 0.47111 | 0.47088 | 0.47069 | 0.47055 | 0.47044
No | PG&E | Res | HVAC | 2022 T-24: MFA - Restructuring - Duct Sealing and Testing | Expected | Electric Energy (GWh/year) | 0.072774 | 0.072516 | 0.072277 | 0.072055 | 0.071851 | 0.071662 | 0.071488 | 0.071328 | 0.07118 | 0.071044 | 0.070919 | 0.070804 | 0.070698
No | PG&E | Res | HVAC | 2022 T-24: MFA - Restructuring - Refrigerant Charge Verification | Expected | Electric Energy (GWh/year) | 0.39025 | 0.38293 | 0.37579 | 0.36886 | 0.36217 | 0.35574 | 0.34959 | 0.34374 | 0.33818 | 0.33294 | 0.32801 | 0.32339 | 0.31908
No | PG&E | Res | HVAC | 2022 T-24: MFNC - All Electric Package - Single Zone Heat Pump Electric Space Heating for Mid-rise and High-rise MF | Expected | Electric Energy (GWh/year) | -0.84099 | -0.81719 | -0.79279 | -0.76807 | -0.7433 | -0.71875 | -0.69471 | -0.67141 | -0.64908 | -0.62789 | -0.60797 | -0.58943 | -0.57232
No | PG&E | Res | HVAC | 2022 T-24: MFNC - Indoor Air Quality - Central Ventilation Duct Sealing | Expected | Electric Energy (GWh/year) | 0.035171 | 0.034759 | 0.034355 | 0.033961 | 0.033578 | 0.033208 | 0.032853 | 0.032513 | 0.032189 | 0.031882 | 0.031592 | 0.031319 | 0.031063
No | PG&E | Res | HVAC | 2022 T-24: MFNC - Indoor Air Quality - Heat or Energy Recovery Ventilator | Expected | Electric Energy (GWh/year) | 0.0050761 | 0.0050166 | 0.0049583 | 0.0049013 | 0.0048461 | 0.0047927 | 0.0047414 | 0.0046924 | 0.0046456 | 0.0046013 | 0.0045595 | 0.0045201 | 0.0044832
No | PG&E | Res | HVAC | 2022 T-24: MFNC - Restructuring - Airflow and Fan Watt Draw | Expected | Electric Energy (GWh/year) | 0.20812 | 0.2074 | 0.20683 | 0.20638 | 0.20602 | 0.20575 | 0.20553 | 0.20536 | 0.20522 | 0.20512 | 0.20504 | 0.20498 | 0.20493
No | PG&E | Res | HVAC | 2022 T-24: MFNC - Restructuring - Refrigerant Charge Verification | Expected | Electric Energy (GWh/year) | 0.11818 | 0.11597 | 0.1138 | 0.11171 | 0.10968 | 0.10773 | 0.10587 | 0.1041 | 0.10242 | 0.10083 | 0.099335 | 0.097936 | 0.096629
No | PG&E | Res | HVAC | 2025 T-24: Multifamily IAQ - Compartmentalization and Balanced or supply-only ventilation (New Construction + Additions) | Expected | Electric Energy (GWh/year) | 0 | 0.04074 | 0.16126 | 0.16088 | 0.16047 | 0.16004 | 0.15959 | 0.15911 | 0.15862 | 0.15811 | 0.15757 | 0.15702 | 0.15645
No | PG&E | Res | HVAC | 2025 T-24: Multifamily Restructuring - Central Ventilation Shaft Sealing (New Construction + Additions) | Expected | Electric Energy (GWh/year) | 0 | 0.00087282 | 0.0033643 | 0.0032656 | 0.0031669 | 0.0030684 | 0.0029703 | 0.0028727 | 0.0027758 | 0.0026797 | 0.0025847 | 0.0024909 | 0.0023984
No | PG&E | Res | HVAC | 2019 T-24: RA(MF)-MECH-Quality HVAC | Expected | Electric Energy (GWh/year) |  | 0.0033531 | 0.003093 | 0.0027997 | 0.0024819 | 0.0021521 | 0.0018247 | 0.0015138 | 0.0012306 | 0.00098245 | 0.00077221 | 0.0005991 | 0.00045989
No | PG&E | Res | HVAC | 2019 T-24: RA(SF)-MECH-Quality HVAC | Expected | Electric Energy (GWh/year) |  | 0.0081643 | 0.0075309 | 0.0068168 | 0.006043 | 0.00524 | 0.0044428 | 0.0036857 | 0.0029963 | 0.0023921 | 0.0018802 | 0.0014587 | 0.0011197
No | PG&E | Res | HVAC | 2019-21 Fed App: Residential boilers - gas-fired hot water and electric hot water | Expected | Electric Energy (GWh/year) |  | 0.0045802 | 0.0045555 | 0.0045415 | 0.0045425 | 0.004541 | 0.0045283 | 0.0045172 | 0.0045076 | 0.0044994 | 0.0044924 | 0.0044865 | 0.0044814
No | PG&E | Res | HVAC | 2019-21 Fed App: Residential boilers - gas-fired steam and electric steam | Expected | Electric Energy (GWh/year) |  | 0.00027892 | 0.00026169 | 0.00024616 | 0.00023391 | 0.00022154 | 0.00021212 | 0.00020394 | 0.00019688 | 0.00019082 | 0.00018564 | 0.00018125 | 0.00017752
No | PG&E | Res | HVAC | 2022-24 Fed App: Residential central AC & HP | Expected | Electric Energy (GWh/year) |  | 9.0258 | 8.8594 | 8.6912 | 8.5875 | 8.518 | 8.3369 | 8.1795 | 8.0436 | 7.927 | 7.8275 | 7.7428 | 7.6711
No | PG&E | Res | HVAC | 2019-21 Fed App: Residential furnace fans | Expected | Electric Energy (GWh/year) |  | 5.5167 | 5.5401 | 5.5624 | 5.5955 | 5.6353 | 5.635 | 5.6348 | 5.6348 | 5.6347 | 5.6347 | 5.6347 | 5.6347
No | PG&E | Res | HVAC | 2025 T-24: Residential HVAC Performance - Multifamily Design (Alterations) | Expected | Electric Energy (GWh/year) |  | 0.62206 | 0.67964 | 0.67948 | 0.67932 | 0.67916 | 0.679 | 0.67884 | 0.67868 | 0.67851 | 0.67835 | 0.67819 | 0.67803
No | PG&E | Res | HVAC | 2025 T-24: Residential HVAC Performance - Refrigerant Charge Verification (Alterations) | Expected | Electric Energy (GWh/year) |  | 0.28196 | 0.30799 | 0.30785 | 0.30771 | 0.30756 | 0.30742 | 0.30727 | 0.30713 | 0.30698 | 0.30684 | 0.30669 | 0.30654
No | PG&E | Res | HVAC | 2025 T-24: Residential HVAC Performance - Refrigerant Charge Verification (New Construction + Additions) | Expected | Electric Energy (GWh/year) |  | 0.033672 | 0.066764 | 0.066734 | 0.066703 | 0.066671 | 0.06664 | 0.066609 | 0.066577 | 0.066546 | 0.066514 | 0.066482 | 0.066451
No | PG&E | Res | HVAC | 2025 T-24: Residential HVAC Performance - Single Family Defrost (Alterations) | Expected | Electric Energy (GWh/year) |  | 0.58204 | 0.63579 | 0.63552 | 0.63525 | 0.63497 | 0.6347 | 0.63442 | 0.63414 | 0.63387 | 0.63359 | 0.63331 | 0.63303
No | PG&E | Res | HVAC | 2025 T-24: Residential HVAC Performance - Single Family Defrost (New Construction + Additions) | Expected | Electric Energy (GWh/year) |  | 0.15348 | 0.30433 | 0.3042 | 0.30407 | 0.30394 | 0.30381 | 0.30368 | 0.30355 | 0.30341 | 0.30328 | 0.30315 | 0.30301
No | PG&E | Res | HVAC | 2025 T-24: Residential HVAC Performance - Single Family Design (Alterations) | Expected | Electric Energy (GWh/year) |  | 4.5389 | 4.959 | 4.9579 | 4.9567 | 4.9555 | 4.9544 | 4.9532 | 4.952 | 4.9508 | 4.9496 | 4.9485 | 4.9473
No | PG&E | Res | HVAC | 2025 T-24: Residential HVAC Performance - Single Family Design (New Construction + Additions) | Expected | Electric Energy (GWh/year) |  | 0.0010362 | 0.0020551 | 0.0020546 | 0.0020541 | 0.0020537 | 0.0020532 | 0.0020527 | 0.0020522 | 0.0020517 | 0.0020512 | 0.0020507 | 0.0020502
No | PG&E | Res | HVAC | 2019 T-24: RNC(MF)-MECH-Quality HVAC | Expected | Electric Energy (GWh/year) |  | 0.13355 | 0.12319 | 0.11151 | 0.098852 | 0.085715 | 0.072675 | 0.06029 | 0.049013 | 0.039129 | 0.030756 | 0.023861 | 0.018317
No | PG&E | Res | HVAC | 2019 T-24: RNC(SF)-MECH-Quality HVAC | Expected | Electric Energy (GWh/year) |  | 0.4811 | 0.44378 | 0.4017 | 0.3561 | 0.30878 | 0.26181 | 0.21719 | 0.17656 | 0.14096 | 0.11079 | 0.085957 | 0.065984
No | PG&E | Res | HVAC | 2022 T-24: SFA - Electric resistance space heating | Expected | Electric Energy (GWh/year) |  | 1.5224 | 1.4862 | 1.4463 | 1.4027 | 1.3557 | 1.3057 | 1.253 | 1.1983 | 1.1423 | 1.0858 | 1.0296 | 0.97454
No | PG&E | Res | HVAC | 2022 T-24: SFA - Prescriptive duct insulation | Expected | Electric Energy (GWh/year) |  | 0.030353 | 0.030098 | 0.02986 | 0.029638 | 0.029433 | 0.029245 | 0.029072 | 0.028916 | 0.028774 | 0.028645 | 0.02853 | 0.028427
No | PG&E | Res | HVAC | 2022 T-24: SFA - Prescriptive duct sealing | Expected | Electric Energy (GWh/year) |  | 0.37992 | 0.37588 | 0.37259 | 0.36991 | 0.36773 | 0.36598 | 0.36456 | 0.36342 | 0.3625 | 0.36176 | 0.36117 | 0.36069
No | PG&E | Res | HVAC | 2025 T-24: Single Family HVAC - Supplemental Heating Combined (New Construction + Additions) | Expected | Electric Energy (GWh/year) |  | 0.31755 | 0.62978 | 0.62963 | 0.62948 | 0.62933 | 0.62918 | 0.62903 | 0.62888 | 0.62873 | 0.62858 | 0.62843 | 0.62828
No | PG&E | Res | HVAC | 2005 T-24: Duct improvement | Possible | Electric Energy (GWh/year) | 0 | 0 | 0 | 0 | 0 | 0 | 0 | 0 | 0 | 0 | 0 | 0 | 0
No | PG&E | Res | HVAC | Fed Appliance: Residential Central AC, Heat Pumps and Furnaces | Possible | Electric Energy (GWh/year) | 1.3557 | 1.3287 | 1.3065 | 1.2883 | 1.2735 | 1.2615 | 1.2477 | 1.2351 | 0.18635 | 0.18438 | 0.18236 | 0.18038 | 0.17837
No | PG&E | Res | HVAC | Fed Appliance: Residential Room AC | Possible | Electric Energy (GWh/year) | 0.4184 | 0.086052 | 0.084545 | 0.083312 | 0.082311 | 0.081501 | 0.080563 | 0.079711 | 0.078802 | 0.07793 | 0.077033 | 0.076154 | 0.075263
No | PG&E | Res | HVAC | 2016 T-20: Air Filter Labeling | Possible | Electric Energy (GWh/year) | 0.0056233 | 0.0056035 | 0.0055876 | 0.0055748 | 0.0055647 | 0.0055566 | 0.0055502 | 0.0055451 | 0.0055411 | 0.005538 | 0.0055355 | 0.0055335 | 0.0055319
No | PG&E | Res | HVAC | 2024 T-20: Air Filter Labeling | Possible | Electric Energy (GWh/year) | 0.018789 | 0.018904 | 0.019019 | 0.019134 | 0.019248 | 0.019363 | 0.019363 | 0.019363 | 0.019363 | 0.019363 | 0.019363 | 0.019363 | 0.019363
No | PG&E | Res | HVAC | 2019-21 Fed App: Ceiling Fans | Possible | Electric Energy (GWh/year) | 0.00038649 | 0.00037897 | 0.00037194 | 0.00036524 | 0.00036126 | 0.00035881 | 0.00035361 | 0.00034917 | 0.00030132 | 4.1496e-05 | 4.1168e-05 | 4.0893e-05 | 4.0661e-05
No | PG&E | Res | HVAC | 2019-21 Fed App: Dehumidifiers | Possible | Electric Energy (GWh/year) |  | 0.53439 | 0.51878 | 0.50267 | 0.48545 | 0.27958 | 0.067072 | 0.064045 | 0.061305 | 0.058826 | 0.056584 | 0.054554 | 0.052718
No | PG&E | Res | HVAC | 2022 T-24: MFA - Restructuring - Airflow and Fan Watt Draw | Possible | Electric Energy (GWh/year) | 0.47777 | 0.47611 | 0.4748 | 0.47376 | 0.47295 | 0.47231 | 0.47181 | 0.47142 | 0.47111 | 0.47088 | 0.47069 | 0.47055 | 0.47044
No | PG&E | Res | HVAC | 2022 T-24: MFA - Restructuring - Duct Sealing and Testing | Possible | Electric Energy (GWh/year) | 0.072774 | 0.072516 | 0.072277 | 0.072055 | 0.071851 | 0.071662 | 0.071488 | 0.071328 | 0.07118 | 0.071044 | 0.070919 | 0.070804 | 0.070698
No | PG&E | Res | HVAC | 2022 T-24: MFA - Restructuring - Refrigerant Charge Verification | Possible | Electric Energy (GWh/year) | 0.39025 | 0.38293 | 0.37579 | 0.36886 | 0.36217 | 0.35574 | 0.34959 | 0.34374 | 0.33818 | 0.33294 | 0.32801 | 0.32339 | 0.31908
No | PG&E | Res | HVAC | 2022 T-24: MFNC - All Electric Package - Single Zone Heat Pump Electric Space Heating for Mid-rise and High-rise MF | Possible | Electric Energy (GWh/year) | -0.84099 | -0.81719 | -0.79279 | -0.76807 | -0.7433 | -0.71875 | -0.69471 | -0.67141 | -0.64908 | -0.62789 | -0.60797 | -0.58943 | -0.57232
No | PG&E | Res | HVAC | 2022 T-24: MFNC - Indoor Air Quality - Central Ventilation Duct Sealing | Possible | Electric Energy (GWh/year) | 0.035171 | 0.034759 | 0.034355 | 0.033961 | 0.033578 | 0.033208 | 0.032853 | 0.032513 | 0.032189 | 0.031882 | 0.031592 | 0.031319 | 0.031063
No | PG&E | Res | HVAC | 2022 T-24: MFNC - Indoor Air Quality - Heat or Energy Recovery Ventilator | Possible | Electric Energy (GWh/year) | 0.0050761 | 0.0050166 | 0.0049583 | 0.0049013 | 0.0048461 | 0.0047927 | 0.0047414 | 0.0046924 | 0.0046456 | 0.0046013 | 0.0045595 | 0.0045201 | 0.0044832
No | PG&E | Res | HVAC | 2022 T-24: MFNC - Restructuring - Airflow and Fan Watt Draw | Possible | Electric Energy (GWh/year) | 0.20812 | 0.2074 | 0.20683 | 0.20638 | 0.20602 | 0.20575 | 0.20553 | 0.20536 | 0.20522 | 0.20512 | 0.20504 | 0.20498 | 0.20493
No | PG&E | Res | HVAC | 2022 T-24: MFNC - Restructuring - Refrigerant Charge Verification | Possible | Electric Energy (GWh/year) | 0.11818 | 0.11597 | 0.1138 | 0.11171 | 0.10968 | 0.10773 | 0.10587 | 0.1041 | 0.10242 | 0.10083 | 0.099335 | 0.097936 | 0.096629
No | PG&E | Res | HVAC | 2025 T-24: Multifamily IAQ - Compartmentalization and Balanced or supply-only ventilation (New Construction + Additions) | Possible | Electric Energy (GWh/year) | 0 | 0.04074 | 0.16126 | 0.16088 | 0.16047 | 0.16004 | 0.15959 | 0.15911 | 0.15862 | 0.15811 | 0.15757 | 0.15702 | 0.15645
No | PG&E | Res | HVAC | 2025 T-24: Multifamily Restructuring - Central Ventilation Shaft Sealing (New Construction + Additions) | Possible | Electric Energy (GWh/year) | 0 | 0.00087282 | 0.0033643 | 0.0032656 | 0.0031669 | 0.0030684 | 0.0029703 | 0.0028727 | 0.0027758 | 0.0026797 | 0.0025847 | 0.0024909 | 0.0023984
No | PG&E | Res | HVAC | 2019 T-24: RA(MF)-MECH-Quality HVAC | Possible | Electric Energy (GWh/year) |  | 0.0033531 | 0.003093 | 0.0027997 | 0.0024819 | 0.0021521 | 0.0018247 | 0.0015138 | 0.0012306 | 0.00098245 | 0.00077221 | 0.0005991 | 0.00045989
No | PG&E | Res | HVAC | 2019 T-24: RA(SF)-MECH-Quality HVAC | Possible | Electric Energy (GWh/year) |  | 0.0081643 | 0.0075309 | 0.0068168 | 0.006043 | 0.00524 | 0.0044428 | 0.0036857 | 0.0029963 | 0.0023921 | 0.0018802 | 0.0014587 | 0.0011197
No | PG&E | Res | HVAC | 2019-21 Fed App: Residential boilers - gas-fired hot water and electric hot water | Possible | Electric Energy (GWh/year) |  | 0.0045802 | 0.0045555 | 0.0045415 | 0.0045425 | 0.004541 | 0.0045283 | 0.0045172 | 0.0045076 | 0.0044994 | 0.0044924 | 0.0044865 | 0.0044814
No | PG&E | Res | HVAC | 2019-21 Fed App: Residential boilers - gas-fired steam and electric steam | Possible | Electric Energy (GWh/year) |  | 0.00027892 | 0.00026169 | 0.00024616 | 0.00023391 | 0.00022154 | 0.00021212 | 0.00020394 | 0.00019688 | 0.00019082 | 0.00018564 | 0.00018125 | 0.00017752
No | PG&E | Res | HVAC | 2022-24 Fed App: Residential central AC & HP | Possible | Electric Energy (GWh/year) |  | 9.0258 | 8.8594 | 8.6912 | 8.5875 | 8.518 | 8.3369 | 8.1795 | 8.0436 | 7.927 | 7.8275 | 7.7428 | 7.6711
No | PG&E | Res | HVAC | 2019-21 Fed App: Residential furnace fans | Possible | Electric Energy (GWh/year) |  | 5.5167 | 5.5401 | 5.5624 | 5.5955 | 5.6353 | 5.635 | 5.6348 | 5.6348 | 5.6347 | 5.6347 | 5.6347 | 5.6347
No | PG&E | Res | HVAC | 2025 T-24: Residential HVAC Performance - Multifamily Design (Alterations) | Possible | Electric Energy (GWh/year) |  | 0.62206 | 0.67964 | 0.67948 | 0.67932 | 0.67916 | 0.679 | 0.67884 | 0.67868 | 0.67851 | 0.67835 | 0.67819 | 0.67803
No | PG&E | Res | HVAC | 2025 T-24: Residential HVAC Performance - Refrigerant Charge Verification (Alterations) | Possible | Electric Energy (GWh/year) |  | 0.28196 | 0.30799 | 0.30785 | 0.30771 | 0.30756 | 0.30742 | 0.30727 | 0.30713 | 0.30698 | 0.30684 | 0.30669 | 0.30654
No | PG&E | Res | HVAC | 2025 T-24: Residential HVAC Performance - Refrigerant Charge Verification (New Construction + Additions) | Possible | Electric Energy (GWh/year) |  | 0.033672 | 0.066764 | 0.066734 | 0.066703 | 0.066671 | 0.06664 | 0.066609 | 0.066577 | 0.066546 | 0.066514 | 0.066482 | 0.066451
No | PG&E | Res | HVAC | 2025 T-24: Residential HVAC Performance - Single Family Defrost (Alterations) | Possible | Electric Energy (GWh/year) |  | 0.58204 | 0.63579 | 0.63552 | 0.63525 | 0.63497 | 0.6347 | 0.63442 | 0.63414 | 0.63387 | 0.63359 | 0.63331 | 0.63303
No | PG&E | Res | HVAC | 2025 T-24: Residential HVAC Performance - Single Family Defrost (New Construction + Additions) | Possible | Electric Energy (GWh/year) |  | 0.15348 | 0.30433 | 0.3042 | 0.30407 | 0.30394 | 0.30381 | 0.30368 | 0.30355 | 0.30341 | 0.30328 | 0.30315 | 0.30301
No | PG&E | Res | HVAC | 2025 T-24: Residential HVAC Performance - Single Family Design (Alterations) | Possible | Electric Energy (GWh/year) |  | 4.5389 | 4.959 | 4.9579 | 4.9567 | 4.9555 | 4.9544 | 4.9532 | 4.952 | 4.9508 | 4.9496 | 4.9485 | 4.9473
No | PG&E | Res | HVAC | 2025 T-24: Residential HVAC Performance - Single Family Design (New Construction + Additions) | Possible | Electric Energy (GWh/year) |  | 0.0010362 | 0.0020551 | 0.0020546 | 0.0020541 | 0.0020537 | 0.0020532 | 0.0020527 | 0.0020522 | 0.0020517 | 0.0020512 | 0.0020507 | 0.0020502
No | PG&E | Res | HVAC | 2019 T-24: RNC(MF)-MECH-Quality HVAC | Possible | Electric Energy (GWh/year) |  | 0.13355 | 0.12319 | 0.11151 | 0.098852 | 0.085715 | 0.072675 | 0.06029 | 0.049013 | 0.039129 | 0.030756 | 0.023861 | 0.018317
No | PG&E | Res | HVAC | 2019 T-24: RNC(SF)-MECH-Quality HVAC | Possible | Electric Energy (GWh/year) |  | 0.4811 | 0.44378 | 0.4017 | 0.3561 | 0.30878 | 0.26181 | 0.21719 | 0.17656 | 0.14096 | 0.11079 | 0.085957 | 0.065984
No | PG&E | Res | HVAC | 2022 T-24: SFA - Electric resistance space heating | Possible | Electric Energy (GWh/year) |  | 1.5224 | 1.4862 | 1.4463 | 1.4027 | 1.3557 | 1.3057 | 1.253 | 1.1983 | 1.1423 | 1.0858 | 1.0296 | 0.97454
No | PG&E | Res | HVAC | 2022 T-24: SFA - Prescriptive duct insulation | Possible | Electric Energy (GWh/year) |  | 0.030353 | 0.030098 | 0.02986 | 0.029638 | 0.029433 | 0.029245 | 0.029072 | 0.028916 | 0.028774 | 0.028645 | 0.02853 | 0.028427
No | PG&E | Res | HVAC | 2022 T-24: SFA - Prescriptive duct sealing | Possible | Electric Energy (GWh/year) |  | 0.37992 | 0.37588 | 0.37259 | 0.36991 | 0.36773 | 0.36598 | 0.36456 | 0.36342 | 0.3625 | 0.36176 | 0.36117 | 0.36069
No | PG&E | Res | HVAC | 2025 T-24: Single Family HVAC - Supplemental Heating Combined (New Construction + Additions) | Possible | Electric Energy (GWh/year) |  | 0.31755 | 0.62978 | 0.62963 | 0.62948 | 0.62933 | 0.62918 | 0.62903 | 0.62888 | 0.62873 | 0.62858 | 0.62843 | 0.62828
No | SCE | Res | HVAC | 2005 T-24: Duct improvement | On-the-books | Electric Energy (GWh/year) | 0 | 0 | 0 | 0 | 0 | 0 | 0 | 0 | 0 | 0 | 0 | 0 | 0
No | SCE | Res | HVAC | Fed Appliance: Residential Central AC, Heat Pumps and Furnaces | On-the-books | Electric Energy (GWh/year) | 1.3557 | 1.3287 | 1.3065 | 1.2883 | 1.2735 | 1.2615 | 1.2477 | 1.2351 | 0.18635 | 0.18438 | 0.18236 | 0.18038 | 0.17837
No | SCE | Res | HVAC | Fed Appliance: Residential Room AC | On-the-books | Electric Energy (GWh/year) | 0.4184 | 0.086052 | 0.084545 | 0.083312 | 0.082311 | 0.081501 | 0.080563 | 0.079711 | 0.078802 | 0.07793 | 0.077033 | 0.076154 | 0.075263
No | SCE | Res | HVAC | 2016 T-20: Air Filter Labeling | On-the-books | Electric Energy (GWh/year) | 0.0056233 | 0.0056035 | 0.0055876 | 0.0055748 | 0.0055647 | 0.0055566 | 0.0055502 | 0.0055451 | 0.0055411 | 0.005538 | 0.0055355 | 0.0055335 | 0.0055319
No | SCE | Res | HVAC | 2024 T-20: Air Filter Labeling | On-the-books | Electric Energy (GWh/year) | 0.018789 | 0.018904 | 0.019019 | 0.019134 | 0.019248 | 0.019363 | 0.019363 | 0.019363 | 0.019363 | 0.019363 | 0.019363 | 0.019363 | 0.019363
No | SCE | Res | HVAC | 2019-21 Fed App: Ceiling Fans | On-the-books | Electric Energy (GWh/year) | 0.00038649 | 0.00037897 | 0.00037194 | 0.00036524 | 0.00036126 | 0.00035881 | 0.00035361 | 0.00034917 | 0.00030132 | 4.1496e-05 | 4.1168e-05 | 4.0893e-05 | 4.0661e-05
No | SCE | Res | HVAC | 2019-21 Fed App: Dehumidifiers | On-the-books | Electric Energy (GWh/year) |  | 0.53439 | 0.51878 | 0.50267 | 0.48545 | 0.27958 | 0.067072 | 0.064045 | 0.061305 | 0.058826 | 0.056584 | 0.054554 | 0.052718
No | SCE | Res | HVAC | 2022 T-24: MFA - Restructuring - Airflow and Fan Watt Draw | On-the-books | Electric Energy (GWh/year) | 0.47777 | 0.47611 | 0.4748 | 0.47376 | 0.47295 | 0.47231 | 0.47181 | 0.47142 | 0.47111 | 0.47088 | 0.47069 | 0.47055 | 0.47044
No | SCE | Res | HVAC | 2022 T-24: MFA - Restructuring - Duct Sealing and Testing | On-the-books | Electric Energy (GWh/year) | 0.072774 | 0.072516 | 0.072277 | 0.072055 | 0.071851 | 0.071662 | 0.071488 | 0.071328 | 0.07118 | 0.071044 | 0.070919 | 0.070804 | 0.070698
No | SCE | Res | HVAC | 2022 T-24: MFA - Restructuring - Refrigerant Charge Verification | On-the-books | Electric Energy (GWh/year) | 0.39025 | 0.38293 | 0.37579 | 0.36886 | 0.36217 | 0.35574 | 0.34959 | 0.34374 | 0.33818 | 0.33294 | 0.32801 | 0.32339 | 0.31908
No | SCE | Res | HVAC | 2022 T-24: MFNC - All Electric Package - Single Zone Heat Pump Electric Space Heating for Mid-rise and High-rise MF | On-the-books | Electric Energy (GWh/year) | -0.84099 | -0.81719 | -0.79279 | -0.76807 | -0.7433 | -0.71875 | -0.69471 | -0.67141 | -0.64908 | -0.62789 | -0.60797 | -0.58943 | -0.57232
No | SCE | Res | HVAC | 2022 T-24: MFNC - Indoor Air Quality - Central Ventilation Duct Sealing | On-the-books | Electric Energy (GWh/year) | 0.035171 | 0.034759 | 0.034355 | 0.033961 | 0.033578 | 0.033208 | 0.032853 | 0.032513 | 0.032189 | 0.031882 | 0.031592 | 0.031319 | 0.031063
No | SCE | Res | HVAC | 2022 T-24: MFNC - Indoor Air Quality - Heat or Energy Recovery Ventilator | On-the-books | Electric Energy (GWh/year) | 0.0050761 | 0.0050166 | 0.0049583 | 0.0049013 | 0.0048461 | 0.0047927 | 0.0047414 | 0.0046924 | 0.0046456 | 0.0046013 | 0.0045595 | 0.0045201 | 0.0044832
No | SCE | Res | HVAC | 2022 T-24: MFNC - Restructuring - Airflow and Fan Watt Draw | On-the-books | Electric Energy (GWh/year) | 0.20812 | 0.2074 | 0.20683 | 0.20638 | 0.20602 | 0.20575 | 0.20553 | 0.20536 | 0.20522 | 0.20512 | 0.20504 | 0.20498 | 0.20493
No | SCE | Res | HVAC | 2022 T-24: MFNC - Restructuring - Refrigerant Charge Verification | On-the-books | Electric Energy (GWh/year) | 0.11818 | 0.11597 | 0.1138 | 0.11171 | 0.10968 | 0.10773 | 0.10587 | 0.1041 | 0.10242 | 0.10083 | 0.099335 | 0.097936 | 0.096629
No | SCE | Res | HVAC | 2025 T-24: Multifamily IAQ - Compartmentalization and Balanced or supply-only ventilation (New Construction + Additions) | On-the-books | Electric Energy (GWh/year) | 0 | 0.04074 | 0.16126 | 0.16088 | 0.16047 | 0.16004 | 0.15959 | 0.15911 | 0.15862 | 0.15811 | 0.15757 | 0.15702 | 0.15645
No | SCE | Res | HVAC | 2025 T-24: Multifamily Restructuring - Central Ventilation Shaft Sealing (New Construction + Additions) | On-the-books | Electric Energy (GWh/year) | 0 | 0.00087282 | 0.0033643 | 0.0032656 | 0.0031669 | 0.0030684 | 0.0029703 | 0.0028727 | 0.0027758 | 0.0026797 | 0.0025847 | 0.0024909 | 0.0023984
No | SCE | Res | HVAC | 2019 T-24: RA(MF)-MECH-Quality HVAC | On-the-books | Electric Energy (GWh/year) |  | 0.0033531 | 0.003093 | 0.0027997 | 0.0024819 | 0.0021521 | 0.0018247 | 0.0015138 | 0.0012306 | 0.00098245 | 0.00077221 | 0.0005991 | 0.00045989
No | SCE | Res | HVAC | 2019 T-24: RA(SF)-MECH-Quality HVAC | On-the-books | Electric Energy (GWh/year) |  | 0.0081643 | 0.0075309 | 0.0068168 | 0.006043 | 0.00524 | 0.0044428 | 0.0036857 | 0.0029963 | 0.0023921 | 0.0018802 | 0.0014587 | 0.0011197
No | SCE | Res | HVAC | 2019-21 Fed App: Residential boilers - gas-fired hot water and electric hot water | On-the-books | Electric Energy (GWh/year) |  | 0.0045802 | 0.0045555 | 0.0045415 | 0.0045425 | 0.004541 | 0.0045283 | 0.0045172 | 0.0045076 | 0.0044994 | 0.0044924 | 0.0044865 | 0.0044814
No | SCE | Res | HVAC | 2019-21 Fed App: Residential boilers - gas-fired steam and electric steam | On-the-books | Electric Energy (GWh/year) |  | 0.00027892 | 0.00026169 | 0.00024616 | 0.00023391 | 0.00022154 | 0.00021212 | 0.00020394 | 0.00019688 | 0.00019082 | 0.00018564 | 0.00018125 | 0.00017752
No | SCE | Res | HVAC | 2022-24 Fed App: Residential central AC & HP | On-the-books | Electric Energy (GWh/year) |  | 9.0258 | 8.8594 | 8.6912 | 8.5875 | 8.518 | 8.3369 | 8.1795 | 8.0436 | 7.927 | 7.8275 | 7.7428 | 7.6711
No | SCE | Res | HVAC | 2019-21 Fed App: Residential furnace fans | On-the-books | Electric Energy (GWh/year) |  | 5.5167 | 5.5401 | 5.5624 | 5.5955 | 5.6353 | 5.635 | 5.6348 | 5.6348 | 5.6347 | 5.6347 | 5.6347 | 5.6347
No | SCE | Res | HVAC | 2025 T-24: Residential HVAC Performance - Multifamily Design (Alterations) | On-the-books | Electric Energy (GWh/year) |  | 0.62206 | 0.67964 | 0.67948 | 0.67932 | 0.67916 | 0.679 | 0.67884 | 0.67868 | 0.67851 | 0.67835 | 0.67819 | 0.67803
No | SCE | Res | HVAC | 2025 T-24: Residential HVAC Performance - Refrigerant Charge Verification (Alterations) | On-the-books | Electric Energy (GWh/year) |  | 0.28196 | 0.30799 | 0.30785 | 0.30771 | 0.30756 | 0.30742 | 0.30727 | 0.30713 | 0.30698 | 0.30684 | 0.30669 | 0.30654
No | SCE | Res | HVAC | 2025 T-24: Residential HVAC Performance - Refrigerant Charge Verification (New Construction + Additions) | On-the-books | Electric Energy (GWh/year) |  | 0.033672 | 0.066764 | 0.066734 | 0.066703 | 0.066671 | 0.06664 | 0.066609 | 0.066577 | 0.066546 | 0.066514 | 0.066482 | 0.066451
No | SCE | Res | HVAC | 2025 T-24: Residential HVAC Performance - Single Family Defrost (Alterations) | On-the-books | Electric Energy (GWh/year) |  | 0.58204 | 0.63579 | 0.63552 | 0.63525 | 0.63497 | 0.6347 | 0.63442 | 0.63414 | 0.63387 | 0.63359 | 0.63331 | 0.63303
No | SCE | Res | HVAC | 2025 T-24: Residential HVAC Performance - Single Family Defrost (New Construction + Additions) | On-the-books | Electric Energy (GWh/year) |  | 0.15348 | 0.30433 | 0.3042 | 0.30407 | 0.30394 | 0.30381 | 0.30368 | 0.30355 | 0.30341 | 0.30328 | 0.30315 | 0.30301
No | SCE | Res | HVAC | 2025 T-24: Residential HVAC Performance - Single Family Design (Alterations) | On-the-books | Electric Energy (GWh/year) |  | 4.5389 | 4.959 | 4.9579 | 4.9567 | 4.9555 | 4.9544 | 4.9532 | 4.952 | 4.9508 | 4.9496 | 4.9485 | 4.9473
No | SCE | Res | HVAC | 2025 T-24: Residential HVAC Performance - Single Family Design (New Construction + Additions) | On-the-books | Electric Energy (GWh/year) |  | 0.0010362 | 0.0020551 | 0.0020546 | 0.0020541 | 0.0020537 | 0.0020532 | 0.0020527 | 0.0020522 | 0.0020517 | 0.0020512 | 0.0020507 | 0.0020502
No | SCE | Res | HVAC | 2019 T-24: RNC(MF)-MECH-Quality HVAC | On-the-books | Electric Energy (GWh/year) |  | 0.13355 | 0.12319 | 0.11151 | 0.098852 | 0.085715 | 0.072675 | 0.06029 | 0.049013 | 0.039129 | 0.030756 | 0.023861 | 0.018317
No | SCE | Res | HVAC | 2019 T-24: RNC(SF)-MECH-Quality HVAC | On-the-books | Electric Energy (GWh/year) |  | 0.4811 | 0.44378 | 0.4017 | 0.3561 | 0.30878 | 0.26181 | 0.21719 | 0.17656 | 0.14096 | 0.11079 | 0.085957 | 0.065984
No | SCE | Res | HVAC | 2022 T-24: SFA - Electric resistance space heating | On-the-books | Electric Energy (GWh/year) |  | 1.5224 | 1.4862 | 1.4463 | 1.4027 | 1.3557 | 1.3057 | 1.253 | 1.1983 | 1.1423 | 1.0858 | 1.0296 | 0.97454
No | SCE | Res | HVAC | 2022 T-24: SFA - Prescriptive duct insulation | On-the-books | Electric Energy (GWh/year) |  | 0.030353 | 0.030098 | 0.02986 | 0.029638 | 0.029433 | 0.029245 | 0.029072 | 0.028916 | 0.028774 | 0.028645 | 0.02853 | 0.028427
No | SCE | Res | HVAC | 2022 T-24: SFA - Prescriptive duct sealing | On-the-books | Electric Energy (GWh/year) |  | 0.37992 | 0.37588 | 0.37259 | 0.36991 | 0.36773 | 0.36598 | 0.36456 | 0.36342 | 0.3625 | 0.36176 | 0.36117 | 0.36069
No | SCE | Res | HVAC | 2025 T-24: Single Family HVAC - Supplemental Heating Combined (New Construction + Additions) | On-the-books | Electric Energy (GWh/year) |  | 0.31755 | 0.62978 | 0.62963 | 0.62948 | 0.62933 | 0.62918 | 0.62903 | 0.62888 | 0.62873 | 0.62858 | 0.62843 | 0.62828
No | SCE | Res | HVAC | 2005 T-24: Duct improvement | Expected | Electric Energy (GWh/year) | 0 | 0 | 0 | 0 | 0 | 0 | 0 | 0 | 0 | 0 | 0 | 0 | 0
No | SCE | Res | HVAC | Fed Appliance: Residential Central AC, Heat Pumps and Furnaces | Expected | Electric Energy (GWh/year) | 1.3557 | 1.3287 | 1.3065 | 1.2883 | 1.2735 | 1.2615 | 1.2477 | 1.2351 | 0.18635 | 0.18438 | 0.18236 | 0.18038 | 0.17837
No | SCE | Res | HVAC | Fed Appliance: Residential Room AC | Expected | Electric Energy (GWh/year) | 0.4184 | 0.086052 | 0.084545 | 0.083312 | 0.082311 | 0.081501 | 0.080563 | 0.079711 | 0.078802 | 0.07793 | 0.077033 | 0.076154 | 0.075263
No | SCE | Res | HVAC | 2016 T-20: Air Filter Labeling | Expected | Electric Energy (GWh/year) | 0.0056233 | 0.0056035 | 0.0055876 | 0.0055748 | 0.0055647 | 0.0055566 | 0.0055502 | 0.0055451 | 0.0055411 | 0.005538 | 0.0055355 | 0.0055335 | 0.0055319
No | SCE | Res | HVAC | 2024 T-20: Air Filter Labeling | Expected | Electric Energy (GWh/year) | 0.018789 | 0.018904 | 0.019019 | 0.019134 | 0.019248 | 0.019363 | 0.019363 | 0.019363 | 0.019363 | 0.019363 | 0.019363 | 0.019363 | 0.019363
No | SCE | Res | HVAC | 2019-21 Fed App: Ceiling Fans | Expected | Electric Energy (GWh/year) | 0.00038649 | 0.00037897 | 0.00037194 | 0.00036524 | 0.00036126 | 0.00035881 | 0.00035361 | 0.00034917 | 0.00030132 | 4.1496e-05 | 4.1168e-05 | 4.0893e-05 | 4.0661e-05
No | SCE | Res | HVAC | 2019-21 Fed App: Dehumidifiers | Expected | Electric Energy (GWh/year) |  | 0.53439 | 0.51878 | 0.50267 | 0.48545 | 0.27958 | 0.067072 | 0.064045 | 0.061305 | 0.058826 | 0.056584 | 0.054554 | 0.052718
No | SCE | Res | HVAC | 2022 T-24: MFA - Restructuring - Airflow and Fan Watt Draw | Expected | Electric Energy (GWh/year) | 0.47777 | 0.47611 | 0.4748 | 0.47376 | 0.47295 | 0.47231 | 0.47181 | 0.47142 | 0.47111 | 0.47088 | 0.47069 | 0.47055 | 0.47044
No | SCE | Res | HVAC | 2022 T-24: MFA - Restructuring - Duct Sealing and Testing | Expected | Electric Energy (GWh/year) | 0.072774 | 0.072516 | 0.072277 | 0.072055 | 0.071851 | 0.071662 | 0.071488 | 0.071328 | 0.07118 | 0.071044 | 0.070919 | 0.070804 | 0.070698
No | SCE | Res | HVAC | 2022 T-24: MFA - Restructuring - Refrigerant Charge Verification | Expected | Electric Energy (GWh/year) | 0.39025 | 0.38293 | 0.37579 | 0.36886 | 0.36217 | 0.35574 | 0.34959 | 0.34374 | 0.33818 | 0.33294 | 0.32801 | 0.32339 | 0.31908
No | SCE | Res | HVAC | 2022 T-24: MFNC - All Electric Package - Single Zone Heat Pump Electric Space Heating for Mid-rise and High-rise MF | Expected | Electric Energy (GWh/year) | -0.84099 | -0.81719 | -0.79279 | -0.76807 | -0.7433 | -0.71875 | -0.69471 | -0.67141 | -0.64908 | -0.62789 | -0.60797 | -0.58943 | -0.57232
No | SCE | Res | HVAC | 2022 T-24: MFNC - Indoor Air Quality - Central Ventilation Duct Sealing | Expected | Electric Energy (GWh/year) | 0.035171 | 0.034759 | 0.034355 | 0.033961 | 0.033578 | 0.033208 | 0.032853 | 0.032513 | 0.032189 | 0.031882 | 0.031592 | 0.031319 | 0.031063
No | SCE | Res | HVAC | 2022 T-24: MFNC - Indoor Air Quality - Heat or Energy Recovery Ventilator | Expected | Electric Energy (GWh/year) | 0.0050761 | 0.0050166 | 0.0049583 | 0.0049013 | 0.0048461 | 0.0047927 | 0.0047414 | 0.0046924 | 0.0046456 | 0.0046013 | 0.0045595 | 0.0045201 | 0.0044832
No | SCE | Res | HVAC | 2022 T-24: MFNC - Restructuring - Airflow and Fan Watt Draw | Expected | Electric Energy (GWh/year) | 0.20812 | 0.2074 | 0.20683 | 0.20638 | 0.20602 | 0.20575 | 0.20553 | 0.20536 | 0.20522 | 0.20512 | 0.20504 | 0.20498 | 0.20493
No | SCE | Res | HVAC | 2022 T-24: MFNC - Restructuring - Refrigerant Charge Verification | Expected | Electric Energy (GWh/year) | 0.11818 | 0.11597 | 0.1138 | 0.11171 | 0.10968 | 0.10773 | 0.10587 | 0.1041 | 0.10242 | 0.10083 | 0.099335 | 0.097936 | 0.096629
No | SCE | Res | HVAC | 2025 T-24: Multifamily IAQ - Compartmentalization and Balanced or supply-only ventilation (New Construction + Additions) | Expected | Electric Energy (GWh/year) | 0 | 0.04074 | 0.16126 | 0.16088 | 0.16047 | 0.16004 | 0.15959 | 0.15911 | 0.15862 | 0.15811 | 0.15757 | 0.15702 | 0.15645
No | SCE | Res | HVAC | 2025 T-24: Multifamily Restructuring - Central Ventilation Shaft Sealing (New Construction + Additions) | Expected | Electric Energy (GWh/year) | 0 | 0.00087282 | 0.0033643 | 0.0032656 | 0.0031669 | 0.0030684 | 0.0029703 | 0.0028727 | 0.0027758 | 0.0026797 | 0.0025847 | 0.0024909 | 0.0023984
No | SCE | Res | HVAC | 2019 T-24: RA(MF)-MECH-Quality HVAC | Expected | Electric Energy (GWh/year) |  | 0.0033531 | 0.003093 | 0.0027997 | 0.0024819 | 0.0021521 | 0.0018247 | 0.0015138 | 0.0012306 | 0.00098245 | 0.00077221 | 0.0005991 | 0.00045989
No | SCE | Res | HVAC | 2019 T-24: RA(SF)-MECH-Quality HVAC | Expected | Electric Energy (GWh/year) |  | 0.0081643 | 0.0075309 | 0.0068168 | 0.006043 | 0.00524 | 0.0044428 | 0.0036857 | 0.0029963 | 0.0023921 | 0.0018802 | 0.0014587 | 0.0011197
No | SCE | Res | HVAC | 2019-21 Fed App: Residential boilers - gas-fired hot water and electric hot water | Expected | Electric Energy (GWh/year) |  | 0.0045802 | 0.0045555 | 0.0045415 | 0.0045425 | 0.004541 | 0.0045283 | 0.0045172 | 0.0045076 | 0.0044994 | 0.0044924 | 0.0044865 | 0.0044814
No | SCE | Res | HVAC | 2019-21 Fed App: Residential boilers - gas-fired steam and electric steam | Expected | Electric Energy (GWh/year) |  | 0.00027892 | 0.00026169 | 0.00024616 | 0.00023391 | 0.00022154 | 0.00021212 | 0.00020394 | 0.00019688 | 0.00019082 | 0.00018564 | 0.00018125 | 0.00017752
No | SCE | Res | HVAC | 2022-24 Fed App: Residential central AC & HP | Expected | Electric Energy (GWh/year) |  | 9.0258 | 8.8594 | 8.6912 | 8.5875 | 8.518 | 8.3369 | 8.1795 | 8.0436 | 7.927 | 7.8275 | 7.7428 | 7.6711
No | SCE | Res | HVAC | 2019-21 Fed App: Residential furnace fans | Expected | Electric Energy (GWh/year) |  | 5.5167 | 5.5401 | 5.5624 | 5.5955 | 5.6353 | 5.635 | 5.6348 | 5.6348 | 5.6347 | 5.6347 | 5.6347 | 5.6347
No | SCE | Res | HVAC | 2025 T-24: Residential HVAC Performance - Multifamily Design (Alterations) | Expected | Electric Energy (GWh/year) |  | 0.62206 | 0.67964 | 0.67948 | 0.67932 | 0.67916 | 0.679 | 0.67884 | 0.67868 | 0.67851 | 0.67835 | 0.67819 | 0.67803
No | SCE | Res | HVAC | 2025 T-24: Residential HVAC Performance - Refrigerant Charge Verification (Alterations) | Expected | Electric Energy (GWh/year) |  | 0.28196 | 0.30799 | 0.30785 | 0.30771 | 0.30756 | 0.30742 | 0.30727 | 0.30713 | 0.30698 | 0.30684 | 0.30669 | 0.30654
No | SCE | Res | HVAC | 2025 T-24: Residential HVAC Performance - Refrigerant Charge Verification (New Construction + Additions) | Expected | Electric Energy (GWh/year) |  | 0.033672 | 0.066764 | 0.066734 | 0.066703 | 0.066671 | 0.06664 | 0.066609 | 0.066577 | 0.066546 | 0.066514 | 0.066482 | 0.066451
No | SCE | Res | HVAC | 2025 T-24: Residential HVAC Performance - Single Family Defrost (Alterations) | Expected | Electric Energy (GWh/year) |  | 0.58204 | 0.63579 | 0.63552 | 0.63525 | 0.63497 | 0.6347 | 0.63442 | 0.63414 | 0.63387 | 0.63359 | 0.63331 | 0.63303
No | SCE | Res | HVAC | 2025 T-24: Residential HVAC Performance - Single Family Defrost (New Construction + Additions) | Expected | Electric Energy (GWh/year) |  | 0.15348 | 0.30433 | 0.3042 | 0.30407 | 0.30394 | 0.30381 | 0.30368 | 0.30355 | 0.30341 | 0.30328 | 0.30315 | 0.30301
No | SCE | Res | HVAC | 2025 T-24: Residential HVAC Performance - Single Family Design (Alterations) | Expected | Electric Energy (GWh/year) |  | 4.5389 | 4.959 | 4.9579 | 4.9567 | 4.9555 | 4.9544 | 4.9532 | 4.952 | 4.9508 | 4.9496 | 4.9485 | 4.9473
No | SCE | Res | HVAC | 2025 T-24: Residential HVAC Performance - Single Family Design (New Construction + Additions) | Expected | Electric Energy (GWh/year) |  | 0.0010362 | 0.0020551 | 0.0020546 | 0.0020541 | 0.0020537 | 0.0020532 | 0.0020527 | 0.0020522 | 0.0020517 | 0.0020512 | 0.0020507 | 0.0020502
No | SCE | Res | HVAC | 2019 T-24: RNC(MF)-MECH-Quality HVAC | Expected | Electric Energy (GWh/year) |  | 0.13355 | 0.12319 | 0.11151 | 0.098852 | 0.085715 | 0.072675 | 0.06029 | 0.049013 | 0.039129 | 0.030756 | 0.023861 | 0.018317
No | SCE | Res | HVAC | 2019 T-24: RNC(SF)-MECH-Quality HVAC | Expected | Electric Energy (GWh/year) |  | 0.4811 | 0.44378 | 0.4017 | 0.3561 | 0.30878 | 0.26181 | 0.21719 | 0.17656 | 0.14096 | 0.11079 | 0.085957 | 0.065984
No | SCE | Res | HVAC | 2022 T-24: SFA - Electric resistance space heating | Expected | Electric Energy (GWh/year) |  | 1.5224 | 1.4862 | 1.4463 | 1.4027 | 1.3557 | 1.3057 | 1.253 | 1.1983 | 1.1423 | 1.0858 | 1.0296 | 0.97454
No | SCE | Res | HVAC | 2022 T-24: SFA - Prescriptive duct insulation | Expected | Electric Energy (GWh/year) |  | 0.030353 | 0.030098 | 0.02986 | 0.029638 | 0.029433 | 0.029245 | 0.029072 | 0.028916 | 0.028774 | 0.028645 | 0.02853 | 0.028427
No | SCE | Res | HVAC | 2022 T-24: SFA - Prescriptive duct sealing | Expected | Electric Energy (GWh/year) |  | 0.37992 | 0.37588 | 0.37259 | 0.36991 | 0.36773 | 0.36598 | 0.36456 | 0.36342 | 0.3625 | 0.36176 | 0.36117 | 0.36069
No | SCE | Res | HVAC | 2025 T-24: Single Family HVAC - Supplemental Heating Combined (New Construction + Additions) | Expected | Electric Energy (GWh/year) |  | 0.31755 | 0.62978 | 0.62963 | 0.62948 | 0.62933 | 0.62918 | 0.62903 | 0.62888 | 0.62873 | 0.62858 | 0.62843 | 0.62828
No | SCE | Res | HVAC | 2005 T-24: Duct improvement | Possible | Electric Energy (GWh/year) | 0 | 0 | 0 | 0 | 0 | 0 | 0 | 0 | 0 | 0 | 0 | 0 | 0
No | SCE | Res | HVAC | Fed Appliance: Residential Central AC, Heat Pumps and Furnaces | Possible | Electric Energy (GWh/year) | 1.3557 | 1.3287 | 1.3065 | 1.2883 | 1.2735 | 1.2615 | 1.2477 | 1.2351 | 0.18635 | 0.18438 | 0.18236 | 0.18038 | 0.17837
No | SCE | Res | HVAC | Fed Appliance: Residential Room AC | Possible | Electric Energy (GWh/year) | 0.4184 | 0.086052 | 0.084545 | 0.083312 | 0.082311 | 0.081501 | 0.080563 | 0.079711 | 0.078802 | 0.07793 | 0.077033 | 0.076154 | 0.075263
No | SCE | Res | HVAC | 2016 T-20: Air Filter Labeling | Possible | Electric Energy (GWh/year) | 0.0056233 | 0.0056035 | 0.0055876 | 0.0055748 | 0.0055647 | 0.0055566 | 0.0055502 | 0.0055451 | 0.0055411 | 0.005538 | 0.0055355 | 0.0055335 | 0.0055319
No | SCE | Res | HVAC | 2024 T-20: Air Filter Labeling | Possible | Electric Energy (GWh/year) | 0.018789 | 0.018904 | 0.019019 | 0.019134 | 0.019248 | 0.019363 | 0.019363 | 0.019363 | 0.019363 | 0.019363 | 0.019363 | 0.019363 | 0.019363
No | SCE | Res | HVAC | 2019-21 Fed App: Ceiling Fans | Possible | Electric Energy (GWh/year) | 0.00038649 | 0.00037897 | 0.00037194 | 0.00036524 | 0.00036126 | 0.00035881 | 0.00035361 | 0.00034917 | 0.00030132 | 4.1496e-05 | 4.1168e-05 | 4.0893e-05 | 4.0661e-05
No | SCE | Res | HVAC | 2019-21 Fed App: Dehumidifiers | Possible | Electric Energy (GWh/year) |  | 0.53439 | 0.51878 | 0.50267 | 0.48545 | 0.27958 | 0.067072 | 0.064045 | 0.061305 | 0.058826 | 0.056584 | 0.054554 | 0.052718
No | SCE | Res | HVAC | 2022 T-24: MFA - Restructuring - Airflow and Fan Watt Draw | Possible | Electric Energy (GWh/year) | 0.47777 | 0.47611 | 0.4748 | 0.47376 | 0.47295 | 0.47231 | 0.47181 | 0.47142 | 0.47111 | 0.47088 | 0.47069 | 0.47055 | 0.47044
No | SCE | Res | HVAC | 2022 T-24: MFA - Restructuring - Duct Sealing and Testing | Possible | Electric Energy (GWh/year) | 0.072774 | 0.072516 | 0.072277 | 0.072055 | 0.071851 | 0.071662 | 0.071488 | 0.071328 | 0.07118 | 0.071044 | 0.070919 | 0.070804 | 0.070698
No | SCE | Res | HVAC | 2022 T-24: MFA - Restructuring - Refrigerant Charge Verification | Possible | Electric Energy (GWh/year) | 0.39025 | 0.38293 | 0.37579 | 0.36886 | 0.36217 | 0.35574 | 0.34959 | 0.34374 | 0.33818 | 0.33294 | 0.32801 | 0.32339 | 0.31908
No | SCE | Res | HVAC | 2022 T-24: MFNC - All Electric Package - Single Zone Heat Pump Electric Space Heating for Mid-rise and High-rise MF | Possible | Electric Energy (GWh/year) | -0.84099 | -0.81719 | -0.79279 | -0.76807 | -0.7433 | -0.71875 | -0.69471 | -0.67141 | -0.64908 | -0.62789 | -0.60797 | -0.58943 | -0.57232
No | SCE | Res | HVAC | 2022 T-24: MFNC - Indoor Air Quality - Central Ventilation Duct Sealing | Possible | Electric Energy (GWh/year) | 0.035171 | 0.034759 | 0.034355 | 0.033961 | 0.033578 | 0.033208 | 0.032853 | 0.032513 | 0.032189 | 0.031882 | 0.031592 | 0.031319 | 0.031063
No | SCE | Res | HVAC | 2022 T-24: MFNC - Indoor Air Quality - Heat or Energy Recovery Ventilator | Possible | Electric Energy (GWh/year) | 0.0050761 | 0.0050166 | 0.0049583 | 0.0049013 | 0.0048461 | 0.0047927 | 0.0047414 | 0.0046924 | 0.0046456 | 0.0046013 | 0.0045595 | 0.0045201 | 0.0044832
No | SCE | Res | HVAC | 2022 T-24: MFNC - Restructuring - Airflow and Fan Watt Draw | Possible | Electric Energy (GWh/year) | 0.20812 | 0.2074 | 0.20683 | 0.20638 | 0.20602 | 0.20575 | 0.20553 | 0.20536 | 0.20522 | 0.20512 | 0.20504 | 0.20498 | 0.20493
No | SCE | Res | HVAC | 2022 T-24: MFNC - Restructuring - Refrigerant Charge Verification | Possible | Electric Energy (GWh/year) | 0.11818 | 0.11597 | 0.1138 | 0.11171 | 0.10968 | 0.10773 | 0.10587 | 0.1041 | 0.10242 | 0.10083 | 0.099335 | 0.097936 | 0.096629
No | SCE | Res | HVAC | 2025 T-24: Multifamily IAQ - Compartmentalization and Balanced or supply-only ventilation (New Construction + Additions) | Possible | Electric Energy (GWh/year) | 0 | 0.04074 | 0.16126 | 0.16088 | 0.16047 | 0.16004 | 0.15959 | 0.15911 | 0.15862 | 0.15811 | 0.15757 | 0.15702 | 0.15645
No | SCE | Res | HVAC | 2025 T-24: Multifamily Restructuring - Central Ventilation Shaft Sealing (New Construction + Additions) | Possible | Electric Energy (GWh/year) | 0 | 0.00087282 | 0.0033643 | 0.0032656 | 0.0031669 | 0.0030684 | 0.0029703 | 0.0028727 | 0.0027758 | 0.0026797 | 0.0025847 | 0.0024909 | 0.0023984
No | SCE | Res | HVAC | 2019 T-24: RA(MF)-MECH-Quality HVAC | Possible | Electric Energy (GWh/year) |  | 0.0033531 | 0.003093 | 0.0027997 | 0.0024819 | 0.0021521 | 0.0018247 | 0.0015138 | 0.0012306 | 0.00098245 | 0.00077221 | 0.0005991 | 0.00045989
No | SCE | Res | HVAC | 2019 T-24: RA(SF)-MECH-Quality HVAC | Possible | Electric Energy (GWh/year) |  | 0.0081643 | 0.0075309 | 0.0068168 | 0.006043 | 0.00524 | 0.0044428 | 0.0036857 | 0.0029963 | 0.0023921 | 0.0018802 | 0.0014587 | 0.0011197
No | SCE | Res | HVAC | 2019-21 Fed App: Residential boilers - gas-fired hot water and electric hot water | Possible | Electric Energy (GWh/year) |  | 0.0045802 | 0.0045555 | 0.0045415 | 0.0045425 | 0.004541 | 0.0045283 | 0.0045172 | 0.0045076 | 0.0044994 | 0.0044924 | 0.0044865 | 0.0044814
No | SCE | Res | HVAC | 2019-21 Fed App: Residential boilers - gas-fired steam and electric steam | Possible | Electric Energy (GWh/year) |  | 0.00027892 | 0.00026169 | 0.00024616 | 0.00023391 | 0.00022154 | 0.00021212 | 0.00020394 | 0.00019688 | 0.00019082 | 0.00018564 | 0.00018125 | 0.00017752
No | SCE | Res | HVAC | 2022-24 Fed App: Residential central AC & HP | Possible | Electric Energy (GWh/year) |  | 9.0258 | 8.8594 | 8.6912 | 8.5875 | 8.518 | 8.3369 | 8.1795 | 8.0436 | 7.927 | 7.8275 | 7.7428 | 7.6711
No | SCE | Res | HVAC | 2019-21 Fed App: Residential furnace fans | Possible | Electric Energy (GWh/year) |  | 5.5167 | 5.5401 | 5.5624 | 5.5955 | 5.6353 | 5.635 | 5.6348 | 5.6348 | 5.6347 | 5.6347 | 5.6347 | 5.6347
No | SCE | Res | HVAC | 2025 T-24: Residential HVAC Performance - Multifamily Design (Alterations) | Possible | Electric Energy (GWh/year) |  | 0.62206 | 0.67964 | 0.67948 | 0.67932 | 0.67916 | 0.679 | 0.67884 | 0.67868 | 0.67851 | 0.67835 | 0.67819 | 0.67803
No | SCE | Res | HVAC | 2025 T-24: Residential HVAC Performance - Refrigerant Charge Verification (Alterations) | Possible | Electric Energy (GWh/year) |  | 0.28196 | 0.30799 | 0.30785 | 0.30771 | 0.30756 | 0.30742 | 0.30727 | 0.30713 | 0.30698 | 0.30684 | 0.30669 | 0.30654
No | SCE | Res | HVAC | 2025 T-24: Residential HVAC Performance - Refrigerant Charge Verification (New Construction + Additions) | Possible | Electric Energy (GWh/year) |  | 0.033672 | 0.066764 | 0.066734 | 0.066703 | 0.066671 | 0.06664 | 0.066609 | 0.066577 | 0.066546 | 0.066514 | 0.066482 | 0.066451
No | SCE | Res | HVAC | 2025 T-24: Residential HVAC Performance - Single Family Defrost (Alterations) | Possible | Electric Energy (GWh/year) |  | 0.58204 | 0.63579 | 0.63552 | 0.63525 | 0.63497 | 0.6347 | 0.63442 | 0.63414 | 0.63387 | 0.63359 | 0.63331 | 0.63303
No | SCE | Res | HVAC | 2025 T-24: Residential HVAC Performance - Single Family Defrost (New Construction + Additions) | Possible | Electric Energy (GWh/year) |  | 0.15348 | 0.30433 | 0.3042 | 0.30407 | 0.30394 | 0.30381 | 0.30368 | 0.30355 | 0.30341 | 0.30328 | 0.30315 | 0.30301
No | SCE | Res | HVAC | 2025 T-24: Residential HVAC Performance - Single Family Design (Alterations) | Possible | Electric Energy (GWh/year) |  | 4.5389 | 4.959 | 4.9579 | 4.9567 | 4.9555 | 4.9544 | 4.9532 | 4.952 | 4.9508 | 4.9496 | 4.9485 | 4.9473
No | SCE | Res | HVAC | 2025 T-24: Residential HVAC Performance - Single Family Design (New Construction + Additions) | Possible | Electric Energy (GWh/year) |  | 0.0010362 | 0.0020551 | 0.0020546 | 0.0020541 | 0.0020537 | 0.0020532 | 0.0020527 | 0.0020522 | 0.0020517 | 0.0020512 | 0.0020507 | 0.0020502
No | SCE | Res | HVAC | 2019 T-24: RNC(MF)-MECH-Quality HVAC | Possible | Electric Energy (GWh/year) |  | 0.13355 | 0.12319 | 0.11151 | 0.098852 | 0.085715 | 0.072675 | 0.06029 | 0.049013 | 0.039129 | 0.030756 | 0.023861 | 0.018317
No | SCE | Res | HVAC | 2019 T-24: RNC(SF)-MECH-Quality HVAC | Possible | Electric Energy (GWh/year) |  | 0.4811 | 0.44378 | 0.4017 | 0.3561 | 0.30878 | 0.26181 | 0.21719 | 0.17656 | 0.14096 | 0.11079 | 0.085957 | 0.065984
No | SCE | Res | HVAC | 2022 T-24: SFA - Electric resistance space heating | Possible | Electric Energy (GWh/year) |  | 1.5224 | 1.4862 | 1.4463 | 1.4027 | 1.3557 | 1.3057 | 1.253 | 1.1983 | 1.1423 | 1.0858 | 1.0296 | 0.97454
No | SCE | Res | HVAC | 2022 T-24: SFA - Prescriptive duct insulation | Possible | Electric Energy (GWh/year) |  | 0.030353 | 0.030098 | 0.02986 | 0.029638 | 0.029433 | 0.029245 | 0.029072 | 0.028916 | 0.028774 | 0.028645 | 0.02853 | 0.028427
No | SCE | Res | HVAC | 2022 T-24: SFA - Prescriptive duct sealing | Possible | Electric Energy (GWh/year) |  | 0.37992 | 0.37588 | 0.37259 | 0.36991 | 0.36773 | 0.36598 | 0.36456 | 0.36342 | 0.3625 | 0.36176 | 0.36117 | 0.36069
No | SCE | Res | HVAC | 2025 T-24: Single Family HVAC - Supplemental Heating Combined (New Construction + Additions) | Possible | Electric Energy (GWh/year) |  | 0.31755 | 0.62978 | 0.62963 | 0.62948 | 0.62933 | 0.62918 | 0.62903 | 0.62888 | 0.62873 | 0.62858 | 0.62843 | 0.62828
No | SDG&E | Res | HVAC | 2005 T-24: Duct improvement | On-the-books | Electric Energy (GWh/year) | 0 | 0 | 0 | 0 | 0 | 0 | 0 | 0 | 0 | 0 | 0 | 0 | 0
No | SDG&E | Res | HVAC | Fed Appliance: Residential Central AC, Heat Pumps and Furnaces | On-the-books | Electric Energy (GWh/year) | 0.27764 | 0.27212 | 0.26757 | 0.26384 | 0.26081 | 0.25836 | 0.25552 | 0.25294 | 0.038164 | 0.037761 | 0.037347 | 0.036941 | 0.03653
No | SDG&E | Res | HVAC | Fed Appliance: Residential Room AC | On-the-books | Electric Energy (GWh/year) | 0.085687 | 0.017623 | 0.017315 | 0.017062 | 0.016857 | 0.016691 | 0.016499 | 0.016325 | 0.016138 | 0.01596 | 0.015776 | 0.015596 | 0.015414
No | SDG&E | Res | HVAC | 2016 T-20: Air Filter Labeling | On-the-books | Electric Energy (GWh/year) | 0.0011516 | 0.0011476 | 0.0011443 | 0.0011417 | 0.0011396 | 0.001138 | 0.0011367 | 0.0011356 | 0.0011348 | 0.0011342 | 0.0011336 | 0.0011332 | 0.0011329
No | SDG&E | Res | HVAC | 2024 T-20: Air Filter Labeling | On-the-books | Electric Energy (GWh/year) | 0.003848 | 0.0038715 | 0.003895 | 0.0039185 | 0.003942 | 0.0039655 | 0.0039655 | 0.0039655 | 0.0039655 | 0.0039655 | 0.0039655 | 0.0039655 | 0.0039655
No | SDG&E | Res | HVAC | 2019-21 Fed App: Ceiling Fans | On-the-books | Electric Energy (GWh/year) | 7.9151e-05 | 7.7613e-05 | 7.6173e-05 | 7.48e-05 | 7.3984e-05 | 7.3483e-05 | 7.2418e-05 | 7.1508e-05 | 6.1709e-05 | 8.4983e-06 | 8.4312e-06 | 8.3747e-06 | 8.3272e-06
No | SDG&E | Res | HVAC | 2019-21 Fed App: Dehumidifiers | On-the-books | Electric Energy (GWh/year) |  | 0.10944 | 0.10624 | 0.10294 | 0.099419 | 0.057257 | 0.013736 | 0.013116 | 0.012555 | 0.012047 | 0.011588 | 0.011173 | 0.010796
No | SDG&E | Res | HVAC | 2022 T-24: MFA - Restructuring - Airflow and Fan Watt Draw | On-the-books | Electric Energy (GWh/year) | 0.097845 | 0.097506 | 0.097237 | 0.097025 | 0.096858 | 0.096727 | 0.096625 | 0.096545 | 0.096483 | 0.096434 | 0.096396 | 0.096367 | 0.096344
No | SDG&E | Res | HVAC | 2022 T-24: MFA - Restructuring - Duct Sealing and Testing | On-the-books | Electric Energy (GWh/year) | 0.014904 | 0.014851 | 0.014802 | 0.014757 | 0.014715 | 0.014676 | 0.014641 | 0.014608 | 0.014577 | 0.01455 | 0.014524 | 0.0145 | 0.014479
No | SDG&E | Res | HVAC | 2022 T-24: MFA - Restructuring - Refrigerant Charge Verification | On-the-books | Electric Energy (GWh/year) | 0.079922 | 0.078423 | 0.076961 | 0.075542 | 0.074172 | 0.072855 | 0.071595 | 0.070396 | 0.069259 | 0.068186 | 0.067176 | 0.06623 | 0.065346
No | SDG&E | Res | HVAC | 2022 T-24: MFNC - All Electric Package - Single Zone Heat Pump Electric Space Heating for Mid-rise and High-rise MF | On-the-books | Electric Energy (GWh/year) | -0.17223 | -0.16736 | -0.16236 | -0.1573 | -0.15223 | -0.1472 | -0.14227 | -0.1375 | -0.13293 | -0.12859 | -0.12451 | -0.12071 | -0.11721
No | SDG&E | Res | HVAC | 2022 T-24: MFNC - Indoor Air Quality - Central Ventilation Duct Sealing | On-the-books | Electric Energy (GWh/year) | 0.007203 | 0.0071186 | 0.0070358 | 0.006955 | 0.0068766 | 0.0068009 | 0.0067281 | 0.0066585 | 0.0065922 | 0.0065293 | 0.0064699 | 0.0064141 | 0.0063617
No | SDG&E | Res | HVAC | 2022 T-24: MFNC - Indoor Air Quality - Heat or Energy Recovery Ventilator | On-the-books | Electric Energy (GWh/year) | 0.0010396 | 0.0010274 | 0.0010154 | 0.0010038 | 0.00099246 | 0.00098153 | 0.00097103 | 0.00096098 | 0.00095141 | 0.00094234 | 0.00093377 | 0.00092571 | 0.00091815
No | SDG&E | Res | HVAC | 2022 T-24: MFNC - Restructuring - Airflow and Fan Watt Draw | On-the-books | Electric Energy (GWh/year) | 0.042623 | 0.042475 | 0.042358 | 0.042266 | 0.042193 | 0.042136 | 0.042091 | 0.042057 | 0.042029 | 0.042008 | 0.041992 | 0.041979 | 0.041969
No | SDG&E | Res | HVAC | 2022 T-24: MFNC - Restructuring - Refrigerant Charge Verification | On-the-books | Electric Energy (GWh/year) | 0.024203 | 0.02375 | 0.023307 | 0.022877 | 0.022462 | 0.022063 | 0.021682 | 0.021319 | 0.020974 | 0.020649 | 0.020344 | 0.020057 | 0.019789
No | SDG&E | Res | HVAC | 2025 T-24: Multifamily IAQ - Compartmentalization and Balanced or supply-only ventilation (New Construction + Additions) | On-the-books | Electric Energy (GWh/year) | 0 | 0.0083435 | 0.033026 | 0.032947 | 0.032863 | 0.032775 | 0.032683 | 0.032586 | 0.032485 | 0.03238 | 0.032271 | 0.032157 | 0.03204
No | SDG&E | Res | HVAC | 2025 T-24: Multifamily Restructuring - Central Ventilation Shaft Sealing (New Construction + Additions) | On-the-books | Electric Energy (GWh/year) | 0 | 0.00017875 | 0.000689 | 0.00066879 | 0.00064858 | 0.00062841 | 0.0006083 | 0.00058831 | 0.00056847 | 0.0005488 | 0.00052934 | 0.00051013 | 0.0004912
No | SDG&E | Res | HVAC | 2019 T-24: RA(MF)-MECH-Quality HVAC | On-the-books | Electric Energy (GWh/year) |  | 0.00068672 | 0.00063344 | 0.00057337 | 0.00050829 | 0.00044075 | 0.0003737 | 0.00031001 | 0.00025202 | 0.0002012 | 0.00015815 | 0.00012269 | 9.4184e-05
No | SDG&E | Res | HVAC | 2019 T-24: RA(SF)-MECH-Quality HVAC | On-the-books | Electric Energy (GWh/year) |  | 0.001672 | 0.0015423 | 0.0013961 | 0.0012376 | 0.0010731 | 0.00090987 | 0.00075482 | 0.00061363 | 0.00048989 | 0.00038505 | 0.00029873 | 0.00022932
No | SDG&E | Res | HVAC | 2019-21 Fed App: Residential boilers - gas-fired hot water and electric hot water | On-the-books | Electric Energy (GWh/year) |  | 0.00093801 | 0.00093295 | 0.00093009 | 0.0009303 | 0.00092998 | 0.00092737 | 0.0009251 | 0.00092315 | 0.00092147 | 0.00092003 | 0.00091881 | 0.00091778
No | SDG&E | Res | HVAC | 2019-21 Fed App: Residential boilers - gas-fired steam and electric steam | On-the-books | Electric Energy (GWh/year) |  | 5.7122e-05 | 5.3594e-05 | 5.0414e-05 | 4.7905e-05 | 4.537e-05 | 4.3442e-05 | 4.1767e-05 | 4.032e-05 | 3.9079e-05 | 3.8019e-05 | 3.7118e-05 | 3.6355e-05
No | SDG&E | Res | HVAC | 2022-24 Fed App: Residential central AC & HP | On-the-books | Electric Energy (GWh/year) |  | 1.8484 | 1.8144 | 1.7799 | 1.7587 | 1.7445 | 1.7074 | 1.6751 | 1.6473 | 1.6234 | 1.603 | 1.5857 | 1.571
No | SDG&E | Res | HVAC | 2019-21 Fed App: Residential furnace fans | On-the-books | Electric Energy (GWh/year) |  | 1.1298 | 1.1346 | 1.1392 | 1.1459 | 1.1541 | 1.154 | 1.154 | 1.154 | 1.154 | 1.154 | 1.154 | 1.154
No | SDG&E | Res | HVAC | 2025 T-24: Residential HVAC Performance - Multifamily Design (Alterations) | On-the-books | Electric Energy (GWh/year) |  | 0.1274 | 0.13919 | 0.13916 | 0.13912 | 0.13909 | 0.13906 | 0.13902 | 0.13899 | 0.13896 | 0.13892 | 0.13889 | 0.13886
No | SDG&E | Res | HVAC | 2025 T-24: Residential HVAC Performance - Refrigerant Charge Verification (Alterations) | On-the-books | Electric Energy (GWh/year) |  | 0.057745 | 0.063076 | 0.063046 | 0.063017 | 0.062988 | 0.062958 | 0.062929 | 0.062899 | 0.062869 | 0.062839 | 0.062809 | 0.062779
No | SDG&E | Res | HVAC | 2025 T-24: Residential HVAC Performance - Refrigerant Charge Verification (New Construction + Additions) | On-the-books | Electric Energy (GWh/year) |  | 0.006896 | 0.013673 | 0.013667 | 0.01366 | 0.013654 | 0.013648 | 0.013641 | 0.013635 | 0.013628 | 0.013622 | 0.013615 | 0.013609
No | SDG&E | Res | HVAC | 2025 T-24: Residential HVAC Performance - Single Family Defrost (Alterations) | On-the-books | Electric Energy (GWh/year) |  | 0.1192 | 0.13021 | 0.13015 | 0.1301 | 0.13004 | 0.12998 | 0.12993 | 0.12987 | 0.12981 | 0.12976 | 0.1297 | 0.12964
No | SDG&E | Res | HVAC | 2025 T-24: Residential HVAC Performance - Single Family Defrost (New Construction + Additions) | On-the-books | Electric Energy (GWh/year) |  | 0.031433 | 0.062327 | 0.0623 | 0.062273 | 0.062246 | 0.062219 | 0.062192 | 0.062165 | 0.062138 | 0.062111 | 0.062083 | 0.062056
No | SDG&E | Res | HVAC | 2025 T-24: Residential HVAC Performance - Single Family Design (Alterations) | On-the-books | Electric Energy (GWh/year) |  | 0.92956 | 1.0156 | 1.0154 | 1.0151 | 1.0149 | 1.0146 | 1.0144 | 1.0142 | 1.0139 | 1.0137 | 1.0134 | 1.0132
No | SDG&E | Res | HVAC | 2025 T-24: Residential HVAC Performance - Single Family Design (New Construction + Additions) | On-the-books | Electric Energy (GWh/year) |  | 0.00021222 | 0.00042088 | 0.00042078 | 0.00042068 | 0.00042058 | 0.00042048 | 0.00042038 | 0.00042028 | 0.00042018 | 0.00042008 | 0.00041998 | 0.00041988
No | SDG&E | Res | HVAC | 2019 T-24: RNC(MF)-MECH-Quality HVAC | On-the-books | Electric Energy (GWh/year) |  | 0.027351 | 0.025229 | 0.022836 | 0.020245 | 0.017554 | 0.014884 | 0.012347 | 0.010038 | 0.0080136 | 0.0062987 | 0.0048866 | 0.0037512
No | SDG&E | Res | HVAC | 2019 T-24: RNC(SF)-MECH-Quality HVAC | On-the-books | Electric Energy (GWh/year) |  | 0.098528 | 0.090884 | 0.082266 | 0.072929 | 0.063238 | 0.053617 | 0.04448 | 0.03616 | 0.028868 | 0.02269 | 0.017604 | 0.013513
No | SDG&E | Res | HVAC | 2022 T-24: SFA - Electric resistance space heating | On-the-books | Electric Energy (GWh/year) |  | 0.31179 | 0.30437 | 0.29619 | 0.28727 | 0.27765 | 0.2674 | 0.25661 | 0.24541 | 0.23394 | 0.22238 | 0.21087 | 0.19958
No | SDG&E | Res | HVAC | 2022 T-24: SFA - Prescriptive duct insulation | On-the-books | Electric Energy (GWh/year) |  | 0.0062162 | 0.0061641 | 0.0061152 | 0.0060698 | 0.0060278 | 0.0059892 | 0.0059539 | 0.0059218 | 0.0058927 | 0.0058665 | 0.0058429 | 0.0058218
No | SDG&E | Res | HVAC | 2022 T-24: SFA - Prescriptive duct sealing | On-the-books | Electric Energy (GWh/year) |  | 0.077806 | 0.07698 | 0.076305 | 0.075756 | 0.075311 | 0.074951 | 0.07466 | 0.074426 | 0.074238 | 0.074087 | 0.073966 | 0.073868
No | SDG&E | Res | HVAC | 2025 T-24: Single Family HVAC - Supplemental Heating Combined (New Construction + Additions) | On-the-books | Electric Energy (GWh/year) |  | 0.065034 | 0.12898 | 0.12895 | 0.12892 | 0.12889 | 0.12885 | 0.12882 | 0.12879 | 0.12876 | 0.12873 | 0.1287 | 0.12867
No | SDG&E | Res | HVAC | 2005 T-24: Duct improvement | Expected | Electric Energy (GWh/year) | 0 | 0 | 0 | 0 | 0 | 0 | 0 | 0 | 0 | 0 | 0 | 0 | 0
No | SDG&E | Res | HVAC | Fed Appliance: Residential Central AC, Heat Pumps and Furnaces | Expected | Electric Energy (GWh/year) | 0.27764 | 0.27212 | 0.26757 | 0.26384 | 0.26081 | 0.25836 | 0.25552 | 0.25294 | 0.038164 | 0.037761 | 0.037347 | 0.036941 | 0.03653
No | SDG&E | Res | HVAC | Fed Appliance: Residential Room AC | Expected | Electric Energy (GWh/year) | 0.085687 | 0.017623 | 0.017315 | 0.017062 | 0.016857 | 0.016691 | 0.016499 | 0.016325 | 0.016138 | 0.01596 | 0.015776 | 0.015596 | 0.015414
No | SDG&E | Res | HVAC | 2016 T-20: Air Filter Labeling | Expected | Electric Energy (GWh/year) | 0.0011516 | 0.0011476 | 0.0011443 | 0.0011417 | 0.0011396 | 0.001138 | 0.0011367 | 0.0011356 | 0.0011348 | 0.0011342 | 0.0011336 | 0.0011332 | 0.0011329
No | SDG&E | Res | HVAC | 2024 T-20: Air Filter Labeling | Expected | Electric Energy (GWh/year) | 0.003848 | 0.0038715 | 0.003895 | 0.0039185 | 0.003942 | 0.0039655 | 0.0039655 | 0.0039655 | 0.0039655 | 0.0039655 | 0.0039655 | 0.0039655 | 0.0039655
No | SDG&E | Res | HVAC | 2019-21 Fed App: Ceiling Fans | Expected | Electric Energy (GWh/year) | 7.9151e-05 | 7.7613e-05 | 7.6173e-05 | 7.48e-05 | 7.3984e-05 | 7.3483e-05 | 7.2418e-05 | 7.1508e-05 | 6.1709e-05 | 8.4983e-06 | 8.4312e-06 | 8.3747e-06 | 8.3272e-06
No | SDG&E | Res | HVAC | 2019-21 Fed App: Dehumidifiers | Expected | Electric Energy (GWh/year) |  | 0.10944 | 0.10624 | 0.10294 | 0.099419 | 0.057257 | 0.013736 | 0.013116 | 0.012555 | 0.012047 | 0.011588 | 0.011173 | 0.010796
No | SDG&E | Res | HVAC | 2022 T-24: MFA - Restructuring - Airflow and Fan Watt Draw | Expected | Electric Energy (GWh/year) | 0.097845 | 0.097506 | 0.097237 | 0.097025 | 0.096858 | 0.096727 | 0.096625 | 0.096545 | 0.096483 | 0.096434 | 0.096396 | 0.096367 | 0.096344
No | SDG&E | Res | HVAC | 2022 T-24: MFA - Restructuring - Duct Sealing and Testing | Expected | Electric Energy (GWh/year) | 0.014904 | 0.014851 | 0.014802 | 0.014757 | 0.014715 | 0.014676 | 0.014641 | 0.014608 | 0.014577 | 0.01455 | 0.014524 | 0.0145 | 0.014479
No | SDG&E | Res | HVAC | 2022 T-24: MFA - Restructuring - Refrigerant Charge Verification | Expected | Electric Energy (GWh/year) | 0.079922 | 0.078423 | 0.076961 | 0.075542 | 0.074172 | 0.072855 | 0.071595 | 0.070396 | 0.069259 | 0.068186 | 0.067176 | 0.06623 | 0.065346
No | SDG&E | Res | HVAC | 2022 T-24: MFNC - All Electric Package - Single Zone Heat Pump Electric Space Heating for Mid-rise and High-rise MF | Expected | Electric Energy (GWh/year) | -0.17223 | -0.16736 | -0.16236 | -0.1573 | -0.15223 | -0.1472 | -0.14227 | -0.1375 | -0.13293 | -0.12859 | -0.12451 | -0.12071 | -0.11721
No | SDG&E | Res | HVAC | 2022 T-24: MFNC - Indoor Air Quality - Central Ventilation Duct Sealing | Expected | Electric Energy (GWh/year) | 0.007203 | 0.0071186 | 0.0070358 | 0.006955 | 0.0068766 | 0.0068009 | 0.0067281 | 0.0066585 | 0.0065922 | 0.0065293 | 0.0064699 | 0.0064141 | 0.0063617
No | SDG&E | Res | HVAC | 2022 T-24: MFNC - Indoor Air Quality - Heat or Energy Recovery Ventilator | Expected | Electric Energy (GWh/year) | 0.0010396 | 0.0010274 | 0.0010154 | 0.0010038 | 0.00099246 | 0.00098153 | 0.00097103 | 0.00096098 | 0.00095141 | 0.00094234 | 0.00093377 | 0.00092571 | 0.00091815
No | SDG&E | Res | HVAC | 2022 T-24: MFNC - Restructuring - Airflow and Fan Watt Draw | Expected | Electric Energy (GWh/year) | 0.042623 | 0.042475 | 0.042358 | 0.042266 | 0.042193 | 0.042136 | 0.042091 | 0.042057 | 0.042029 | 0.042008 | 0.041992 | 0.041979 | 0.041969
No | SDG&E | Res | HVAC | 2022 T-24: MFNC - Restructuring - Refrigerant Charge Verification | Expected | Electric Energy (GWh/year) | 0.024203 | 0.02375 | 0.023307 | 0.022877 | 0.022462 | 0.022063 | 0.021682 | 0.021319 | 0.020974 | 0.020649 | 0.020344 | 0.020057 | 0.019789
No | SDG&E | Res | HVAC | 2025 T-24: Multifamily IAQ - Compartmentalization and Balanced or supply-only ventilation (New Construction + Additions) | Expected | Electric Energy (GWh/year) | 0 | 0.0083435 | 0.033026 | 0.032947 | 0.032863 | 0.032775 | 0.032683 | 0.032586 | 0.032485 | 0.03238 | 0.032271 | 0.032157 | 0.03204
No | SDG&E | Res | HVAC | 2025 T-24: Multifamily Restructuring - Central Ventilation Shaft Sealing (New Construction + Additions) | Expected | Electric Energy (GWh/year) | 0 | 0.00017875 | 0.000689 | 0.00066879 | 0.00064858 | 0.00062841 | 0.0006083 | 0.00058831 | 0.00056847 | 0.0005488 | 0.00052934 | 0.00051013 | 0.0004912
No | SDG&E | Res | HVAC | 2019 T-24: RA(MF)-MECH-Quality HVAC | Expected | Electric Energy (GWh/year) |  | 0.00068672 | 0.00063344 | 0.00057337 | 0.00050829 | 0.00044075 | 0.0003737 | 0.00031001 | 0.00025202 | 0.0002012 | 0.00015815 | 0.00012269 | 9.4184e-05
No | SDG&E | Res | HVAC | 2019 T-24: RA(SF)-MECH-Quality HVAC | Expected | Electric Energy (GWh/year) |  | 0.001672 | 0.0015423 | 0.0013961 | 0.0012376 | 0.0010731 | 0.00090987 | 0.00075482 | 0.00061363 | 0.00048989 | 0.00038505 | 0.00029873 | 0.00022932
No | SDG&E | Res | HVAC | 2019-21 Fed App: Residential boilers - gas-fired hot water and electric hot water | Expected | Electric Energy (GWh/year) |  | 0.00093801 | 0.00093295 | 0.00093009 | 0.0009303 | 0.00092998 | 0.00092737 | 0.0009251 | 0.00092315 | 0.00092147 | 0.00092003 | 0.00091881 | 0.00091778
No | SDG&E | Res | HVAC | 2019-21 Fed App: Residential boilers - gas-fired steam and electric steam | Expected | Electric Energy (GWh/year) |  | 5.7122e-05 | 5.3594e-05 | 5.0414e-05 | 4.7905e-05 | 4.537e-05 | 4.3442e-05 | 4.1767e-05 | 4.032e-05 | 3.9079e-05 | 3.8019e-05 | 3.7118e-05 | 3.6355e-05
No | SDG&E | Res | HVAC | 2022-24 Fed App: Residential central AC & HP | Expected | Electric Energy (GWh/year) |  | 1.8484 | 1.8144 | 1.7799 | 1.7587 | 1.7445 | 1.7074 | 1.6751 | 1.6473 | 1.6234 | 1.603 | 1.5857 | 1.571
No | SDG&E | Res | HVAC | 2019-21 Fed App: Residential furnace fans | Expected | Electric Energy (GWh/year) |  | 1.1298 | 1.1346 | 1.1392 | 1.1459 | 1.1541 | 1.154 | 1.154 | 1.154 | 1.154 | 1.154 | 1.154 | 1.154
No | SDG&E | Res | HVAC | 2025 T-24: Residential HVAC Performance - Multifamily Design (Alterations) | Expected | Electric Energy (GWh/year) |  | 0.1274 | 0.13919 | 0.13916 | 0.13912 | 0.13909 | 0.13906 | 0.13902 | 0.13899 | 0.13896 | 0.13892 | 0.13889 | 0.13886
No | SDG&E | Res | HVAC | 2025 T-24: Residential HVAC Performance - Refrigerant Charge Verification (Alterations) | Expected | Electric Energy (GWh/year) |  | 0.057745 | 0.063076 | 0.063046 | 0.063017 | 0.062988 | 0.062958 | 0.062929 | 0.062899 | 0.062869 | 0.062839 | 0.062809 | 0.062779
No | SDG&E | Res | HVAC | 2025 T-24: Residential HVAC Performance - Refrigerant Charge Verification (New Construction + Additions) | Expected | Electric Energy (GWh/year) |  | 0.006896 | 0.013673 | 0.013667 | 0.01366 | 0.013654 | 0.013648 | 0.013641 | 0.013635 | 0.013628 | 0.013622 | 0.013615 | 0.013609
No | SDG&E | Res | HVAC | 2025 T-24: Residential HVAC Performance - Single Family Defrost (Alterations) | Expected | Electric Energy (GWh/year) |  | 0.1192 | 0.13021 | 0.13015 | 0.1301 | 0.13004 | 0.12998 | 0.12993 | 0.12987 | 0.12981 | 0.12976 | 0.1297 | 0.12964
No | SDG&E | Res | HVAC | 2025 T-24: Residential HVAC Performance - Single Family Defrost (New Construction + Additions) | Expected | Electric Energy (GWh/year) |  | 0.031433 | 0.062327 | 0.0623 | 0.062273 | 0.062246 | 0.062219 | 0.062192 | 0.062165 | 0.062138 | 0.062111 | 0.062083 | 0.062056
No | SDG&E | Res | HVAC | 2025 T-24: Residential HVAC Performance - Single Family Design (Alterations) | Expected | Electric Energy (GWh/year) |  | 0.92956 | 1.0156 | 1.0154 | 1.0151 | 1.0149 | 1.0146 | 1.0144 | 1.0142 | 1.0139 | 1.0137 | 1.0134 | 1.0132
No | SDG&E | Res | HVAC | 2025 T-24: Residential HVAC Performance - Single Family Design (New Construction + Additions) | Expected | Electric Energy (GWh/year) |  | 0.00021222 | 0.00042088 | 0.00042078 | 0.00042068 | 0.00042058 | 0.00042048 | 0.00042038 | 0.00042028 | 0.00042018 | 0.00042008 | 0.00041998 | 0.00041988
No | SDG&E | Res | HVAC | 2019 T-24: RNC(MF)-MECH-Quality HVAC | Expected | Electric Energy (GWh/year) |  | 0.027351 | 0.025229 | 0.022836 | 0.020245 | 0.017554 | 0.014884 | 0.012347 | 0.010038 | 0.0080136 | 0.0062987 | 0.0048866 | 0.0037512
No | SDG&E | Res | HVAC | 2019 T-24: RNC(SF)-MECH-Quality HVAC | Expected | Electric Energy (GWh/year) |  | 0.098528 | 0.090884 | 0.082266 | 0.072929 | 0.063238 | 0.053617 | 0.04448 | 0.03616 | 0.028868 | 0.02269 | 0.017604 | 0.013513
No | SDG&E | Res | HVAC | 2022 T-24: SFA - Electric resistance space heating | Expected | Electric Energy (GWh/year) |  | 0.31179 | 0.30437 | 0.29619 | 0.28727 | 0.27765 | 0.2674 | 0.25661 | 0.24541 | 0.23394 | 0.22238 | 0.21087 | 0.19958
No | SDG&E | Res | HVAC | 2022 T-24: SFA - Prescriptive duct insulation | Expected | Electric Energy (GWh/year) |  | 0.0062162 | 0.0061641 | 0.0061152 | 0.0060698 | 0.0060278 | 0.0059892 | 0.0059539 | 0.0059218 | 0.0058927 | 0.0058665 | 0.0058429 | 0.0058218
No | SDG&E | Res | HVAC | 2022 T-24: SFA - Prescriptive duct sealing | Expected | Electric Energy (GWh/year) |  | 0.077806 | 0.07698 | 0.076305 | 0.075756 | 0.075311 | 0.074951 | 0.07466 | 0.074426 | 0.074238 | 0.074087 | 0.073966 | 0.073868
No | SDG&E | Res | HVAC | 2025 T-24: Single Family HVAC - Supplemental Heating Combined (New Construction + Additions) | Expected | Electric Energy (GWh/year) |  | 0.065034 | 0.12898 | 0.12895 | 0.12892 | 0.12889 | 0.12885 | 0.12882 | 0.12879 | 0.12876 | 0.12873 | 0.1287 | 0.12867
No | SDG&E | Res | HVAC | 2005 T-24: Duct improvement | Possible | Electric Energy (GWh/year) | 0 | 0 | 0 | 0 | 0 | 0 | 0 | 0 | 0 | 0 | 0 | 0 | 0
No | SDG&E | Res | HVAC | Fed Appliance: Residential Central AC, Heat Pumps and Furnaces | Possible | Electric Energy (GWh/year) | 0.27764 | 0.27212 | 0.26757 | 0.26384 | 0.26081 | 0.25836 | 0.25552 | 0.25294 | 0.038164 | 0.037761 | 0.037347 | 0.036941 | 0.03653
No | SDG&E | Res | HVAC | Fed Appliance: Residential Room AC | Possible | Electric Energy (GWh/year) | 0.085687 | 0.017623 | 0.017315 | 0.017062 | 0.016857 | 0.016691 | 0.016499 | 0.016325 | 0.016138 | 0.01596 | 0.015776 | 0.015596 | 0.015414
No | SDG&E | Res | HVAC | 2016 T-20: Air Filter Labeling | Possible | Electric Energy (GWh/year) | 0.0011516 | 0.0011476 | 0.0011443 | 0.0011417 | 0.0011396 | 0.001138 | 0.0011367 | 0.0011356 | 0.0011348 | 0.0011342 | 0.0011336 | 0.0011332 | 0.0011329
No | SDG&E | Res | HVAC | 2024 T-20: Air Filter Labeling | Possible | Electric Energy (GWh/year) | 0.003848 | 0.0038715 | 0.003895 | 0.0039185 | 0.003942 | 0.0039655 | 0.0039655 | 0.0039655 | 0.0039655 | 0.0039655 | 0.0039655 | 0.0039655 | 0.0039655
No | SDG&E | Res | HVAC | 2019-21 Fed App: Ceiling Fans | Possible | Electric Energy (GWh/year) | 7.9151e-05 | 7.7613e-05 | 7.6173e-05 | 7.48e-05 | 7.3984e-05 | 7.3483e-05 | 7.2418e-05 | 7.1508e-05 | 6.1709e-05 | 8.4983e-06 | 8.4312e-06 | 8.3747e-06 | 8.3272e-06
No | SDG&E | Res | HVAC | 2019-21 Fed App: Dehumidifiers | Possible | Electric Energy (GWh/year) |  | 0.10944 | 0.10624 | 0.10294 | 0.099419 | 0.057257 | 0.013736 | 0.013116 | 0.012555 | 0.012047 | 0.011588 | 0.011173 | 0.010796
No | SDG&E | Res | HVAC | 2022 T-24: MFA - Restructuring - Airflow and Fan Watt Draw | Possible | Electric Energy (GWh/year) | 0.097845 | 0.097506 | 0.097237 | 0.097025 | 0.096858 | 0.096727 | 0.096625 | 0.096545 | 0.096483 | 0.096434 | 0.096396 | 0.096367 | 0.096344
No | SDG&E | Res | HVAC | 2022 T-24: MFA - Restructuring - Duct Sealing and Testing | Possible | Electric Energy (GWh/year) | 0.014904 | 0.014851 | 0.014802 | 0.014757 | 0.014715 | 0.014676 | 0.014641 | 0.014608 | 0.014577 | 0.01455 | 0.014524 | 0.0145 | 0.014479
No | SDG&E | Res | HVAC | 2022 T-24: MFA - Restructuring - Refrigerant Charge Verification | Possible | Electric Energy (GWh/year) | 0.079922 | 0.078423 | 0.076961 | 0.075542 | 0.074172 | 0.072855 | 0.071595 | 0.070396 | 0.069259 | 0.068186 | 0.067176 | 0.06623 | 0.065346
No | SDG&E | Res | HVAC | 2022 T-24: MFNC - All Electric Package - Single Zone Heat Pump Electric Space Heating for Mid-rise and High-rise MF | Possible | Electric Energy (GWh/year) | -0.17223 | -0.16736 | -0.16236 | -0.1573 | -0.15223 | -0.1472 | -0.14227 | -0.1375 | -0.13293 | -0.12859 | -0.12451 | -0.12071 | -0.11721
No | SDG&E | Res | HVAC | 2022 T-24: MFNC - Indoor Air Quality - Central Ventilation Duct Sealing | Possible | Electric Energy (GWh/year) | 0.007203 | 0.0071186 | 0.0070358 | 0.006955 | 0.0068766 | 0.0068009 | 0.0067281 | 0.0066585 | 0.0065922 | 0.0065293 | 0.0064699 | 0.0064141 | 0.0063617
No | SDG&E | Res | HVAC | 2022 T-24: MFNC - Indoor Air Quality - Heat or Energy Recovery Ventilator | Possible | Electric Energy (GWh/year) | 0.0010396 | 0.0010274 | 0.0010154 | 0.0010038 | 0.00099246 | 0.00098153 | 0.00097103 | 0.00096098 | 0.00095141 | 0.00094234 | 0.00093377 | 0.00092571 | 0.00091815
No | SDG&E | Res | HVAC | 2022 T-24: MFNC - Restructuring - Airflow and Fan Watt Draw | Possible | Electric Energy (GWh/year) | 0.042623 | 0.042475 | 0.042358 | 0.042266 | 0.042193 | 0.042136 | 0.042091 | 0.042057 | 0.042029 | 0.042008 | 0.041992 | 0.041979 | 0.041969
No | SDG&E | Res | HVAC | 2022 T-24: MFNC - Restructuring - Refrigerant Charge Verification | Possible | Electric Energy (GWh/year) | 0.024203 | 0.02375 | 0.023307 | 0.022877 | 0.022462 | 0.022063 | 0.021682 | 0.021319 | 0.020974 | 0.020649 | 0.020344 | 0.020057 | 0.019789
No | SDG&E | Res | HVAC | 2025 T-24: Multifamily IAQ - Compartmentalization and Balanced or supply-only ventilation (New Construction + Additions) | Possible | Electric Energy (GWh/year) | 0 | 0.0083435 | 0.033026 | 0.032947 | 0.032863 | 0.032775 | 0.032683 | 0.032586 | 0.032485 | 0.03238 | 0.032271 | 0.032157 | 0.03204
No | SDG&E | Res | HVAC | 2025 T-24: Multifamily Restructuring - Central Ventilation Shaft Sealing (New Construction + Additions) | Possible | Electric Energy (GWh/year) | 0 | 0.00017875 | 0.000689 | 0.00066879 | 0.00064858 | 0.00062841 | 0.0006083 | 0.00058831 | 0.00056847 | 0.0005488 | 0.00052934 | 0.00051013 | 0.0004912
No | SDG&E | Res | HVAC | 2019 T-24: RA(MF)-MECH-Quality HVAC | Possible | Electric Energy (GWh/year) |  | 0.00068672 | 0.00063344 | 0.00057337 | 0.00050829 | 0.00044075 | 0.0003737 | 0.00031001 | 0.00025202 | 0.0002012 | 0.00015815 | 0.00012269 | 9.4184e-05
No | SDG&E | Res | HVAC | 2019 T-24: RA(SF)-MECH-Quality HVAC | Possible | Electric Energy (GWh/year) |  | 0.001672 | 0.0015423 | 0.0013961 | 0.0012376 | 0.0010731 | 0.00090987 | 0.00075482 | 0.00061363 | 0.00048989 | 0.00038505 | 0.00029873 | 0.00022932
No | SDG&E | Res | HVAC | 2019-21 Fed App: Residential boilers - gas-fired hot water and electric hot water | Possible | Electric Energy (GWh/year) |  | 0.00093801 | 0.00093295 | 0.00093009 | 0.0009303 | 0.00092998 | 0.00092737 | 0.0009251 | 0.00092315 | 0.00092147 | 0.00092003 | 0.00091881 | 0.00091778
No | SDG&E | Res | HVAC | 2019-21 Fed App: Residential boilers - gas-fired steam and electric steam | Possible | Electric Energy (GWh/year) |  | 5.7122e-05 | 5.3594e-05 | 5.0414e-05 | 4.7905e-05 | 4.537e-05 | 4.3442e-05 | 4.1767e-05 | 4.032e-05 | 3.9079e-05 | 3.8019e-05 | 3.7118e-05 | 3.6355e-05
No | SDG&E | Res | HVAC | 2022-24 Fed App: Residential central AC & HP | Possible | Electric Energy (GWh/year) |  | 1.8484 | 1.8144 | 1.7799 | 1.7587 | 1.7445 | 1.7074 | 1.6751 | 1.6473 | 1.6234 | 1.603 | 1.5857 | 1.571
No | SDG&E | Res | HVAC | 2019-21 Fed App: Residential furnace fans | Possible | Electric Energy (GWh/year) |  | 1.1298 | 1.1346 | 1.1392 | 1.1459 | 1.1541 | 1.154 | 1.154 | 1.154 | 1.154 | 1.154 | 1.154 | 1.154
No | SDG&E | Res | HVAC | 2025 T-24: Residential HVAC Performance - Multifamily Design (Alterations) | Possible | Electric Energy (GWh/year) |  | 0.1274 | 0.13919 | 0.13916 | 0.13912 | 0.13909 | 0.13906 | 0.13902 | 0.13899 | 0.13896 | 0.13892 | 0.13889 | 0.13886
No | SDG&E | Res | HVAC | 2025 T-24: Residential HVAC Performance - Refrigerant Charge Verification (Alterations) | Possible | Electric Energy (GWh/year) |  | 0.057745 | 0.063076 | 0.063046 | 0.063017 | 0.062988 | 0.062958 | 0.062929 | 0.062899 | 0.062869 | 0.062839 | 0.062809 | 0.062779
No | SDG&E | Res | HVAC | 2025 T-24: Residential HVAC Performance - Refrigerant Charge Verification (New Construction + Additions) | Possible | Electric Energy (GWh/year) |  | 0.006896 | 0.013673 | 0.013667 | 0.01366 | 0.013654 | 0.013648 | 0.013641 | 0.013635 | 0.013628 | 0.013622 | 0.013615 | 0.013609
No | SDG&E | Res | HVAC | 2025 T-24: Residential HVAC Performance - Single Family Defrost (Alterations) | Possible | Electric Energy (GWh/year) |  | 0.1192 | 0.13021 | 0.13015 | 0.1301 | 0.13004 | 0.12998 | 0.12993 | 0.12987 | 0.12981 | 0.12976 | 0.1297 | 0.12964
No | SDG&E | Res | HVAC | 2025 T-24: Residential HVAC Performance - Single Family Defrost (New Construction + Additions) | Possible | Electric Energy (GWh/year) |  | 0.031433 | 0.062327 | 0.0623 | 0.062273 | 0.062246 | 0.062219 | 0.062192 | 0.062165 | 0.062138 | 0.062111 | 0.062083 | 0.062056
No | SDG&E | Res | HVAC | 2025 T-24: Residential HVAC Performance - Single Family Design (Alterations) | Possible | Electric Energy (GWh/year) |  | 0.92956 | 1.0156 | 1.0154 | 1.0151 | 1.0149 | 1.0146 | 1.0144 | 1.0142 | 1.0139 | 1.0137 | 1.0134 | 1.0132
No | SDG&E | Res | HVAC | 2025 T-24: Residential HVAC Performance - Single Family Design (New Construction + Additions) | Possible | Electric Energy (GWh/year) |  | 0.00021222 | 0.00042088 | 0.00042078 | 0.00042068 | 0.00042058 | 0.00042048 | 0.00042038 | 0.00042028 | 0.00042018 | 0.00042008 | 0.00041998 | 0.00041988
No | SDG&E | Res | HVAC | 2019 T-24: RNC(MF)-MECH-Quality HVAC | Possible | Electric Energy (GWh/year) |  | 0.027351 | 0.025229 | 0.022836 | 0.020245 | 0.017554 | 0.014884 | 0.012347 | 0.010038 | 0.0080136 | 0.0062987 | 0.0048866 | 0.0037512
No | SDG&E | Res | HVAC | 2019 T-24: RNC(SF)-MECH-Quality HVAC | Possible | Electric Energy (GWh/year) |  | 0.098528 | 0.090884 | 0.082266 | 0.072929 | 0.063238 | 0.053617 | 0.04448 | 0.03616 | 0.028868 | 0.02269 | 0.017604 | 0.013513
No | SDG&E | Res | HVAC | 2022 T-24: SFA - Electric resistance space heating | Possible | Electric Energy (GWh/year) |  | 0.31179 | 0.30437 | 0.29619 | 0.28727 | 0.27765 | 0.2674 | 0.25661 | 0.24541 | 0.23394 | 0.22238 | 0.21087 | 0.19958
No | SDG&E | Res | HVAC | 2022 T-24: SFA - Prescriptive duct insulation | Possible | Electric Energy (GWh/year) |  | 0.0062162 | 0.0061641 | 0.0061152 | 0.0060698 | 0.0060278 | 0.0059892 | 0.0059539 | 0.0059218 | 0.0058927 | 0.0058665 | 0.0058429 | 0.0058218
No | SDG&E | Res | HVAC | 2022 T-24: SFA - Prescriptive duct sealing | Possible | Electric Energy (GWh/year) |  | 0.077806 | 0.07698 | 0.076305 | 0.075756 | 0.075311 | 0.074951 | 0.07466 | 0.074426 | 0.074238 | 0.074087 | 0.073966 | 0.073868
No | SDG&E | Res | HVAC | 2025 T-24: Single Family HVAC - Supplemental Heating Combined (New Construction + Additions) | Possible | Electric Energy (GWh/year) |  | 0.065034 | 0.12898 | 0.12895 | 0.12892 | 0.12889 | 0.12885 | 0.12882 | 0.12879 | 0.12876 | 0.12873 | 0.1287 | 0.12867
No | PG&E | Com | WaterHeat | 2013 T-24: NRNC-DHW-Solar Water Heating | On-the-books | Electric Energy (GWh/year) | 0.30366 | 0.30324 | 0.30291 | 0.30265 | 0.30244 | 0.30229 | 0.3021 | 0.30193 | 0.30175 | 0.30158 | 0.3014 | 0.30123 | 0.30105
No | PG&E | Com | WaterHeat | T-20: Public Lavatory Faucets | On-the-books | Electric Energy (GWh/year) | 0 | 0 | 0 | 0 | 0 | 0 | 0 | 0 | 0 | 0 | 0 | 0 | 0
No | PG&E | Com | WaterHeat | T-20: Showerheads - w/ Electric Water Heaters - Tier 1 | On-the-books | Electric Energy (GWh/year) | 0.59404 | 0 | 0 | 0 | 0 | 0 | 0 | 0 | 0 | 0 | 0 | 0 | 0
No | PG&E | Com | WaterHeat | 2019-21 Fed App: Pre-rinse spray valves | On-the-books | Electric Energy (GWh/year) |  | 0.17482 | 0.17655 | 0.17831 | 0.18008 | 0.18188 | 0.18187 | 0.18186 | 0.18186 | 0.18186 | 0.18185 | 0.18185 | 0.18185
No | PG&E | Com | WaterHeat | 2013 T-24: NRNC-DHW-Solar Water Heating | Expected | Electric Energy (GWh/year) | 0.30366 | 0.30324 | 0.30291 | 0.30265 | 0.30244 | 0.30229 | 0.3021 | 0.30193 | 0.30175 | 0.30158 | 0.3014 | 0.30123 | 0.30105
No | PG&E | Com | WaterHeat | T-20: Public Lavatory Faucets | Expected | Electric Energy (GWh/year) | 0 | 0 | 0 | 0 | 0 | 0 | 0 | 0 | 0 | 0 | 0 | 0 | 0
No | PG&E | Com | WaterHeat | T-20: Showerheads - w/ Electric Water Heaters - Tier 1 | Expected | Electric Energy (GWh/year) | 0.59404 | 0 | 0 | 0 | 0 | 0 | 0 | 0 | 0 | 0 | 0 | 0 | 0
No | PG&E | Com | WaterHeat | 2019-21 Fed App: Pre-rinse spray valves | Expected | Electric Energy (GWh/year) |  | 0.17482 | 0.17655 | 0.17831 | 0.18008 | 0.18188 | 0.18187 | 0.18186 | 0.18186 | 0.18186 | 0.18185 | 0.18185 | 0.18185
No | PG&E | Com | WaterHeat | 2013 T-24: NRNC-DHW-Solar Water Heating | Possible | Electric Energy (GWh/year) | 0.30366 | 0.30324 | 0.30291 | 0.30265 | 0.30244 | 0.30229 | 0.3021 | 0.30193 | 0.30175 | 0.30158 | 0.3014 | 0.30123 | 0.30105
No | PG&E | Com | WaterHeat | T-20: Public Lavatory Faucets | Possible | Electric Energy (GWh/year) | 0 | 0 | 0 | 0 | 0 | 0 | 0 | 0 | 0 | 0 | 0 | 0 | 0
No | PG&E | Com | WaterHeat | T-20: Showerheads - w/ Electric Water Heaters - Tier 1 | Possible | Electric Energy (GWh/year) | 0.59404 | 0 | 0 | 0 | 0 | 0 | 0 | 0 | 0 | 0 | 0 | 0 | 0
No | PG&E | Com | WaterHeat | 2019-21 Fed App: Pre-rinse spray valves | Possible | Electric Energy (GWh/year) |  | 0.17482 | 0.17655 | 0.17831 | 0.18008 | 0.18188 | 0.18187 | 0.18186 | 0.18186 | 0.18186 | 0.18185 | 0.18185 | 0.18185
No | SCE | Com | WaterHeat | 2013 T-24: NRNC-DHW-Solar Water Heating | On-the-books | Electric Energy (GWh/year) | 0.30366 | 0.30324 | 0.30291 | 0.30265 | 0.30244 | 0.30229 | 0.3021 | 0.30193 | 0.30175 | 0.30158 | 0.3014 | 0.30123 | 0.30105
No | SCE | Com | WaterHeat | T-20: Public Lavatory Faucets | On-the-books | Electric Energy (GWh/year) | 0 | 0 | 0 | 0 | 0 | 0 | 0 | 0 | 0 | 0 | 0 | 0 | 0
No | SCE | Com | WaterHeat | T-20: Showerheads - w/ Electric Water Heaters - Tier 1 | On-the-books | Electric Energy (GWh/year) | 0.59404 | 0 | 0 | 0 | 0 | 0 | 0 | 0 | 0 | 0 | 0 | 0 | 0
No | SCE | Com | WaterHeat | 2019-21 Fed App: Pre-rinse spray valves | On-the-books | Electric Energy (GWh/year) |  | 0.17482 | 0.17655 | 0.17831 | 0.18008 | 0.18188 | 0.18187 | 0.18186 | 0.18186 | 0.18186 | 0.18185 | 0.18185 | 0.18185
No | SCE | Com | WaterHeat | 2013 T-24: NRNC-DHW-Solar Water Heating | Expected | Electric Energy (GWh/year) | 0.30366 | 0.30324 | 0.30291 | 0.30265 | 0.30244 | 0.30229 | 0.3021 | 0.30193 | 0.30175 | 0.30158 | 0.3014 | 0.30123 | 0.30105
No | SCE | Com | WaterHeat | T-20: Public Lavatory Faucets | Expected | Electric Energy (GWh/year) | 0 | 0 | 0 | 0 | 0 | 0 | 0 | 0 | 0 | 0 | 0 | 0 | 0
No | SCE | Com | WaterHeat | T-20: Showerheads - w/ Electric Water Heaters - Tier 1 | Expected | Electric Energy (GWh/year) | 0.59404 | 0 | 0 | 0 | 0 | 0 | 0 | 0 | 0 | 0 | 0 | 0 | 0
No | SCE | Com | WaterHeat | 2019-21 Fed App: Pre-rinse spray valves | Expected | Electric Energy (GWh/year) |  | 0.17482 | 0.17655 | 0.17831 | 0.18008 | 0.18188 | 0.18187 | 0.18186 | 0.18186 | 0.18186 | 0.18185 | 0.18185 | 0.18185
No | SCE | Com | WaterHeat | 2013 T-24: NRNC-DHW-Solar Water Heating | Possible | Electric Energy (GWh/year) | 0.30366 | 0.30324 | 0.30291 | 0.30265 | 0.30244 | 0.30229 | 0.3021 | 0.30193 | 0.30175 | 0.30158 | 0.3014 | 0.30123 | 0.30105
No | SCE | Com | WaterHeat | T-20: Public Lavatory Faucets | Possible | Electric Energy (GWh/year) | 0 | 0 | 0 | 0 | 0 | 0 | 0 | 0 | 0 | 0 | 0 | 0 | 0
No | SCE | Com | WaterHeat | T-20: Showerheads - w/ Electric Water Heaters - Tier 1 | Possible | Electric Energy (GWh/year) | 0.59404 | 0 | 0 | 0 | 0 | 0 | 0 | 0 | 0 | 0 | 0 | 0 | 0
No | SCE | Com | WaterHeat | 2019-21 Fed App: Pre-rinse spray valves | Possible | Electric Energy (GWh/year) |  | 0.17482 | 0.17655 | 0.17831 | 0.18008 | 0.18188 | 0.18187 | 0.18186 | 0.18186 | 0.18186 | 0.18185 | 0.18185 | 0.18185
No | SDG&E | Com | WaterHeat | 2013 T-24: NRNC-DHW-Solar Water Heating | On-the-books | Electric Energy (GWh/year) | 0.06219 | 0.062103 | 0.062035 | 0.061981 | 0.061939 | 0.061907 | 0.061869 | 0.061834 | 0.061797 | 0.061762 | 0.061726 | 0.06169 | 0.061654
No | SDG&E | Com | WaterHeat | T-20: Public Lavatory Faucets | On-the-books | Electric Energy (GWh/year) | 0 | 0 | 0 | 0 | 0 | 0 | 0 | 0 | 0 | 0 | 0 | 0 | 0
No | SDG&E | Com | WaterHeat | T-20: Showerheads - w/ Electric Water Heaters - Tier 1 | On-the-books | Electric Energy (GWh/year) | 0.12166 | 0 | 0 | 0 | 0 | 0 | 0 | 0 | 0 | 0 | 0 | 0 | 0
No | SDG&E | Com | WaterHeat | 2019-21 Fed App: Pre-rinse spray valves | On-the-books | Electric Energy (GWh/year) |  | 0.035802 | 0.036158 | 0.036517 | 0.03688 | 0.037248 | 0.037246 | 0.037245 | 0.037244 | 0.037244 | 0.037243 | 0.037242 | 0.037242
No | SDG&E | Com | WaterHeat | 2013 T-24: NRNC-DHW-Solar Water Heating | Expected | Electric Energy (GWh/year) | 0.06219 | 0.062103 | 0.062035 | 0.061981 | 0.061939 | 0.061907 | 0.061869 | 0.061834 | 0.061797 | 0.061762 | 0.061726 | 0.06169 | 0.061654
No | SDG&E | Com | WaterHeat | T-20: Public Lavatory Faucets | Expected | Electric Energy (GWh/year) | 0 | 0 | 0 | 0 | 0 | 0 | 0 | 0 | 0 | 0 | 0 | 0 | 0
No | SDG&E | Com | WaterHeat | T-20: Showerheads - w/ Electric Water Heaters - Tier 1 | Expected | Electric Energy (GWh/year) | 0.12166 | 0 | 0 | 0 | 0 | 0 | 0 | 0 | 0 | 0 | 0 | 0 | 0
No | SDG&E | Com | WaterHeat | 2019-21 Fed App: Pre-rinse spray valves | Expected | Electric Energy (GWh/year) |  | 0.035802 | 0.036158 | 0.036517 | 0.03688 | 0.037248 | 0.037246 | 0.037245 | 0.037244 | 0.037244 | 0.037243 | 0.037242 | 0.037242
No | SDG&E | Com | WaterHeat | 2013 T-24: NRNC-DHW-Solar Water Heating | Possible | Electric Energy (GWh/year) | 0.06219 | 0.062103 | 0.062035 | 0.061981 | 0.061939 | 0.061907 | 0.061869 | 0.061834 | 0.061797 | 0.061762 | 0.061726 | 0.06169 | 0.061654
No | SDG&E | Com | WaterHeat | T-20: Public Lavatory Faucets | Possible | Electric Energy (GWh/year) | 0 | 0 | 0 | 0 | 0 | 0 | 0 | 0 | 0 | 0 | 0 | 0 | 0
No | SDG&E | Com | WaterHeat | T-20: Showerheads - w/ Electric Water Heaters - Tier 1 | Possible | Electric Energy (GWh/year) | 0.12166 | 0 | 0 | 0 | 0 | 0 | 0 | 0 | 0 | 0 | 0 | 0 | 0
No | SDG&E | Com | WaterHeat | 2019-21 Fed App: Pre-rinse spray valves | Possible | Electric Energy (GWh/year) |  | 0.035802 | 0.036158 | 0.036517 | 0.03688 | 0.037248 | 0.037246 | 0.037245 | 0.037244 | 0.037244 | 0.037243 | 0.037242 | 0.037242
No | PG&E | Res | WaterHeat | T-20: Residential Faucets & Aerators - Kitchen w/ Electric Water Heating | On-the-books | Electric Energy (GWh/year) | 3.6653 | 0 | 0 | 0 | 0 | 0 | 0 | 0 | 0 | 0 | 0 | 0 | 0
No | PG&E | Res | WaterHeat | T-20: Residential Faucets & Aerators - Lavatory w/ Electric Water Heating - Tier 1 | On-the-books | Electric Energy (GWh/year) | 0 | 0 | 0 | 0 | 0 | 0 | 0 | 0 | 0 | 0 | 0 | 0 | 0
No | PG&E | Res | WaterHeat | T-20: Residential Faucets & Aerators - Lavatory w/ Electric Water Heating - Tier 2 | On-the-books | Electric Energy (GWh/year) | 1.4192 | 0 | 0 | 0 | 0 | 0 | 0 | 0 | 0 | 0 | 0 | 0 | 0
No | PG&E | Res | WaterHeat | Fed Appliance: Residential Electric storage water heater | On-the-books | Electric Energy (GWh/year) | 0.93738 | 0.93729 | 0.93723 | 0.34802 | 0.10781 | 0.10781 | 0.10781 | 0.10781 | 0.1078 | 0.1078 | 0.1078 | 0.10779 | 0.10779
No | PG&E | Res | WaterHeat | Fed Appliance: Residential Gas-fired instantaneous water heater | On-the-books | Electric Energy (GWh/year) | -0.018 | -0.018 | -0.018 | -0.018 | -0.018 | -0.018 | -0.018 | -0.018 | -0.018 | -0.018 | -0.0073151 | -0.003 | -0.003
No | PG&E | Res | WaterHeat | 2013 T-24: RNC-DHW - MF DHW Control and Solar | On-the-books | Electric Energy (GWh/year) | -0.1009 | -0.10076 | -0.10065 | -0.10056 | -0.10049 | -0.10044 | -0.10038 | -0.10032 | -0.10026 | -0.10021 | -0.10015 | -0.10009 | -0.10003
No | PG&E | Res | WaterHeat | 2013 T-24: RNC-DHW - Solar for Electrically Heated Homes | On-the-books | Electric Energy (GWh/year) | 0.018899 | 0.018873 | 0.018852 | 0.018835 | 0.018823 | 0.018813 | 0.018801 | 0.018791 | 0.01878 | 0.018769 | 0.018758 | 0.018747 | 0.018736
No | PG&E | Res | WaterHeat | T-20: Showerheads - w/ Electric Water Heaters - Tier 1 | On-the-books | Electric Energy (GWh/year) | 5.3464 | 0 | 0 | 0 | 0 | 0 | 0 | 0 | 0 | 0 | 0 | 0 | 0
No | PG&E | Res | WaterHeat | 2022 T-24: MFNC - All Electric Package - Prescriptive Alternative for Central HPWH | On-the-books | Electric Energy (GWh/year) | -1.1205 | -1.1114 | -1.1011 | -1.0897 | -1.0774 | -1.0644 | -1.051 | -1.0376 | -1.0246 | -1.0121 | -1.0006 | -0.99013 | -0.98082
No | PG&E | Res | WaterHeat | 2025 T-24: Multifamily Domestic Hot Water - CPC Appendix M Pipe Sizing-HPWH (New Construction + Additions) | On-the-books | Electric Energy (GWh/year) | 0 | 0.016455 | 0.065181 | 0.065079 | 0.064975 | 0.06487 | 0.064764 | 0.064657 | 0.064548 | 0.064437 | 0.064326 | 0.049539 | 0.0058271
No | PG&E | Res | WaterHeat | 2025 T-24: Multifamily Domestic Hot Water - DHW Balancing Valves-HPWH (Alterations) | On-the-books | Electric Energy (GWh/year) | 0 | 0.004126 | 0.0043365 | 0.004159 | 0.0039775 | 0.0037928 | 0.0036061 | 0.0034186 | 0.0032312 | 0.0030453 | 0.0028618 | 0.00045031 | 0.00022786
No | PG&E | Res | WaterHeat | 2025 T-24: Multifamily Domestic Hot Water - DHW Balancing Valves-HPWH (New Construction + Additions) | On-the-books | Electric Energy (GWh/year) | 0 | 0.00013286 | 0.00050695 | 0.0004862 | 0.00046498 | 0.00044339 | 0.00042157 | 0.00039964 | 0.00037774 | 0.000356 | 0.00033456 | 0.00024188 | 2.6637e-05
No | PG&E | Res | WaterHeat | 2025 T-24: Multifamily Domestic Hot Water - DHW Master Mixing Valves-HPWH (New Construction + Additions) | On-the-books | Electric Energy (GWh/year) | 0 | 0.014357 | 0.056579 | 0.05619 | 0.055791 | 0.055383 | 0.054965 | 0.054539 | 0.054103 | 0.053658 | 0.053204 | 0.040688 | 0.0047516
No | PG&E | Res | WaterHeat | 2025 T-24: Multifamily Domestic Hot Water - DHW Pipe Insulation Enhancement-HPWH (New Construction + Additions) | On-the-books | Electric Energy (GWh/year) | 0 | 0.025644 | 0.10173 | 0.10172 | 0.1017 | 0.10169 | 0.10168 | 0.10167 | 0.10166 | 0.10165 | 0.10164 | 0.078402 | 0.0092375
No | PG&E | Res | WaterHeat | 2025 T-24: Multifamily Domestic Hot Water - Individual HPWH Ventilation - Exterior (Alterations) | On-the-books | Electric Energy (GWh/year) | 0 | 0.018529 | 0.019213 | 0.018168 | 0.017119 | 0.016075 | 0.015042 | 0.014028 | 0.013038 | 0.012079 | 0.011155 | 0.0017245 | 0.00085722
No | PG&E | Res | WaterHeat | 2025 T-24: Multifamily Domestic Hot Water - Individual HPWH Ventilation - Exterior (New Construction + Additions) | On-the-books | Electric Energy (GWh/year) | 0 | 0.024849 | 0.093545 | 0.088454 | 0.083349 | 0.078265 | 0.073236 | 0.068297 | 0.063478 | 0.058808 | 0.05431 | 0.038578 | 0.0041736
No | PG&E | Res | WaterHeat | 2025 T-24: Multifamily Domestic Hot Water - Individual HPWH Ventilation - Interior (Alterations) | On-the-books | Electric Energy (GWh/year) | 0 | 0.03036 | 0.031482 | 0.029769 | 0.028051 | 0.02634 | 0.024647 | 0.022985 | 0.021363 | 0.019791 | 0.018278 | 0.0028257 | 0.0014046
No | PG&E | Res | WaterHeat | 2025 T-24: Multifamily Domestic Hot Water - Individual HPWH Ventilation - Interior (New Construction + Additions) | On-the-books | Electric Energy (GWh/year) | 0 | 0.038242 | 0.14396 | 0.13613 | 0.12827 | 0.12045 | 0.11271 | 0.10511 | 0.097693 | 0.090505 | 0.083583 | 0.059372 | 0.0064231
No | PG&E | Res | WaterHeat | T-20: Residential Faucets & Aerators - Kitchen w/ Electric Water Heating | Expected | Electric Energy (GWh/year) | 3.6653 | 0 | 0 | 0 | 0 | 0 | 0 | 0 | 0 | 0 | 0 | 0 | 0
No | PG&E | Res | WaterHeat | T-20: Residential Faucets & Aerators - Lavatory w/ Electric Water Heating - Tier 1 | Expected | Electric Energy (GWh/year) | 0 | 0 | 0 | 0 | 0 | 0 | 0 | 0 | 0 | 0 | 0 | 0 | 0
No | PG&E | Res | WaterHeat | T-20: Residential Faucets & Aerators - Lavatory w/ Electric Water Heating - Tier 2 | Expected | Electric Energy (GWh/year) | 1.4192 | 0 | 0 | 0 | 0 | 0 | 0 | 0 | 0 | 0 | 0 | 0 | 0
No | PG&E | Res | WaterHeat | Fed Appliance: Residential Electric storage water heater | Expected | Electric Energy (GWh/year) | 0.93738 | 0.93729 | 0.93723 | 0.34802 | 0.10781 | 0.10781 | 0.10781 | 0.10781 | 0.1078 | 0.1078 | 0.1078 | 0.10779 | 0.10779
No | PG&E | Res | WaterHeat | Fed Appliance: Residential Gas-fired instantaneous water heater | Expected | Electric Energy (GWh/year) | -0.018 | -0.018 | -0.018 | -0.018 | -0.018 | -0.018 | -0.018 | -0.018 | -0.018 | -0.018 | -0.0073151 | -0.003 | -0.003
No | PG&E | Res | WaterHeat | 2013 T-24: RNC-DHW - MF DHW Control and Solar | Expected | Electric Energy (GWh/year) | -0.1009 | -0.10076 | -0.10065 | -0.10056 | -0.10049 | -0.10044 | -0.10038 | -0.10032 | -0.10026 | -0.10021 | -0.10015 | -0.10009 | -0.10003
No | PG&E | Res | WaterHeat | 2013 T-24: RNC-DHW - Solar for Electrically Heated Homes | Expected | Electric Energy (GWh/year) | 0.018899 | 0.018873 | 0.018852 | 0.018835 | 0.018823 | 0.018813 | 0.018801 | 0.018791 | 0.01878 | 0.018769 | 0.018758 | 0.018747 | 0.018736
No | PG&E | Res | WaterHeat | T-20: Showerheads - w/ Electric Water Heaters - Tier 1 | Expected | Electric Energy (GWh/year) | 5.3464 | 0 | 0 | 0 | 0 | 0 | 0 | 0 | 0 | 0 | 0 | 0 | 0
No | PG&E | Res | WaterHeat | 2022 T-24: MFNC - All Electric Package - Prescriptive Alternative for Central HPWH | Expected | Electric Energy (GWh/year) | -1.1205 | -1.1114 | -1.1011 | -1.0897 | -1.0774 | -1.0644 | -1.051 | -1.0376 | -1.0246 | -1.0121 | -1.0006 | -0.99013 | -0.98082
No | PG&E | Res | WaterHeat | 2025 T-24: Multifamily Domestic Hot Water - CPC Appendix M Pipe Sizing-HPWH (New Construction + Additions) | Expected | Electric Energy (GWh/year) | 0 | 0.016455 | 0.065181 | 0.065079 | 0.064975 | 0.06487 | 0.064764 | 0.064657 | 0.064548 | 0.064437 | 0.064326 | 0.049539 | 0.0058271
No | PG&E | Res | WaterHeat | 2025 T-24: Multifamily Domestic Hot Water - DHW Balancing Valves-HPWH (Alterations) | Expected | Electric Energy (GWh/year) | 0 | 0.004126 | 0.0043365 | 0.004159 | 0.0039775 | 0.0037928 | 0.0036061 | 0.0034186 | 0.0032312 | 0.0030453 | 0.0028618 | 0.00045031 | 0.00022786
No | PG&E | Res | WaterHeat | 2025 T-24: Multifamily Domestic Hot Water - DHW Balancing Valves-HPWH (New Construction + Additions) | Expected | Electric Energy (GWh/year) | 0 | 0.00013286 | 0.00050695 | 0.0004862 | 0.00046498 | 0.00044339 | 0.00042157 | 0.00039964 | 0.00037774 | 0.000356 | 0.00033456 | 0.00024188 | 2.6637e-05
No | PG&E | Res | WaterHeat | 2025 T-24: Multifamily Domestic Hot Water - DHW Master Mixing Valves-HPWH (New Construction + Additions) | Expected | Electric Energy (GWh/year) | 0 | 0.014357 | 0.056579 | 0.05619 | 0.055791 | 0.055383 | 0.054965 | 0.054539 | 0.054103 | 0.053658 | 0.053204 | 0.040688 | 0.0047516
No | PG&E | Res | WaterHeat | 2025 T-24: Multifamily Domestic Hot Water - DHW Pipe Insulation Enhancement-HPWH (New Construction + Additions) | Expected | Electric Energy (GWh/year) | 0 | 0.025644 | 0.10173 | 0.10172 | 0.1017 | 0.10169 | 0.10168 | 0.10167 | 0.10166 | 0.10165 | 0.10164 | 0.078402 | 0.0092375
No | PG&E | Res | WaterHeat | 2025 T-24: Multifamily Domestic Hot Water - Individual HPWH Ventilation - Exterior (Alterations) | Expected | Electric Energy (GWh/year) | 0 | 0.018529 | 0.019213 | 0.018168 | 0.017119 | 0.016075 | 0.015042 | 0.014028 | 0.013038 | 0.012079 | 0.011155 | 0.0017245 | 0.00085722
No | PG&E | Res | WaterHeat | 2025 T-24: Multifamily Domestic Hot Water - Individual HPWH Ventilation - Exterior (New Construction + Additions) | Expected | Electric Energy (GWh/year) | 0 | 0.024849 | 0.093545 | 0.088454 | 0.083349 | 0.078265 | 0.073236 | 0.068297 | 0.063478 | 0.058808 | 0.05431 | 0.038578 | 0.0041736
No | PG&E | Res | WaterHeat | 2025 T-24: Multifamily Domestic Hot Water - Individual HPWH Ventilation - Interior (Alterations) | Expected | Electric Energy (GWh/year) | 0 | 0.03036 | 0.031482 | 0.029769 | 0.028051 | 0.02634 | 0.024647 | 0.022985 | 0.021363 | 0.019791 | 0.018278 | 0.0028257 | 0.0014046
No | PG&E | Res | WaterHeat | 2025 T-24: Multifamily Domestic Hot Water - Individual HPWH Ventilation - Interior (New Construction + Additions) | Expected | Electric Energy (GWh/year) | 0 | 0.038242 | 0.14396 | 0.13613 | 0.12827 | 0.12045 | 0.11271 | 0.10511 | 0.097693 | 0.090505 | 0.083583 | 0.059372 | 0.0064231
No | PG&E | Res | WaterHeat | T-20: Residential Faucets & Aerators - Kitchen w/ Electric Water Heating | Possible | Electric Energy (GWh/year) | 3.6653 | 0 | 0 | 0 | 0 | 0 | 0 | 0 | 0 | 0 | 0 | 0 | 0
No | PG&E | Res | WaterHeat | T-20: Residential Faucets & Aerators - Lavatory w/ Electric Water Heating - Tier 1 | Possible | Electric Energy (GWh/year) | 0 | 0 | 0 | 0 | 0 | 0 | 0 | 0 | 0 | 0 | 0 | 0 | 0
No | PG&E | Res | WaterHeat | T-20: Residential Faucets & Aerators - Lavatory w/ Electric Water Heating - Tier 2 | Possible | Electric Energy (GWh/year) | 1.4192 | 0 | 0 | 0 | 0 | 0 | 0 | 0 | 0 | 0 | 0 | 0 | 0
No | PG&E | Res | WaterHeat | Fed Appliance: Residential Electric storage water heater | Possible | Electric Energy (GWh/year) | 0.93738 | 0.93729 | 0.93723 | 0.34802 | 0.10781 | 0.10781 | 0.10781 | 0.10781 | 0.1078 | 0.1078 | 0.1078 | 0.10779 | 0.10779
No | PG&E | Res | WaterHeat | Fed Appliance: Residential Gas-fired instantaneous water heater | Possible | Electric Energy (GWh/year) | -0.018 | -0.018 | -0.018 | -0.018 | -0.018 | -0.018 | -0.018 | -0.018 | -0.018 | -0.018 | -0.0073151 | -0.003 | -0.003
No | PG&E | Res | WaterHeat | 2013 T-24: RNC-DHW - MF DHW Control and Solar | Possible | Electric Energy (GWh/year) | -0.1009 | -0.10076 | -0.10065 | -0.10056 | -0.10049 | -0.10044 | -0.10038 | -0.10032 | -0.10026 | -0.10021 | -0.10015 | -0.10009 | -0.10003
No | PG&E | Res | WaterHeat | 2013 T-24: RNC-DHW - Solar for Electrically Heated Homes | Possible | Electric Energy (GWh/year) | 0.018899 | 0.018873 | 0.018852 | 0.018835 | 0.018823 | 0.018813 | 0.018801 | 0.018791 | 0.01878 | 0.018769 | 0.018758 | 0.018747 | 0.018736
No | PG&E | Res | WaterHeat | T-20: Showerheads - w/ Electric Water Heaters - Tier 1 | Possible | Electric Energy (GWh/year) | 5.3464 | 0 | 0 | 0 | 0 | 0 | 0 | 0 | 0 | 0 | 0 | 0 | 0
No | PG&E | Res | WaterHeat | 2022 T-24: MFNC - All Electric Package - Prescriptive Alternative for Central HPWH | Possible | Electric Energy (GWh/year) | -1.1205 | -1.1114 | -1.1011 | -1.0897 | -1.0774 | -1.0644 | -1.051 | -1.0376 | -1.0246 | -1.0121 | -1.0006 | -0.99013 | -0.98082
No | PG&E | Res | WaterHeat | 2025 T-24: Multifamily Domestic Hot Water - CPC Appendix M Pipe Sizing-HPWH (New Construction + Additions) | Possible | Electric Energy (GWh/year) | 0 | 0.016455 | 0.065181 | 0.065079 | 0.064975 | 0.06487 | 0.064764 | 0.064657 | 0.064548 | 0.064437 | 0.064326 | 0.049539 | 0.0058271
No | PG&E | Res | WaterHeat | 2025 T-24: Multifamily Domestic Hot Water - DHW Balancing Valves-HPWH (Alterations) | Possible | Electric Energy (GWh/year) | 0 | 0.004126 | 0.0043365 | 0.004159 | 0.0039775 | 0.0037928 | 0.0036061 | 0.0034186 | 0.0032312 | 0.0030453 | 0.0028618 | 0.00045031 | 0.00022786
No | PG&E | Res | WaterHeat | 2025 T-24: Multifamily Domestic Hot Water - DHW Balancing Valves-HPWH (New Construction + Additions) | Possible | Electric Energy (GWh/year) | 0 | 0.00013286 | 0.00050695 | 0.0004862 | 0.00046498 | 0.00044339 | 0.00042157 | 0.00039964 | 0.00037774 | 0.000356 | 0.00033456 | 0.00024188 | 2.6637e-05
No | PG&E | Res | WaterHeat | 2025 T-24: Multifamily Domestic Hot Water - DHW Master Mixing Valves-HPWH (New Construction + Additions) | Possible | Electric Energy (GWh/year) | 0 | 0.014357 | 0.056579 | 0.05619 | 0.055791 | 0.055383 | 0.054965 | 0.054539 | 0.054103 | 0.053658 | 0.053204 | 0.040688 | 0.0047516
No | PG&E | Res | WaterHeat | 2025 T-24: Multifamily Domestic Hot Water - DHW Pipe Insulation Enhancement-HPWH (New Construction + Additions) | Possible | Electric Energy (GWh/year) | 0 | 0.025644 | 0.10173 | 0.10172 | 0.1017 | 0.10169 | 0.10168 | 0.10167 | 0.10166 | 0.10165 | 0.10164 | 0.078402 | 0.0092375
No | PG&E | Res | WaterHeat | 2025 T-24: Multifamily Domestic Hot Water - Individual HPWH Ventilation - Exterior (Alterations) | Possible | Electric Energy (GWh/year) | 0 | 0.018529 | 0.019213 | 0.018168 | 0.017119 | 0.016075 | 0.015042 | 0.014028 | 0.013038 | 0.012079 | 0.011155 | 0.0017245 | 0.00085722
No | PG&E | Res | WaterHeat | 2025 T-24: Multifamily Domestic Hot Water - Individual HPWH Ventilation - Exterior (New Construction + Additions) | Possible | Electric Energy (GWh/year) | 0 | 0.024849 | 0.093545 | 0.088454 | 0.083349 | 0.078265 | 0.073236 | 0.068297 | 0.063478 | 0.058808 | 0.05431 | 0.038578 | 0.0041736
No | PG&E | Res | WaterHeat | 2025 T-24: Multifamily Domestic Hot Water - Individual HPWH Ventilation - Interior (Alterations) | Possible | Electric Energy (GWh/year) | 0 | 0.03036 | 0.031482 | 0.029769 | 0.028051 | 0.02634 | 0.024647 | 0.022985 | 0.021363 | 0.019791 | 0.018278 | 0.0028257 | 0.0014046
No | PG&E | Res | WaterHeat | 2025 T-24: Multifamily Domestic Hot Water - Individual HPWH Ventilation - Interior (New Construction + Additions) | Possible | Electric Energy (GWh/year) | 0 | 0.038242 | 0.14396 | 0.13613 | 0.12827 | 0.12045 | 0.11271 | 0.10511 | 0.097693 | 0.090505 | 0.083583 | 0.059372 | 0.0064231
No | SCE | Res | WaterHeat | T-20: Residential Faucets & Aerators - Kitchen w/ Electric Water Heating | On-the-books | Electric Energy (GWh/year) | 3.6653 | 0 | 0 | 0 | 0 | 0 | 0 | 0 | 0 | 0 | 0 | 0 | 0
No | SCE | Res | WaterHeat | T-20: Residential Faucets & Aerators - Lavatory w/ Electric Water Heating - Tier 1 | On-the-books | Electric Energy (GWh/year) | 0 | 0 | 0 | 0 | 0 | 0 | 0 | 0 | 0 | 0 | 0 | 0 | 0
No | SCE | Res | WaterHeat | T-20: Residential Faucets & Aerators - Lavatory w/ Electric Water Heating - Tier 2 | On-the-books | Electric Energy (GWh/year) | 1.4192 | 0 | 0 | 0 | 0 | 0 | 0 | 0 | 0 | 0 | 0 | 0 | 0
No | SCE | Res | WaterHeat | Fed Appliance: Residential Electric storage water heater | On-the-books | Electric Energy (GWh/year) | 0.93738 | 0.93729 | 0.93723 | 0.34802 | 0.10781 | 0.10781 | 0.10781 | 0.10781 | 0.1078 | 0.1078 | 0.1078 | 0.10779 | 0.10779
No | SCE | Res | WaterHeat | Fed Appliance: Residential Gas-fired instantaneous water heater | On-the-books | Electric Energy (GWh/year) | -0.018 | -0.018 | -0.018 | -0.018 | -0.018 | -0.018 | -0.018 | -0.018 | -0.018 | -0.018 | -0.0073151 | -0.003 | -0.003
No | SCE | Res | WaterHeat | 2013 T-24: RNC-DHW - MF DHW Control and Solar | On-the-books | Electric Energy (GWh/year) | -0.1009 | -0.10076 | -0.10065 | -0.10056 | -0.10049 | -0.10044 | -0.10038 | -0.10032 | -0.10026 | -0.10021 | -0.10015 | -0.10009 | -0.10003
No | SCE | Res | WaterHeat | 2013 T-24: RNC-DHW - Solar for Electrically Heated Homes | On-the-books | Electric Energy (GWh/year) | 0.018899 | 0.018873 | 0.018852 | 0.018835 | 0.018823 | 0.018813 | 0.018801 | 0.018791 | 0.01878 | 0.018769 | 0.018758 | 0.018747 | 0.018736
No | SCE | Res | WaterHeat | T-20: Showerheads - w/ Electric Water Heaters - Tier 1 | On-the-books | Electric Energy (GWh/year) | 5.3464 | 0 | 0 | 0 | 0 | 0 | 0 | 0 | 0 | 0 | 0 | 0 | 0
No | SCE | Res | WaterHeat | 2022 T-24: MFNC - All Electric Package - Prescriptive Alternative for Central HPWH | On-the-books | Electric Energy (GWh/year) | -1.1205 | -1.1114 | -1.1011 | -1.0897 | -1.0774 | -1.0644 | -1.051 | -1.0376 | -1.0246 | -1.0121 | -1.0006 | -0.99013 | -0.98082
No | SCE | Res | WaterHeat | 2025 T-24: Multifamily Domestic Hot Water - CPC Appendix M Pipe Sizing-HPWH (New Construction + Additions) | On-the-books | Electric Energy (GWh/year) | 0 | 0.016455 | 0.065181 | 0.065079 | 0.064975 | 0.06487 | 0.064764 | 0.064657 | 0.064548 | 0.064437 | 0.064326 | 0.049539 | 0.0058271
No | SCE | Res | WaterHeat | 2025 T-24: Multifamily Domestic Hot Water - DHW Balancing Valves-HPWH (Alterations) | On-the-books | Electric Energy (GWh/year) | 0 | 0.004126 | 0.0043365 | 0.004159 | 0.0039775 | 0.0037928 | 0.0036061 | 0.0034186 | 0.0032312 | 0.0030453 | 0.0028618 | 0.00045031 | 0.00022786
No | SCE | Res | WaterHeat | 2025 T-24: Multifamily Domestic Hot Water - DHW Balancing Valves-HPWH (New Construction + Additions) | On-the-books | Electric Energy (GWh/year) | 0 | 0.00013286 | 0.00050695 | 0.0004862 | 0.00046498 | 0.00044339 | 0.00042157 | 0.00039964 | 0.00037774 | 0.000356 | 0.00033456 | 0.00024188 | 2.6637e-05
No | SCE | Res | WaterHeat | 2025 T-24: Multifamily Domestic Hot Water - DHW Master Mixing Valves-HPWH (New Construction + Additions) | On-the-books | Electric Energy (GWh/year) | 0 | 0.014357 | 0.056579 | 0.05619 | 0.055791 | 0.055383 | 0.054965 | 0.054539 | 0.054103 | 0.053658 | 0.053204 | 0.040688 | 0.0047516
No | SCE | Res | WaterHeat | 2025 T-24: Multifamily Domestic Hot Water - DHW Pipe Insulation Enhancement-HPWH (New Construction + Additions) | On-the-books | Electric Energy (GWh/year) | 0 | 0.025644 | 0.10173 | 0.10172 | 0.1017 | 0.10169 | 0.10168 | 0.10167 | 0.10166 | 0.10165 | 0.10164 | 0.078402 | 0.0092375
No | SCE | Res | WaterHeat | 2025 T-24: Multifamily Domestic Hot Water - Individual HPWH Ventilation - Exterior (Alterations) | On-the-books | Electric Energy (GWh/year) | 0 | 0.018529 | 0.019213 | 0.018168 | 0.017119 | 0.016075 | 0.015042 | 0.014028 | 0.013038 | 0.012079 | 0.011155 | 0.0017245 | 0.00085722
No | SCE | Res | WaterHeat | 2025 T-24: Multifamily Domestic Hot Water - Individual HPWH Ventilation - Exterior (New Construction + Additions) | On-the-books | Electric Energy (GWh/year) | 0 | 0.024849 | 0.093545 | 0.088454 | 0.083349 | 0.078265 | 0.073236 | 0.068297 | 0.063478 | 0.058808 | 0.05431 | 0.038578 | 0.0041736
No | SCE | Res | WaterHeat | 2025 T-24: Multifamily Domestic Hot Water - Individual HPWH Ventilation - Interior (Alterations) | On-the-books | Electric Energy (GWh/year) | 0 | 0.03036 | 0.031482 | 0.029769 | 0.028051 | 0.02634 | 0.024647 | 0.022985 | 0.021363 | 0.019791 | 0.018278 | 0.0028257 | 0.0014046
No | SCE | Res | WaterHeat | 2025 T-24: Multifamily Domestic Hot Water - Individual HPWH Ventilation - Interior (New Construction + Additions) | On-the-books | Electric Energy (GWh/year) | 0 | 0.038242 | 0.14396 | 0.13613 | 0.12827 | 0.12045 | 0.11271 | 0.10511 | 0.097693 | 0.090505 | 0.083583 | 0.059372 | 0.0064231
No | SCE | Res | WaterHeat | T-20: Residential Faucets & Aerators - Kitchen w/ Electric Water Heating | Expected | Electric Energy (GWh/year) | 3.6653 | 0 | 0 | 0 | 0 | 0 | 0 | 0 | 0 | 0 | 0 | 0 | 0
No | SCE | Res | WaterHeat | T-20: Residential Faucets & Aerators - Lavatory w/ Electric Water Heating - Tier 1 | Expected | Electric Energy (GWh/year) | 0 | 0 | 0 | 0 | 0 | 0 | 0 | 0 | 0 | 0 | 0 | 0 | 0
No | SCE | Res | WaterHeat | T-20: Residential Faucets & Aerators - Lavatory w/ Electric Water Heating - Tier 2 | Expected | Electric Energy (GWh/year) | 1.4192 | 0 | 0 | 0 | 0 | 0 | 0 | 0 | 0 | 0 | 0 | 0 | 0
No | SCE | Res | WaterHeat | Fed Appliance: Residential Electric storage water heater | Expected | Electric Energy (GWh/year) | 0.93738 | 0.93729 | 0.93723 | 0.34802 | 0.10781 | 0.10781 | 0.10781 | 0.10781 | 0.1078 | 0.1078 | 0.1078 | 0.10779 | 0.10779
No | SCE | Res | WaterHeat | Fed Appliance: Residential Gas-fired instantaneous water heater | Expected | Electric Energy (GWh/year) | -0.018 | -0.018 | -0.018 | -0.018 | -0.018 | -0.018 | -0.018 | -0.018 | -0.018 | -0.018 | -0.0073151 | -0.003 | -0.003
No | SCE | Res | WaterHeat | 2013 T-24: RNC-DHW - MF DHW Control and Solar | Expected | Electric Energy (GWh/year) | -0.1009 | -0.10076 | -0.10065 | -0.10056 | -0.10049 | -0.10044 | -0.10038 | -0.10032 | -0.10026 | -0.10021 | -0.10015 | -0.10009 | -0.10003
No | SCE | Res | WaterHeat | 2013 T-24: RNC-DHW - Solar for Electrically Heated Homes | Expected | Electric Energy (GWh/year) | 0.018899 | 0.018873 | 0.018852 | 0.018835 | 0.018823 | 0.018813 | 0.018801 | 0.018791 | 0.01878 | 0.018769 | 0.018758 | 0.018747 | 0.018736
No | SCE | Res | WaterHeat | T-20: Showerheads - w/ Electric Water Heaters - Tier 1 | Expected | Electric Energy (GWh/year) | 5.3464 | 0 | 0 | 0 | 0 | 0 | 0 | 0 | 0 | 0 | 0 | 0 | 0
No | SCE | Res | WaterHeat | 2022 T-24: MFNC - All Electric Package - Prescriptive Alternative for Central HPWH | Expected | Electric Energy (GWh/year) | -1.1205 | -1.1114 | -1.1011 | -1.0897 | -1.0774 | -1.0644 | -1.051 | -1.0376 | -1.0246 | -1.0121 | -1.0006 | -0.99013 | -0.98082
No | SCE | Res | WaterHeat | 2025 T-24: Multifamily Domestic Hot Water - CPC Appendix M Pipe Sizing-HPWH (New Construction + Additions) | Expected | Electric Energy (GWh/year) | 0 | 0.016455 | 0.065181 | 0.065079 | 0.064975 | 0.06487 | 0.064764 | 0.064657 | 0.064548 | 0.064437 | 0.064326 | 0.049539 | 0.0058271
No | SCE | Res | WaterHeat | 2025 T-24: Multifamily Domestic Hot Water - DHW Balancing Valves-HPWH (Alterations) | Expected | Electric Energy (GWh/year) | 0 | 0.004126 | 0.0043365 | 0.004159 | 0.0039775 | 0.0037928 | 0.0036061 | 0.0034186 | 0.0032312 | 0.0030453 | 0.0028618 | 0.00045031 | 0.00022786
No | SCE | Res | WaterHeat | 2025 T-24: Multifamily Domestic Hot Water - DHW Balancing Valves-HPWH (New Construction + Additions) | Expected | Electric Energy (GWh/year) | 0 | 0.00013286 | 0.00050695 | 0.0004862 | 0.00046498 | 0.00044339 | 0.00042157 | 0.00039964 | 0.00037774 | 0.000356 | 0.00033456 | 0.00024188 | 2.6637e-05
No | SCE | Res | WaterHeat | 2025 T-24: Multifamily Domestic Hot Water - DHW Master Mixing Valves-HPWH (New Construction + Additions) | Expected | Electric Energy (GWh/year) | 0 | 0.014357 | 0.056579 | 0.05619 | 0.055791 | 0.055383 | 0.054965 | 0.054539 | 0.054103 | 0.053658 | 0.053204 | 0.040688 | 0.0047516
No | SCE | Res | WaterHeat | 2025 T-24: Multifamily Domestic Hot Water - DHW Pipe Insulation Enhancement-HPWH (New Construction + Additions) | Expected | Electric Energy (GWh/year) | 0 | 0.025644 | 0.10173 | 0.10172 | 0.1017 | 0.10169 | 0.10168 | 0.10167 | 0.10166 | 0.10165 | 0.10164 | 0.078402 | 0.0092375
No | SCE | Res | WaterHeat | 2025 T-24: Multifamily Domestic Hot Water - Individual HPWH Ventilation - Exterior (Alterations) | Expected | Electric Energy (GWh/year) | 0 | 0.018529 | 0.019213 | 0.018168 | 0.017119 | 0.016075 | 0.015042 | 0.014028 | 0.013038 | 0.012079 | 0.011155 | 0.0017245 | 0.00085722
No | SCE | Res | WaterHeat | 2025 T-24: Multifamily Domestic Hot Water - Individual HPWH Ventilation - Exterior (New Construction + Additions) | Expected | Electric Energy (GWh/year) | 0 | 0.024849 | 0.093545 | 0.088454 | 0.083349 | 0.078265 | 0.073236 | 0.068297 | 0.063478 | 0.058808 | 0.05431 | 0.038578 | 0.0041736
No | SCE | Res | WaterHeat | 2025 T-24: Multifamily Domestic Hot Water - Individual HPWH Ventilation - Interior (Alterations) | Expected | Electric Energy (GWh/year) | 0 | 0.03036 | 0.031482 | 0.029769 | 0.028051 | 0.02634 | 0.024647 | 0.022985 | 0.021363 | 0.019791 | 0.018278 | 0.0028257 | 0.0014046
No | SCE | Res | WaterHeat | 2025 T-24: Multifamily Domestic Hot Water - Individual HPWH Ventilation - Interior (New Construction + Additions) | Expected | Electric Energy (GWh/year) | 0 | 0.038242 | 0.14396 | 0.13613 | 0.12827 | 0.12045 | 0.11271 | 0.10511 | 0.097693 | 0.090505 | 0.083583 | 0.059372 | 0.0064231
No | SCE | Res | WaterHeat | T-20: Residential Faucets & Aerators - Kitchen w/ Electric Water Heating | Possible | Electric Energy (GWh/year) | 3.6653 | 0 | 0 | 0 | 0 | 0 | 0 | 0 | 0 | 0 | 0 | 0 | 0
No | SCE | Res | WaterHeat | T-20: Residential Faucets & Aerators - Lavatory w/ Electric Water Heating - Tier 1 | Possible | Electric Energy (GWh/year) | 0 | 0 | 0 | 0 | 0 | 0 | 0 | 0 | 0 | 0 | 0 | 0 | 0
No | SCE | Res | WaterHeat | T-20: Residential Faucets & Aerators - Lavatory w/ Electric Water Heating - Tier 2 | Possible | Electric Energy (GWh/year) | 1.4192 | 0 | 0 | 0 | 0 | 0 | 0 | 0 | 0 | 0 | 0 | 0 | 0
No | SCE | Res | WaterHeat | Fed Appliance: Residential Electric storage water heater | Possible | Electric Energy (GWh/year) | 0.93738 | 0.93729 | 0.93723 | 0.34802 | 0.10781 | 0.10781 | 0.10781 | 0.10781 | 0.1078 | 0.1078 | 0.1078 | 0.10779 | 0.10779
No | SCE | Res | WaterHeat | Fed Appliance: Residential Gas-fired instantaneous water heater | Possible | Electric Energy (GWh/year) | -0.018 | -0.018 | -0.018 | -0.018 | -0.018 | -0.018 | -0.018 | -0.018 | -0.018 | -0.018 | -0.0073151 | -0.003 | -0.003
No | SCE | Res | WaterHeat | 2013 T-24: RNC-DHW - MF DHW Control and Solar | Possible | Electric Energy (GWh/year) | -0.1009 | -0.10076 | -0.10065 | -0.10056 | -0.10049 | -0.10044 | -0.10038 | -0.10032 | -0.10026 | -0.10021 | -0.10015 | -0.10009 | -0.10003
No | SCE | Res | WaterHeat | 2013 T-24: RNC-DHW - Solar for Electrically Heated Homes | Possible | Electric Energy (GWh/year) | 0.018899 | 0.018873 | 0.018852 | 0.018835 | 0.018823 | 0.018813 | 0.018801 | 0.018791 | 0.01878 | 0.018769 | 0.018758 | 0.018747 | 0.018736
No | SCE | Res | WaterHeat | T-20: Showerheads - w/ Electric Water Heaters - Tier 1 | Possible | Electric Energy (GWh/year) | 5.3464 | 0 | 0 | 0 | 0 | 0 | 0 | 0 | 0 | 0 | 0 | 0 | 0
No | SCE | Res | WaterHeat | 2022 T-24: MFNC - All Electric Package - Prescriptive Alternative for Central HPWH | Possible | Electric Energy (GWh/year) | -1.1205 | -1.1114 | -1.1011 | -1.0897 | -1.0774 | -1.0644 | -1.051 | -1.0376 | -1.0246 | -1.0121 | -1.0006 | -0.99013 | -0.98082
No | SCE | Res | WaterHeat | 2025 T-24: Multifamily Domestic Hot Water - CPC Appendix M Pipe Sizing-HPWH (New Construction + Additions) | Possible | Electric Energy (GWh/year) | 0 | 0.016455 | 0.065181 | 0.065079 | 0.064975 | 0.06487 | 0.064764 | 0.064657 | 0.064548 | 0.064437 | 0.064326 | 0.049539 | 0.0058271
No | SCE | Res | WaterHeat | 2025 T-24: Multifamily Domestic Hot Water - DHW Balancing Valves-HPWH (Alterations) | Possible | Electric Energy (GWh/year) | 0 | 0.004126 | 0.0043365 | 0.004159 | 0.0039775 | 0.0037928 | 0.0036061 | 0.0034186 | 0.0032312 | 0.0030453 | 0.0028618 | 0.00045031 | 0.00022786
No | SCE | Res | WaterHeat | 2025 T-24: Multifamily Domestic Hot Water - DHW Balancing Valves-HPWH (New Construction + Additions) | Possible | Electric Energy (GWh/year) | 0 | 0.00013286 | 0.00050695 | 0.0004862 | 0.00046498 | 0.00044339 | 0.00042157 | 0.00039964 | 0.00037774 | 0.000356 | 0.00033456 | 0.00024188 | 2.6637e-05
No | SCE | Res | WaterHeat | 2025 T-24: Multifamily Domestic Hot Water - DHW Master Mixing Valves-HPWH (New Construction + Additions) | Possible | Electric Energy (GWh/year) | 0 | 0.014357 | 0.056579 | 0.05619 | 0.055791 | 0.055383 | 0.054965 | 0.054539 | 0.054103 | 0.053658 | 0.053204 | 0.040688 | 0.0047516
No | SCE | Res | WaterHeat | 2025 T-24: Multifamily Domestic Hot Water - DHW Pipe Insulation Enhancement-HPWH (New Construction + Additions) | Possible | Electric Energy (GWh/year) | 0 | 0.025644 | 0.10173 | 0.10172 | 0.1017 | 0.10169 | 0.10168 | 0.10167 | 0.10166 | 0.10165 | 0.10164 | 0.078402 | 0.0092375
No | SCE | Res | WaterHeat | 2025 T-24: Multifamily Domestic Hot Water - Individual HPWH Ventilation - Exterior (Alterations) | Possible | Electric Energy (GWh/year) | 0 | 0.018529 | 0.019213 | 0.018168 | 0.017119 | 0.016075 | 0.015042 | 0.014028 | 0.013038 | 0.012079 | 0.011155 | 0.0017245 | 0.00085722
No | SCE | Res | WaterHeat | 2025 T-24: Multifamily Domestic Hot Water - Individual HPWH Ventilation - Exterior (New Construction + Additions) | Possible | Electric Energy (GWh/year) | 0 | 0.024849 | 0.093545 | 0.088454 | 0.083349 | 0.078265 | 0.073236 | 0.068297 | 0.063478 | 0.058808 | 0.05431 | 0.038578 | 0.0041736
No | SCE | Res | WaterHeat | 2025 T-24: Multifamily Domestic Hot Water - Individual HPWH Ventilation - Interior (Alterations) | Possible | Electric Energy (GWh/year) | 0 | 0.03036 | 0.031482 | 0.029769 | 0.028051 | 0.02634 | 0.024647 | 0.022985 | 0.021363 | 0.019791 | 0.018278 | 0.0028257 | 0.0014046
No | SCE | Res | WaterHeat | 2025 T-24: Multifamily Domestic Hot Water - Individual HPWH Ventilation - Interior (New Construction + Additions) | Possible | Electric Energy (GWh/year) | 0 | 0.038242 | 0.14396 | 0.13613 | 0.12827 | 0.12045 | 0.11271 | 0.10511 | 0.097693 | 0.090505 | 0.083583 | 0.059372 | 0.0064231
No | SDG&E | Res | WaterHeat | T-20: Residential Faucets & Aerators - Kitchen w/ Electric Water Heating | On-the-books | Electric Energy (GWh/year) | 0.75064 | 0 | 0 | 0 | 0 | 0 | 0 | 0 | 0 | 0 | 0 | 0 | 0
No | SDG&E | Res | WaterHeat | T-20: Residential Faucets & Aerators - Lavatory w/ Electric Water Heating - Tier 1 | On-the-books | Electric Energy (GWh/year) | 0 | 0 | 0 | 0 | 0 | 0 | 0 | 0 | 0 | 0 | 0 | 0 | 0
No | SDG&E | Res | WaterHeat | T-20: Residential Faucets & Aerators - Lavatory w/ Electric Water Heating - Tier 2 | On-the-books | Electric Energy (GWh/year) | 0.29065 | 0 | 0 | 0 | 0 | 0 | 0 | 0 | 0 | 0 | 0 | 0 | 0
No | SDG&E | Res | WaterHeat | Fed Appliance: Residential Electric storage water heater | On-the-books | Electric Energy (GWh/year) | 0.19197 | 0.19195 | 0.19194 | 0.071273 | 0.02208 | 0.02208 | 0.022079 | 0.022078 | 0.022078 | 0.022077 | 0.022076 | 0.022076 | 0.022075
No | SDG&E | Res | WaterHeat | Fed Appliance: Residential Gas-fired instantaneous water heater | On-the-books | Electric Energy (GWh/year) | -0.0036863 | -0.0036863 | -0.0036863 | -0.0036863 | -0.0036863 | -0.0036863 | -0.0036863 | -0.0036863 | -0.0036863 | -0.0036863 | -0.0014981 | -0.00061439 | -0.00061439
No | SDG&E | Res | WaterHeat | 2013 T-24: RNC-DHW - MF DHW Control and Solar | On-the-books | Electric Energy (GWh/year) | -0.020664 | -0.020635 | -0.020613 | -0.020595 | -0.020581 | -0.02057 | -0.020558 | -0.020546 | -0.020534 | -0.020522 | -0.02051 | -0.020498 | -0.020486
No | SDG&E | Res | WaterHeat | 2013 T-24: RNC-DHW - Solar for Electrically Heated Homes | On-the-books | Electric Energy (GWh/year) | 0.0038704 | 0.003865 | 0.0038608 | 0.0038574 | 0.0038549 | 0.0038529 | 0.0038505 | 0.0038483 | 0.003846 | 0.0038438 | 0.0038416 | 0.0038393 | 0.0038371
No | SDG&E | Res | WaterHeat | T-20: Showerheads - w/ Electric Water Heaters - Tier 1 | On-the-books | Electric Energy (GWh/year) | 1.0949 | 0 | 0 | 0 | 0 | 0 | 0 | 0 | 0 | 0 | 0 | 0 | 0
No | SDG&E | Res | WaterHeat | 2022 T-24: MFNC - All Electric Package - Prescriptive Alternative for Central HPWH | On-the-books | Electric Energy (GWh/year) | -0.22948 | -0.22761 | -0.2255 | -0.22317 | -0.22065 | -0.21799 | -0.21525 | -0.21251 | -0.20983 | -0.20728 | -0.20492 | -0.20278 | -0.20087
No | SDG&E | Res | WaterHeat | 2025 T-24: Multifamily Domestic Hot Water - CPC Appendix M Pipe Sizing-HPWH (New Construction + Additions) | On-the-books | Electric Energy (GWh/year) | 0 | 0.0033698 | 0.013349 | 0.013328 | 0.013307 | 0.013285 | 0.013264 | 0.013241 | 0.013219 | 0.013197 | 0.013174 | 0.010145 | 0.0011934
No | SDG&E | Res | WaterHeat | 2025 T-24: Multifamily Domestic Hot Water - DHW Balancing Valves-HPWH (Alterations) | On-the-books | Electric Energy (GWh/year) | 0 | 0.000845 | 0.0008881 | 0.00085175 | 0.00081457 | 0.00077676 | 0.00073853 | 0.00070011 | 0.00066175 | 0.00062367 | 0.0005861 | 9.2223e-05 | 4.6665e-05
No | SDG&E | Res | WaterHeat | 2025 T-24: Multifamily Domestic Hot Water - DHW Balancing Valves-HPWH (New Construction + Additions) | On-the-books | Electric Energy (GWh/year) | 0 | 2.721e-05 | 0.00010382 | 9.9573e-05 | 9.5226e-05 | 9.0805e-05 | 8.6336e-05 | 8.1845e-05 | 7.736e-05 | 7.2909e-05 | 6.8516e-05 | 4.9536e-05 | 5.4553e-06
No | SDG&E | Res | WaterHeat | 2025 T-24: Multifamily Domestic Hot Water - DHW Master Mixing Valves-HPWH (New Construction + Additions) | On-the-books | Electric Energy (GWh/year) | 0 | 0.0029403 | 0.011587 | 0.011507 | 0.011426 | 0.011342 | 0.011257 | 0.011169 | 0.01108 | 0.010989 | 0.010896 | 0.0083329 | 0.00097312
No | SDG&E | Res | WaterHeat | 2025 T-24: Multifamily Domestic Hot Water - DHW Pipe Insulation Enhancement-HPWH (New Construction + Additions) | On-the-books | Electric Energy (GWh/year) | 0 | 0.0052517 | 0.020833 | 0.020831 | 0.020829 | 0.020826 | 0.020824 | 0.020822 | 0.020819 | 0.020817 | 0.020815 | 0.016056 | 0.0018918
No | SDG&E | Res | WaterHeat | 2025 T-24: Multifamily Domestic Hot Water - Individual HPWH Ventilation - Exterior (Alterations) | On-the-books | Electric Energy (GWh/year) | 0 | 0.0037947 | 0.0039349 | 0.0037207 | 0.003506 | 0.0032921 | 0.0030806 | 0.0028728 | 0.0026701 | 0.0024737 | 0.0022845 | 0.00035318 | 0.00017556
No | SDG&E | Res | WaterHeat | 2025 T-24: Multifamily Domestic Hot Water - Individual HPWH Ventilation - Exterior (New Construction + Additions) | On-the-books | Electric Energy (GWh/year) | 0 | 0.005089 | 0.019158 | 0.018115 | 0.01707 | 0.016028 | 0.014999 | 0.013987 | 0.013 | 0.012044 | 0.011123 | 0.0079007 | 0.00085473
No | SDG&E | Res | WaterHeat | 2025 T-24: Multifamily Domestic Hot Water - Individual HPWH Ventilation - Interior (Alterations) | On-the-books | Electric Energy (GWh/year) | 0 | 0.0062177 | 0.0064474 | 0.0060965 | 0.0057447 | 0.0053943 | 0.0050477 | 0.0047072 | 0.0043751 | 0.0040532 | 0.0037432 | 0.0005787 | 0.00028766
No | SDG&E | Res | WaterHeat | 2025 T-24: Multifamily Domestic Hot Water - Individual HPWH Ventilation - Interior (New Construction + Additions) | On-the-books | Electric Energy (GWh/year) | 0 | 0.0078319 | 0.029484 | 0.027879 | 0.02627 | 0.024668 | 0.023083 | 0.021526 | 0.020007 | 0.018535 | 0.017118 | 0.012159 | 0.0013154
No | SDG&E | Res | WaterHeat | T-20: Residential Faucets & Aerators - Kitchen w/ Electric Water Heating | Expected | Electric Energy (GWh/year) | 0.75064 | 0 | 0 | 0 | 0 | 0 | 0 | 0 | 0 | 0 | 0 | 0 | 0
No | SDG&E | Res | WaterHeat | T-20: Residential Faucets & Aerators - Lavatory w/ Electric Water Heating - Tier 1 | Expected | Electric Energy (GWh/year) | 0 | 0 | 0 | 0 | 0 | 0 | 0 | 0 | 0 | 0 | 0 | 0 | 0
No | SDG&E | Res | WaterHeat | T-20: Residential Faucets & Aerators - Lavatory w/ Electric Water Heating - Tier 2 | Expected | Electric Energy (GWh/year) | 0.29065 | 0 | 0 | 0 | 0 | 0 | 0 | 0 | 0 | 0 | 0 | 0 | 0
No | SDG&E | Res | WaterHeat | Fed Appliance: Residential Electric storage water heater | Expected | Electric Energy (GWh/year) | 0.19197 | 0.19195 | 0.19194 | 0.071273 | 0.02208 | 0.02208 | 0.022079 | 0.022078 | 0.022078 | 0.022077 | 0.022076 | 0.022076 | 0.022075
No | SDG&E | Res | WaterHeat | Fed Appliance: Residential Gas-fired instantaneous water heater | Expected | Electric Energy (GWh/year) | -0.0036863 | -0.0036863 | -0.0036863 | -0.0036863 | -0.0036863 | -0.0036863 | -0.0036863 | -0.0036863 | -0.0036863 | -0.0036863 | -0.0014981 | -0.00061439 | -0.00061439
No | SDG&E | Res | WaterHeat | 2013 T-24: RNC-DHW - MF DHW Control and Solar | Expected | Electric Energy (GWh/year) | -0.020664 | -0.020635 | -0.020613 | -0.020595 | -0.020581 | -0.02057 | -0.020558 | -0.020546 | -0.020534 | -0.020522 | -0.02051 | -0.020498 | -0.020486
No | SDG&E | Res | WaterHeat | 2013 T-24: RNC-DHW - Solar for Electrically Heated Homes | Expected | Electric Energy (GWh/year) | 0.0038704 | 0.003865 | 0.0038608 | 0.0038574 | 0.0038549 | 0.0038529 | 0.0038505 | 0.0038483 | 0.003846 | 0.0038438 | 0.0038416 | 0.0038393 | 0.0038371
No | SDG&E | Res | WaterHeat | T-20: Showerheads - w/ Electric Water Heaters - Tier 1 | Expected | Electric Energy (GWh/year) | 1.0949 | 0 | 0 | 0 | 0 | 0 | 0 | 0 | 0 | 0 | 0 | 0 | 0
No | SDG&E | Res | WaterHeat | 2022 T-24: MFNC - All Electric Package - Prescriptive Alternative for Central HPWH | Expected | Electric Energy (GWh/year) | -0.22948 | -0.22761 | -0.2255 | -0.22317 | -0.22065 | -0.21799 | -0.21525 | -0.21251 | -0.20983 | -0.20728 | -0.20492 | -0.20278 | -0.20087
No | SDG&E | Res | WaterHeat | 2025 T-24: Multifamily Domestic Hot Water - CPC Appendix M Pipe Sizing-HPWH (New Construction + Additions) | Expected | Electric Energy (GWh/year) | 0 | 0.0033698 | 0.013349 | 0.013328 | 0.013307 | 0.013285 | 0.013264 | 0.013241 | 0.013219 | 0.013197 | 0.013174 | 0.010145 | 0.0011934
No | SDG&E | Res | WaterHeat | 2025 T-24: Multifamily Domestic Hot Water - DHW Balancing Valves-HPWH (Alterations) | Expected | Electric Energy (GWh/year) | 0 | 0.000845 | 0.0008881 | 0.00085175 | 0.00081457 | 0.00077676 | 0.00073853 | 0.00070011 | 0.00066175 | 0.00062367 | 0.0005861 | 9.2223e-05 | 4.6665e-05
No | SDG&E | Res | WaterHeat | 2025 T-24: Multifamily Domestic Hot Water - DHW Balancing Valves-HPWH (New Construction + Additions) | Expected | Electric Energy (GWh/year) | 0 | 2.721e-05 | 0.00010382 | 9.9573e-05 | 9.5226e-05 | 9.0805e-05 | 8.6336e-05 | 8.1845e-05 | 7.736e-05 | 7.2909e-05 | 6.8516e-05 | 4.9536e-05 | 5.4553e-06
No | SDG&E | Res | WaterHeat | 2025 T-24: Multifamily Domestic Hot Water - DHW Master Mixing Valves-HPWH (New Construction + Additions) | Expected | Electric Energy (GWh/year) | 0 | 0.0029403 | 0.011587 | 0.011507 | 0.011426 | 0.011342 | 0.011257 | 0.011169 | 0.01108 | 0.010989 | 0.010896 | 0.0083329 | 0.00097312
No | SDG&E | Res | WaterHeat | 2025 T-24: Multifamily Domestic Hot Water - DHW Pipe Insulation Enhancement-HPWH (New Construction + Additions) | Expected | Electric Energy (GWh/year) | 0 | 0.0052517 | 0.020833 | 0.020831 | 0.020829 | 0.020826 | 0.020824 | 0.020822 | 0.020819 | 0.020817 | 0.020815 | 0.016056 | 0.0018918
No | SDG&E | Res | WaterHeat | 2025 T-24: Multifamily Domestic Hot Water - Individual HPWH Ventilation - Exterior (Alterations) | Expected | Electric Energy (GWh/year) | 0 | 0.0037947 | 0.0039349 | 0.0037207 | 0.003506 | 0.0032921 | 0.0030806 | 0.0028728 | 0.0026701 | 0.0024737 | 0.0022845 | 0.00035318 | 0.00017556
No | SDG&E | Res | WaterHeat | 2025 T-24: Multifamily Domestic Hot Water - Individual HPWH Ventilation - Exterior (New Construction + Additions) | Expected | Electric Energy (GWh/year) | 0 | 0.005089 | 0.019158 | 0.018115 | 0.01707 | 0.016028 | 0.014999 | 0.013987 | 0.013 | 0.012044 | 0.011123 | 0.0079007 | 0.00085473
No | SDG&E | Res | WaterHeat | 2025 T-24: Multifamily Domestic Hot Water - Individual HPWH Ventilation - Interior (Alterations) | Expected | Electric Energy (GWh/year) | 0 | 0.0062177 | 0.0064474 | 0.0060965 | 0.0057447 | 0.0053943 | 0.0050477 | 0.0047072 | 0.0043751 | 0.0040532 | 0.0037432 | 0.0005787 | 0.00028766
No | SDG&E | Res | WaterHeat | 2025 T-24: Multifamily Domestic Hot Water - Individual HPWH Ventilation - Interior (New Construction + Additions) | Expected | Electric Energy (GWh/year) | 0 | 0.0078319 | 0.029484 | 0.027879 | 0.02627 | 0.024668 | 0.023083 | 0.021526 | 0.020007 | 0.018535 | 0.017118 | 0.012159 | 0.0013154
No | SDG&E | Res | WaterHeat | T-20: Residential Faucets & Aerators - Kitchen w/ Electric Water Heating | Possible | Electric Energy (GWh/year) | 0.75064 | 0 | 0 | 0 | 0 | 0 | 0 | 0 | 0 | 0 | 0 | 0 | 0
No | SDG&E | Res | WaterHeat | T-20: Residential Faucets & Aerators - Lavatory w/ Electric Water Heating - Tier 1 | Possible | Electric Energy (GWh/year) | 0 | 0 | 0 | 0 | 0 | 0 | 0 | 0 | 0 | 0 | 0 | 0 | 0
No | SDG&E | Res | WaterHeat | T-20: Residential Faucets & Aerators - Lavatory w/ Electric Water Heating - Tier 2 | Possible | Electric Energy (GWh/year) | 0.29065 | 0 | 0 | 0 | 0 | 0 | 0 | 0 | 0 | 0 | 0 | 0 | 0
No | SDG&E | Res | WaterHeat | Fed Appliance: Residential Electric storage water heater | Possible | Electric Energy (GWh/year) | 0.19197 | 0.19195 | 0.19194 | 0.071273 | 0.02208 | 0.02208 | 0.022079 | 0.022078 | 0.022078 | 0.022077 | 0.022076 | 0.022076 | 0.022075
No | SDG&E | Res | WaterHeat | Fed Appliance: Residential Gas-fired instantaneous water heater | Possible | Electric Energy (GWh/year) | -0.0036863 | -0.0036863 | -0.0036863 | -0.0036863 | -0.0036863 | -0.0036863 | -0.0036863 | -0.0036863 | -0.0036863 | -0.0036863 | -0.0014981 | -0.00061439 | -0.00061439
No | SDG&E | Res | WaterHeat | 2013 T-24: RNC-DHW - MF DHW Control and Solar | Possible | Electric Energy (GWh/year) | -0.020664 | -0.020635 | -0.020613 | -0.020595 | -0.020581 | -0.02057 | -0.020558 | -0.020546 | -0.020534 | -0.020522 | -0.02051 | -0.020498 | -0.020486
No | SDG&E | Res | WaterHeat | 2013 T-24: RNC-DHW - Solar for Electrically Heated Homes | Possible | Electric Energy (GWh/year) | 0.0038704 | 0.003865 | 0.0038608 | 0.0038574 | 0.0038549 | 0.0038529 | 0.0038505 | 0.0038483 | 0.003846 | 0.0038438 | 0.0038416 | 0.0038393 | 0.0038371
No | SDG&E | Res | WaterHeat | T-20: Showerheads - w/ Electric Water Heaters - Tier 1 | Possible | Electric Energy (GWh/year) | 1.0949 | 0 | 0 | 0 | 0 | 0 | 0 | 0 | 0 | 0 | 0 | 0 | 0
No | SDG&E | Res | WaterHeat | 2022 T-24: MFNC - All Electric Package - Prescriptive Alternative for Central HPWH | Possible | Electric Energy (GWh/year) | -0.22948 | -0.22761 | -0.2255 | -0.22317 | -0.22065 | -0.21799 | -0.21525 | -0.21251 | -0.20983 | -0.20728 | -0.20492 | -0.20278 | -0.20087
No | SDG&E | Res | WaterHeat | 2025 T-24: Multifamily Domestic Hot Water - CPC Appendix M Pipe Sizing-HPWH (New Construction + Additions) | Possible | Electric Energy (GWh/year) | 0 | 0.0033698 | 0.013349 | 0.013328 | 0.013307 | 0.013285 | 0.013264 | 0.013241 | 0.013219 | 0.013197 | 0.013174 | 0.010145 | 0.0011934
No | SDG&E | Res | WaterHeat | 2025 T-24: Multifamily Domestic Hot Water - DHW Balancing Valves-HPWH (Alterations) | Possible | Electric Energy (GWh/year) | 0 | 0.000845 | 0.0008881 | 0.00085175 | 0.00081457 | 0.00077676 | 0.00073853 | 0.00070011 | 0.00066175 | 0.00062367 | 0.0005861 | 9.2223e-05 | 4.6665e-05
No | SDG&E | Res | WaterHeat | 2025 T-24: Multifamily Domestic Hot Water - DHW Balancing Valves-HPWH (New Construction + Additions) | Possible | Electric Energy (GWh/year) | 0 | 2.721e-05 | 0.00010382 | 9.9573e-05 | 9.5226e-05 | 9.0805e-05 | 8.6336e-05 | 8.1845e-05 | 7.736e-05 | 7.2909e-05 | 6.8516e-05 | 4.9536e-05 | 5.4553e-06
No | SDG&E | Res | WaterHeat | 2025 T-24: Multifamily Domestic Hot Water - DHW Master Mixing Valves-HPWH (New Construction + Additions) | Possible | Electric Energy (GWh/year) | 0 | 0.0029403 | 0.011587 | 0.011507 | 0.011426 | 0.011342 | 0.011257 | 0.011169 | 0.01108 | 0.010989 | 0.010896 | 0.0083329 | 0.00097312
No | SDG&E | Res | WaterHeat | 2025 T-24: Multifamily Domestic Hot Water - DHW Pipe Insulation Enhancement-HPWH (New Construction + Additions) | Possible | Electric Energy (GWh/year) | 0 | 0.0052517 | 0.020833 | 0.020831 | 0.020829 | 0.020826 | 0.020824 | 0.020822 | 0.020819 | 0.020817 | 0.020815 | 0.016056 | 0.0018918
No | SDG&E | Res | WaterHeat | 2025 T-24: Multifamily Domestic Hot Water - Individual HPWH Ventilation - Exterior (Alterations) | Possible | Electric Energy (GWh/year) | 0 | 0.0037947 | 0.0039349 | 0.0037207 | 0.003506 | 0.0032921 | 0.0030806 | 0.0028728 | 0.0026701 | 0.0024737 | 0.0022845 | 0.00035318 | 0.00017556
No | SDG&E | Res | WaterHeat | 2025 T-24: Multifamily Domestic Hot Water - Individual HPWH Ventilation - Exterior (New Construction + Additions) | Possible | Electric Energy (GWh/year) | 0 | 0.005089 | 0.019158 | 0.018115 | 0.01707 | 0.016028 | 0.014999 | 0.013987 | 0.013 | 0.012044 | 0.011123 | 0.0079007 | 0.00085473
No | SDG&E | Res | WaterHeat | 2025 T-24: Multifamily Domestic Hot Water - Individual HPWH Ventilation - Interior (Alterations) | Possible | Electric Energy (GWh/year) | 0 | 0.0062177 | 0.0064474 | 0.0060965 | 0.0057447 | 0.0053943 | 0.0050477 | 0.0047072 | 0.0043751 | 0.0040532 | 0.0037432 | 0.0005787 | 0.00028766
No | SDG&E | Res | WaterHeat | 2025 T-24: Multifamily Domestic Hot Water - Individual HPWH Ventilation - Interior (New Construction + Additions) | Possible | Electric Energy (GWh/year) | 0 | 0.0078319 | 0.029484 | 0.027879 | 0.02627 | 0.024668 | 0.023083 | 0.021526 | 0.020007 | 0.018535 | 0.017118 | 0.012159 | 0.0013154
No | PG&E | Com | ComRefrig | Fed Appliance: Commercial Ice Makers | On-the-books | Electric Energy (GWh/year) | 1.2889 | 1.2889 | 1.2889 | 1.2889 | 1.2889 | 1.2889 | 1.2889 | 1.2889 | 1.2889 | 1.2889 | 1.2889 | 1.2889 | 1.2889
No | PG&E | Com | ComRefrig | Fed Appliance: Commercial Refrigeration | On-the-books | Electric Energy (GWh/year) | 0.30305 | 0.30299 | 0.30295 | 0.30293 | 0.30291 | 0.3029 | 0.30288 | 0.30287 | 0.30285 | 0.30284 | 0.30282 | 0.30281 | 0.30279
No | PG&E | Com | ComRefrig | Fed Appliance: Commercial Refrigeration Equipment | On-the-books | Electric Energy (GWh/year) | 11.5946 | 11.5519 | 4.2724 | 0 | 0 | 0 | 0 | 0 | 0 | 0 | 0 | 0 | 0
No | PG&E | Com | ComRefrig | 2013 T-24: NRNC-Refrigeration-Supermarket | On-the-books | Electric Energy (GWh/year) | 2.5981 | 2.5675 | 2.5302 | 2.486 | 2.4352 | 2.3789 | 2.3263 | 2.2712 | 2.2178 | 2.1632 | 2.1094 | 2.0551 | 2.0012
No | PG&E | Com | ComRefrig | 2013 T-24: NRNC-Refrigeration-Warehouse | On-the-books | Electric Energy (GWh/year) | 0.26315 | 0.26006 | 0.25628 | 0.2518 | 0.24665 | 0.24095 | 0.23562 | 0.23005 | 0.22463 | 0.21911 | 0.21366 | 0.20816 | 0.2027
No | PG&E | Com | ComRefrig | Fed Appliance: Refrigerated Beverage Vending Machines | On-the-books | Electric Energy (GWh/year) | 0.0064554 | 0.0064551 | 0.006455 | 0.0064549 | 0.0064548 | 0.0064548 | 0.0064548 | 0.0064547 | 0.0064547 | 0.0064547 | 0.0064546 | 0.0064546 | 0.0064546
No | PG&E | Com | ComRefrig | 2008 T-24: Refrigerated warehouses | On-the-books | Electric Energy (GWh/year) | 0.13699 | 0.13674 | 0.13656 | 0.13643 | 0.13632 | 0.13625 | 0.13616 | 0.13608 | 0.13599 | 0.1359 | 0.13582 | 0.13573 | 0.13564
No | PG&E | Com | ComRefrig | Fed Appliance: Walk-in coolers and freezers | On-the-books | Electric Energy (GWh/year) | 32.8878 | 32.5801 | 32.2724 | 17.1979 | 0 | 0 | 0 | 0 | 0 | 0 | 0 | 0 | 0
No | PG&E | Com | ComRefrig | 2005 T-20: Walk-In Refrigerators / Freezers | On-the-books | Electric Energy (GWh/year) | 0 | 0 | 0 | 0 | 0 | 0 | 0 | 0 | 0 | 0 | 0 | 0 | 0
No | PG&E | Com | ComRefrig | 2025 T-24: NR Refrigeration - Evaporator Specific Efficiency for Refrigerated Warehouses (Alterations) | On-the-books | Electric Energy (GWh/year) | 0 | 0.01042 | 0.010616 | 0.0099283 | 0.0093246 | 0.008801 | 0.0083517 | 0.0079697 | 0.0076476 | 0.0073777 | 0.0071528 | 0.0069663 | 0.0068123
No | PG&E | Com | ComRefrig | 2025 T-24: NR Refrigeration - Evaporator Specific Efficiency for Refrigerated Warehouses (New Construction + Additions) | On-the-books | Electric Energy (GWh/year) | 0 | 0.0014253 | 0.0079507 | 0.0074359 | 0.0069838 | 0.0065916 | 0.0062551 | 0.005969 | 0.0057277 | 0.0055256 | 0.0053572 | 0.0052175 | 0.0051022
No | PG&E | Com | ComRefrig | 2022 T-24: NRA - Refrigeration System - Automatic Door Closers​ for Refrigerated Spaces | On-the-books | Electric Energy (GWh/year) | 0.019351 | 0.018329 | 0.01742 | 0.016613 | 0.015898 | 0.015268 | 0.014712 | 0.014223 | 0.013793 | 0.0044934 | 0 | 0 | 0
No | PG&E | Com | ComRefrig | 2022 T-24: NRNC - Refrigeration System - Automatic Door Closers​ for Refrigerated Spaces | On-the-books | Electric Energy (GWh/year) |  | 0.0079388 | 0.0075448 | 0.0071953 | 0.0068859 | 0.0066128 | 0.006372 | 0.0061601 | 0.005974 | 0.0058107 | 0.0056676 | 0.0055423 | 0.0054327
No | PG&E | Com | ComRefrig | 2022 T-24: NRNC - Refrigeration System - Design and Control Requirements for Transcritical CO2 Systems - Adiabatic Condenser | On-the-books | Electric Energy (GWh/year) |  | 0.11013 | 0.10466 | 0.099812 | 0.095521 | 0.091731 | 0.088391 | 0.085452 | 0.08287 | 0.080605 | 0.07862 | 0.076882 | 0.075362
No | PG&E | Com | ComRefrig | 2019 T-24: NRNC-MECH-Adiabatic Condensers for Refrigeration | On-the-books | Electric Energy (GWh/year) |  | 0.088772 | 0.081885 | 0.07412 | 0.065708 | 0.056976 | 0.048308 | 0.040076 | 0.032579 | 0.02601 | 0.020444 | 0.015861 | 0.012175
No | PG&E | Com | ComRefrig | 2019-21 Fed App: Refrigerated beverage vending machines | On-the-books | Electric Energy (GWh/year) |  | 0.22041 | 0.22159 | 0.22332 | 0.22346 | 0.22411 | 0.21662 | 0.10928 | 0.035965 | 0.034985 | 0.034099 | 0.033297 | 0.032571
No | PG&E | Com | ComRefrig | Fed Appliance: Commercial Ice Makers | Expected | Electric Energy (GWh/year) | 1.2889 | 1.2889 | 1.2889 | 1.2889 | 1.2889 | 1.2889 | 1.2889 | 1.2889 | 1.2889 | 1.2889 | 1.2889 | 1.2889 | 1.2889
No | PG&E | Com | ComRefrig | Fed Appliance: Commercial Refrigeration | Expected | Electric Energy (GWh/year) | 0.30305 | 0.30299 | 0.30295 | 0.30293 | 0.30291 | 0.3029 | 0.30288 | 0.30287 | 0.30285 | 0.30284 | 0.30282 | 0.30281 | 0.30279
No | PG&E | Com | ComRefrig | Fed Appliance: Commercial Refrigeration Equipment | Expected | Electric Energy (GWh/year) | 11.5946 | 11.5519 | 4.2724 | 0 | 0 | 0 | 0 | 0 | 0 | 0 | 0 | 0 | 0
No | PG&E | Com | ComRefrig | 2013 T-24: NRNC-Refrigeration-Supermarket | Expected | Electric Energy (GWh/year) | 2.5981 | 2.5675 | 2.5302 | 2.486 | 2.4352 | 2.3789 | 2.3263 | 2.2712 | 2.2178 | 2.1632 | 2.1094 | 2.0551 | 2.0012
No | PG&E | Com | ComRefrig | 2013 T-24: NRNC-Refrigeration-Warehouse | Expected | Electric Energy (GWh/year) | 0.26315 | 0.26006 | 0.25628 | 0.2518 | 0.24665 | 0.24095 | 0.23562 | 0.23005 | 0.22463 | 0.21911 | 0.21366 | 0.20816 | 0.2027
No | PG&E | Com | ComRefrig | Fed Appliance: Refrigerated Beverage Vending Machines | Expected | Electric Energy (GWh/year) | 0.0064554 | 0.0064551 | 0.006455 | 0.0064549 | 0.0064548 | 0.0064548 | 0.0064548 | 0.0064547 | 0.0064547 | 0.0064547 | 0.0064546 | 0.0064546 | 0.0064546
No | PG&E | Com | ComRefrig | 2008 T-24: Refrigerated warehouses | Expected | Electric Energy (GWh/year) | 0.13699 | 0.13674 | 0.13656 | 0.13643 | 0.13632 | 0.13625 | 0.13616 | 0.13608 | 0.13599 | 0.1359 | 0.13582 | 0.13573 | 0.13564
No | PG&E | Com | ComRefrig | Fed Appliance: Walk-in coolers and freezers | Expected | Electric Energy (GWh/year) | 32.8878 | 32.5801 | 32.2724 | 17.1979 | 0 | 0 | 0 | 0 | 0 | 0 | 0 | 0 | 0
No | PG&E | Com | ComRefrig | 2005 T-20: Walk-In Refrigerators / Freezers | Expected | Electric Energy (GWh/year) | 0 | 0 | 0 | 0 | 0 | 0 | 0 | 0 | 0 | 0 | 0 | 0 | 0
No | PG&E | Com | ComRefrig | 2025 T-24: NR Refrigeration - Evaporator Specific Efficiency for Refrigerated Warehouses (Alterations) | Expected | Electric Energy (GWh/year) | 0 | 0.01042 | 0.010616 | 0.0099283 | 0.0093246 | 0.008801 | 0.0083517 | 0.0079697 | 0.0076476 | 0.0073777 | 0.0071528 | 0.0069663 | 0.0068123
No | PG&E | Com | ComRefrig | 2025 T-24: NR Refrigeration - Evaporator Specific Efficiency for Refrigerated Warehouses (New Construction + Additions) | Expected | Electric Energy (GWh/year) | 0 | 0.0014253 | 0.0079507 | 0.0074359 | 0.0069838 | 0.0065916 | 0.0062551 | 0.005969 | 0.0057277 | 0.0055256 | 0.0053572 | 0.0052175 | 0.0051022
No | PG&E | Com | ComRefrig | 2022 T-24: NRA - Refrigeration System - Automatic Door Closers​ for Refrigerated Spaces | Expected | Electric Energy (GWh/year) | 0.019351 | 0.018329 | 0.01742 | 0.016613 | 0.015898 | 0.015268 | 0.014712 | 0.014223 | 0.013793 | 0.0044934 | 0 | 0 | 0
No | PG&E | Com | ComRefrig | 2022 T-24: NRNC - Refrigeration System - Automatic Door Closers​ for Refrigerated Spaces | Expected | Electric Energy (GWh/year) |  | 0.0079388 | 0.0075448 | 0.0071953 | 0.0068859 | 0.0066128 | 0.006372 | 0.0061601 | 0.005974 | 0.0058107 | 0.0056676 | 0.0055423 | 0.0054327
No | PG&E | Com | ComRefrig | 2022 T-24: NRNC - Refrigeration System - Design and Control Requirements for Transcritical CO2 Systems - Adiabatic Condenser | Expected | Electric Energy (GWh/year) |  | 0.11013 | 0.10466 | 0.099812 | 0.095521 | 0.091731 | 0.088391 | 0.085452 | 0.08287 | 0.080605 | 0.07862 | 0.076882 | 0.075362
No | PG&E | Com | ComRefrig | 2019 T-24: NRNC-MECH-Adiabatic Condensers for Refrigeration | Expected | Electric Energy (GWh/year) |  | 0.088772 | 0.081885 | 0.07412 | 0.065708 | 0.056976 | 0.048308 | 0.040076 | 0.032579 | 0.02601 | 0.020444 | 0.015861 | 0.012175
No | PG&E | Com | ComRefrig | 2019-21 Fed App: Refrigerated beverage vending machines | Expected | Electric Energy (GWh/year) |  | 0.22041 | 0.22159 | 0.22332 | 0.22346 | 0.22411 | 0.21662 | 0.10928 | 0.035965 | 0.034985 | 0.034099 | 0.033297 | 0.032571
No | PG&E | Com | ComRefrig | Fed Appliance: Commercial Ice Makers | Possible | Electric Energy (GWh/year) | 1.2889 | 1.2889 | 1.2889 | 1.2889 | 1.2889 | 1.2889 | 1.2889 | 1.2889 | 1.2889 | 1.2889 | 1.2889 | 1.2889 | 1.2889
No | PG&E | Com | ComRefrig | Fed Appliance: Commercial Refrigeration | Possible | Electric Energy (GWh/year) | 0.30305 | 0.30299 | 0.30295 | 0.30293 | 0.30291 | 0.3029 | 0.30288 | 0.30287 | 0.30285 | 0.30284 | 0.30282 | 0.30281 | 0.30279
No | PG&E | Com | ComRefrig | Fed Appliance: Commercial Refrigeration Equipment | Possible | Electric Energy (GWh/year) | 11.5946 | 11.5519 | 4.2724 | 0 | 0 | 0 | 0 | 0 | 0 | 0 | 0 | 0 | 0
No | PG&E | Com | ComRefrig | 2013 T-24: NRNC-Refrigeration-Supermarket | Possible | Electric Energy (GWh/year) | 2.5981 | 2.5675 | 2.5302 | 2.486 | 2.4352 | 2.3789 | 2.3263 | 2.2712 | 2.2178 | 2.1632 | 2.1094 | 2.0551 | 2.0012
No | PG&E | Com | ComRefrig | 2013 T-24: NRNC-Refrigeration-Warehouse | Possible | Electric Energy (GWh/year) | 0.26315 | 0.26006 | 0.25628 | 0.2518 | 0.24665 | 0.24095 | 0.23562 | 0.23005 | 0.22463 | 0.21911 | 0.21366 | 0.20816 | 0.2027
No | PG&E | Com | ComRefrig | Fed Appliance: Refrigerated Beverage Vending Machines | Possible | Electric Energy (GWh/year) | 0.0064554 | 0.0064551 | 0.006455 | 0.0064549 | 0.0064548 | 0.0064548 | 0.0064548 | 0.0064547 | 0.0064547 | 0.0064547 | 0.0064546 | 0.0064546 | 0.0064546
No | PG&E | Com | ComRefrig | 2008 T-24: Refrigerated warehouses | Possible | Electric Energy (GWh/year) | 0.13699 | 0.13674 | 0.13656 | 0.13643 | 0.13632 | 0.13625 | 0.13616 | 0.13608 | 0.13599 | 0.1359 | 0.13582 | 0.13573 | 0.13564
No | PG&E | Com | ComRefrig | Fed Appliance: Walk-in coolers and freezers | Possible | Electric Energy (GWh/year) | 32.8878 | 32.5801 | 32.2724 | 17.1979 | 0 | 0 | 0 | 0 | 0 | 0 | 0 | 0 | 0
No | PG&E | Com | ComRefrig | 2005 T-20: Walk-In Refrigerators / Freezers | Possible | Electric Energy (GWh/year) | 0 | 0 | 0 | 0 | 0 | 0 | 0 | 0 | 0 | 0 | 0 | 0 | 0
No | PG&E | Com | ComRefrig | 2025 T-24: NR Refrigeration - Evaporator Specific Efficiency for Refrigerated Warehouses (Alterations) | Possible | Electric Energy (GWh/year) | 0 | 0.01042 | 0.010616 | 0.0099283 | 0.0093246 | 0.008801 | 0.0083517 | 0.0079697 | 0.0076476 | 0.0073777 | 0.0071528 | 0.0069663 | 0.0068123
No | PG&E | Com | ComRefrig | 2025 T-24: NR Refrigeration - Evaporator Specific Efficiency for Refrigerated Warehouses (New Construction + Additions) | Possible | Electric Energy (GWh/year) | 0 | 0.0014253 | 0.0079507 | 0.0074359 | 0.0069838 | 0.0065916 | 0.0062551 | 0.005969 | 0.0057277 | 0.0055256 | 0.0053572 | 0.0052175 | 0.0051022
No | PG&E | Com | ComRefrig | 2022 T-24: NRA - Refrigeration System - Automatic Door Closers​ for Refrigerated Spaces | Possible | Electric Energy (GWh/year) | 0.019351 | 0.018329 | 0.01742 | 0.016613 | 0.015898 | 0.015268 | 0.014712 | 0.014223 | 0.013793 | 0.0044934 | 0 | 0 | 0
No | PG&E | Com | ComRefrig | 2022 T-24: NRNC - Refrigeration System - Automatic Door Closers​ for Refrigerated Spaces | Possible | Electric Energy (GWh/year) |  | 0.0079388 | 0.0075448 | 0.0071953 | 0.0068859 | 0.0066128 | 0.006372 | 0.0061601 | 0.005974 | 0.0058107 | 0.0056676 | 0.0055423 | 0.0054327
No | PG&E | Com | ComRefrig | 2022 T-24: NRNC - Refrigeration System - Design and Control Requirements for Transcritical CO2 Systems - Adiabatic Condenser | Possible | Electric Energy (GWh/year) |  | 0.11013 | 0.10466 | 0.099812 | 0.095521 | 0.091731 | 0.088391 | 0.085452 | 0.08287 | 0.080605 | 0.07862 | 0.076882 | 0.075362
No | PG&E | Com | ComRefrig | 2019 T-24: NRNC-MECH-Adiabatic Condensers for Refrigeration | Possible | Electric Energy (GWh/year) |  | 0.088772 | 0.081885 | 0.07412 | 0.065708 | 0.056976 | 0.048308 | 0.040076 | 0.032579 | 0.02601 | 0.020444 | 0.015861 | 0.012175
No | PG&E | Com | ComRefrig | 2019-21 Fed App: Refrigerated beverage vending machines | Possible | Electric Energy (GWh/year) |  | 0.22041 | 0.22159 | 0.22332 | 0.22346 | 0.22411 | 0.21662 | 0.10928 | 0.035965 | 0.034985 | 0.034099 | 0.033297 | 0.032571
No | SCE | Com | ComRefrig | Fed Appliance: Commercial Ice Makers | On-the-books | Electric Energy (GWh/year) | 1.2889 | 1.2889 | 1.2889 | 1.2889 | 1.2889 | 1.2889 | 1.2889 | 1.2889 | 1.2889 | 1.2889 | 1.2889 | 1.2889 | 1.2889
No | SCE | Com | ComRefrig | Fed Appliance: Commercial Refrigeration | On-the-books | Electric Energy (GWh/year) | 0.30305 | 0.30299 | 0.30295 | 0.30293 | 0.30291 | 0.3029 | 0.30288 | 0.30287 | 0.30285 | 0.30284 | 0.30282 | 0.30281 | 0.30279
No | SCE | Com | ComRefrig | Fed Appliance: Commercial Refrigeration Equipment | On-the-books | Electric Energy (GWh/year) | 11.5946 | 11.5519 | 4.2724 | 0 | 0 | 0 | 0 | 0 | 0 | 0 | 0 | 0 | 0
No | SCE | Com | ComRefrig | 2013 T-24: NRNC-Refrigeration-Supermarket | On-the-books | Electric Energy (GWh/year) | 2.5981 | 2.5675 | 2.5302 | 2.486 | 2.4352 | 2.3789 | 2.3263 | 2.2712 | 2.2178 | 2.1632 | 2.1094 | 2.0551 | 2.0012
No | SCE | Com | ComRefrig | 2013 T-24: NRNC-Refrigeration-Warehouse | On-the-books | Electric Energy (GWh/year) | 0.26315 | 0.26006 | 0.25628 | 0.2518 | 0.24665 | 0.24095 | 0.23562 | 0.23005 | 0.22463 | 0.21911 | 0.21366 | 0.20816 | 0.2027
No | SCE | Com | ComRefrig | Fed Appliance: Refrigerated Beverage Vending Machines | On-the-books | Electric Energy (GWh/year) | 0.0064554 | 0.0064551 | 0.006455 | 0.0064549 | 0.0064548 | 0.0064548 | 0.0064548 | 0.0064547 | 0.0064547 | 0.0064547 | 0.0064546 | 0.0064546 | 0.0064546
No | SCE | Com | ComRefrig | 2008 T-24: Refrigerated warehouses | On-the-books | Electric Energy (GWh/year) | 0.13699 | 0.13674 | 0.13656 | 0.13643 | 0.13632 | 0.13625 | 0.13616 | 0.13608 | 0.13599 | 0.1359 | 0.13582 | 0.13573 | 0.13564
No | SCE | Com | ComRefrig | Fed Appliance: Walk-in coolers and freezers | On-the-books | Electric Energy (GWh/year) | 32.8878 | 32.5801 | 32.2724 | 17.1979 | 0 | 0 | 0 | 0 | 0 | 0 | 0 | 0 | 0
No | SCE | Com | ComRefrig | 2005 T-20: Walk-In Refrigerators / Freezers | On-the-books | Electric Energy (GWh/year) | 0 | 0 | 0 | 0 | 0 | 0 | 0 | 0 | 0 | 0 | 0 | 0 | 0
No | SCE | Com | ComRefrig | 2025 T-24: NR Refrigeration - Evaporator Specific Efficiency for Refrigerated Warehouses (Alterations) | On-the-books | Electric Energy (GWh/year) | 0 | 0.01042 | 0.010616 | 0.0099283 | 0.0093246 | 0.008801 | 0.0083517 | 0.0079697 | 0.0076476 | 0.0073777 | 0.0071528 | 0.0069663 | 0.0068123
No | SCE | Com | ComRefrig | 2025 T-24: NR Refrigeration - Evaporator Specific Efficiency for Refrigerated Warehouses (New Construction + Additions) | On-the-books | Electric Energy (GWh/year) | 0 | 0.0014253 | 0.0079507 | 0.0074359 | 0.0069838 | 0.0065916 | 0.0062551 | 0.005969 | 0.0057277 | 0.0055256 | 0.0053572 | 0.0052175 | 0.0051022
No | SCE | Com | ComRefrig | 2022 T-24: NRA - Refrigeration System - Automatic Door Closers​ for Refrigerated Spaces | On-the-books | Electric Energy (GWh/year) | 0.019351 | 0.018329 | 0.01742 | 0.016613 | 0.015898 | 0.015268 | 0.014712 | 0.014223 | 0.013793 | 0.0044934 | 0 | 0 | 0
No | SCE | Com | ComRefrig | 2022 T-24: NRNC - Refrigeration System - Automatic Door Closers​ for Refrigerated Spaces | On-the-books | Electric Energy (GWh/year) |  | 0.0079388 | 0.0075448 | 0.0071953 | 0.0068859 | 0.0066128 | 0.006372 | 0.0061601 | 0.005974 | 0.0058107 | 0.0056676 | 0.0055423 | 0.0054327
No | SCE | Com | ComRefrig | 2022 T-24: NRNC - Refrigeration System - Design and Control Requirements for Transcritical CO2 Systems - Adiabatic Condenser | On-the-books | Electric Energy (GWh/year) |  | 0.11013 | 0.10466 | 0.099812 | 0.095521 | 0.091731 | 0.088391 | 0.085452 | 0.08287 | 0.080605 | 0.07862 | 0.076882 | 0.075362
No | SCE | Com | ComRefrig | 2019 T-24: NRNC-MECH-Adiabatic Condensers for Refrigeration | On-the-books | Electric Energy (GWh/year) |  | 0.088772 | 0.081885 | 0.07412 | 0.065708 | 0.056976 | 0.048308 | 0.040076 | 0.032579 | 0.02601 | 0.020444 | 0.015861 | 0.012175
No | SCE | Com | ComRefrig | 2019-21 Fed App: Refrigerated beverage vending machines | On-the-books | Electric Energy (GWh/year) |  | 0.22041 | 0.22159 | 0.22332 | 0.22346 | 0.22411 | 0.21662 | 0.10928 | 0.035965 | 0.034985 | 0.034099 | 0.033297 | 0.032571
No | SCE | Com | ComRefrig | Fed Appliance: Commercial Ice Makers | Expected | Electric Energy (GWh/year) | 1.2889 | 1.2889 | 1.2889 | 1.2889 | 1.2889 | 1.2889 | 1.2889 | 1.2889 | 1.2889 | 1.2889 | 1.2889 | 1.2889 | 1.2889
No | SCE | Com | ComRefrig | Fed Appliance: Commercial Refrigeration | Expected | Electric Energy (GWh/year) | 0.30305 | 0.30299 | 0.30295 | 0.30293 | 0.30291 | 0.3029 | 0.30288 | 0.30287 | 0.30285 | 0.30284 | 0.30282 | 0.30281 | 0.30279
No | SCE | Com | ComRefrig | Fed Appliance: Commercial Refrigeration Equipment | Expected | Electric Energy (GWh/year) | 11.5946 | 11.5519 | 4.2724 | 0 | 0 | 0 | 0 | 0 | 0 | 0 | 0 | 0 | 0
No | SCE | Com | ComRefrig | 2013 T-24: NRNC-Refrigeration-Supermarket | Expected | Electric Energy (GWh/year) | 2.5981 | 2.5675 | 2.5302 | 2.486 | 2.4352 | 2.3789 | 2.3263 | 2.2712 | 2.2178 | 2.1632 | 2.1094 | 2.0551 | 2.0012
No | SCE | Com | ComRefrig | 2013 T-24: NRNC-Refrigeration-Warehouse | Expected | Electric Energy (GWh/year) | 0.26315 | 0.26006 | 0.25628 | 0.2518 | 0.24665 | 0.24095 | 0.23562 | 0.23005 | 0.22463 | 0.21911 | 0.21366 | 0.20816 | 0.2027
No | SCE | Com | ComRefrig | Fed Appliance: Refrigerated Beverage Vending Machines | Expected | Electric Energy (GWh/year) | 0.0064554 | 0.0064551 | 0.006455 | 0.0064549 | 0.0064548 | 0.0064548 | 0.0064548 | 0.0064547 | 0.0064547 | 0.0064547 | 0.0064546 | 0.0064546 | 0.0064546
No | SCE | Com | ComRefrig | 2008 T-24: Refrigerated warehouses | Expected | Electric Energy (GWh/year) | 0.13699 | 0.13674 | 0.13656 | 0.13643 | 0.13632 | 0.13625 | 0.13616 | 0.13608 | 0.13599 | 0.1359 | 0.13582 | 0.13573 | 0.13564
No | SCE | Com | ComRefrig | Fed Appliance: Walk-in coolers and freezers | Expected | Electric Energy (GWh/year) | 32.8878 | 32.5801 | 32.2724 | 17.1979 | 0 | 0 | 0 | 0 | 0 | 0 | 0 | 0 | 0
No | SCE | Com | ComRefrig | 2005 T-20: Walk-In Refrigerators / Freezers | Expected | Electric Energy (GWh/year) | 0 | 0 | 0 | 0 | 0 | 0 | 0 | 0 | 0 | 0 | 0 | 0 | 0
No | SCE | Com | ComRefrig | 2025 T-24: NR Refrigeration - Evaporator Specific Efficiency for Refrigerated Warehouses (Alterations) | Expected | Electric Energy (GWh/year) | 0 | 0.01042 | 0.010616 | 0.0099283 | 0.0093246 | 0.008801 | 0.0083517 | 0.0079697 | 0.0076476 | 0.0073777 | 0.0071528 | 0.0069663 | 0.0068123
No | SCE | Com | ComRefrig | 2025 T-24: NR Refrigeration - Evaporator Specific Efficiency for Refrigerated Warehouses (New Construction + Additions) | Expected | Electric Energy (GWh/year) | 0 | 0.0014253 | 0.0079507 | 0.0074359 | 0.0069838 | 0.0065916 | 0.0062551 | 0.005969 | 0.0057277 | 0.0055256 | 0.0053572 | 0.0052175 | 0.0051022
No | SCE | Com | ComRefrig | 2022 T-24: NRA - Refrigeration System - Automatic Door Closers​ for Refrigerated Spaces | Expected | Electric Energy (GWh/year) | 0.019351 | 0.018329 | 0.01742 | 0.016613 | 0.015898 | 0.015268 | 0.014712 | 0.014223 | 0.013793 | 0.0044934 | 0 | 0 | 0
No | SCE | Com | ComRefrig | 2022 T-24: NRNC - Refrigeration System - Automatic Door Closers​ for Refrigerated Spaces | Expected | Electric Energy (GWh/year) |  | 0.0079388 | 0.0075448 | 0.0071953 | 0.0068859 | 0.0066128 | 0.006372 | 0.0061601 | 0.005974 | 0.0058107 | 0.0056676 | 0.0055423 | 0.0054327
No | SCE | Com | ComRefrig | 2022 T-24: NRNC - Refrigeration System - Design and Control Requirements for Transcritical CO2 Systems - Adiabatic Condenser | Expected | Electric Energy (GWh/year) |  | 0.11013 | 0.10466 | 0.099812 | 0.095521 | 0.091731 | 0.088391 | 0.085452 | 0.08287 | 0.080605 | 0.07862 | 0.076882 | 0.075362
No | SCE | Com | ComRefrig | 2019 T-24: NRNC-MECH-Adiabatic Condensers for Refrigeration | Expected | Electric Energy (GWh/year) |  | 0.088772 | 0.081885 | 0.07412 | 0.065708 | 0.056976 | 0.048308 | 0.040076 | 0.032579 | 0.02601 | 0.020444 | 0.015861 | 0.012175
No | SCE | Com | ComRefrig | 2019-21 Fed App: Refrigerated beverage vending machines | Expected | Electric Energy (GWh/year) |  | 0.22041 | 0.22159 | 0.22332 | 0.22346 | 0.22411 | 0.21662 | 0.10928 | 0.035965 | 0.034985 | 0.034099 | 0.033297 | 0.032571
No | SCE | Com | ComRefrig | Fed Appliance: Commercial Ice Makers | Possible | Electric Energy (GWh/year) | 1.2889 | 1.2889 | 1.2889 | 1.2889 | 1.2889 | 1.2889 | 1.2889 | 1.2889 | 1.2889 | 1.2889 | 1.2889 | 1.2889 | 1.2889
No | SCE | Com | ComRefrig | Fed Appliance: Commercial Refrigeration | Possible | Electric Energy (GWh/year) | 0.30305 | 0.30299 | 0.30295 | 0.30293 | 0.30291 | 0.3029 | 0.30288 | 0.30287 | 0.30285 | 0.30284 | 0.30282 | 0.30281 | 0.30279
No | SCE | Com | ComRefrig | Fed Appliance: Commercial Refrigeration Equipment | Possible | Electric Energy (GWh/year) | 11.5946 | 11.5519 | 4.2724 | 0 | 0 | 0 | 0 | 0 | 0 | 0 | 0 | 0 | 0
No | SCE | Com | ComRefrig | 2013 T-24: NRNC-Refrigeration-Supermarket | Possible | Electric Energy (GWh/year) | 2.5981 | 2.5675 | 2.5302 | 2.486 | 2.4352 | 2.3789 | 2.3263 | 2.2712 | 2.2178 | 2.1632 | 2.1094 | 2.0551 | 2.0012
No | SCE | Com | ComRefrig | 2013 T-24: NRNC-Refrigeration-Warehouse | Possible | Electric Energy (GWh/year) | 0.26315 | 0.26006 | 0.25628 | 0.2518 | 0.24665 | 0.24095 | 0.23562 | 0.23005 | 0.22463 | 0.21911 | 0.21366 | 0.20816 | 0.2027
No | SCE | Com | ComRefrig | Fed Appliance: Refrigerated Beverage Vending Machines | Possible | Electric Energy (GWh/year) | 0.0064554 | 0.0064551 | 0.006455 | 0.0064549 | 0.0064548 | 0.0064548 | 0.0064548 | 0.0064547 | 0.0064547 | 0.0064547 | 0.0064546 | 0.0064546 | 0.0064546
No | SCE | Com | ComRefrig | 2008 T-24: Refrigerated warehouses | Possible | Electric Energy (GWh/year) | 0.13699 | 0.13674 | 0.13656 | 0.13643 | 0.13632 | 0.13625 | 0.13616 | 0.13608 | 0.13599 | 0.1359 | 0.13582 | 0.13573 | 0.13564
No | SCE | Com | ComRefrig | Fed Appliance: Walk-in coolers and freezers | Possible | Electric Energy (GWh/year) | 32.8878 | 32.5801 | 32.2724 | 17.1979 | 0 | 0 | 0 | 0 | 0 | 0 | 0 | 0 | 0
No | SCE | Com | ComRefrig | 2005 T-20: Walk-In Refrigerators / Freezers | Possible | Electric Energy (GWh/year) | 0 | 0 | 0 | 0 | 0 | 0 | 0 | 0 | 0 | 0 | 0 | 0 | 0
No | SCE | Com | ComRefrig | 2025 T-24: NR Refrigeration - Evaporator Specific Efficiency for Refrigerated Warehouses (Alterations) | Possible | Electric Energy (GWh/year) | 0 | 0.01042 | 0.010616 | 0.0099283 | 0.0093246 | 0.008801 | 0.0083517 | 0.0079697 | 0.0076476 | 0.0073777 | 0.0071528 | 0.0069663 | 0.0068123
No | SCE | Com | ComRefrig | 2025 T-24: NR Refrigeration - Evaporator Specific Efficiency for Refrigerated Warehouses (New Construction + Additions) | Possible | Electric Energy (GWh/year) | 0 | 0.0014253 | 0.0079507 | 0.0074359 | 0.0069838 | 0.0065916 | 0.0062551 | 0.005969 | 0.0057277 | 0.0055256 | 0.0053572 | 0.0052175 | 0.0051022
No | SCE | Com | ComRefrig | 2022 T-24: NRA - Refrigeration System - Automatic Door Closers​ for Refrigerated Spaces | Possible | Electric Energy (GWh/year) | 0.019351 | 0.018329 | 0.01742 | 0.016613 | 0.015898 | 0.015268 | 0.014712 | 0.014223 | 0.013793 | 0.0044934 | 0 | 0 | 0
No | SCE | Com | ComRefrig | 2022 T-24: NRNC - Refrigeration System - Automatic Door Closers​ for Refrigerated Spaces | Possible | Electric Energy (GWh/year) |  | 0.0079388 | 0.0075448 | 0.0071953 | 0.0068859 | 0.0066128 | 0.006372 | 0.0061601 | 0.005974 | 0.0058107 | 0.0056676 | 0.0055423 | 0.0054327
No | SCE | Com | ComRefrig | 2022 T-24: NRNC - Refrigeration System - Design and Control Requirements for Transcritical CO2 Systems - Adiabatic Condenser | Possible | Electric Energy (GWh/year) |  | 0.11013 | 0.10466 | 0.099812 | 0.095521 | 0.091731 | 0.088391 | 0.085452 | 0.08287 | 0.080605 | 0.07862 | 0.076882 | 0.075362
No | SCE | Com | ComRefrig | 2019 T-24: NRNC-MECH-Adiabatic Condensers for Refrigeration | Possible | Electric Energy (GWh/year) |  | 0.088772 | 0.081885 | 0.07412 | 0.065708 | 0.056976 | 0.048308 | 0.040076 | 0.032579 | 0.02601 | 0.020444 | 0.015861 | 0.012175
No | SCE | Com | ComRefrig | 2019-21 Fed App: Refrigerated beverage vending machines | Possible | Electric Energy (GWh/year) |  | 0.22041 | 0.22159 | 0.22332 | 0.22346 | 0.22411 | 0.21662 | 0.10928 | 0.035965 | 0.034985 | 0.034099 | 0.033297 | 0.032571
No | SDG&E | Com | ComRefrig | Fed Appliance: Commercial Ice Makers | On-the-books | Electric Energy (GWh/year) | 0.26396 | 0.26396 | 0.26396 | 0.26396 | 0.26396 | 0.26396 | 0.26396 | 0.26396 | 0.26396 | 0.26396 | 0.26396 | 0.26396 | 0.26396
No | SDG&E | Com | ComRefrig | Fed Appliance: Commercial Refrigeration | On-the-books | Electric Energy (GWh/year) | 0.062063 | 0.062052 | 0.062044 | 0.062039 | 0.062035 | 0.062032 | 0.062029 | 0.062026 | 0.062023 | 0.06202 | 0.062017 | 0.062014 | 0.062011
No | SDG&E | Com | ComRefrig | Fed Appliance: Commercial Refrigeration Equipment | On-the-books | Electric Energy (GWh/year) | 2.3745 | 2.3658 | 0.87497 | 0 | 0 | 0 | 0 | 0 | 0 | 0 | 0 | 0 | 0
No | SDG&E | Com | ComRefrig | 2013 T-24: NRNC-Refrigeration-Supermarket | On-the-books | Electric Energy (GWh/year) | 0.53207 | 0.52582 | 0.51819 | 0.50913 | 0.49871 | 0.48719 | 0.47641 | 0.46514 | 0.45419 | 0.44302 | 0.432 | 0.42089 | 0.40984
No | SDG&E | Com | ComRefrig | 2013 T-24: NRNC-Refrigeration-Warehouse | On-the-books | Electric Energy (GWh/year) | 0.053893 | 0.053259 | 0.052486 | 0.051568 | 0.050514 | 0.049347 | 0.048255 | 0.047113 | 0.046004 | 0.044873 | 0.043757 | 0.042631 | 0.041512
No | SDG&E | Com | ComRefrig | Fed Appliance: Refrigerated Beverage Vending Machines | On-the-books | Electric Energy (GWh/year) | 0.001322 | 0.001322 | 0.001322 | 0.0013219 | 0.0013219 | 0.0013219 | 0.0013219 | 0.0013219 | 0.0013219 | 0.0013219 | 0.0013219 | 0.0013219 | 0.0013219
No | SDG&E | Com | ComRefrig | 2008 T-24: Refrigerated warehouses | On-the-books | Electric Energy (GWh/year) | 0.028055 | 0.028005 | 0.027967 | 0.02794 | 0.027919 | 0.027903 | 0.027884 | 0.027868 | 0.02785 | 0.027833 | 0.027815 | 0.027797 | 0.02778
No | SDG&E | Com | ComRefrig | Fed Appliance: Walk-in coolers and freezers | On-the-books | Electric Energy (GWh/year) | 6.7353 | 6.6723 | 6.6093 | 3.5221 | 0 | 0 | 0 | 0 | 0 | 0 | 0 | 0 | 0
No | SDG&E | Com | ComRefrig | 2005 T-20: Walk-In Refrigerators / Freezers | On-the-books | Electric Energy (GWh/year) | 0 | 0 | 0 | 0 | 0 | 0 | 0 | 0 | 0 | 0 | 0 | 0 | 0
No | SDG&E | Com | ComRefrig | 2025 T-24: NR Refrigeration - Evaporator Specific Efficiency for Refrigerated Warehouses (Alterations) | On-the-books | Electric Energy (GWh/year) | 0 | 0.002134 | 0.002174 | 0.0020333 | 0.0019097 | 0.0018024 | 0.0017104 | 0.0016322 | 0.0015662 | 0.0015109 | 0.0014649 | 0.0014267 | 0.0013951
No | SDG&E | Com | ComRefrig | 2025 T-24: NR Refrigeration - Evaporator Specific Efficiency for Refrigerated Warehouses (New Construction + Additions) | On-the-books | Electric Energy (GWh/year) | 0 | 0.0002919 | 0.0016283 | 0.0015229 | 0.0014303 | 0.0013499 | 0.001281 | 0.0012224 | 0.001173 | 0.0011316 | 0.0010971 | 0.0010685 | 0.0010449
No | SDG&E | Com | ComRefrig | 2022 T-24: NRA - Refrigeration System - Automatic Door Closers​ for Refrigerated Spaces | On-the-books | Electric Energy (GWh/year) | 0.0039631 | 0.0037537 | 0.0035675 | 0.0034022 | 0.0032559 | 0.0031268 | 0.0030129 | 0.0029127 | 0.0028247 | 0.00092023 | 0 | 0 | 0
No | SDG&E | Com | ComRefrig | 2022 T-24: NRNC - Refrigeration System - Automatic Door Closers​ for Refrigerated Spaces | On-the-books | Electric Energy (GWh/year) |  | 0.0016258 | 0.0015452 | 0.0014736 | 0.0014102 | 0.0013543 | 0.001305 | 0.0012616 | 0.0012235 | 0.00119 | 0.0011607 | 0.001135 | 0.0011126
No | SDG&E | Com | ComRefrig | 2022 T-24: NRNC - Refrigeration System - Design and Control Requirements for Transcritical CO2 Systems - Adiabatic Condenser | On-the-books | Electric Energy (GWh/year) |  | 0.022553 | 0.021434 | 0.020441 | 0.019562 | 0.018786 | 0.018102 | 0.0175 | 0.016972 | 0.016508 | 0.016101 | 0.015745 | 0.015434
No | SDG&E | Com | ComRefrig | 2019 T-24: NRNC-MECH-Adiabatic Condensers for Refrigeration | On-the-books | Electric Energy (GWh/year) |  | 0.01818 | 0.01677 | 0.01518 | 0.013457 | 0.011668 | 0.0098933 | 0.0082074 | 0.0066721 | 0.0053267 | 0.0041868 | 0.0032482 | 0.0024934
No | SDG&E | Com | ComRefrig | 2019-21 Fed App: Refrigerated beverage vending machines | On-the-books | Electric Energy (GWh/year) |  | 0.045139 | 0.045381 | 0.045735 | 0.045763 | 0.045898 | 0.044364 | 0.022381 | 0.0073655 | 0.0071649 | 0.0069833 | 0.0068191 | 0.0066704
No | SDG&E | Com | ComRefrig | Fed Appliance: Commercial Ice Makers | Expected | Electric Energy (GWh/year) | 0.26396 | 0.26396 | 0.26396 | 0.26396 | 0.26396 | 0.26396 | 0.26396 | 0.26396 | 0.26396 | 0.26396 | 0.26396 | 0.26396 | 0.26396
No | SDG&E | Com | ComRefrig | Fed Appliance: Commercial Refrigeration | Expected | Electric Energy (GWh/year) | 0.062063 | 0.062052 | 0.062044 | 0.062039 | 0.062035 | 0.062032 | 0.062029 | 0.062026 | 0.062023 | 0.06202 | 0.062017 | 0.062014 | 0.062011
No | SDG&E | Com | ComRefrig | Fed Appliance: Commercial Refrigeration Equipment | Expected | Electric Energy (GWh/year) | 2.3745 | 2.3658 | 0.87497 | 0 | 0 | 0 | 0 | 0 | 0 | 0 | 0 | 0 | 0
No | SDG&E | Com | ComRefrig | 2013 T-24: NRNC-Refrigeration-Supermarket | Expected | Electric Energy (GWh/year) | 0.53207 | 0.52582 | 0.51819 | 0.50913 | 0.49871 | 0.48719 | 0.47641 | 0.46514 | 0.45419 | 0.44302 | 0.432 | 0.42089 | 0.40984
No | SDG&E | Com | ComRefrig | 2013 T-24: NRNC-Refrigeration-Warehouse | Expected | Electric Energy (GWh/year) | 0.053893 | 0.053259 | 0.052486 | 0.051568 | 0.050514 | 0.049347 | 0.048255 | 0.047113 | 0.046004 | 0.044873 | 0.043757 | 0.042631 | 0.041512
No | SDG&E | Com | ComRefrig | Fed Appliance: Refrigerated Beverage Vending Machines | Expected | Electric Energy (GWh/year) | 0.001322 | 0.001322 | 0.001322 | 0.0013219 | 0.0013219 | 0.0013219 | 0.0013219 | 0.0013219 | 0.0013219 | 0.0013219 | 0.0013219 | 0.0013219 | 0.0013219
No | SDG&E | Com | ComRefrig | 2008 T-24: Refrigerated warehouses | Expected | Electric Energy (GWh/year) | 0.028055 | 0.028005 | 0.027967 | 0.02794 | 0.027919 | 0.027903 | 0.027884 | 0.027868 | 0.02785 | 0.027833 | 0.027815 | 0.027797 | 0.02778
No | SDG&E | Com | ComRefrig | Fed Appliance: Walk-in coolers and freezers | Expected | Electric Energy (GWh/year) | 6.7353 | 6.6723 | 6.6093 | 3.5221 | 0 | 0 | 0 | 0 | 0 | 0 | 0 | 0 | 0
No | SDG&E | Com | ComRefrig | 2005 T-20: Walk-In Refrigerators / Freezers | Expected | Electric Energy (GWh/year) | 0 | 0 | 0 | 0 | 0 | 0 | 0 | 0 | 0 | 0 | 0 | 0 | 0
No | SDG&E | Com | ComRefrig | 2025 T-24: NR Refrigeration - Evaporator Specific Efficiency for Refrigerated Warehouses (Alterations) | Expected | Electric Energy (GWh/year) | 0 | 0.002134 | 0.002174 | 0.0020333 | 0.0019097 | 0.0018024 | 0.0017104 | 0.0016322 | 0.0015662 | 0.0015109 | 0.0014649 | 0.0014267 | 0.0013951
No | SDG&E | Com | ComRefrig | 2025 T-24: NR Refrigeration - Evaporator Specific Efficiency for Refrigerated Warehouses (New Construction + Additions) | Expected | Electric Energy (GWh/year) | 0 | 0.0002919 | 0.0016283 | 0.0015229 | 0.0014303 | 0.0013499 | 0.001281 | 0.0012224 | 0.001173 | 0.0011316 | 0.0010971 | 0.0010685 | 0.0010449
No | SDG&E | Com | ComRefrig | 2022 T-24: NRA - Refrigeration System - Automatic Door Closers​ for Refrigerated Spaces | Expected | Electric Energy (GWh/year) | 0.0039631 | 0.0037537 | 0.0035675 | 0.0034022 | 0.0032559 | 0.0031268 | 0.0030129 | 0.0029127 | 0.0028247 | 0.00092023 | 0 | 0 | 0
No | SDG&E | Com | ComRefrig | 2022 T-24: NRNC - Refrigeration System - Automatic Door Closers​ for Refrigerated Spaces | Expected | Electric Energy (GWh/year) |  | 0.0016258 | 0.0015452 | 0.0014736 | 0.0014102 | 0.0013543 | 0.001305 | 0.0012616 | 0.0012235 | 0.00119 | 0.0011607 | 0.001135 | 0.0011126
No | SDG&E | Com | ComRefrig | 2022 T-24: NRNC - Refrigeration System - Design and Control Requirements for Transcritical CO2 Systems - Adiabatic Condenser | Expected | Electric Energy (GWh/year) |  | 0.022553 | 0.021434 | 0.020441 | 0.019562 | 0.018786 | 0.018102 | 0.0175 | 0.016972 | 0.016508 | 0.016101 | 0.015745 | 0.015434
No | SDG&E | Com | ComRefrig | 2019 T-24: NRNC-MECH-Adiabatic Condensers for Refrigeration | Expected | Electric Energy (GWh/year) |  | 0.01818 | 0.01677 | 0.01518 | 0.013457 | 0.011668 | 0.0098933 | 0.0082074 | 0.0066721 | 0.0053267 | 0.0041868 | 0.0032482 | 0.0024934
No | SDG&E | Com | ComRefrig | 2019-21 Fed App: Refrigerated beverage vending machines | Expected | Electric Energy (GWh/year) |  | 0.045139 | 0.045381 | 0.045735 | 0.045763 | 0.045898 | 0.044364 | 0.022381 | 0.0073655 | 0.0071649 | 0.0069833 | 0.0068191 | 0.0066704
No | SDG&E | Com | ComRefrig | Fed Appliance: Commercial Ice Makers | Possible | Electric Energy (GWh/year) | 0.26396 | 0.26396 | 0.26396 | 0.26396 | 0.26396 | 0.26396 | 0.26396 | 0.26396 | 0.26396 | 0.26396 | 0.26396 | 0.26396 | 0.26396
No | SDG&E | Com | ComRefrig | Fed Appliance: Commercial Refrigeration | Possible | Electric Energy (GWh/year) | 0.062063 | 0.062052 | 0.062044 | 0.062039 | 0.062035 | 0.062032 | 0.062029 | 0.062026 | 0.062023 | 0.06202 | 0.062017 | 0.062014 | 0.062011
No | SDG&E | Com | ComRefrig | Fed Appliance: Commercial Refrigeration Equipment | Possible | Electric Energy (GWh/year) | 2.3745 | 2.3658 | 0.87497 | 0 | 0 | 0 | 0 | 0 | 0 | 0 | 0 | 0 | 0
No | SDG&E | Com | ComRefrig | 2013 T-24: NRNC-Refrigeration-Supermarket | Possible | Electric Energy (GWh/year) | 0.53207 | 0.52582 | 0.51819 | 0.50913 | 0.49871 | 0.48719 | 0.47641 | 0.46514 | 0.45419 | 0.44302 | 0.432 | 0.42089 | 0.40984
No | SDG&E | Com | ComRefrig | 2013 T-24: NRNC-Refrigeration-Warehouse | Possible | Electric Energy (GWh/year) | 0.053893 | 0.053259 | 0.052486 | 0.051568 | 0.050514 | 0.049347 | 0.048255 | 0.047113 | 0.046004 | 0.044873 | 0.043757 | 0.042631 | 0.041512
No | SDG&E | Com | ComRefrig | Fed Appliance: Refrigerated Beverage Vending Machines | Possible | Electric Energy (GWh/year) | 0.001322 | 0.001322 | 0.001322 | 0.0013219 | 0.0013219 | 0.0013219 | 0.0013219 | 0.0013219 | 0.0013219 | 0.0013219 | 0.0013219 | 0.0013219 | 0.0013219
No | SDG&E | Com | ComRefrig | 2008 T-24: Refrigerated warehouses | Possible | Electric Energy (GWh/year) | 0.028055 | 0.028005 | 0.027967 | 0.02794 | 0.027919 | 0.027903 | 0.027884 | 0.027868 | 0.02785 | 0.027833 | 0.027815 | 0.027797 | 0.02778
No | SDG&E | Com | ComRefrig | Fed Appliance: Walk-in coolers and freezers | Possible | Electric Energy (GWh/year) | 6.7353 | 6.6723 | 6.6093 | 3.5221 | 0 | 0 | 0 | 0 | 0 | 0 | 0 | 0 | 0
No | SDG&E | Com | ComRefrig | 2005 T-20: Walk-In Refrigerators / Freezers | Possible | Electric Energy (GWh/year) | 0 | 0 | 0 | 0 | 0 | 0 | 0 | 0 | 0 | 0 | 0 | 0 | 0
No | SDG&E | Com | ComRefrig | 2025 T-24: NR Refrigeration - Evaporator Specific Efficiency for Refrigerated Warehouses (Alterations) | Possible | Electric Energy (GWh/year) | 0 | 0.002134 | 0.002174 | 0.0020333 | 0.0019097 | 0.0018024 | 0.0017104 | 0.0016322 | 0.0015662 | 0.0015109 | 0.0014649 | 0.0014267 | 0.0013951
No | SDG&E | Com | ComRefrig | 2025 T-24: NR Refrigeration - Evaporator Specific Efficiency for Refrigerated Warehouses (New Construction + Additions) | Possible | Electric Energy (GWh/year) | 0 | 0.0002919 | 0.0016283 | 0.0015229 | 0.0014303 | 0.0013499 | 0.001281 | 0.0012224 | 0.001173 | 0.0011316 | 0.0010971 | 0.0010685 | 0.0010449
No | SDG&E | Com | ComRefrig | 2022 T-24: NRA - Refrigeration System - Automatic Door Closers​ for Refrigerated Spaces | Possible | Electric Energy (GWh/year) | 0.0039631 | 0.0037537 | 0.0035675 | 0.0034022 | 0.0032559 | 0.0031268 | 0.0030129 | 0.0029127 | 0.0028247 | 0.00092023 | 0 | 0 | 0
No | SDG&E | Com | ComRefrig | 2022 T-24: NRNC - Refrigeration System - Automatic Door Closers​ for Refrigerated Spaces | Possible | Electric Energy (GWh/year) |  | 0.0016258 | 0.0015452 | 0.0014736 | 0.0014102 | 0.0013543 | 0.001305 | 0.0012616 | 0.0012235 | 0.00119 | 0.0011607 | 0.001135 | 0.0011126
No | SDG&E | Com | ComRefrig | 2022 T-24: NRNC - Refrigeration System - Design and Control Requirements for Transcritical CO2 Systems - Adiabatic Condenser | Possible | Electric Energy (GWh/year) |  | 0.022553 | 0.021434 | 0.020441 | 0.019562 | 0.018786 | 0.018102 | 0.0175 | 0.016972 | 0.016508 | 0.016101 | 0.015745 | 0.015434
No | SDG&E | Com | ComRefrig | 2019 T-24: NRNC-MECH-Adiabatic Condensers for Refrigeration | Possible | Electric Energy (GWh/year) |  | 0.01818 | 0.01677 | 0.01518 | 0.013457 | 0.011668 | 0.0098933 | 0.0082074 | 0.0066721 | 0.0053267 | 0.0041868 | 0.0032482 | 0.0024934
No | SDG&E | Com | ComRefrig | 2019-21 Fed App: Refrigerated beverage vending machines | Possible | Electric Energy (GWh/year) |  | 0.045139 | 0.045381 | 0.045735 | 0.045763 | 0.045898 | 0.044364 | 0.022381 | 0.0073655 | 0.0071649 | 0.0069833 | 0.0068191 | 0.0066704
No | PG&E | Com | FoodServ | 2005 T-20: Hot Food Holding Cabinets | On-the-books | Electric Energy (GWh/year) | 0.041411 | 0.041382 | 0.041364 | 0.041353 | 0.041346 | 0.041342 | 0.041336 | 0.041332 | 0.041326 | 0.041321 | 0.041316 | 0.041311 | 0.041306
No | PG&E | Com | FoodServ | 2005 T-20: Hot Food Holding Cabinets | Expected | Electric Energy (GWh/year) | 0.041411 | 0.041382 | 0.041364 | 0.041353 | 0.041346 | 0.041342 | 0.041336 | 0.041332 | 0.041326 | 0.041321 | 0.041316 | 0.041311 | 0.041306
No | PG&E | Com | FoodServ | 2005 T-20: Hot Food Holding Cabinets | Possible | Electric Energy (GWh/year) | 0.041411 | 0.041382 | 0.041364 | 0.041353 | 0.041346 | 0.041342 | 0.041336 | 0.041332 | 0.041326 | 0.041321 | 0.041316 | 0.041311 | 0.041306
No | SCE | Com | FoodServ | 2005 T-20: Hot Food Holding Cabinets | On-the-books | Electric Energy (GWh/year) | 0.041411 | 0.041382 | 0.041364 | 0.041353 | 0.041346 | 0.041342 | 0.041336 | 0.041332 | 0.041326 | 0.041321 | 0.041316 | 0.041311 | 0.041306
No | SCE | Com | FoodServ | 2005 T-20: Hot Food Holding Cabinets | Expected | Electric Energy (GWh/year) | 0.041411 | 0.041382 | 0.041364 | 0.041353 | 0.041346 | 0.041342 | 0.041336 | 0.041332 | 0.041326 | 0.041321 | 0.041316 | 0.041311 | 0.041306
No | SCE | Com | FoodServ | 2005 T-20: Hot Food Holding Cabinets | Possible | Electric Energy (GWh/year) | 0.041411 | 0.041382 | 0.041364 | 0.041353 | 0.041346 | 0.041342 | 0.041336 | 0.041332 | 0.041326 | 0.041321 | 0.041316 | 0.041311 | 0.041306
No | SDG&E | Com | FoodServ | 2005 T-20: Hot Food Holding Cabinets | On-the-books | Electric Energy (GWh/year) | 0.0084808 | 0.0084749 | 0.0084712 | 0.008469 | 0.0084676 | 0.0084668 | 0.0084656 | 0.0084646 | 0.0084635 | 0.0084625 | 0.0084614 | 0.0084603 | 0.0084593
No | SDG&E | Com | FoodServ | 2005 T-20: Hot Food Holding Cabinets | Expected | Electric Energy (GWh/year) | 0.0084808 | 0.0084749 | 0.0084712 | 0.008469 | 0.0084676 | 0.0084668 | 0.0084656 | 0.0084646 | 0.0084635 | 0.0084625 | 0.0084614 | 0.0084603 | 0.0084593
No | SDG&E | Com | FoodServ | 2005 T-20: Hot Food Holding Cabinets | Possible | Electric Energy (GWh/year) | 0.0084808 | 0.0084749 | 0.0084712 | 0.008469 | 0.0084676 | 0.0084668 | 0.0084656 | 0.0084646 | 0.0084635 | 0.0084625 | 0.0084614 | 0.0084603 | 0.0084593
No | PG&E | Com | Lighting | 2005 T-24: Bi-level lighting control credits | On-the-books | Electric Energy (GWh/year) | 0.014111 | 0.014024 | 0.013942 | 0.013865 | 0.013793 | 0.013725 | 0.013655 | 0.013586 | 0.013516 | 0.013447 | 0.013378 | 0.013309 | 0.013239
No | PG&E | Com | Lighting | T-20: Dimming Ballasts | On-the-books | Electric Energy (GWh/year) | 3.6082 | 3.6177 | 3.6272 | 3.6367 | 0 | 0 | 0 | 0 | 0 | 0 | 0 | 0 | 0
No | PG&E | Com | Lighting | 2008 T-20: General Purpose Lighting -- 60 and 40 watt | On-the-books | Electric Energy (GWh/year) | 0 | 0 | 0 | 0 | 0 | 0 | 0 | 0 | 0 | 0 | 0 | 0 | 0
No | PG&E | Com | Lighting | Fed Appliance: General Service Fluorescent Lamps #1 | On-the-books | Electric Energy (GWh/year) | 1.1419 | 1.1392 | 1.1373 | 1.136 | 1.135 | 1.1343 | 1.1334 | 1.1327 | 1.1318 | 1.1311 | 1.1302 | 1.1295 | 1.1286
No | PG&E | Com | Lighting | Fed Appliance: GSFLs | On-the-books | Electric Energy (GWh/year) | 31.7844 | 31.8629 | 31.9413 | 32.0198 | 0 | 0 | 0 | 0 | 0 | 0 | 0 | 0 | 0
No | PG&E | Com | Lighting | 2006 T-20: General Service Incandescent Lamps, Tier 2 #3 | On-the-books | Electric Energy (GWh/year) | 0.00054298 | 0.00054274 | 0.00054254 | 0.00054238 | 0.00054225 | 0.00054215 | 0.00054202 | 0.00054191 | 0.00054179 | 0.00054168 | 0.00054156 | 0.00054145 | 0.00054133
No | PG&E | Com | Lighting | T-20: GSLs - Original Scope - Tier 2 | On-the-books | Electric Energy (GWh/year) | 7.6223 | 7.2894 | 6.9564 | 6.6235 | 6.2906 | 5.9577 | 5.6247 | 5.2918 | 4.9589 | 0.63806 | 0.59214 | 0.54622 | 0.5003
No | PG&E | Com | Lighting | T-20: LED Lamps - Tier 1 | On-the-books | Electric Energy (GWh/year) | 0.70533 | 0.66023 | 0.61513 | 0.57003 | 0.52492 | 0.47982 | 0.43472 | 0.38961 | 0.34451 | 0.29941 | 0.03695 | 0.030397 | 0.023843
No | PG&E | Com | Lighting | Fed Appliance: Incandescent Reflector Lamps | On-the-books | Electric Energy (GWh/year) | 0.0047812 | 0.004664 | 0.0045691 | 0.0044938 | 0.0044351 | 0.0043898 | 0.0043355 | 0.0042873 | 0.004235 | 0.0041854 | 0.004134 | 0.0040838 | 0.0040328
No | PG&E | Com | Lighting | 2005 T-24: Lighting controls under skylights | On-the-books | Electric Energy (GWh/year) | 0.18155 | 0.18093 | 0.18047 | 0.18013 | 0.17988 | 0.1797 | 0.17948 | 0.17928 | 0.17906 | 0.17886 | 0.17865 | 0.17844 | 0.17823
No | PG&E | Com | Lighting | Fed Appliance: Metal Halide Lamp Fixtures | On-the-books | Electric Energy (GWh/year) | 0.38875 | 0.37457 | 0.36038 | 0.3462 | 0.33201 | 0.31783 | 0.30365 | 0.28946 | 0.27528 | 0.26109 | 0.24691 | 0.23272 | 0.21854
No | PG&E | Com | Lighting | 2005 T-20: Modular Furniture Task Lighting Fixtures | On-the-books | Electric Energy (GWh/year) | 0.015747 | 0.015702 | 0.01567 | 0.015646 | 0.015629 | 0.015617 | 0.015602 | 0.015589 | 0.015574 | 0.015561 | 0.015546 | 0.015533 | 0.015518
No | PG&E | Com | Lighting | 2016 T-24: Nonresidential Lighting Alterations (Units = sq ft) | On-the-books | Electric Energy (GWh/year) | 14.5745 | 14.3905 | 14.1963 | 13.9981 | 13.802 | 13.6038 | 13.4014 | 0 | 0 | 0 | 0 | 0 | 0
No | PG&E | Com | Lighting | 2013 T-24: NRA-Lighting-Alterations-Existing Measures | On-the-books | Electric Energy (GWh/year) | 18.1905 | 17.9596 | 17.7779 | 17.636 | 8.691 | 0 | 0 | 0 | 0 | 0 | 0 | 0 | 0
No | PG&E | Com | Lighting | 2013 T-24: NRA-Lighting-Alterations-New Measures | On-the-books | Electric Energy (GWh/year) | 26.2556 | 25.9389 | 25.6702 | 25.4435 | 12.5227 | 0 | 0 | 0 | 0 | 0 | 0 | 0 | 0
No | PG&E | Com | Lighting | 2016 T-24: NRA-Lighting-ASHRAE Elevator Lighting & Ventilation | On-the-books | Electric Energy (GWh/year) | 0.13774 | 0.13654 | 0.13572 | 0.13517 | 0.13479 | 0.13454 | 0.1342 | 0 | 0 | 0 | 0 | 0 | 0
No | PG&E | Com | Lighting | 2013 T-24: NRA-Lighting-Egress Lighting Control | On-the-books | Electric Energy (GWh/year) | 16.9527 | 16.661 | 16.3909 | 16.1426 | 7.8924 | 0 | 0 | 0 | 0 | 0 | 0 | 0 | 0
No | PG&E | Com | Lighting | 2013 T-24: NRA-Lighting-Hotel Corridors | On-the-books | Electric Energy (GWh/year) | 0.28775 | 0.28448 | 0.28167 | 0.27929 | 0.1375 | 0 | 0 | 0 | 0 | 0 | 0 | 0 | 0
No | PG&E | Com | Lighting | 2013 T-24: NRA-Lighting-MF Building Corridors | On-the-books | Electric Energy (GWh/year) | 0.90992 | 0.90147 | 0.8938 | 0.88689 | 0.43673 | 0 | 0 | 0 | 0 | 0 | 0 | 0 | 0
No | PG&E | Com | Lighting | 2016 T-24: NRA-Lighting-Outdoor Lighting Controls (unit = control) | On-the-books | Electric Energy (GWh/year) | 0.094795 | 0.09397 | 0.093409 | 0.093028 | 0.092769 | 0.092593 | 0.092362 | 0 | 0 | 0 | 0 | 0 | 0
No | PG&E | Com | Lighting | 2013 T-24: NRA-Lighting-Warehouses and Libraries | On-the-books | Electric Energy (GWh/year) | 7.7825 | 7.6811 | 7.5985 | 7.5317 | 3.7081 | 0 | 0 | 0 | 0 | 0 | 0 | 0 | 0
No | PG&E | Com | Lighting | 2013 T-24: NRNC-Lighting-Controllable Lighting | On-the-books | Electric Energy (GWh/year) | 7.907 | 7.6995 | 7.5171 | 7.3584 | 7.2217 | 7.1048 | 6.9747 | 6.8534 | 6.7263 | 6.603 | 6.4772 | 6.3531 | 6.2278
No | PG&E | Com | Lighting | 2013 T-24: NRNC-Lighting-DR Lighting Controls | On-the-books | Electric Energy (GWh/year) | 0.15228 | 0.15156 | 0.1511 | 0.15082 | 0.15065 | 0.15055 | 0.15039 | 0.15027 | 0.15013 | 0.15001 | 0.14987 | 0.14974 | 0.14961
No | PG&E | Com | Lighting | 2013 T-24: NRNC-Lighting-Egress Lighting Control | On-the-books | Electric Energy (GWh/year) | 8.2575 | 8.0888 | 7.9262 | 7.7709 | 7.6238 | 7.4856 | 7.3415 | 7.2014 | 7.0586 | 6.9176 | 6.7754 | 6.6339 | 6.492
No | PG&E | Com | Lighting | 2013 T-24: NRNC-Lighting-Hotel Corridors | On-the-books | Electric Energy (GWh/year) | 0.14575 | 0.14289 | 0.14031 | 0.13801 | 0.13597 | 0.13421 | 0.13226 | 0.13044 | 0.12853 | 0.12668 | 0.12479 | 0.12293 | 0.12105
No | PG&E | Com | Lighting | 2013 T-24: NRNC-Lighting-MF Building Corridors | On-the-books | Electric Energy (GWh/year) | 1.0527 | 1.0398 | 1.0274 | 1.0157 | 1.0048 | 0.99469 | 0.98405 | 0.97378 | 0.96327 | 0.95292 | 0.94246 | 0.93207 | 0.92164
No | PG&E | Com | Lighting | 2013 T-24: NRNC-Lighting-Office Plug Load Control | On-the-books | Electric Energy (GWh/year) | 2.411 | 2.3598 | 2.3135 | 2.2725 | 2.2367 | 2.2058 | 2.1716 | 2.1396 | 2.1062 | 2.0737 | 2.0406 | 2.0079 | 1.9749
No | PG&E | Com | Lighting | 2013 T-24: NRNC-Lighting-Outdoor Lighting & Controls | On-the-books | Electric Energy (GWh/year) | 0.91046 | 0.90316 | 0.89759 | 0.89334 | 0.89012 | 0.88768 | 0.88471 | 0.8821 | 0.87925 | 0.87656 | 0.87376 | 0.87104 | 0.86826
No | PG&E | Com | Lighting | 2013 T-24: NRNC-Lighting-Parking Garage | On-the-books | Electric Energy (GWh/year) | 1.6856 | 1.6738 | 1.6655 | 1.6598 | 1.6558 | 1.653 | 1.6495 | 1.6465 | 1.6431 | 1.6399 | 1.6366 | 1.6334 | 1.6302
No | PG&E | Com | Lighting | 2013 T-24: NRNC-Lighting-Warehouses and Libraries | On-the-books | Electric Energy (GWh/year) | 3.13 | 3.0397 | 2.9627 | 2.8978 | 2.8439 | 2.7994 | 2.7485 | 2.7019 | 2.6525 | 2.605 | 2.5562 | 2.5082 | 2.4597
No | PG&E | Com | Lighting | 2008 T-24: Outdoor Lighting | On-the-books | Electric Energy (GWh/year) | 0.38007 | 0.37681 | 0.37412 | 0.37189 | 0.37005 | 0.36853 | 0.3668 | 0.36521 | 0.36353 | 0.36191 | 0.36025 | 0.35861 | 0.35696
No | PG&E | Com | Lighting | 2008 T-24: Sidelighting | On-the-books | Electric Energy (GWh/year) | 1.0901 | 1.0847 | 1.0801 | 1.0763 | 1.0731 | 1.0705 | 1.0676 | 1.0648 | 1.0619 | 1.0591 | 1.0563 | 1.0535 | 1.0506
No | PG&E | Com | Lighting | 2008 T-24: Skylighting | On-the-books | Electric Energy (GWh/year) | 2.8747 | 2.8692 | 2.8651 | 2.8621 | 2.8599 | 2.8583 | 2.8563 | 2.8545 | 2.8526 | 2.8508 | 2.8489 | 2.8471 | 2.8452
No | PG&E | Com | Lighting | T-20: Small Diameter Directional Lamps | On-the-books | Electric Energy (GWh/year) | 14.1255 | 13.5815 | 0 | 0 | 0 | 0 | 0 | 0 | 0 | 0 | 0 | 0 | 0
No | PG&E | Com | Lighting | 2008 T-24: Tailored Indoor lighting | On-the-books | Electric Energy (GWh/year) | 1.0108 | 1.0087 | 1.0071 | 1.0059 | 1.005 | 1.0043 | 1.0034 | 1.0027 | 1.0019 | 1.0012 | 1.0004 | 0.99961 | 0.99883
No | PG&E | Com | Lighting | 2019-21 Fed App: Ceiling fan light kits | On-the-books | Electric Energy (GWh/year) | 0.018851 | 0.017856 | 0.016928 | 0.016055 | 0.015339 | 0.014719 | 0.014019 | 0.013386 | 0.011179 | 0.001491 | 0.0014342 | 0.0013828 | 0.0013362
No | PG&E | Com | Lighting | 2025 T-24: Daylighting - Revise Automatic Daylighting Controls Exceptions (Alterations) | On-the-books | Electric Energy (GWh/year) |  | 1.1416 | 1.212 | 1.1765 | 1.1409 | 1.1054 | 1.0701 | 1.0349 | 0.99999 | 0.9654 | 0.93117 | 0.89738 | 0.86406
No | PG&E | Com | Lighting | 2025 T-24: Daylighting - Revise Automatic Daylighting Controls Exceptions (New Construction + Additions) | On-the-books | Electric Energy (GWh/year) | 0 | 0.05208 | 0.30276 | 0.29388 | 0.285 | 0.27613 | 0.2673 | 0.25851 | 0.24979 | 0.24115 | 0.2326 | 0.22416 | 0.21584
No | PG&E | Com | Lighting | 2019 T-20: General Service Lamps - Expanded Scope | On-the-books | Electric Energy (GWh/year) |  | 1.628 | 1.7246 | 1.5751 | 0.19669 | 0.24417 | 0.24287 | 0.24224 | 0.24194 | 0.24179 | 0.24172 | 0.24168 | 0.24166
No | PG&E | Com | Lighting | 2016 T-20: LED Quality - Tier 2 | On-the-books | Electric Energy (GWh/year) | 0.016093 | 0.015748 | 0.015374 | 0.015 | 0.014383 | 0.013813 | 0.013295 | 0.012832 | 0.012425 | 0.012071 | 0.011767 | 0.011508 | 0.0042151
No | PG&E | Com | Lighting | 2022 T-24: NRA - Controlled Environment Horticulture - Lighting Efficacy | On-the-books | Electric Energy (GWh/year) | 5.4359 | 5.0917 | 4.78 | 4.5007 | 4.2526 | 4.0338 | 3.8424 | 3.6759 | 0.29996 | 0 | 0 | 0 | 0
No | PG&E | Com | Lighting | 2022 T-24: NRA - Daylighting - Automatic Daylight Dimming to 10% | On-the-books | Electric Energy (GWh/year) | 6.71 | 6.5101 | 6.2605 | 5.9559 | 5.5943 | 5.1787 | 0.40077 | 0 | 0 | 0 | 0 | 0 | 0
No | PG&E | Com | Lighting | 2022 T-24: NRA - Grid Integration - Demand Responsive Lighting Systems | On-the-books | Electric Energy (GWh/year) | 0.034439 | 0.030784 | 0.028557 | 0.027202 | 0.026378 | 0.015137 | 0 | 0 | 0 | 0 | 0 | 0 | 0
No | PG&E | Com | Lighting | 2022 T-24: NRA - Indoor Lighting - Lighting Power Densities | On-the-books | Electric Energy (GWh/year) | 12.9169 | 12.8038 | 12.6632 | 12.4953 | 12.3043 | 12.0984 | 11.8891 | 11.6885 | 11.5068 | 11.3507 | 11.2223 | 11.1206 | 11.0423
No | PG&E | Com | Lighting | 2022 T-24: NRA - Indoor Lighting - Multi-zone Occupancy Sensing in Large Offices | On-the-books | Electric Energy (GWh/year) | 8.4762 | 8.1621 | 7.8354 | 7.5067 | 7.1869 | 6.886 | 0.56151 | 0 | 0 | 0 | 0 | 0 | 0
No | PG&E | Com | Lighting | 2022 T-24: NRA - Outdoor Lighting - Lighting Power Allowances for General Hardscapes | On-the-books | Electric Energy (GWh/year) | 2.5275 | 2.5275 | 2.5275 | 2.5275 | 2.5275 | 2.5275 | 2.5275 | 2.5275 | 2.5275 | 2.5275 | 2.5275 | 2.5275 | 2.5275
No | PG&E | Com | Lighting | 2022 T-24: NRA - Outdoor Lighting - Lighting Zone Reclassification | On-the-books | Electric Energy (GWh/year) | 0.29259 | 0.29259 | 0.29259 | 0.29259 | 0.29259 | 0.29259 | 0.29259 | 0.29259 | 0.29259 | 0.29259 | 0.29259 | 0.29259 | 0.29259
No | PG&E | Com | Lighting | 2019 T-24: NRA-Indoor Lighting-Alterations (Control) | On-the-books | Electric Energy (GWh/year) | 0.040374 | 0.037859 | 0.034922 | 0.03161 | 0.028022 | 0.024299 | 0.020602 | 0.017091 | 0.013894 | 0.011092 | 0.00074048 | 0 | 0
No | PG&E | Com | Lighting | 2019 T-24: NRA-Indoor Lighting-Alterations (LPD) | On-the-books | Electric Energy (GWh/year) | 1.3581 | 1.0002 | 0.71863 | 0.50663 | 0.35218 | 0.24235 | 0.16559 | 0.11258 | 0.076279 | 0.051563 | 0.0029557 | 0 | 0
No | PG&E | Com | Lighting | 2019 T-24: NRA-Indoor Lighting-New Controls | On-the-books | Electric Energy (GWh/year) | 2.5199 | 2.3629 | 2.1796 | 1.9729 | 1.749 | 1.5166 | 1.2858 | 1.0667 | 0.86718 | 0.69232 | 0.046216 | 0 | 0
No | PG&E | Com | Lighting | 2019 T-24: NRA-Indoor Lighting-New LPD | On-the-books | Electric Energy (GWh/year) | 12.4363 | 9.1587 | 6.5806 | 4.6393 | 3.225 | 2.2193 | 1.5163 | 1.0309 | 0.6985 | 0.47217 | 0.027066 | 0 | 0
No | PG&E | Com | Lighting | 2019 T-24: NRA-Outdoor Lighting-Controls | On-the-books | Electric Energy (GWh/year) | 2.7858 | 2.6123 | 2.4096 | 2.1811 | 1.9335 | 1.6766 | 1.4215 | 1.1793 | 0.95869 | 0.76538 | 0.051093 | 0 | 0
No | PG&E | Com | Lighting | 2019 T-24: NRA-Outdoor Lighting-LPA (General Hardscape) | On-the-books | Electric Energy (GWh/year) | 2.0185 | 1.4865 | 1.0681 | 0.75299 | 0.52344 | 0.3602 | 0.24611 | 0.16732 | 0.11337 | 0.076638 | 0.004393 | 0 | 0
No | PG&E | Com | Lighting | 2019 T-24: NRA-Outdoor Lighting-LPA (Specific Applications) | On-the-books | Electric Energy (GWh/year) | 1.984 | 1.4611 | 1.0498 | 0.74011 | 0.51449 | 0.35404 | 0.2419 | 0.16446 | 0.11143 | 0.075327 | 0.0043179 | 0 | 0
No | PG&E | Com | Lighting | 2022 T-24: NRNC - Controlled Environment Horticulture - Lighting Efficacy | On-the-books | Electric Energy (GWh/year) | 14.8127 | 13.8747 | 13.0255 | 12.2643 | 11.5881 | 10.9921 | 10.4704 | 10.0167 | 9.6241 | 9.2859 | 8.9958 | 8.7478 | 8.5364
No | PG&E | Com | Lighting | 2022 T-24: NRNC - Daylighting - Automatic Daylight Dimming to 10% | On-the-books | Electric Energy (GWh/year) | 1.3442 | 1.3042 | 1.2542 | 1.1932 | 1.1207 | 1.0375 | 0.94533 | 0.84748 | 0.74803 | 0.65138 | 0.56144 | 0.48105 | 0.41175
No | PG&E | Com | Lighting | 2022 T-24: NRNC - Grid Integration - Demand Responsive Lighting Systems | On-the-books | Electric Energy (GWh/year) |  | 0.0011342 | 0.0010521 | 0.0010022 | 0.00097186 | 0.00095344 | 0.00094226 | 0.00093548 | 0.00093137 | 0.00092887 | 0.00092736 | 0.00092644 | 0.00092588
No | PG&E | Com | Lighting | 2022 T-24: NRNC - Indoor Lighting - Lighting Power Densities | On-the-books | Electric Energy (GWh/year) |  | 2.8248 | 2.7938 | 2.7568 | 2.7146 | 2.6692 | 2.623 | 2.5788 | 2.5387 | 2.5042 | 2.4759 | 2.4535 | 2.4362
No | PG&E | Com | Lighting | 2022 T-24: NRNC - Indoor Lighting - Multi-zone Occupancy Sensing in Large Offices | On-the-books | Electric Energy (GWh/year) |  | 5.2544 | 5.044 | 4.8324 | 4.6266 | 4.4329 | 4.256 | 4.0992 | 3.9634 | 3.8485 | 3.753 | 3.6749 | 3.6117
No | PG&E | Com | Lighting | 2022 T-24: NRNC - Outdoor Lighting - Nonresidential Lighting Power Allowances for General Hardscapes | On-the-books | Electric Energy (GWh/year) |  | 0.81182 | 0.81182 | 0.81182 | 0.81182 | 0.81182 | 0.81182 | 0.81182 | 0.81182 | 0.81182 | 0.81182 | 0.81182 | 0.81182
No | PG&E | Com | Lighting | 2022 T-24: NRNC - Outdoor Lighting - Nonresidential Lighting Zone Reclassification | On-the-books | Electric Energy (GWh/year) |  | 0.094781 | 0.094781 | 0.094781 | 0.094781 | 0.094781 | 0.094781 | 0.094781 | 0.094781 | 0.094781 | 0.094781 | 0.094781 | 0.094781
No | PG&E | Com | Lighting | 2019 T-24: NRNC-Indoor Lighting-Controls | On-the-books | Electric Energy (GWh/year) |  | 1.5406 | 1.4211 | 1.2863 | 1.1403 | 0.98878 | 0.83835 | 0.69549 | 0.56539 | 0.45138 | 0.35479 | 0.27525 | 0.21129
No | PG&E | Com | Lighting | 2019 T-24: NRNC-Indoor Lighting-LPD | On-the-books | Electric Energy (GWh/year) |  | 3.151 | 2.264 | 1.5961 | 1.1095 | 0.76353 | 0.52168 | 0.35468 | 0.24032 | 0.16245 | 0.10964 | 0.073919 | 0.049799
No | PG&E | Com | Lighting | 2019 T-24: NRNC-Outdoor Lighting-Controls | On-the-books | Electric Energy (GWh/year) |  | 0.89164 | 0.82246 | 0.74447 | 0.65998 | 0.57227 | 0.48521 | 0.40252 | 0.32723 | 0.26125 | 0.20534 | 0.15931 | 0.12229
No | PG&E | Com | Lighting | 2019 T-24: NRNC-Outdoor Lighting-LPA (General Hardscape) | On-the-books | Electric Energy (GWh/year) |  | 1.0713 | 0.88873 | 0.72249 | 0.5768 | 0.45337 | 0.35173 | 0.27 | 0.20552 | 0.15541 | 0.11692 | 0.087614 | 0.065462
No | PG&E | Com | Lighting | 2019 T-24: NRNC-Outdoor Lighting-LPA (Specific Applications) | On-the-books | Electric Energy (GWh/year) |  | 1.0479 | 0.86929 | 0.70668 | 0.56418 | 0.44345 | 0.34404 | 0.26409 | 0.20102 | 0.15201 | 0.11436 | 0.085697 | 0.064029
No | PG&E | Com | Lighting | 2005 T-24: Bi-level lighting control credits | Expected | Electric Energy (GWh/year) | 0.014111 | 0.014024 | 0.013942 | 0.013865 | 0.013793 | 0.013725 | 0.013655 | 0.013586 | 0.013516 | 0.013447 | 0.013378 | 0.013309 | 0.013239
No | PG&E | Com | Lighting | T-20: Dimming Ballasts | Expected | Electric Energy (GWh/year) | 3.6082 | 3.6177 | 3.6272 | 3.6367 | 0 | 0 | 0 | 0 | 0 | 0 | 0 | 0 | 0
No | PG&E | Com | Lighting | 2008 T-20: General Purpose Lighting -- 60 and 40 watt | Expected | Electric Energy (GWh/year) | 0 | 0 | 0 | 0 | 0 | 0 | 0 | 0 | 0 | 0 | 0 | 0 | 0
No | PG&E | Com | Lighting | Fed Appliance: General Service Fluorescent Lamps #1 | Expected | Electric Energy (GWh/year) | 1.1419 | 1.1392 | 1.1373 | 1.136 | 1.135 | 1.1343 | 1.1334 | 1.1327 | 1.1318 | 1.1311 | 1.1302 | 1.1295 | 1.1286
No | PG&E | Com | Lighting | Fed Appliance: GSFLs | Expected | Electric Energy (GWh/year) | 31.7844 | 31.8629 | 31.9413 | 32.0198 | 0 | 0 | 0 | 0 | 0 | 0 | 0 | 0 | 0
No | PG&E | Com | Lighting | 2006 T-20: General Service Incandescent Lamps, Tier 2 #3 | Expected | Electric Energy (GWh/year) | 0.00054298 | 0.00054274 | 0.00054254 | 0.00054238 | 0.00054225 | 0.00054215 | 0.00054202 | 0.00054191 | 0.00054179 | 0.00054168 | 0.00054156 | 0.00054145 | 0.00054133
No | PG&E | Com | Lighting | T-20: GSLs - Original Scope - Tier 2 | Expected | Electric Energy (GWh/year) | 7.6223 | 7.2894 | 6.9564 | 6.6235 | 6.2906 | 5.9577 | 5.6247 | 5.2918 | 4.9589 | 0.63806 | 0.59214 | 0.54622 | 0.5003
No | PG&E | Com | Lighting | T-20: LED Lamps - Tier 1 | Expected | Electric Energy (GWh/year) | 0.70533 | 0.66023 | 0.61513 | 0.57003 | 0.52492 | 0.47982 | 0.43472 | 0.38961 | 0.34451 | 0.29941 | 0.03695 | 0.030397 | 0.023843
No | PG&E | Com | Lighting | Fed Appliance: Incandescent Reflector Lamps | Expected | Electric Energy (GWh/year) | 0.0047812 | 0.004664 | 0.0045691 | 0.0044938 | 0.0044351 | 0.0043898 | 0.0043355 | 0.0042873 | 0.004235 | 0.0041854 | 0.004134 | 0.0040838 | 0.0040328
No | PG&E | Com | Lighting | 2005 T-24: Lighting controls under skylights | Expected | Electric Energy (GWh/year) | 0.18155 | 0.18093 | 0.18047 | 0.18013 | 0.17988 | 0.1797 | 0.17948 | 0.17928 | 0.17906 | 0.17886 | 0.17865 | 0.17844 | 0.17823
No | PG&E | Com | Lighting | Fed Appliance: Metal Halide Lamp Fixtures | Expected | Electric Energy (GWh/year) | 0.38875 | 0.37457 | 0.36038 | 0.3462 | 0.33201 | 0.31783 | 0.30365 | 0.28946 | 0.27528 | 0.26109 | 0.24691 | 0.23272 | 0.21854
No | PG&E | Com | Lighting | 2005 T-20: Modular Furniture Task Lighting Fixtures | Expected | Electric Energy (GWh/year) | 0.015747 | 0.015702 | 0.01567 | 0.015646 | 0.015629 | 0.015617 | 0.015602 | 0.015589 | 0.015574 | 0.015561 | 0.015546 | 0.015533 | 0.015518
No | PG&E | Com | Lighting | 2016 T-24: Nonresidential Lighting Alterations (Units = sq ft) | Expected | Electric Energy (GWh/year) | 14.5745 | 14.3905 | 14.1963 | 13.9981 | 13.802 | 13.6038 | 13.4014 | 0 | 0 | 0 | 0 | 0 | 0
No | PG&E | Com | Lighting | 2013 T-24: NRA-Lighting-Alterations-Existing Measures | Expected | Electric Energy (GWh/year) | 18.1905 | 17.9596 | 17.7779 | 17.636 | 8.691 | 0 | 0 | 0 | 0 | 0 | 0 | 0 | 0
No | PG&E | Com | Lighting | 2013 T-24: NRA-Lighting-Alterations-New Measures | Expected | Electric Energy (GWh/year) | 26.2556 | 25.9389 | 25.6702 | 25.4435 | 12.5227 | 0 | 0 | 0 | 0 | 0 | 0 | 0 | 0
No | PG&E | Com | Lighting | 2016 T-24: NRA-Lighting-ASHRAE Elevator Lighting & Ventilation | Expected | Electric Energy (GWh/year) | 0.13774 | 0.13654 | 0.13572 | 0.13517 | 0.13479 | 0.13454 | 0.1342 | 0 | 0 | 0 | 0 | 0 | 0
No | PG&E | Com | Lighting | 2013 T-24: NRA-Lighting-Egress Lighting Control | Expected | Electric Energy (GWh/year) | 16.9527 | 16.661 | 16.3909 | 16.1426 | 7.8924 | 0 | 0 | 0 | 0 | 0 | 0 | 0 | 0
No | PG&E | Com | Lighting | 2013 T-24: NRA-Lighting-Hotel Corridors | Expected | Electric Energy (GWh/year) | 0.28775 | 0.28448 | 0.28167 | 0.27929 | 0.1375 | 0 | 0 | 0 | 0 | 0 | 0 | 0 | 0
No | PG&E | Com | Lighting | 2013 T-24: NRA-Lighting-MF Building Corridors | Expected | Electric Energy (GWh/year) | 0.90992 | 0.90147 | 0.8938 | 0.88689 | 0.43673 | 0 | 0 | 0 | 0 | 0 | 0 | 0 | 0
No | PG&E | Com | Lighting | 2016 T-24: NRA-Lighting-Outdoor Lighting Controls (unit = control) | Expected | Electric Energy (GWh/year) | 0.094795 | 0.09397 | 0.093409 | 0.093028 | 0.092769 | 0.092593 | 0.092362 | 0 | 0 | 0 | 0 | 0 | 0
No | PG&E | Com | Lighting | 2013 T-24: NRA-Lighting-Warehouses and Libraries | Expected | Electric Energy (GWh/year) | 7.7825 | 7.6811 | 7.5985 | 7.5317 | 3.7081 | 0 | 0 | 0 | 0 | 0 | 0 | 0 | 0
No | PG&E | Com | Lighting | 2013 T-24: NRNC-Lighting-Controllable Lighting | Expected | Electric Energy (GWh/year) | 7.907 | 7.6995 | 7.5171 | 7.3584 | 7.2217 | 7.1048 | 6.9747 | 6.8534 | 6.7263 | 6.603 | 6.4772 | 6.3531 | 6.2278
No | PG&E | Com | Lighting | 2013 T-24: NRNC-Lighting-DR Lighting Controls | Expected | Electric Energy (GWh/year) | 0.15228 | 0.15156 | 0.1511 | 0.15082 | 0.15065 | 0.15055 | 0.15039 | 0.15027 | 0.15013 | 0.15001 | 0.14987 | 0.14974 | 0.14961
No | PG&E | Com | Lighting | 2013 T-24: NRNC-Lighting-Egress Lighting Control | Expected | Electric Energy (GWh/year) | 8.2575 | 8.0888 | 7.9262 | 7.7709 | 7.6238 | 7.4856 | 7.3415 | 7.2014 | 7.0586 | 6.9176 | 6.7754 | 6.6339 | 6.492
No | PG&E | Com | Lighting | 2013 T-24: NRNC-Lighting-Hotel Corridors | Expected | Electric Energy (GWh/year) | 0.14575 | 0.14289 | 0.14031 | 0.13801 | 0.13597 | 0.13421 | 0.13226 | 0.13044 | 0.12853 | 0.12668 | 0.12479 | 0.12293 | 0.12105
No | PG&E | Com | Lighting | 2013 T-24: NRNC-Lighting-MF Building Corridors | Expected | Electric Energy (GWh/year) | 1.0527 | 1.0398 | 1.0274 | 1.0157 | 1.0048 | 0.99469 | 0.98405 | 0.97378 | 0.96327 | 0.95292 | 0.94246 | 0.93207 | 0.92164
No | PG&E | Com | Lighting | 2013 T-24: NRNC-Lighting-Office Plug Load Control | Expected | Electric Energy (GWh/year) | 2.411 | 2.3598 | 2.3135 | 2.2725 | 2.2367 | 2.2058 | 2.1716 | 2.1396 | 2.1062 | 2.0737 | 2.0406 | 2.0079 | 1.9749
No | PG&E | Com | Lighting | 2013 T-24: NRNC-Lighting-Outdoor Lighting & Controls | Expected | Electric Energy (GWh/year) | 0.91046 | 0.90316 | 0.89759 | 0.89334 | 0.89012 | 0.88768 | 0.88471 | 0.8821 | 0.87925 | 0.87656 | 0.87376 | 0.87104 | 0.86826
No | PG&E | Com | Lighting | 2013 T-24: NRNC-Lighting-Parking Garage | Expected | Electric Energy (GWh/year) | 1.6856 | 1.6738 | 1.6655 | 1.6598 | 1.6558 | 1.653 | 1.6495 | 1.6465 | 1.6431 | 1.6399 | 1.6366 | 1.6334 | 1.6302
No | PG&E | Com | Lighting | 2013 T-24: NRNC-Lighting-Warehouses and Libraries | Expected | Electric Energy (GWh/year) | 3.13 | 3.0397 | 2.9627 | 2.8978 | 2.8439 | 2.7994 | 2.7485 | 2.7019 | 2.6525 | 2.605 | 2.5562 | 2.5082 | 2.4597
No | PG&E | Com | Lighting | 2008 T-24: Outdoor Lighting | Expected | Electric Energy (GWh/year) | 0.38007 | 0.37681 | 0.37412 | 0.37189 | 0.37005 | 0.36853 | 0.3668 | 0.36521 | 0.36353 | 0.36191 | 0.36025 | 0.35861 | 0.35696
No | PG&E | Com | Lighting | 2008 T-24: Sidelighting | Expected | Electric Energy (GWh/year) | 1.0901 | 1.0847 | 1.0801 | 1.0763 | 1.0731 | 1.0705 | 1.0676 | 1.0648 | 1.0619 | 1.0591 | 1.0563 | 1.0535 | 1.0506
No | PG&E | Com | Lighting | 2008 T-24: Skylighting | Expected | Electric Energy (GWh/year) | 2.8747 | 2.8692 | 2.8651 | 2.8621 | 2.8599 | 2.8583 | 2.8563 | 2.8545 | 2.8526 | 2.8508 | 2.8489 | 2.8471 | 2.8452
No | PG&E | Com | Lighting | T-20: Small Diameter Directional Lamps | Expected | Electric Energy (GWh/year) | 14.1255 | 13.5815 | 0 | 0 | 0 | 0 | 0 | 0 | 0 | 0 | 0 | 0 | 0
No | PG&E | Com | Lighting | 2008 T-24: Tailored Indoor lighting | Expected | Electric Energy (GWh/year) | 1.0108 | 1.0087 | 1.0071 | 1.0059 | 1.005 | 1.0043 | 1.0034 | 1.0027 | 1.0019 | 1.0012 | 1.0004 | 0.99961 | 0.99883
No | PG&E | Com | Lighting | 2019-21 Fed App: Ceiling fan light kits | Expected | Electric Energy (GWh/year) | 0.018851 | 0.017856 | 0.016928 | 0.016055 | 0.015339 | 0.014719 | 0.014019 | 0.013386 | 0.011179 | 0.001491 | 0.0014342 | 0.0013828 | 0.0013362
No | PG&E | Com | Lighting | 2025 T-24: Daylighting - Revise Automatic Daylighting Controls Exceptions (Alterations) | Expected | Electric Energy (GWh/year) |  | 1.1416 | 1.212 | 1.1765 | 1.1409 | 1.1054 | 1.0701 | 1.0349 | 0.99999 | 0.9654 | 0.93117 | 0.89738 | 0.86406
No | PG&E | Com | Lighting | 2025 T-24: Daylighting - Revise Automatic Daylighting Controls Exceptions (New Construction + Additions) | Expected | Electric Energy (GWh/year) | 0 | 0.05208 | 0.30276 | 0.29388 | 0.285 | 0.27613 | 0.2673 | 0.25851 | 0.24979 | 0.24115 | 0.2326 | 0.22416 | 0.21584
No | PG&E | Com | Lighting | 2019 T-20: General Service Lamps - Expanded Scope | Expected | Electric Energy (GWh/year) |  | 1.628 | 1.7246 | 1.5751 | 0.19669 | 0.24417 | 0.24287 | 0.24224 | 0.24194 | 0.24179 | 0.24172 | 0.24168 | 0.24166
No | PG&E | Com | Lighting | 2016 T-20: LED Quality - Tier 2 | Expected | Electric Energy (GWh/year) | 0.016093 | 0.015748 | 0.015374 | 0.015 | 0.014383 | 0.013813 | 0.013295 | 0.012832 | 0.012425 | 0.012071 | 0.011767 | 0.011508 | 0.0042151
No | PG&E | Com | Lighting | 2022 T-24: NRA - Controlled Environment Horticulture - Lighting Efficacy | Expected | Electric Energy (GWh/year) | 5.4359 | 5.0917 | 4.78 | 4.5007 | 4.2526 | 4.0338 | 3.8424 | 3.6759 | 0.29996 | 0 | 0 | 0 | 0
No | PG&E | Com | Lighting | 2022 T-24: NRA - Daylighting - Automatic Daylight Dimming to 10% | Expected | Electric Energy (GWh/year) | 6.71 | 6.5101 | 6.2605 | 5.9559 | 5.5943 | 5.1787 | 0.40077 | 0 | 0 | 0 | 0 | 0 | 0
No | PG&E | Com | Lighting | 2022 T-24: NRA - Grid Integration - Demand Responsive Lighting Systems | Expected | Electric Energy (GWh/year) | 0.034439 | 0.030784 | 0.028557 | 0.027202 | 0.026378 | 0.015137 | 0 | 0 | 0 | 0 | 0 | 0 | 0
No | PG&E | Com | Lighting | 2022 T-24: NRA - Indoor Lighting - Lighting Power Densities | Expected | Electric Energy (GWh/year) | 12.9169 | 12.8038 | 12.6632 | 12.4953 | 12.3043 | 12.0984 | 11.8891 | 11.6885 | 11.5068 | 11.3507 | 11.2223 | 11.1206 | 11.0423
No | PG&E | Com | Lighting | 2022 T-24: NRA - Indoor Lighting - Multi-zone Occupancy Sensing in Large Offices | Expected | Electric Energy (GWh/year) | 8.4762 | 8.1621 | 7.8354 | 7.5067 | 7.1869 | 6.886 | 0.56151 | 0 | 0 | 0 | 0 | 0 | 0
No | PG&E | Com | Lighting | 2022 T-24: NRA - Outdoor Lighting - Lighting Power Allowances for General Hardscapes | Expected | Electric Energy (GWh/year) | 2.5275 | 2.5275 | 2.5275 | 2.5275 | 2.5275 | 2.5275 | 2.5275 | 2.5275 | 2.5275 | 2.5275 | 2.5275 | 2.5275 | 2.5275
No | PG&E | Com | Lighting | 2022 T-24: NRA - Outdoor Lighting - Lighting Zone Reclassification | Expected | Electric Energy (GWh/year) | 0.29259 | 0.29259 | 0.29259 | 0.29259 | 0.29259 | 0.29259 | 0.29259 | 0.29259 | 0.29259 | 0.29259 | 0.29259 | 0.29259 | 0.29259
No | PG&E | Com | Lighting | 2019 T-24: NRA-Indoor Lighting-Alterations (Control) | Expected | Electric Energy (GWh/year) | 0.040374 | 0.037859 | 0.034922 | 0.03161 | 0.028022 | 0.024299 | 0.020602 | 0.017091 | 0.013894 | 0.011092 | 0.00074048 | 0 | 0
No | PG&E | Com | Lighting | 2019 T-24: NRA-Indoor Lighting-Alterations (LPD) | Expected | Electric Energy (GWh/year) | 1.3581 | 1.0002 | 0.71863 | 0.50663 | 0.35218 | 0.24235 | 0.16559 | 0.11258 | 0.076279 | 0.051563 | 0.0029557 | 0 | 0
No | PG&E | Com | Lighting | 2019 T-24: NRA-Indoor Lighting-New Controls | Expected | Electric Energy (GWh/year) | 2.5199 | 2.3629 | 2.1796 | 1.9729 | 1.749 | 1.5166 | 1.2858 | 1.0667 | 0.86718 | 0.69232 | 0.046216 | 0 | 0
No | PG&E | Com | Lighting | 2019 T-24: NRA-Indoor Lighting-New LPD | Expected | Electric Energy (GWh/year) | 12.4363 | 9.1587 | 6.5806 | 4.6393 | 3.225 | 2.2193 | 1.5163 | 1.0309 | 0.6985 | 0.47217 | 0.027066 | 0 | 0
No | PG&E | Com | Lighting | 2019 T-24: NRA-Outdoor Lighting-Controls | Expected | Electric Energy (GWh/year) | 2.7858 | 2.6123 | 2.4096 | 2.1811 | 1.9335 | 1.6766 | 1.4215 | 1.1793 | 0.95869 | 0.76538 | 0.051093 | 0 | 0
No | PG&E | Com | Lighting | 2019 T-24: NRA-Outdoor Lighting-LPA (General Hardscape) | Expected | Electric Energy (GWh/year) | 2.0185 | 1.4865 | 1.0681 | 0.75299 | 0.52344 | 0.3602 | 0.24611 | 0.16732 | 0.11337 | 0.076638 | 0.004393 | 0 | 0
No | PG&E | Com | Lighting | 2019 T-24: NRA-Outdoor Lighting-LPA (Specific Applications) | Expected | Electric Energy (GWh/year) | 1.984 | 1.4611 | 1.0498 | 0.74011 | 0.51449 | 0.35404 | 0.2419 | 0.16446 | 0.11143 | 0.075327 | 0.0043179 | 0 | 0
No | PG&E | Com | Lighting | 2022 T-24: NRNC - Controlled Environment Horticulture - Lighting Efficacy | Expected | Electric Energy (GWh/year) | 14.8127 | 13.8747 | 13.0255 | 12.2643 | 11.5881 | 10.9921 | 10.4704 | 10.0167 | 9.6241 | 9.2859 | 8.9958 | 8.7478 | 8.5364
No | PG&E | Com | Lighting | 2022 T-24: NRNC - Daylighting - Automatic Daylight Dimming to 10% | Expected | Electric Energy (GWh/year) | 1.3442 | 1.3042 | 1.2542 | 1.1932 | 1.1207 | 1.0375 | 0.94533 | 0.84748 | 0.74803 | 0.65138 | 0.56144 | 0.48105 | 0.41175
No | PG&E | Com | Lighting | 2022 T-24: NRNC - Grid Integration - Demand Responsive Lighting Systems | Expected | Electric Energy (GWh/year) |  | 0.0011342 | 0.0010521 | 0.0010022 | 0.00097186 | 0.00095344 | 0.00094226 | 0.00093548 | 0.00093137 | 0.00092887 | 0.00092736 | 0.00092644 | 0.00092588
No | PG&E | Com | Lighting | 2022 T-24: NRNC - Indoor Lighting - Lighting Power Densities | Expected | Electric Energy (GWh/year) |  | 2.8248 | 2.7938 | 2.7568 | 2.7146 | 2.6692 | 2.623 | 2.5788 | 2.5387 | 2.5042 | 2.4759 | 2.4535 | 2.4362
No | PG&E | Com | Lighting | 2022 T-24: NRNC - Indoor Lighting - Multi-zone Occupancy Sensing in Large Offices | Expected | Electric Energy (GWh/year) |  | 5.2544 | 5.044 | 4.8324 | 4.6266 | 4.4329 | 4.256 | 4.0992 | 3.9634 | 3.8485 | 3.753 | 3.6749 | 3.6117
No | PG&E | Com | Lighting | 2022 T-24: NRNC - Outdoor Lighting - Nonresidential Lighting Power Allowances for General Hardscapes | Expected | Electric Energy (GWh/year) |  | 0.81182 | 0.81182 | 0.81182 | 0.81182 | 0.81182 | 0.81182 | 0.81182 | 0.81182 | 0.81182 | 0.81182 | 0.81182 | 0.81182
No | PG&E | Com | Lighting | 2022 T-24: NRNC - Outdoor Lighting - Nonresidential Lighting Zone Reclassification | Expected | Electric Energy (GWh/year) |  | 0.094781 | 0.094781 | 0.094781 | 0.094781 | 0.094781 | 0.094781 | 0.094781 | 0.094781 | 0.094781 | 0.094781 | 0.094781 | 0.094781
No | PG&E | Com | Lighting | 2019 T-24: NRNC-Indoor Lighting-Controls | Expected | Electric Energy (GWh/year) |  | 1.5406 | 1.4211 | 1.2863 | 1.1403 | 0.98878 | 0.83835 | 0.69549 | 0.56539 | 0.45138 | 0.35479 | 0.27525 | 0.21129
No | PG&E | Com | Lighting | 2019 T-24: NRNC-Indoor Lighting-LPD | Expected | Electric Energy (GWh/year) |  | 3.151 | 2.264 | 1.5961 | 1.1095 | 0.76353 | 0.52168 | 0.35468 | 0.24032 | 0.16245 | 0.10964 | 0.073919 | 0.049799
No | PG&E | Com | Lighting | 2019 T-24: NRNC-Outdoor Lighting-Controls | Expected | Electric Energy (GWh/year) |  | 0.89164 | 0.82246 | 0.74447 | 0.65998 | 0.57227 | 0.48521 | 0.40252 | 0.32723 | 0.26125 | 0.20534 | 0.15931 | 0.12229
No | PG&E | Com | Lighting | 2019 T-24: NRNC-Outdoor Lighting-LPA (General Hardscape) | Expected | Electric Energy (GWh/year) |  | 1.0713 | 0.88873 | 0.72249 | 0.5768 | 0.45337 | 0.35173 | 0.27 | 0.20552 | 0.15541 | 0.11692 | 0.087614 | 0.065462
No | PG&E | Com | Lighting | 2019 T-24: NRNC-Outdoor Lighting-LPA (Specific Applications) | Expected | Electric Energy (GWh/year) |  | 1.0479 | 0.86929 | 0.70668 | 0.56418 | 0.44345 | 0.34404 | 0.26409 | 0.20102 | 0.15201 | 0.11436 | 0.085697 | 0.064029
No | PG&E | Com | Lighting | 2005 T-24: Bi-level lighting control credits | Possible | Electric Energy (GWh/year) | 0.014111 | 0.014024 | 0.013942 | 0.013865 | 0.013793 | 0.013725 | 0.013655 | 0.013586 | 0.013516 | 0.013447 | 0.013378 | 0.013309 | 0.013239
No | PG&E | Com | Lighting | T-20: Dimming Ballasts | Possible | Electric Energy (GWh/year) | 3.6082 | 3.6177 | 3.6272 | 3.6367 | 0 | 0 | 0 | 0 | 0 | 0 | 0 | 0 | 0
No | PG&E | Com | Lighting | 2008 T-20: General Purpose Lighting -- 60 and 40 watt | Possible | Electric Energy (GWh/year) | 0 | 0 | 0 | 0 | 0 | 0 | 0 | 0 | 0 | 0 | 0 | 0 | 0
No | PG&E | Com | Lighting | Fed Appliance: General Service Fluorescent Lamps #1 | Possible | Electric Energy (GWh/year) | 1.1419 | 1.1392 | 1.1373 | 1.136 | 1.135 | 1.1343 | 1.1334 | 1.1327 | 1.1318 | 1.1311 | 1.1302 | 1.1295 | 1.1286
No | PG&E | Com | Lighting | Fed Appliance: GSFLs | Possible | Electric Energy (GWh/year) | 31.7844 | 31.8629 | 31.9413 | 32.0198 | 0 | 0 | 0 | 0 | 0 | 0 | 0 | 0 | 0
No | PG&E | Com | Lighting | 2006 T-20: General Service Incandescent Lamps, Tier 2 #3 | Possible | Electric Energy (GWh/year) | 0.00054298 | 0.00054274 | 0.00054254 | 0.00054238 | 0.00054225 | 0.00054215 | 0.00054202 | 0.00054191 | 0.00054179 | 0.00054168 | 0.00054156 | 0.00054145 | 0.00054133
No | PG&E | Com | Lighting | T-20: GSLs - Original Scope - Tier 2 | Possible | Electric Energy (GWh/year) | 7.6223 | 7.2894 | 6.9564 | 6.6235 | 6.2906 | 5.9577 | 5.6247 | 5.2918 | 4.9589 | 0.63806 | 0.59214 | 0.54622 | 0.5003
No | PG&E | Com | Lighting | T-20: LED Lamps - Tier 1 | Possible | Electric Energy (GWh/year) | 0.70533 | 0.66023 | 0.61513 | 0.57003 | 0.52492 | 0.47982 | 0.43472 | 0.38961 | 0.34451 | 0.29941 | 0.03695 | 0.030397 | 0.023843
No | PG&E | Com | Lighting | Fed Appliance: Incandescent Reflector Lamps | Possible | Electric Energy (GWh/year) | 0.0047812 | 0.004664 | 0.0045691 | 0.0044938 | 0.0044351 | 0.0043898 | 0.0043355 | 0.0042873 | 0.004235 | 0.0041854 | 0.004134 | 0.0040838 | 0.0040328
No | PG&E | Com | Lighting | 2005 T-24: Lighting controls under skylights | Possible | Electric Energy (GWh/year) | 0.18155 | 0.18093 | 0.18047 | 0.18013 | 0.17988 | 0.1797 | 0.17948 | 0.17928 | 0.17906 | 0.17886 | 0.17865 | 0.17844 | 0.17823
No | PG&E | Com | Lighting | Fed Appliance: Metal Halide Lamp Fixtures | Possible | Electric Energy (GWh/year) | 0.38875 | 0.37457 | 0.36038 | 0.3462 | 0.33201 | 0.31783 | 0.30365 | 0.28946 | 0.27528 | 0.26109 | 0.24691 | 0.23272 | 0.21854
No | PG&E | Com | Lighting | 2005 T-20: Modular Furniture Task Lighting Fixtures | Possible | Electric Energy (GWh/year) | 0.015747 | 0.015702 | 0.01567 | 0.015646 | 0.015629 | 0.015617 | 0.015602 | 0.015589 | 0.015574 | 0.015561 | 0.015546 | 0.015533 | 0.015518
No | PG&E | Com | Lighting | 2016 T-24: Nonresidential Lighting Alterations (Units = sq ft) | Possible | Electric Energy (GWh/year) | 14.5745 | 14.3905 | 14.1963 | 13.9981 | 13.802 | 13.6038 | 13.4014 | 0 | 0 | 0 | 0 | 0 | 0
No | PG&E | Com | Lighting | 2013 T-24: NRA-Lighting-Alterations-Existing Measures | Possible | Electric Energy (GWh/year) | 18.1905 | 17.9596 | 17.7779 | 17.636 | 8.691 | 0 | 0 | 0 | 0 | 0 | 0 | 0 | 0
No | PG&E | Com | Lighting | 2013 T-24: NRA-Lighting-Alterations-New Measures | Possible | Electric Energy (GWh/year) | 26.2556 | 25.9389 | 25.6702 | 25.4435 | 12.5227 | 0 | 0 | 0 | 0 | 0 | 0 | 0 | 0
No | PG&E | Com | Lighting | 2016 T-24: NRA-Lighting-ASHRAE Elevator Lighting & Ventilation | Possible | Electric Energy (GWh/year) | 0.13774 | 0.13654 | 0.13572 | 0.13517 | 0.13479 | 0.13454 | 0.1342 | 0 | 0 | 0 | 0 | 0 | 0
No | PG&E | Com | Lighting | 2013 T-24: NRA-Lighting-Egress Lighting Control | Possible | Electric Energy (GWh/year) | 16.9527 | 16.661 | 16.3909 | 16.1426 | 7.8924 | 0 | 0 | 0 | 0 | 0 | 0 | 0 | 0
No | PG&E | Com | Lighting | 2013 T-24: NRA-Lighting-Hotel Corridors | Possible | Electric Energy (GWh/year) | 0.28775 | 0.28448 | 0.28167 | 0.27929 | 0.1375 | 0 | 0 | 0 | 0 | 0 | 0 | 0 | 0
No | PG&E | Com | Lighting | 2013 T-24: NRA-Lighting-MF Building Corridors | Possible | Electric Energy (GWh/year) | 0.90992 | 0.90147 | 0.8938 | 0.88689 | 0.43673 | 0 | 0 | 0 | 0 | 0 | 0 | 0 | 0
No | PG&E | Com | Lighting | 2016 T-24: NRA-Lighting-Outdoor Lighting Controls (unit = control) | Possible | Electric Energy (GWh/year) | 0.094795 | 0.09397 | 0.093409 | 0.093028 | 0.092769 | 0.092593 | 0.092362 | 0 | 0 | 0 | 0 | 0 | 0
No | PG&E | Com | Lighting | 2013 T-24: NRA-Lighting-Warehouses and Libraries | Possible | Electric Energy (GWh/year) | 7.7825 | 7.6811 | 7.5985 | 7.5317 | 3.7081 | 0 | 0 | 0 | 0 | 0 | 0 | 0 | 0
No | PG&E | Com | Lighting | 2013 T-24: NRNC-Lighting-Controllable Lighting | Possible | Electric Energy (GWh/year) | 7.907 | 7.6995 | 7.5171 | 7.3584 | 7.2217 | 7.1048 | 6.9747 | 6.8534 | 6.7263 | 6.603 | 6.4772 | 6.3531 | 6.2278
No | PG&E | Com | Lighting | 2013 T-24: NRNC-Lighting-DR Lighting Controls | Possible | Electric Energy (GWh/year) | 0.15228 | 0.15156 | 0.1511 | 0.15082 | 0.15065 | 0.15055 | 0.15039 | 0.15027 | 0.15013 | 0.15001 | 0.14987 | 0.14974 | 0.14961
No | PG&E | Com | Lighting | 2013 T-24: NRNC-Lighting-Egress Lighting Control | Possible | Electric Energy (GWh/year) | 8.2575 | 8.0888 | 7.9262 | 7.7709 | 7.6238 | 7.4856 | 7.3415 | 7.2014 | 7.0586 | 6.9176 | 6.7754 | 6.6339 | 6.492
No | PG&E | Com | Lighting | 2013 T-24: NRNC-Lighting-Hotel Corridors | Possible | Electric Energy (GWh/year) | 0.14575 | 0.14289 | 0.14031 | 0.13801 | 0.13597 | 0.13421 | 0.13226 | 0.13044 | 0.12853 | 0.12668 | 0.12479 | 0.12293 | 0.12105
No | PG&E | Com | Lighting | 2013 T-24: NRNC-Lighting-MF Building Corridors | Possible | Electric Energy (GWh/year) | 1.0527 | 1.0398 | 1.0274 | 1.0157 | 1.0048 | 0.99469 | 0.98405 | 0.97378 | 0.96327 | 0.95292 | 0.94246 | 0.93207 | 0.92164
No | PG&E | Com | Lighting | 2013 T-24: NRNC-Lighting-Office Plug Load Control | Possible | Electric Energy (GWh/year) | 2.411 | 2.3598 | 2.3135 | 2.2725 | 2.2367 | 2.2058 | 2.1716 | 2.1396 | 2.1062 | 2.0737 | 2.0406 | 2.0079 | 1.9749
No | PG&E | Com | Lighting | 2013 T-24: NRNC-Lighting-Outdoor Lighting & Controls | Possible | Electric Energy (GWh/year) | 0.91046 | 0.90316 | 0.89759 | 0.89334 | 0.89012 | 0.88768 | 0.88471 | 0.8821 | 0.87925 | 0.87656 | 0.87376 | 0.87104 | 0.86826
No | PG&E | Com | Lighting | 2013 T-24: NRNC-Lighting-Parking Garage | Possible | Electric Energy (GWh/year) | 1.6856 | 1.6738 | 1.6655 | 1.6598 | 1.6558 | 1.653 | 1.6495 | 1.6465 | 1.6431 | 1.6399 | 1.6366 | 1.6334 | 1.6302
No | PG&E | Com | Lighting | 2013 T-24: NRNC-Lighting-Warehouses and Libraries | Possible | Electric Energy (GWh/year) | 3.13 | 3.0397 | 2.9627 | 2.8978 | 2.8439 | 2.7994 | 2.7485 | 2.7019 | 2.6525 | 2.605 | 2.5562 | 2.5082 | 2.4597
No | PG&E | Com | Lighting | 2008 T-24: Outdoor Lighting | Possible | Electric Energy (GWh/year) | 0.38007 | 0.37681 | 0.37412 | 0.37189 | 0.37005 | 0.36853 | 0.3668 | 0.36521 | 0.36353 | 0.36191 | 0.36025 | 0.35861 | 0.35696
No | PG&E | Com | Lighting | 2008 T-24: Sidelighting | Possible | Electric Energy (GWh/year) | 1.0901 | 1.0847 | 1.0801 | 1.0763 | 1.0731 | 1.0705 | 1.0676 | 1.0648 | 1.0619 | 1.0591 | 1.0563 | 1.0535 | 1.0506
No | PG&E | Com | Lighting | 2008 T-24: Skylighting | Possible | Electric Energy (GWh/year) | 2.8747 | 2.8692 | 2.8651 | 2.8621 | 2.8599 | 2.8583 | 2.8563 | 2.8545 | 2.8526 | 2.8508 | 2.8489 | 2.8471 | 2.8452
No | PG&E | Com | Lighting | T-20: Small Diameter Directional Lamps | Possible | Electric Energy (GWh/year) | 14.1255 | 13.5815 | 0 | 0 | 0 | 0 | 0 | 0 | 0 | 0 | 0 | 0 | 0
No | PG&E | Com | Lighting | 2008 T-24: Tailored Indoor lighting | Possible | Electric Energy (GWh/year) | 1.0108 | 1.0087 | 1.0071 | 1.0059 | 1.005 | 1.0043 | 1.0034 | 1.0027 | 1.0019 | 1.0012 | 1.0004 | 0.99961 | 0.99883
No | PG&E | Com | Lighting | 2019-21 Fed App: Ceiling fan light kits | Possible | Electric Energy (GWh/year) | 0.018851 | 0.017856 | 0.016928 | 0.016055 | 0.015339 | 0.014719 | 0.014019 | 0.013386 | 0.011179 | 0.001491 | 0.0014342 | 0.0013828 | 0.0013362
No | PG&E | Com | Lighting | 2025 T-24: Daylighting - Revise Automatic Daylighting Controls Exceptions (Alterations) | Possible | Electric Energy (GWh/year) |  | 1.1416 | 1.212 | 1.1765 | 1.1409 | 1.1054 | 1.0701 | 1.0349 | 0.99999 | 0.9654 | 0.93117 | 0.89738 | 0.86406
No | PG&E | Com | Lighting | 2025 T-24: Daylighting - Revise Automatic Daylighting Controls Exceptions (New Construction + Additions) | Possible | Electric Energy (GWh/year) | 0 | 0.05208 | 0.30276 | 0.29388 | 0.285 | 0.27613 | 0.2673 | 0.25851 | 0.24979 | 0.24115 | 0.2326 | 0.22416 | 0.21584
No | PG&E | Com | Lighting | 2019 T-20: General Service Lamps - Expanded Scope | Possible | Electric Energy (GWh/year) |  | 1.628 | 1.7246 | 1.5751 | 0.19669 | 0.24417 | 0.24287 | 0.24224 | 0.24194 | 0.24179 | 0.24172 | 0.24168 | 0.24166
No | PG&E | Com | Lighting | 2016 T-20: LED Quality - Tier 2 | Possible | Electric Energy (GWh/year) | 0.016093 | 0.015748 | 0.015374 | 0.015 | 0.014383 | 0.013813 | 0.013295 | 0.012832 | 0.012425 | 0.012071 | 0.011767 | 0.011508 | 0.0042151
No | PG&E | Com | Lighting | 2022 T-24: NRA - Controlled Environment Horticulture - Lighting Efficacy | Possible | Electric Energy (GWh/year) | 5.4359 | 5.0917 | 4.78 | 4.5007 | 4.2526 | 4.0338 | 3.8424 | 3.6759 | 0.29996 | 0 | 0 | 0 | 0
No | PG&E | Com | Lighting | 2022 T-24: NRA - Daylighting - Automatic Daylight Dimming to 10% | Possible | Electric Energy (GWh/year) | 6.71 | 6.5101 | 6.2605 | 5.9559 | 5.5943 | 5.1787 | 0.40077 | 0 | 0 | 0 | 0 | 0 | 0
No | PG&E | Com | Lighting | 2022 T-24: NRA - Grid Integration - Demand Responsive Lighting Systems | Possible | Electric Energy (GWh/year) | 0.034439 | 0.030784 | 0.028557 | 0.027202 | 0.026378 | 0.015137 | 0 | 0 | 0 | 0 | 0 | 0 | 0
No | PG&E | Com | Lighting | 2022 T-24: NRA - Indoor Lighting - Lighting Power Densities | Possible | Electric Energy (GWh/year) | 12.9169 | 12.8038 | 12.6632 | 12.4953 | 12.3043 | 12.0984 | 11.8891 | 11.6885 | 11.5068 | 11.3507 | 11.2223 | 11.1206 | 11.0423
No | PG&E | Com | Lighting | 2022 T-24: NRA - Indoor Lighting - Multi-zone Occupancy Sensing in Large Offices | Possible | Electric Energy (GWh/year) | 8.4762 | 8.1621 | 7.8354 | 7.5067 | 7.1869 | 6.886 | 0.56151 | 0 | 0 | 0 | 0 | 0 | 0
No | PG&E | Com | Lighting | 2022 T-24: NRA - Outdoor Lighting - Lighting Power Allowances for General Hardscapes | Possible | Electric Energy (GWh/year) | 2.5275 | 2.5275 | 2.5275 | 2.5275 | 2.5275 | 2.5275 | 2.5275 | 2.5275 | 2.5275 | 2.5275 | 2.5275 | 2.5275 | 2.5275
No | PG&E | Com | Lighting | 2022 T-24: NRA - Outdoor Lighting - Lighting Zone Reclassification | Possible | Electric Energy (GWh/year) | 0.29259 | 0.29259 | 0.29259 | 0.29259 | 0.29259 | 0.29259 | 0.29259 | 0.29259 | 0.29259 | 0.29259 | 0.29259 | 0.29259 | 0.29259
No | PG&E | Com | Lighting | 2019 T-24: NRA-Indoor Lighting-Alterations (Control) | Possible | Electric Energy (GWh/year) | 0.040374 | 0.037859 | 0.034922 | 0.03161 | 0.028022 | 0.024299 | 0.020602 | 0.017091 | 0.013894 | 0.011092 | 0.00074048 | 0 | 0
No | PG&E | Com | Lighting | 2019 T-24: NRA-Indoor Lighting-Alterations (LPD) | Possible | Electric Energy (GWh/year) | 1.3581 | 1.0002 | 0.71863 | 0.50663 | 0.35218 | 0.24235 | 0.16559 | 0.11258 | 0.076279 | 0.051563 | 0.0029557 | 0 | 0
No | PG&E | Com | Lighting | 2019 T-24: NRA-Indoor Lighting-New Controls | Possible | Electric Energy (GWh/year) | 2.5199 | 2.3629 | 2.1796 | 1.9729 | 1.749 | 1.5166 | 1.2858 | 1.0667 | 0.86718 | 0.69232 | 0.046216 | 0 | 0
No | PG&E | Com | Lighting | 2019 T-24: NRA-Indoor Lighting-New LPD | Possible | Electric Energy (GWh/year) | 12.4363 | 9.1587 | 6.5806 | 4.6393 | 3.225 | 2.2193 | 1.5163 | 1.0309 | 0.6985 | 0.47217 | 0.027066 | 0 | 0
No | PG&E | Com | Lighting | 2019 T-24: NRA-Outdoor Lighting-Controls | Possible | Electric Energy (GWh/year) | 2.7858 | 2.6123 | 2.4096 | 2.1811 | 1.9335 | 1.6766 | 1.4215 | 1.1793 | 0.95869 | 0.76538 | 0.051093 | 0 | 0
No | PG&E | Com | Lighting | 2019 T-24: NRA-Outdoor Lighting-LPA (General Hardscape) | Possible | Electric Energy (GWh/year) | 2.0185 | 1.4865 | 1.0681 | 0.75299 | 0.52344 | 0.3602 | 0.24611 | 0.16732 | 0.11337 | 0.076638 | 0.004393 | 0 | 0
No | PG&E | Com | Lighting | 2019 T-24: NRA-Outdoor Lighting-LPA (Specific Applications) | Possible | Electric Energy (GWh/year) | 1.984 | 1.4611 | 1.0498 | 0.74011 | 0.51449 | 0.35404 | 0.2419 | 0.16446 | 0.11143 | 0.075327 | 0.0043179 | 0 | 0
No | PG&E | Com | Lighting | 2022 T-24: NRNC - Controlled Environment Horticulture - Lighting Efficacy | Possible | Electric Energy (GWh/year) | 14.8127 | 13.8747 | 13.0255 | 12.2643 | 11.5881 | 10.9921 | 10.4704 | 10.0167 | 9.6241 | 9.2859 | 8.9958 | 8.7478 | 8.5364
No | PG&E | Com | Lighting | 2022 T-24: NRNC - Daylighting - Automatic Daylight Dimming to 10% | Possible | Electric Energy (GWh/year) | 1.3442 | 1.3042 | 1.2542 | 1.1932 | 1.1207 | 1.0375 | 0.94533 | 0.84748 | 0.74803 | 0.65138 | 0.56144 | 0.48105 | 0.41175
No | PG&E | Com | Lighting | 2022 T-24: NRNC - Grid Integration - Demand Responsive Lighting Systems | Possible | Electric Energy (GWh/year) |  | 0.0011342 | 0.0010521 | 0.0010022 | 0.00097186 | 0.00095344 | 0.00094226 | 0.00093548 | 0.00093137 | 0.00092887 | 0.00092736 | 0.00092644 | 0.00092588
No | PG&E | Com | Lighting | 2022 T-24: NRNC - Indoor Lighting - Lighting Power Densities | Possible | Electric Energy (GWh/year) |  | 2.8248 | 2.7938 | 2.7568 | 2.7146 | 2.6692 | 2.623 | 2.5788 | 2.5387 | 2.5042 | 2.4759 | 2.4535 | 2.4362
No | PG&E | Com | Lighting | 2022 T-24: NRNC - Indoor Lighting - Multi-zone Occupancy Sensing in Large Offices | Possible | Electric Energy (GWh/year) |  | 5.2544 | 5.044 | 4.8324 | 4.6266 | 4.4329 | 4.256 | 4.0992 | 3.9634 | 3.8485 | 3.753 | 3.6749 | 3.6117
No | PG&E | Com | Lighting | 2022 T-24: NRNC - Outdoor Lighting - Nonresidential Lighting Power Allowances for General Hardscapes | Possible | Electric Energy (GWh/year) |  | 0.81182 | 0.81182 | 0.81182 | 0.81182 | 0.81182 | 0.81182 | 0.81182 | 0.81182 | 0.81182 | 0.81182 | 0.81182 | 0.81182
No | PG&E | Com | Lighting | 2022 T-24: NRNC - Outdoor Lighting - Nonresidential Lighting Zone Reclassification | Possible | Electric Energy (GWh/year) |  | 0.094781 | 0.094781 | 0.094781 | 0.094781 | 0.094781 | 0.094781 | 0.094781 | 0.094781 | 0.094781 | 0.094781 | 0.094781 | 0.094781
No | PG&E | Com | Lighting | 2019 T-24: NRNC-Indoor Lighting-Controls | Possible | Electric Energy (GWh/year) |  | 1.5406 | 1.4211 | 1.2863 | 1.1403 | 0.98878 | 0.83835 | 0.69549 | 0.56539 | 0.45138 | 0.35479 | 0.27525 | 0.21129
No | PG&E | Com | Lighting | 2019 T-24: NRNC-Indoor Lighting-LPD | Possible | Electric Energy (GWh/year) |  | 3.151 | 2.264 | 1.5961 | 1.1095 | 0.76353 | 0.52168 | 0.35468 | 0.24032 | 0.16245 | 0.10964 | 0.073919 | 0.049799
No | PG&E | Com | Lighting | 2019 T-24: NRNC-Outdoor Lighting-Controls | Possible | Electric Energy (GWh/year) |  | 0.89164 | 0.82246 | 0.74447 | 0.65998 | 0.57227 | 0.48521 | 0.40252 | 0.32723 | 0.26125 | 0.20534 | 0.15931 | 0.12229
No | PG&E | Com | Lighting | 2019 T-24: NRNC-Outdoor Lighting-LPA (General Hardscape) | Possible | Electric Energy (GWh/year) |  | 1.0713 | 0.88873 | 0.72249 | 0.5768 | 0.45337 | 0.35173 | 0.27 | 0.20552 | 0.15541 | 0.11692 | 0.087614 | 0.065462
No | PG&E | Com | Lighting | 2019 T-24: NRNC-Outdoor Lighting-LPA (Specific Applications) | Possible | Electric Energy (GWh/year) |  | 1.0479 | 0.86929 | 0.70668 | 0.56418 | 0.44345 | 0.34404 | 0.26409 | 0.20102 | 0.15201 | 0.11436 | 0.085697 | 0.064029
No | SCE | Com | Lighting | 2005 T-24: Bi-level lighting control credits | On-the-books | Electric Energy (GWh/year) | 0.014111 | 0.014024 | 0.013942 | 0.013865 | 0.013793 | 0.013725 | 0.013655 | 0.013586 | 0.013516 | 0.013447 | 0.013378 | 0.013309 | 0.013239
No | SCE | Com | Lighting | T-20: Dimming Ballasts | On-the-books | Electric Energy (GWh/year) | 3.6082 | 3.6177 | 3.6272 | 3.6367 | 0 | 0 | 0 | 0 | 0 | 0 | 0 | 0 | 0
No | SCE | Com | Lighting | 2008 T-20: General Purpose Lighting -- 60 and 40 watt | On-the-books | Electric Energy (GWh/year) | 0 | 0 | 0 | 0 | 0 | 0 | 0 | 0 | 0 | 0 | 0 | 0 | 0
No | SCE | Com | Lighting | Fed Appliance: General Service Fluorescent Lamps #1 | On-the-books | Electric Energy (GWh/year) | 1.1419 | 1.1392 | 1.1373 | 1.136 | 1.135 | 1.1343 | 1.1334 | 1.1327 | 1.1318 | 1.1311 | 1.1302 | 1.1295 | 1.1286
No | SCE | Com | Lighting | Fed Appliance: GSFLs | On-the-books | Electric Energy (GWh/year) | 31.7844 | 31.8629 | 31.9413 | 32.0198 | 0 | 0 | 0 | 0 | 0 | 0 | 0 | 0 | 0
No | SCE | Com | Lighting | 2006 T-20: General Service Incandescent Lamps, Tier 2 #3 | On-the-books | Electric Energy (GWh/year) | 0.00054298 | 0.00054274 | 0.00054254 | 0.00054238 | 0.00054225 | 0.00054215 | 0.00054202 | 0.00054191 | 0.00054179 | 0.00054168 | 0.00054156 | 0.00054145 | 0.00054133
No | SCE | Com | Lighting | T-20: GSLs - Original Scope - Tier 2 | On-the-books | Electric Energy (GWh/year) | 7.6223 | 7.2894 | 6.9564 | 6.6235 | 6.2906 | 5.9577 | 5.6247 | 5.2918 | 4.9589 | 0.63806 | 0.59214 | 0.54622 | 0.5003
No | SCE | Com | Lighting | T-20: LED Lamps - Tier 1 | On-the-books | Electric Energy (GWh/year) | 0.70533 | 0.66023 | 0.61513 | 0.57003 | 0.52492 | 0.47982 | 0.43472 | 0.38961 | 0.34451 | 0.29941 | 0.03695 | 0.030397 | 0.023843
No | SCE | Com | Lighting | Fed Appliance: Incandescent Reflector Lamps | On-the-books | Electric Energy (GWh/year) | 0.0047812 | 0.004664 | 0.0045691 | 0.0044938 | 0.0044351 | 0.0043898 | 0.0043355 | 0.0042873 | 0.004235 | 0.0041854 | 0.004134 | 0.0040838 | 0.0040328
No | SCE | Com | Lighting | 2005 T-24: Lighting controls under skylights | On-the-books | Electric Energy (GWh/year) | 0.18155 | 0.18093 | 0.18047 | 0.18013 | 0.17988 | 0.1797 | 0.17948 | 0.17928 | 0.17906 | 0.17886 | 0.17865 | 0.17844 | 0.17823
No | SCE | Com | Lighting | Fed Appliance: Metal Halide Lamp Fixtures | On-the-books | Electric Energy (GWh/year) | 0.38875 | 0.37457 | 0.36038 | 0.3462 | 0.33201 | 0.31783 | 0.30365 | 0.28946 | 0.27528 | 0.26109 | 0.24691 | 0.23272 | 0.21854
No | SCE | Com | Lighting | 2005 T-20: Modular Furniture Task Lighting Fixtures | On-the-books | Electric Energy (GWh/year) | 0.015747 | 0.015702 | 0.01567 | 0.015646 | 0.015629 | 0.015617 | 0.015602 | 0.015589 | 0.015574 | 0.015561 | 0.015546 | 0.015533 | 0.015518
No | SCE | Com | Lighting | 2016 T-24: Nonresidential Lighting Alterations (Units = sq ft) | On-the-books | Electric Energy (GWh/year) | 14.5745 | 14.3905 | 14.1963 | 13.9981 | 13.802 | 13.6038 | 13.4014 | 0 | 0 | 0 | 0 | 0 | 0
No | SCE | Com | Lighting | 2013 T-24: NRA-Lighting-Alterations-Existing Measures | On-the-books | Electric Energy (GWh/year) | 18.1905 | 17.9596 | 17.7779 | 17.636 | 8.691 | 0 | 0 | 0 | 0 | 0 | 0 | 0 | 0
No | SCE | Com | Lighting | 2013 T-24: NRA-Lighting-Alterations-New Measures | On-the-books | Electric Energy (GWh/year) | 26.2556 | 25.9389 | 25.6702 | 25.4435 | 12.5227 | 0 | 0 | 0 | 0 | 0 | 0 | 0 | 0
No | SCE | Com | Lighting | 2016 T-24: NRA-Lighting-ASHRAE Elevator Lighting & Ventilation | On-the-books | Electric Energy (GWh/year) | 0.13774 | 0.13654 | 0.13572 | 0.13517 | 0.13479 | 0.13454 | 0.1342 | 0 | 0 | 0 | 0 | 0 | 0
No | SCE | Com | Lighting | 2013 T-24: NRA-Lighting-Egress Lighting Control | On-the-books | Electric Energy (GWh/year) | 16.9527 | 16.661 | 16.3909 | 16.1426 | 7.8924 | 0 | 0 | 0 | 0 | 0 | 0 | 0 | 0
No | SCE | Com | Lighting | 2013 T-24: NRA-Lighting-Hotel Corridors | On-the-books | Electric Energy (GWh/year) | 0.28775 | 0.28448 | 0.28167 | 0.27929 | 0.1375 | 0 | 0 | 0 | 0 | 0 | 0 | 0 | 0
No | SCE | Com | Lighting | 2013 T-24: NRA-Lighting-MF Building Corridors | On-the-books | Electric Energy (GWh/year) | 0.90992 | 0.90147 | 0.8938 | 0.88689 | 0.43673 | 0 | 0 | 0 | 0 | 0 | 0 | 0 | 0
No | SCE | Com | Lighting | 2016 T-24: NRA-Lighting-Outdoor Lighting Controls (unit = control) | On-the-books | Electric Energy (GWh/year) | 0.094795 | 0.09397 | 0.093409 | 0.093028 | 0.092769 | 0.092593 | 0.092362 | 0 | 0 | 0 | 0 | 0 | 0
No | SCE | Com | Lighting | 2013 T-24: NRA-Lighting-Warehouses and Libraries | On-the-books | Electric Energy (GWh/year) | 7.7825 | 7.6811 | 7.5985 | 7.5317 | 3.7081 | 0 | 0 | 0 | 0 | 0 | 0 | 0 | 0
No | SCE | Com | Lighting | 2013 T-24: NRNC-Lighting-Controllable Lighting | On-the-books | Electric Energy (GWh/year) | 7.907 | 7.6995 | 7.5171 | 7.3584 | 7.2217 | 7.1048 | 6.9747 | 6.8534 | 6.7263 | 6.603 | 6.4772 | 6.3531 | 6.2278
No | SCE | Com | Lighting | 2013 T-24: NRNC-Lighting-DR Lighting Controls | On-the-books | Electric Energy (GWh/year) | 0.15228 | 0.15156 | 0.1511 | 0.15082 | 0.15065 | 0.15055 | 0.15039 | 0.15027 | 0.15013 | 0.15001 | 0.14987 | 0.14974 | 0.14961
No | SCE | Com | Lighting | 2013 T-24: NRNC-Lighting-Egress Lighting Control | On-the-books | Electric Energy (GWh/year) | 8.2575 | 8.0888 | 7.9262 | 7.7709 | 7.6238 | 7.4856 | 7.3415 | 7.2014 | 7.0586 | 6.9176 | 6.7754 | 6.6339 | 6.492
No | SCE | Com | Lighting | 2013 T-24: NRNC-Lighting-Hotel Corridors | On-the-books | Electric Energy (GWh/year) | 0.14575 | 0.14289 | 0.14031 | 0.13801 | 0.13597 | 0.13421 | 0.13226 | 0.13044 | 0.12853 | 0.12668 | 0.12479 | 0.12293 | 0.12105
No | SCE | Com | Lighting | 2013 T-24: NRNC-Lighting-MF Building Corridors | On-the-books | Electric Energy (GWh/year) | 1.0527 | 1.0398 | 1.0274 | 1.0157 | 1.0048 | 0.99469 | 0.98405 | 0.97378 | 0.96327 | 0.95292 | 0.94246 | 0.93207 | 0.92164
No | SCE | Com | Lighting | 2013 T-24: NRNC-Lighting-Office Plug Load Control | On-the-books | Electric Energy (GWh/year) | 2.411 | 2.3598 | 2.3135 | 2.2725 | 2.2367 | 2.2058 | 2.1716 | 2.1396 | 2.1062 | 2.0737 | 2.0406 | 2.0079 | 1.9749
No | SCE | Com | Lighting | 2013 T-24: NRNC-Lighting-Outdoor Lighting & Controls | On-the-books | Electric Energy (GWh/year) | 0.91046 | 0.90316 | 0.89759 | 0.89334 | 0.89012 | 0.88768 | 0.88471 | 0.8821 | 0.87925 | 0.87656 | 0.87376 | 0.87104 | 0.86826
No | SCE | Com | Lighting | 2013 T-24: NRNC-Lighting-Parking Garage | On-the-books | Electric Energy (GWh/year) | 1.6856 | 1.6738 | 1.6655 | 1.6598 | 1.6558 | 1.653 | 1.6495 | 1.6465 | 1.6431 | 1.6399 | 1.6366 | 1.6334 | 1.6302
No | SCE | Com | Lighting | 2013 T-24: NRNC-Lighting-Warehouses and Libraries | On-the-books | Electric Energy (GWh/year) | 3.13 | 3.0397 | 2.9627 | 2.8978 | 2.8439 | 2.7994 | 2.7485 | 2.7019 | 2.6525 | 2.605 | 2.5562 | 2.5082 | 2.4597
No | SCE | Com | Lighting | 2008 T-24: Outdoor Lighting | On-the-books | Electric Energy (GWh/year) | 0.38007 | 0.37681 | 0.37412 | 0.37189 | 0.37005 | 0.36853 | 0.3668 | 0.36521 | 0.36353 | 0.36191 | 0.36025 | 0.35861 | 0.35696
No | SCE | Com | Lighting | 2008 T-24: Sidelighting | On-the-books | Electric Energy (GWh/year) | 1.0901 | 1.0847 | 1.0801 | 1.0763 | 1.0731 | 1.0705 | 1.0676 | 1.0648 | 1.0619 | 1.0591 | 1.0563 | 1.0535 | 1.0506
No | SCE | Com | Lighting | 2008 T-24: Skylighting | On-the-books | Electric Energy (GWh/year) | 2.8747 | 2.8692 | 2.8651 | 2.8621 | 2.8599 | 2.8583 | 2.8563 | 2.8545 | 2.8526 | 2.8508 | 2.8489 | 2.8471 | 2.8452
No | SCE | Com | Lighting | T-20: Small Diameter Directional Lamps | On-the-books | Electric Energy (GWh/year) | 14.1255 | 13.5815 | 0 | 0 | 0 | 0 | 0 | 0 | 0 | 0 | 0 | 0 | 0
No | SCE | Com | Lighting | 2008 T-24: Tailored Indoor lighting | On-the-books | Electric Energy (GWh/year) | 1.0108 | 1.0087 | 1.0071 | 1.0059 | 1.005 | 1.0043 | 1.0034 | 1.0027 | 1.0019 | 1.0012 | 1.0004 | 0.99961 | 0.99883
No | SCE | Com | Lighting | 2019-21 Fed App: Ceiling fan light kits | On-the-books | Electric Energy (GWh/year) | 0.018851 | 0.017856 | 0.016928 | 0.016055 | 0.015339 | 0.014719 | 0.014019 | 0.013386 | 0.011179 | 0.001491 | 0.0014342 | 0.0013828 | 0.0013362
No | SCE | Com | Lighting | 2025 T-24: Daylighting - Revise Automatic Daylighting Controls Exceptions (Alterations) | On-the-books | Electric Energy (GWh/year) |  | 1.1416 | 1.212 | 1.1765 | 1.1409 | 1.1054 | 1.0701 | 1.0349 | 0.99999 | 0.9654 | 0.93117 | 0.89738 | 0.86406
No | SCE | Com | Lighting | 2025 T-24: Daylighting - Revise Automatic Daylighting Controls Exceptions (New Construction + Additions) | On-the-books | Electric Energy (GWh/year) | 0 | 0.05208 | 0.30276 | 0.29388 | 0.285 | 0.27613 | 0.2673 | 0.25851 | 0.24979 | 0.24115 | 0.2326 | 0.22416 | 0.21584
No | SCE | Com | Lighting | 2019 T-20: General Service Lamps - Expanded Scope | On-the-books | Electric Energy (GWh/year) |  | 1.628 | 1.7246 | 1.5751 | 0.19669 | 0.24417 | 0.24287 | 0.24224 | 0.24194 | 0.24179 | 0.24172 | 0.24168 | 0.24166
No | SCE | Com | Lighting | 2016 T-20: LED Quality - Tier 2 | On-the-books | Electric Energy (GWh/year) | 0.016093 | 0.015748 | 0.015374 | 0.015 | 0.014383 | 0.013813 | 0.013295 | 0.012832 | 0.012425 | 0.012071 | 0.011767 | 0.011508 | 0.0042151
No | SCE | Com | Lighting | 2022 T-24: NRA - Controlled Environment Horticulture - Lighting Efficacy | On-the-books | Electric Energy (GWh/year) | 5.4359 | 5.0917 | 4.78 | 4.5007 | 4.2526 | 4.0338 | 3.8424 | 3.6759 | 0.29996 | 0 | 0 | 0 | 0
No | SCE | Com | Lighting | 2022 T-24: NRA - Daylighting - Automatic Daylight Dimming to 10% | On-the-books | Electric Energy (GWh/year) | 6.71 | 6.5101 | 6.2605 | 5.9559 | 5.5943 | 5.1787 | 0.40077 | 0 | 0 | 0 | 0 | 0 | 0
No | SCE | Com | Lighting | 2022 T-24: NRA - Grid Integration - Demand Responsive Lighting Systems | On-the-books | Electric Energy (GWh/year) | 0.034439 | 0.030784 | 0.028557 | 0.027202 | 0.026378 | 0.015137 | 0 | 0 | 0 | 0 | 0 | 0 | 0
No | SCE | Com | Lighting | 2022 T-24: NRA - Indoor Lighting - Lighting Power Densities | On-the-books | Electric Energy (GWh/year) | 12.9169 | 12.8038 | 12.6632 | 12.4953 | 12.3043 | 12.0984 | 11.8891 | 11.6885 | 11.5068 | 11.3507 | 11.2223 | 11.1206 | 11.0423
No | SCE | Com | Lighting | 2022 T-24: NRA - Indoor Lighting - Multi-zone Occupancy Sensing in Large Offices | On-the-books | Electric Energy (GWh/year) | 8.4762 | 8.1621 | 7.8354 | 7.5067 | 7.1869 | 6.886 | 0.56151 | 0 | 0 | 0 | 0 | 0 | 0
No | SCE | Com | Lighting | 2022 T-24: NRA - Outdoor Lighting - Lighting Power Allowances for General Hardscapes | On-the-books | Electric Energy (GWh/year) | 2.5275 | 2.5275 | 2.5275 | 2.5275 | 2.5275 | 2.5275 | 2.5275 | 2.5275 | 2.5275 | 2.5275 | 2.5275 | 2.5275 | 2.5275
No | SCE | Com | Lighting | 2022 T-24: NRA - Outdoor Lighting - Lighting Zone Reclassification | On-the-books | Electric Energy (GWh/year) | 0.29259 | 0.29259 | 0.29259 | 0.29259 | 0.29259 | 0.29259 | 0.29259 | 0.29259 | 0.29259 | 0.29259 | 0.29259 | 0.29259 | 0.29259
No | SCE | Com | Lighting | 2019 T-24: NRA-Indoor Lighting-Alterations (Control) | On-the-books | Electric Energy (GWh/year) | 0.040374 | 0.037859 | 0.034922 | 0.03161 | 0.028022 | 0.024299 | 0.020602 | 0.017091 | 0.013894 | 0.011092 | 0.00074048 | 0 | 0
No | SCE | Com | Lighting | 2019 T-24: NRA-Indoor Lighting-Alterations (LPD) | On-the-books | Electric Energy (GWh/year) | 1.3581 | 1.0002 | 0.71863 | 0.50663 | 0.35218 | 0.24235 | 0.16559 | 0.11258 | 0.076279 | 0.051563 | 0.0029557 | 0 | 0
No | SCE | Com | Lighting | 2019 T-24: NRA-Indoor Lighting-New Controls | On-the-books | Electric Energy (GWh/year) | 2.5199 | 2.3629 | 2.1796 | 1.9729 | 1.749 | 1.5166 | 1.2858 | 1.0667 | 0.86718 | 0.69232 | 0.046216 | 0 | 0
No | SCE | Com | Lighting | 2019 T-24: NRA-Indoor Lighting-New LPD | On-the-books | Electric Energy (GWh/year) | 12.4363 | 9.1587 | 6.5806 | 4.6393 | 3.225 | 2.2193 | 1.5163 | 1.0309 | 0.6985 | 0.47217 | 0.027066 | 0 | 0
No | SCE | Com | Lighting | 2019 T-24: NRA-Outdoor Lighting-Controls | On-the-books | Electric Energy (GWh/year) | 2.7858 | 2.6123 | 2.4096 | 2.1811 | 1.9335 | 1.6766 | 1.4215 | 1.1793 | 0.95869 | 0.76538 | 0.051093 | 0 | 0
No | SCE | Com | Lighting | 2019 T-24: NRA-Outdoor Lighting-LPA (General Hardscape) | On-the-books | Electric Energy (GWh/year) | 2.0185 | 1.4865 | 1.0681 | 0.75299 | 0.52344 | 0.3602 | 0.24611 | 0.16732 | 0.11337 | 0.076638 | 0.004393 | 0 | 0
No | SCE | Com | Lighting | 2019 T-24: NRA-Outdoor Lighting-LPA (Specific Applications) | On-the-books | Electric Energy (GWh/year) | 1.984 | 1.4611 | 1.0498 | 0.74011 | 0.51449 | 0.35404 | 0.2419 | 0.16446 | 0.11143 | 0.075327 | 0.0043179 | 0 | 0
No | SCE | Com | Lighting | 2022 T-24: NRNC - Controlled Environment Horticulture - Lighting Efficacy | On-the-books | Electric Energy (GWh/year) | 14.8127 | 13.8747 | 13.0255 | 12.2643 | 11.5881 | 10.9921 | 10.4704 | 10.0167 | 9.6241 | 9.2859 | 8.9958 | 8.7478 | 8.5364
No | SCE | Com | Lighting | 2022 T-24: NRNC - Daylighting - Automatic Daylight Dimming to 10% | On-the-books | Electric Energy (GWh/year) | 1.3442 | 1.3042 | 1.2542 | 1.1932 | 1.1207 | 1.0375 | 0.94533 | 0.84748 | 0.74803 | 0.65138 | 0.56144 | 0.48105 | 0.41175
No | SCE | Com | Lighting | 2022 T-24: NRNC - Grid Integration - Demand Responsive Lighting Systems | On-the-books | Electric Energy (GWh/year) |  | 0.0011342 | 0.0010521 | 0.0010022 | 0.00097186 | 0.00095344 | 0.00094226 | 0.00093548 | 0.00093137 | 0.00092887 | 0.00092736 | 0.00092644 | 0.00092588
No | SCE | Com | Lighting | 2022 T-24: NRNC - Indoor Lighting - Lighting Power Densities | On-the-books | Electric Energy (GWh/year) |  | 2.8248 | 2.7938 | 2.7568 | 2.7146 | 2.6692 | 2.623 | 2.5788 | 2.5387 | 2.5042 | 2.4759 | 2.4535 | 2.4362
No | SCE | Com | Lighting | 2022 T-24: NRNC - Indoor Lighting - Multi-zone Occupancy Sensing in Large Offices | On-the-books | Electric Energy (GWh/year) |  | 5.2544 | 5.044 | 4.8324 | 4.6266 | 4.4329 | 4.256 | 4.0992 | 3.9634 | 3.8485 | 3.753 | 3.6749 | 3.6117
No | SCE | Com | Lighting | 2022 T-24: NRNC - Outdoor Lighting - Nonresidential Lighting Power Allowances for General Hardscapes | On-the-books | Electric Energy (GWh/year) |  | 0.81182 | 0.81182 | 0.81182 | 0.81182 | 0.81182 | 0.81182 | 0.81182 | 0.81182 | 0.81182 | 0.81182 | 0.81182 | 0.81182
No | SCE | Com | Lighting | 2022 T-24: NRNC - Outdoor Lighting - Nonresidential Lighting Zone Reclassification | On-the-books | Electric Energy (GWh/year) |  | 0.094781 | 0.094781 | 0.094781 | 0.094781 | 0.094781 | 0.094781 | 0.094781 | 0.094781 | 0.094781 | 0.094781 | 0.094781 | 0.094781
No | SCE | Com | Lighting | 2019 T-24: NRNC-Indoor Lighting-Controls | On-the-books | Electric Energy (GWh/year) |  | 1.5406 | 1.4211 | 1.2863 | 1.1403 | 0.98878 | 0.83835 | 0.69549 | 0.56539 | 0.45138 | 0.35479 | 0.27525 | 0.21129
No | SCE | Com | Lighting | 2019 T-24: NRNC-Indoor Lighting-LPD | On-the-books | Electric Energy (GWh/year) |  | 3.151 | 2.264 | 1.5961 | 1.1095 | 0.76353 | 0.52168 | 0.35468 | 0.24032 | 0.16245 | 0.10964 | 0.073919 | 0.049799
No | SCE | Com | Lighting | 2019 T-24: NRNC-Outdoor Lighting-Controls | On-the-books | Electric Energy (GWh/year) |  | 0.89164 | 0.82246 | 0.74447 | 0.65998 | 0.57227 | 0.48521 | 0.40252 | 0.32723 | 0.26125 | 0.20534 | 0.15931 | 0.12229
No | SCE | Com | Lighting | 2019 T-24: NRNC-Outdoor Lighting-LPA (General Hardscape) | On-the-books | Electric Energy (GWh/year) |  | 1.0713 | 0.88873 | 0.72249 | 0.5768 | 0.45337 | 0.35173 | 0.27 | 0.20552 | 0.15541 | 0.11692 | 0.087614 | 0.065462
No | SCE | Com | Lighting | 2019 T-24: NRNC-Outdoor Lighting-LPA (Specific Applications) | On-the-books | Electric Energy (GWh/year) |  | 1.0479 | 0.86929 | 0.70668 | 0.56418 | 0.44345 | 0.34404 | 0.26409 | 0.20102 | 0.15201 | 0.11436 | 0.085697 | 0.064029
No | SCE | Com | Lighting | 2005 T-24: Bi-level lighting control credits | Expected | Electric Energy (GWh/year) | 0.014111 | 0.014024 | 0.013942 | 0.013865 | 0.013793 | 0.013725 | 0.013655 | 0.013586 | 0.013516 | 0.013447 | 0.013378 | 0.013309 | 0.013239
No | SCE | Com | Lighting | T-20: Dimming Ballasts | Expected | Electric Energy (GWh/year) | 3.6082 | 3.6177 | 3.6272 | 3.6367 | 0 | 0 | 0 | 0 | 0 | 0 | 0 | 0 | 0
No | SCE | Com | Lighting | 2008 T-20: General Purpose Lighting -- 60 and 40 watt | Expected | Electric Energy (GWh/year) | 0 | 0 | 0 | 0 | 0 | 0 | 0 | 0 | 0 | 0 | 0 | 0 | 0
No | SCE | Com | Lighting | Fed Appliance: General Service Fluorescent Lamps #1 | Expected | Electric Energy (GWh/year) | 1.1419 | 1.1392 | 1.1373 | 1.136 | 1.135 | 1.1343 | 1.1334 | 1.1327 | 1.1318 | 1.1311 | 1.1302 | 1.1295 | 1.1286
No | SCE | Com | Lighting | Fed Appliance: GSFLs | Expected | Electric Energy (GWh/year) | 31.7844 | 31.8629 | 31.9413 | 32.0198 | 0 | 0 | 0 | 0 | 0 | 0 | 0 | 0 | 0
No | SCE | Com | Lighting | 2006 T-20: General Service Incandescent Lamps, Tier 2 #3 | Expected | Electric Energy (GWh/year) | 0.00054298 | 0.00054274 | 0.00054254 | 0.00054238 | 0.00054225 | 0.00054215 | 0.00054202 | 0.00054191 | 0.00054179 | 0.00054168 | 0.00054156 | 0.00054145 | 0.00054133
No | SCE | Com | Lighting | T-20: GSLs - Original Scope - Tier 2 | Expected | Electric Energy (GWh/year) | 7.6223 | 7.2894 | 6.9564 | 6.6235 | 6.2906 | 5.9577 | 5.6247 | 5.2918 | 4.9589 | 0.63806 | 0.59214 | 0.54622 | 0.5003
No | SCE | Com | Lighting | T-20: LED Lamps - Tier 1 | Expected | Electric Energy (GWh/year) | 0.70533 | 0.66023 | 0.61513 | 0.57003 | 0.52492 | 0.47982 | 0.43472 | 0.38961 | 0.34451 | 0.29941 | 0.03695 | 0.030397 | 0.023843
No | SCE | Com | Lighting | Fed Appliance: Incandescent Reflector Lamps | Expected | Electric Energy (GWh/year) | 0.0047812 | 0.004664 | 0.0045691 | 0.0044938 | 0.0044351 | 0.0043898 | 0.0043355 | 0.0042873 | 0.004235 | 0.0041854 | 0.004134 | 0.0040838 | 0.0040328
No | SCE | Com | Lighting | 2005 T-24: Lighting controls under skylights | Expected | Electric Energy (GWh/year) | 0.18155 | 0.18093 | 0.18047 | 0.18013 | 0.17988 | 0.1797 | 0.17948 | 0.17928 | 0.17906 | 0.17886 | 0.17865 | 0.17844 | 0.17823
No | SCE | Com | Lighting | Fed Appliance: Metal Halide Lamp Fixtures | Expected | Electric Energy (GWh/year) | 0.38875 | 0.37457 | 0.36038 | 0.3462 | 0.33201 | 0.31783 | 0.30365 | 0.28946 | 0.27528 | 0.26109 | 0.24691 | 0.23272 | 0.21854
No | SCE | Com | Lighting | 2005 T-20: Modular Furniture Task Lighting Fixtures | Expected | Electric Energy (GWh/year) | 0.015747 | 0.015702 | 0.01567 | 0.015646 | 0.015629 | 0.015617 | 0.015602 | 0.015589 | 0.015574 | 0.015561 | 0.015546 | 0.015533 | 0.015518
No | SCE | Com | Lighting | 2016 T-24: Nonresidential Lighting Alterations (Units = sq ft) | Expected | Electric Energy (GWh/year) | 14.5745 | 14.3905 | 14.1963 | 13.9981 | 13.802 | 13.6038 | 13.4014 | 0 | 0 | 0 | 0 | 0 | 0
No | SCE | Com | Lighting | 2013 T-24: NRA-Lighting-Alterations-Existing Measures | Expected | Electric Energy (GWh/year) | 18.1905 | 17.9596 | 17.7779 | 17.636 | 8.691 | 0 | 0 | 0 | 0 | 0 | 0 | 0 | 0
No | SCE | Com | Lighting | 2013 T-24: NRA-Lighting-Alterations-New Measures | Expected | Electric Energy (GWh/year) | 26.2556 | 25.9389 | 25.6702 | 25.4435 | 12.5227 | 0 | 0 | 0 | 0 | 0 | 0 | 0 | 0
No | SCE | Com | Lighting | 2016 T-24: NRA-Lighting-ASHRAE Elevator Lighting & Ventilation | Expected | Electric Energy (GWh/year) | 0.13774 | 0.13654 | 0.13572 | 0.13517 | 0.13479 | 0.13454 | 0.1342 | 0 | 0 | 0 | 0 | 0 | 0
No | SCE | Com | Lighting | 2013 T-24: NRA-Lighting-Egress Lighting Control | Expected | Electric Energy (GWh/year) | 16.9527 | 16.661 | 16.3909 | 16.1426 | 7.8924 | 0 | 0 | 0 | 0 | 0 | 0 | 0 | 0
No | SCE | Com | Lighting | 2013 T-24: NRA-Lighting-Hotel Corridors | Expected | Electric Energy (GWh/year) | 0.28775 | 0.28448 | 0.28167 | 0.27929 | 0.1375 | 0 | 0 | 0 | 0 | 0 | 0 | 0 | 0
No | SCE | Com | Lighting | 2013 T-24: NRA-Lighting-MF Building Corridors | Expected | Electric Energy (GWh/year) | 0.90992 | 0.90147 | 0.8938 | 0.88689 | 0.43673 | 0 | 0 | 0 | 0 | 0 | 0 | 0 | 0
No | SCE | Com | Lighting | 2016 T-24: NRA-Lighting-Outdoor Lighting Controls (unit = control) | Expected | Electric Energy (GWh/year) | 0.094795 | 0.09397 | 0.093409 | 0.093028 | 0.092769 | 0.092593 | 0.092362 | 0 | 0 | 0 | 0 | 0 | 0
No | SCE | Com | Lighting | 2013 T-24: NRA-Lighting-Warehouses and Libraries | Expected | Electric Energy (GWh/year) | 7.7825 | 7.6811 | 7.5985 | 7.5317 | 3.7081 | 0 | 0 | 0 | 0 | 0 | 0 | 0 | 0
No | SCE | Com | Lighting | 2013 T-24: NRNC-Lighting-Controllable Lighting | Expected | Electric Energy (GWh/year) | 7.907 | 7.6995 | 7.5171 | 7.3584 | 7.2217 | 7.1048 | 6.9747 | 6.8534 | 6.7263 | 6.603 | 6.4772 | 6.3531 | 6.2278
No | SCE | Com | Lighting | 2013 T-24: NRNC-Lighting-DR Lighting Controls | Expected | Electric Energy (GWh/year) | 0.15228 | 0.15156 | 0.1511 | 0.15082 | 0.15065 | 0.15055 | 0.15039 | 0.15027 | 0.15013 | 0.15001 | 0.14987 | 0.14974 | 0.14961
No | SCE | Com | Lighting | 2013 T-24: NRNC-Lighting-Egress Lighting Control | Expected | Electric Energy (GWh/year) | 8.2575 | 8.0888 | 7.9262 | 7.7709 | 7.6238 | 7.4856 | 7.3415 | 7.2014 | 7.0586 | 6.9176 | 6.7754 | 6.6339 | 6.492
No | SCE | Com | Lighting | 2013 T-24: NRNC-Lighting-Hotel Corridors | Expected | Electric Energy (GWh/year) | 0.14575 | 0.14289 | 0.14031 | 0.13801 | 0.13597 | 0.13421 | 0.13226 | 0.13044 | 0.12853 | 0.12668 | 0.12479 | 0.12293 | 0.12105
No | SCE | Com | Lighting | 2013 T-24: NRNC-Lighting-MF Building Corridors | Expected | Electric Energy (GWh/year) | 1.0527 | 1.0398 | 1.0274 | 1.0157 | 1.0048 | 0.99469 | 0.98405 | 0.97378 | 0.96327 | 0.95292 | 0.94246 | 0.93207 | 0.92164
No | SCE | Com | Lighting | 2013 T-24: NRNC-Lighting-Office Plug Load Control | Expected | Electric Energy (GWh/year) | 2.411 | 2.3598 | 2.3135 | 2.2725 | 2.2367 | 2.2058 | 2.1716 | 2.1396 | 2.1062 | 2.0737 | 2.0406 | 2.0079 | 1.9749
No | SCE | Com | Lighting | 2013 T-24: NRNC-Lighting-Outdoor Lighting & Controls | Expected | Electric Energy (GWh/year) | 0.91046 | 0.90316 | 0.89759 | 0.89334 | 0.89012 | 0.88768 | 0.88471 | 0.8821 | 0.87925 | 0.87656 | 0.87376 | 0.87104 | 0.86826
No | SCE | Com | Lighting | 2013 T-24: NRNC-Lighting-Parking Garage | Expected | Electric Energy (GWh/year) | 1.6856 | 1.6738 | 1.6655 | 1.6598 | 1.6558 | 1.653 | 1.6495 | 1.6465 | 1.6431 | 1.6399 | 1.6366 | 1.6334 | 1.6302
No | SCE | Com | Lighting | 2013 T-24: NRNC-Lighting-Warehouses and Libraries | Expected | Electric Energy (GWh/year) | 3.13 | 3.0397 | 2.9627 | 2.8978 | 2.8439 | 2.7994 | 2.7485 | 2.7019 | 2.6525 | 2.605 | 2.5562 | 2.5082 | 2.4597
No | SCE | Com | Lighting | 2008 T-24: Outdoor Lighting | Expected | Electric Energy (GWh/year) | 0.38007 | 0.37681 | 0.37412 | 0.37189 | 0.37005 | 0.36853 | 0.3668 | 0.36521 | 0.36353 | 0.36191 | 0.36025 | 0.35861 | 0.35696
No | SCE | Com | Lighting | 2008 T-24: Sidelighting | Expected | Electric Energy (GWh/year) | 1.0901 | 1.0847 | 1.0801 | 1.0763 | 1.0731 | 1.0705 | 1.0676 | 1.0648 | 1.0619 | 1.0591 | 1.0563 | 1.0535 | 1.0506
No | SCE | Com | Lighting | 2008 T-24: Skylighting | Expected | Electric Energy (GWh/year) | 2.8747 | 2.8692 | 2.8651 | 2.8621 | 2.8599 | 2.8583 | 2.8563 | 2.8545 | 2.8526 | 2.8508 | 2.8489 | 2.8471 | 2.8452
No | SCE | Com | Lighting | T-20: Small Diameter Directional Lamps | Expected | Electric Energy (GWh/year) | 14.1255 | 13.5815 | 0 | 0 | 0 | 0 | 0 | 0 | 0 | 0 | 0 | 0 | 0
No | SCE | Com | Lighting | 2008 T-24: Tailored Indoor lighting | Expected | Electric Energy (GWh/year) | 1.0108 | 1.0087 | 1.0071 | 1.0059 | 1.005 | 1.0043 | 1.0034 | 1.0027 | 1.0019 | 1.0012 | 1.0004 | 0.99961 | 0.99883
No | SCE | Com | Lighting | 2019-21 Fed App: Ceiling fan light kits | Expected | Electric Energy (GWh/year) | 0.018851 | 0.017856 | 0.016928 | 0.016055 | 0.015339 | 0.014719 | 0.014019 | 0.013386 | 0.011179 | 0.001491 | 0.0014342 | 0.0013828 | 0.0013362
No | SCE | Com | Lighting | 2025 T-24: Daylighting - Revise Automatic Daylighting Controls Exceptions (Alterations) | Expected | Electric Energy (GWh/year) |  | 1.1416 | 1.212 | 1.1765 | 1.1409 | 1.1054 | 1.0701 | 1.0349 | 0.99999 | 0.9654 | 0.93117 | 0.89738 | 0.86406
No | SCE | Com | Lighting | 2025 T-24: Daylighting - Revise Automatic Daylighting Controls Exceptions (New Construction + Additions) | Expected | Electric Energy (GWh/year) | 0 | 0.05208 | 0.30276 | 0.29388 | 0.285 | 0.27613 | 0.2673 | 0.25851 | 0.24979 | 0.24115 | 0.2326 | 0.22416 | 0.21584
No | SCE | Com | Lighting | 2019 T-20: General Service Lamps - Expanded Scope | Expected | Electric Energy (GWh/year) |  | 1.628 | 1.7246 | 1.5751 | 0.19669 | 0.24417 | 0.24287 | 0.24224 | 0.24194 | 0.24179 | 0.24172 | 0.24168 | 0.24166
No | SCE | Com | Lighting | 2016 T-20: LED Quality - Tier 2 | Expected | Electric Energy (GWh/year) | 0.016093 | 0.015748 | 0.015374 | 0.015 | 0.014383 | 0.013813 | 0.013295 | 0.012832 | 0.012425 | 0.012071 | 0.011767 | 0.011508 | 0.0042151
No | SCE | Com | Lighting | 2022 T-24: NRA - Controlled Environment Horticulture - Lighting Efficacy | Expected | Electric Energy (GWh/year) | 5.4359 | 5.0917 | 4.78 | 4.5007 | 4.2526 | 4.0338 | 3.8424 | 3.6759 | 0.29996 | 0 | 0 | 0 | 0
No | SCE | Com | Lighting | 2022 T-24: NRA - Daylighting - Automatic Daylight Dimming to 10% | Expected | Electric Energy (GWh/year) | 6.71 | 6.5101 | 6.2605 | 5.9559 | 5.5943 | 5.1787 | 0.40077 | 0 | 0 | 0 | 0 | 0 | 0
No | SCE | Com | Lighting | 2022 T-24: NRA - Grid Integration - Demand Responsive Lighting Systems | Expected | Electric Energy (GWh/year) | 0.034439 | 0.030784 | 0.028557 | 0.027202 | 0.026378 | 0.015137 | 0 | 0 | 0 | 0 | 0 | 0 | 0
No | SCE | Com | Lighting | 2022 T-24: NRA - Indoor Lighting - Lighting Power Densities | Expected | Electric Energy (GWh/year) | 12.9169 | 12.8038 | 12.6632 | 12.4953 | 12.3043 | 12.0984 | 11.8891 | 11.6885 | 11.5068 | 11.3507 | 11.2223 | 11.1206 | 11.0423
No | SCE | Com | Lighting | 2022 T-24: NRA - Indoor Lighting - Multi-zone Occupancy Sensing in Large Offices | Expected | Electric Energy (GWh/year) | 8.4762 | 8.1621 | 7.8354 | 7.5067 | 7.1869 | 6.886 | 0.56151 | 0 | 0 | 0 | 0 | 0 | 0
No | SCE | Com | Lighting | 2022 T-24: NRA - Outdoor Lighting - Lighting Power Allowances for General Hardscapes | Expected | Electric Energy (GWh/year) | 2.5275 | 2.5275 | 2.5275 | 2.5275 | 2.5275 | 2.5275 | 2.5275 | 2.5275 | 2.5275 | 2.5275 | 2.5275 | 2.5275 | 2.5275
No | SCE | Com | Lighting | 2022 T-24: NRA - Outdoor Lighting - Lighting Zone Reclassification | Expected | Electric Energy (GWh/year) | 0.29259 | 0.29259 | 0.29259 | 0.29259 | 0.29259 | 0.29259 | 0.29259 | 0.29259 | 0.29259 | 0.29259 | 0.29259 | 0.29259 | 0.29259
No | SCE | Com | Lighting | 2019 T-24: NRA-Indoor Lighting-Alterations (Control) | Expected | Electric Energy (GWh/year) | 0.040374 | 0.037859 | 0.034922 | 0.03161 | 0.028022 | 0.024299 | 0.020602 | 0.017091 | 0.013894 | 0.011092 | 0.00074048 | 0 | 0
No | SCE | Com | Lighting | 2019 T-24: NRA-Indoor Lighting-Alterations (LPD) | Expected | Electric Energy (GWh/year) | 1.3581 | 1.0002 | 0.71863 | 0.50663 | 0.35218 | 0.24235 | 0.16559 | 0.11258 | 0.076279 | 0.051563 | 0.0029557 | 0 | 0
No | SCE | Com | Lighting | 2019 T-24: NRA-Indoor Lighting-New Controls | Expected | Electric Energy (GWh/year) | 2.5199 | 2.3629 | 2.1796 | 1.9729 | 1.749 | 1.5166 | 1.2858 | 1.0667 | 0.86718 | 0.69232 | 0.046216 | 0 | 0
No | SCE | Com | Lighting | 2019 T-24: NRA-Indoor Lighting-New LPD | Expected | Electric Energy (GWh/year) | 12.4363 | 9.1587 | 6.5806 | 4.6393 | 3.225 | 2.2193 | 1.5163 | 1.0309 | 0.6985 | 0.47217 | 0.027066 | 0 | 0
No | SCE | Com | Lighting | 2019 T-24: NRA-Outdoor Lighting-Controls | Expected | Electric Energy (GWh/year) | 2.7858 | 2.6123 | 2.4096 | 2.1811 | 1.9335 | 1.6766 | 1.4215 | 1.1793 | 0.95869 | 0.76538 | 0.051093 | 0 | 0
No | SCE | Com | Lighting | 2019 T-24: NRA-Outdoor Lighting-LPA (General Hardscape) | Expected | Electric Energy (GWh/year) | 2.0185 | 1.4865 | 1.0681 | 0.75299 | 0.52344 | 0.3602 | 0.24611 | 0.16732 | 0.11337 | 0.076638 | 0.004393 | 0 | 0
No | SCE | Com | Lighting | 2019 T-24: NRA-Outdoor Lighting-LPA (Specific Applications) | Expected | Electric Energy (GWh/year) | 1.984 | 1.4611 | 1.0498 | 0.74011 | 0.51449 | 0.35404 | 0.2419 | 0.16446 | 0.11143 | 0.075327 | 0.0043179 | 0 | 0
No | SCE | Com | Lighting | 2022 T-24: NRNC - Controlled Environment Horticulture - Lighting Efficacy | Expected | Electric Energy (GWh/year) | 14.8127 | 13.8747 | 13.0255 | 12.2643 | 11.5881 | 10.9921 | 10.4704 | 10.0167 | 9.6241 | 9.2859 | 8.9958 | 8.7478 | 8.5364
No | SCE | Com | Lighting | 2022 T-24: NRNC - Daylighting - Automatic Daylight Dimming to 10% | Expected | Electric Energy (GWh/year) | 1.3442 | 1.3042 | 1.2542 | 1.1932 | 1.1207 | 1.0375 | 0.94533 | 0.84748 | 0.74803 | 0.65138 | 0.56144 | 0.48105 | 0.41175
No | SCE | Com | Lighting | 2022 T-24: NRNC - Grid Integration - Demand Responsive Lighting Systems | Expected | Electric Energy (GWh/year) |  | 0.0011342 | 0.0010521 | 0.0010022 | 0.00097186 | 0.00095344 | 0.00094226 | 0.00093548 | 0.00093137 | 0.00092887 | 0.00092736 | 0.00092644 | 0.00092588
No | SCE | Com | Lighting | 2022 T-24: NRNC - Indoor Lighting - Lighting Power Densities | Expected | Electric Energy (GWh/year) |  | 2.8248 | 2.7938 | 2.7568 | 2.7146 | 2.6692 | 2.623 | 2.5788 | 2.5387 | 2.5042 | 2.4759 | 2.4535 | 2.4362
No | SCE | Com | Lighting | 2022 T-24: NRNC - Indoor Lighting - Multi-zone Occupancy Sensing in Large Offices | Expected | Electric Energy (GWh/year) |  | 5.2544 | 5.044 | 4.8324 | 4.6266 | 4.4329 | 4.256 | 4.0992 | 3.9634 | 3.8485 | 3.753 | 3.6749 | 3.6117
No | SCE | Com | Lighting | 2022 T-24: NRNC - Outdoor Lighting - Nonresidential Lighting Power Allowances for General Hardscapes | Expected | Electric Energy (GWh/year) |  | 0.81182 | 0.81182 | 0.81182 | 0.81182 | 0.81182 | 0.81182 | 0.81182 | 0.81182 | 0.81182 | 0.81182 | 0.81182 | 0.81182
No | SCE | Com | Lighting | 2022 T-24: NRNC - Outdoor Lighting - Nonresidential Lighting Zone Reclassification | Expected | Electric Energy (GWh/year) |  | 0.094781 | 0.094781 | 0.094781 | 0.094781 | 0.094781 | 0.094781 | 0.094781 | 0.094781 | 0.094781 | 0.094781 | 0.094781 | 0.094781
No | SCE | Com | Lighting | 2019 T-24: NRNC-Indoor Lighting-Controls | Expected | Electric Energy (GWh/year) |  | 1.5406 | 1.4211 | 1.2863 | 1.1403 | 0.98878 | 0.83835 | 0.69549 | 0.56539 | 0.45138 | 0.35479 | 0.27525 | 0.21129
No | SCE | Com | Lighting | 2019 T-24: NRNC-Indoor Lighting-LPD | Expected | Electric Energy (GWh/year) |  | 3.151 | 2.264 | 1.5961 | 1.1095 | 0.76353 | 0.52168 | 0.35468 | 0.24032 | 0.16245 | 0.10964 | 0.073919 | 0.049799
No | SCE | Com | Lighting | 2019 T-24: NRNC-Outdoor Lighting-Controls | Expected | Electric Energy (GWh/year) |  | 0.89164 | 0.82246 | 0.74447 | 0.65998 | 0.57227 | 0.48521 | 0.40252 | 0.32723 | 0.26125 | 0.20534 | 0.15931 | 0.12229
No | SCE | Com | Lighting | 2019 T-24: NRNC-Outdoor Lighting-LPA (General Hardscape) | Expected | Electric Energy (GWh/year) |  | 1.0713 | 0.88873 | 0.72249 | 0.5768 | 0.45337 | 0.35173 | 0.27 | 0.20552 | 0.15541 | 0.11692 | 0.087614 | 0.065462
No | SCE | Com | Lighting | 2019 T-24: NRNC-Outdoor Lighting-LPA (Specific Applications) | Expected | Electric Energy (GWh/year) |  | 1.0479 | 0.86929 | 0.70668 | 0.56418 | 0.44345 | 0.34404 | 0.26409 | 0.20102 | 0.15201 | 0.11436 | 0.085697 | 0.064029
No | SCE | Com | Lighting | 2005 T-24: Bi-level lighting control credits | Possible | Electric Energy (GWh/year) | 0.014111 | 0.014024 | 0.013942 | 0.013865 | 0.013793 | 0.013725 | 0.013655 | 0.013586 | 0.013516 | 0.013447 | 0.013378 | 0.013309 | 0.013239
No | SCE | Com | Lighting | T-20: Dimming Ballasts | Possible | Electric Energy (GWh/year) | 3.6082 | 3.6177 | 3.6272 | 3.6367 | 0 | 0 | 0 | 0 | 0 | 0 | 0 | 0 | 0
No | SCE | Com | Lighting | 2008 T-20: General Purpose Lighting -- 60 and 40 watt | Possible | Electric Energy (GWh/year) | 0 | 0 | 0 | 0 | 0 | 0 | 0 | 0 | 0 | 0 | 0 | 0 | 0
No | SCE | Com | Lighting | Fed Appliance: General Service Fluorescent Lamps #1 | Possible | Electric Energy (GWh/year) | 1.1419 | 1.1392 | 1.1373 | 1.136 | 1.135 | 1.1343 | 1.1334 | 1.1327 | 1.1318 | 1.1311 | 1.1302 | 1.1295 | 1.1286
No | SCE | Com | Lighting | Fed Appliance: GSFLs | Possible | Electric Energy (GWh/year) | 31.7844 | 31.8629 | 31.9413 | 32.0198 | 0 | 0 | 0 | 0 | 0 | 0 | 0 | 0 | 0
No | SCE | Com | Lighting | 2006 T-20: General Service Incandescent Lamps, Tier 2 #3 | Possible | Electric Energy (GWh/year) | 0.00054298 | 0.00054274 | 0.00054254 | 0.00054238 | 0.00054225 | 0.00054215 | 0.00054202 | 0.00054191 | 0.00054179 | 0.00054168 | 0.00054156 | 0.00054145 | 0.00054133
No | SCE | Com | Lighting | T-20: GSLs - Original Scope - Tier 2 | Possible | Electric Energy (GWh/year) | 7.6223 | 7.2894 | 6.9564 | 6.6235 | 6.2906 | 5.9577 | 5.6247 | 5.2918 | 4.9589 | 0.63806 | 0.59214 | 0.54622 | 0.5003
No | SCE | Com | Lighting | T-20: LED Lamps - Tier 1 | Possible | Electric Energy (GWh/year) | 0.70533 | 0.66023 | 0.61513 | 0.57003 | 0.52492 | 0.47982 | 0.43472 | 0.38961 | 0.34451 | 0.29941 | 0.03695 | 0.030397 | 0.023843
No | SCE | Com | Lighting | Fed Appliance: Incandescent Reflector Lamps | Possible | Electric Energy (GWh/year) | 0.0047812 | 0.004664 | 0.0045691 | 0.0044938 | 0.0044351 | 0.0043898 | 0.0043355 | 0.0042873 | 0.004235 | 0.0041854 | 0.004134 | 0.0040838 | 0.0040328
No | SCE | Com | Lighting | 2005 T-24: Lighting controls under skylights | Possible | Electric Energy (GWh/year) | 0.18155 | 0.18093 | 0.18047 | 0.18013 | 0.17988 | 0.1797 | 0.17948 | 0.17928 | 0.17906 | 0.17886 | 0.17865 | 0.17844 | 0.17823
No | SCE | Com | Lighting | Fed Appliance: Metal Halide Lamp Fixtures | Possible | Electric Energy (GWh/year) | 0.38875 | 0.37457 | 0.36038 | 0.3462 | 0.33201 | 0.31783 | 0.30365 | 0.28946 | 0.27528 | 0.26109 | 0.24691 | 0.23272 | 0.21854
No | SCE | Com | Lighting | 2005 T-20: Modular Furniture Task Lighting Fixtures | Possible | Electric Energy (GWh/year) | 0.015747 | 0.015702 | 0.01567 | 0.015646 | 0.015629 | 0.015617 | 0.015602 | 0.015589 | 0.015574 | 0.015561 | 0.015546 | 0.015533 | 0.015518
No | SCE | Com | Lighting | 2016 T-24: Nonresidential Lighting Alterations (Units = sq ft) | Possible | Electric Energy (GWh/year) | 14.5745 | 14.3905 | 14.1963 | 13.9981 | 13.802 | 13.6038 | 13.4014 | 0 | 0 | 0 | 0 | 0 | 0
No | SCE | Com | Lighting | 2013 T-24: NRA-Lighting-Alterations-Existing Measures | Possible | Electric Energy (GWh/year) | 18.1905 | 17.9596 | 17.7779 | 17.636 | 8.691 | 0 | 0 | 0 | 0 | 0 | 0 | 0 | 0
No | SCE | Com | Lighting | 2013 T-24: NRA-Lighting-Alterations-New Measures | Possible | Electric Energy (GWh/year) | 26.2556 | 25.9389 | 25.6702 | 25.4435 | 12.5227 | 0 | 0 | 0 | 0 | 0 | 0 | 0 | 0
No | SCE | Com | Lighting | 2016 T-24: NRA-Lighting-ASHRAE Elevator Lighting & Ventilation | Possible | Electric Energy (GWh/year) | 0.13774 | 0.13654 | 0.13572 | 0.13517 | 0.13479 | 0.13454 | 0.1342 | 0 | 0 | 0 | 0 | 0 | 0
No | SCE | Com | Lighting | 2013 T-24: NRA-Lighting-Egress Lighting Control | Possible | Electric Energy (GWh/year) | 16.9527 | 16.661 | 16.3909 | 16.1426 | 7.8924 | 0 | 0 | 0 | 0 | 0 | 0 | 0 | 0
No | SCE | Com | Lighting | 2013 T-24: NRA-Lighting-Hotel Corridors | Possible | Electric Energy (GWh/year) | 0.28775 | 0.28448 | 0.28167 | 0.27929 | 0.1375 | 0 | 0 | 0 | 0 | 0 | 0 | 0 | 0
No | SCE | Com | Lighting | 2013 T-24: NRA-Lighting-MF Building Corridors | Possible | Electric Energy (GWh/year) | 0.90992 | 0.90147 | 0.8938 | 0.88689 | 0.43673 | 0 | 0 | 0 | 0 | 0 | 0 | 0 | 0
No | SCE | Com | Lighting | 2016 T-24: NRA-Lighting-Outdoor Lighting Controls (unit = control) | Possible | Electric Energy (GWh/year) | 0.094795 | 0.09397 | 0.093409 | 0.093028 | 0.092769 | 0.092593 | 0.092362 | 0 | 0 | 0 | 0 | 0 | 0
No | SCE | Com | Lighting | 2013 T-24: NRA-Lighting-Warehouses and Libraries | Possible | Electric Energy (GWh/year) | 7.7825 | 7.6811 | 7.5985 | 7.5317 | 3.7081 | 0 | 0 | 0 | 0 | 0 | 0 | 0 | 0
No | SCE | Com | Lighting | 2013 T-24: NRNC-Lighting-Controllable Lighting | Possible | Electric Energy (GWh/year) | 7.907 | 7.6995 | 7.5171 | 7.3584 | 7.2217 | 7.1048 | 6.9747 | 6.8534 | 6.7263 | 6.603 | 6.4772 | 6.3531 | 6.2278
No | SCE | Com | Lighting | 2013 T-24: NRNC-Lighting-DR Lighting Controls | Possible | Electric Energy (GWh/year) | 0.15228 | 0.15156 | 0.1511 | 0.15082 | 0.15065 | 0.15055 | 0.15039 | 0.15027 | 0.15013 | 0.15001 | 0.14987 | 0.14974 | 0.14961
No | SCE | Com | Lighting | 2013 T-24: NRNC-Lighting-Egress Lighting Control | Possible | Electric Energy (GWh/year) | 8.2575 | 8.0888 | 7.9262 | 7.7709 | 7.6238 | 7.4856 | 7.3415 | 7.2014 | 7.0586 | 6.9176 | 6.7754 | 6.6339 | 6.492
No | SCE | Com | Lighting | 2013 T-24: NRNC-Lighting-Hotel Corridors | Possible | Electric Energy (GWh/year) | 0.14575 | 0.14289 | 0.14031 | 0.13801 | 0.13597 | 0.13421 | 0.13226 | 0.13044 | 0.12853 | 0.12668 | 0.12479 | 0.12293 | 0.12105
No | SCE | Com | Lighting | 2013 T-24: NRNC-Lighting-MF Building Corridors | Possible | Electric Energy (GWh/year) | 1.0527 | 1.0398 | 1.0274 | 1.0157 | 1.0048 | 0.99469 | 0.98405 | 0.97378 | 0.96327 | 0.95292 | 0.94246 | 0.93207 | 0.92164
No | SCE | Com | Lighting | 2013 T-24: NRNC-Lighting-Office Plug Load Control | Possible | Electric Energy (GWh/year) | 2.411 | 2.3598 | 2.3135 | 2.2725 | 2.2367 | 2.2058 | 2.1716 | 2.1396 | 2.1062 | 2.0737 | 2.0406 | 2.0079 | 1.9749
No | SCE | Com | Lighting | 2013 T-24: NRNC-Lighting-Outdoor Lighting & Controls | Possible | Electric Energy (GWh/year) | 0.91046 | 0.90316 | 0.89759 | 0.89334 | 0.89012 | 0.88768 | 0.88471 | 0.8821 | 0.87925 | 0.87656 | 0.87376 | 0.87104 | 0.86826
No | SCE | Com | Lighting | 2013 T-24: NRNC-Lighting-Parking Garage | Possible | Electric Energy (GWh/year) | 1.6856 | 1.6738 | 1.6655 | 1.6598 | 1.6558 | 1.653 | 1.6495 | 1.6465 | 1.6431 | 1.6399 | 1.6366 | 1.6334 | 1.6302
No | SCE | Com | Lighting | 2013 T-24: NRNC-Lighting-Warehouses and Libraries | Possible | Electric Energy (GWh/year) | 3.13 | 3.0397 | 2.9627 | 2.8978 | 2.8439 | 2.7994 | 2.7485 | 2.7019 | 2.6525 | 2.605 | 2.5562 | 2.5082 | 2.4597
No | SCE | Com | Lighting | 2008 T-24: Outdoor Lighting | Possible | Electric Energy (GWh/year) | 0.38007 | 0.37681 | 0.37412 | 0.37189 | 0.37005 | 0.36853 | 0.3668 | 0.36521 | 0.36353 | 0.36191 | 0.36025 | 0.35861 | 0.35696
No | SCE | Com | Lighting | 2008 T-24: Sidelighting | Possible | Electric Energy (GWh/year) | 1.0901 | 1.0847 | 1.0801 | 1.0763 | 1.0731 | 1.0705 | 1.0676 | 1.0648 | 1.0619 | 1.0591 | 1.0563 | 1.0535 | 1.0506
No | SCE | Com | Lighting | 2008 T-24: Skylighting | Possible | Electric Energy (GWh/year) | 2.8747 | 2.8692 | 2.8651 | 2.8621 | 2.8599 | 2.8583 | 2.8563 | 2.8545 | 2.8526 | 2.8508 | 2.8489 | 2.8471 | 2.8452
No | SCE | Com | Lighting | T-20: Small Diameter Directional Lamps | Possible | Electric Energy (GWh/year) | 14.1255 | 13.5815 | 0 | 0 | 0 | 0 | 0 | 0 | 0 | 0 | 0 | 0 | 0
No | SCE | Com | Lighting | 2008 T-24: Tailored Indoor lighting | Possible | Electric Energy (GWh/year) | 1.0108 | 1.0087 | 1.0071 | 1.0059 | 1.005 | 1.0043 | 1.0034 | 1.0027 | 1.0019 | 1.0012 | 1.0004 | 0.99961 | 0.99883
No | SCE | Com | Lighting | 2019-21 Fed App: Ceiling fan light kits | Possible | Electric Energy (GWh/year) | 0.018851 | 0.017856 | 0.016928 | 0.016055 | 0.015339 | 0.014719 | 0.014019 | 0.013386 | 0.011179 | 0.001491 | 0.0014342 | 0.0013828 | 0.0013362
No | SCE | Com | Lighting | 2025 T-24: Daylighting - Revise Automatic Daylighting Controls Exceptions (Alterations) | Possible | Electric Energy (GWh/year) |  | 1.1416 | 1.212 | 1.1765 | 1.1409 | 1.1054 | 1.0701 | 1.0349 | 0.99999 | 0.9654 | 0.93117 | 0.89738 | 0.86406
No | SCE | Com | Lighting | 2025 T-24: Daylighting - Revise Automatic Daylighting Controls Exceptions (New Construction + Additions) | Possible | Electric Energy (GWh/year) | 0 | 0.05208 | 0.30276 | 0.29388 | 0.285 | 0.27613 | 0.2673 | 0.25851 | 0.24979 | 0.24115 | 0.2326 | 0.22416 | 0.21584
No | SCE | Com | Lighting | 2019 T-20: General Service Lamps - Expanded Scope | Possible | Electric Energy (GWh/year) |  | 1.628 | 1.7246 | 1.5751 | 0.19669 | 0.24417 | 0.24287 | 0.24224 | 0.24194 | 0.24179 | 0.24172 | 0.24168 | 0.24166
No | SCE | Com | Lighting | 2016 T-20: LED Quality - Tier 2 | Possible | Electric Energy (GWh/year) | 0.016093 | 0.015748 | 0.015374 | 0.015 | 0.014383 | 0.013813 | 0.013295 | 0.012832 | 0.012425 | 0.012071 | 0.011767 | 0.011508 | 0.0042151
No | SCE | Com | Lighting | 2022 T-24: NRA - Controlled Environment Horticulture - Lighting Efficacy | Possible | Electric Energy (GWh/year) | 5.4359 | 5.0917 | 4.78 | 4.5007 | 4.2526 | 4.0338 | 3.8424 | 3.6759 | 0.29996 | 0 | 0 | 0 | 0
No | SCE | Com | Lighting | 2022 T-24: NRA - Daylighting - Automatic Daylight Dimming to 10% | Possible | Electric Energy (GWh/year) | 6.71 | 6.5101 | 6.2605 | 5.9559 | 5.5943 | 5.1787 | 0.40077 | 0 | 0 | 0 | 0 | 0 | 0
No | SCE | Com | Lighting | 2022 T-24: NRA - Grid Integration - Demand Responsive Lighting Systems | Possible | Electric Energy (GWh/year) | 0.034439 | 0.030784 | 0.028557 | 0.027202 | 0.026378 | 0.015137 | 0 | 0 | 0 | 0 | 0 | 0 | 0
No | SCE | Com | Lighting | 2022 T-24: NRA - Indoor Lighting - Lighting Power Densities | Possible | Electric Energy (GWh/year) | 12.9169 | 12.8038 | 12.6632 | 12.4953 | 12.3043 | 12.0984 | 11.8891 | 11.6885 | 11.5068 | 11.3507 | 11.2223 | 11.1206 | 11.0423
No | SCE | Com | Lighting | 2022 T-24: NRA - Indoor Lighting - Multi-zone Occupancy Sensing in Large Offices | Possible | Electric Energy (GWh/year) | 8.4762 | 8.1621 | 7.8354 | 7.5067 | 7.1869 | 6.886 | 0.56151 | 0 | 0 | 0 | 0 | 0 | 0
No | SCE | Com | Lighting | 2022 T-24: NRA - Outdoor Lighting - Lighting Power Allowances for General Hardscapes | Possible | Electric Energy (GWh/year) | 2.5275 | 2.5275 | 2.5275 | 2.5275 | 2.5275 | 2.5275 | 2.5275 | 2.5275 | 2.5275 | 2.5275 | 2.5275 | 2.5275 | 2.5275
No | SCE | Com | Lighting | 2022 T-24: NRA - Outdoor Lighting - Lighting Zone Reclassification | Possible | Electric Energy (GWh/year) | 0.29259 | 0.29259 | 0.29259 | 0.29259 | 0.29259 | 0.29259 | 0.29259 | 0.29259 | 0.29259 | 0.29259 | 0.29259 | 0.29259 | 0.29259
No | SCE | Com | Lighting | 2019 T-24: NRA-Indoor Lighting-Alterations (Control) | Possible | Electric Energy (GWh/year) | 0.040374 | 0.037859 | 0.034922 | 0.03161 | 0.028022 | 0.024299 | 0.020602 | 0.017091 | 0.013894 | 0.011092 | 0.00074048 | 0 | 0
No | SCE | Com | Lighting | 2019 T-24: NRA-Indoor Lighting-Alterations (LPD) | Possible | Electric Energy (GWh/year) | 1.3581 | 1.0002 | 0.71863 | 0.50663 | 0.35218 | 0.24235 | 0.16559 | 0.11258 | 0.076279 | 0.051563 | 0.0029557 | 0 | 0
No | SCE | Com | Lighting | 2019 T-24: NRA-Indoor Lighting-New Controls | Possible | Electric Energy (GWh/year) | 2.5199 | 2.3629 | 2.1796 | 1.9729 | 1.749 | 1.5166 | 1.2858 | 1.0667 | 0.86718 | 0.69232 | 0.046216 | 0 | 0
No | SCE | Com | Lighting | 2019 T-24: NRA-Indoor Lighting-New LPD | Possible | Electric Energy (GWh/year) | 12.4363 | 9.1587 | 6.5806 | 4.6393 | 3.225 | 2.2193 | 1.5163 | 1.0309 | 0.6985 | 0.47217 | 0.027066 | 0 | 0
No | SCE | Com | Lighting | 2019 T-24: NRA-Outdoor Lighting-Controls | Possible | Electric Energy (GWh/year) | 2.7858 | 2.6123 | 2.4096 | 2.1811 | 1.9335 | 1.6766 | 1.4215 | 1.1793 | 0.95869 | 0.76538 | 0.051093 | 0 | 0
No | SCE | Com | Lighting | 2019 T-24: NRA-Outdoor Lighting-LPA (General Hardscape) | Possible | Electric Energy (GWh/year) | 2.0185 | 1.4865 | 1.0681 | 0.75299 | 0.52344 | 0.3602 | 0.24611 | 0.16732 | 0.11337 | 0.076638 | 0.004393 | 0 | 0
No | SCE | Com | Lighting | 2019 T-24: NRA-Outdoor Lighting-LPA (Specific Applications) | Possible | Electric Energy (GWh/year) | 1.984 | 1.4611 | 1.0498 | 0.74011 | 0.51449 | 0.35404 | 0.2419 | 0.16446 | 0.11143 | 0.075327 | 0.0043179 | 0 | 0
No | SCE | Com | Lighting | 2022 T-24: NRNC - Controlled Environment Horticulture - Lighting Efficacy | Possible | Electric Energy (GWh/year) | 14.8127 | 13.8747 | 13.0255 | 12.2643 | 11.5881 | 10.9921 | 10.4704 | 10.0167 | 9.6241 | 9.2859 | 8.9958 | 8.7478 | 8.5364
No | SCE | Com | Lighting | 2022 T-24: NRNC - Daylighting - Automatic Daylight Dimming to 10% | Possible | Electric Energy (GWh/year) | 1.3442 | 1.3042 | 1.2542 | 1.1932 | 1.1207 | 1.0375 | 0.94533 | 0.84748 | 0.74803 | 0.65138 | 0.56144 | 0.48105 | 0.41175
No | SCE | Com | Lighting | 2022 T-24: NRNC - Grid Integration - Demand Responsive Lighting Systems | Possible | Electric Energy (GWh/year) |  | 0.0011342 | 0.0010521 | 0.0010022 | 0.00097186 | 0.00095344 | 0.00094226 | 0.00093548 | 0.00093137 | 0.00092887 | 0.00092736 | 0.00092644 | 0.00092588
No | SCE | Com | Lighting | 2022 T-24: NRNC - Indoor Lighting - Lighting Power Densities | Possible | Electric Energy (GWh/year) |  | 2.8248 | 2.7938 | 2.7568 | 2.7146 | 2.6692 | 2.623 | 2.5788 | 2.5387 | 2.5042 | 2.4759 | 2.4535 | 2.4362
No | SCE | Com | Lighting | 2022 T-24: NRNC - Indoor Lighting - Multi-zone Occupancy Sensing in Large Offices | Possible | Electric Energy (GWh/year) |  | 5.2544 | 5.044 | 4.8324 | 4.6266 | 4.4329 | 4.256 | 4.0992 | 3.9634 | 3.8485 | 3.753 | 3.6749 | 3.6117
No | SCE | Com | Lighting | 2022 T-24: NRNC - Outdoor Lighting - Nonresidential Lighting Power Allowances for General Hardscapes | Possible | Electric Energy (GWh/year) |  | 0.81182 | 0.81182 | 0.81182 | 0.81182 | 0.81182 | 0.81182 | 0.81182 | 0.81182 | 0.81182 | 0.81182 | 0.81182 | 0.81182
No | SCE | Com | Lighting | 2022 T-24: NRNC - Outdoor Lighting - Nonresidential Lighting Zone Reclassification | Possible | Electric Energy (GWh/year) |  | 0.094781 | 0.094781 | 0.094781 | 0.094781 | 0.094781 | 0.094781 | 0.094781 | 0.094781 | 0.094781 | 0.094781 | 0.094781 | 0.094781
No | SCE | Com | Lighting | 2019 T-24: NRNC-Indoor Lighting-Controls | Possible | Electric Energy (GWh/year) |  | 1.5406 | 1.4211 | 1.2863 | 1.1403 | 0.98878 | 0.83835 | 0.69549 | 0.56539 | 0.45138 | 0.35479 | 0.27525 | 0.21129
No | SCE | Com | Lighting | 2019 T-24: NRNC-Indoor Lighting-LPD | Possible | Electric Energy (GWh/year) |  | 3.151 | 2.264 | 1.5961 | 1.1095 | 0.76353 | 0.52168 | 0.35468 | 0.24032 | 0.16245 | 0.10964 | 0.073919 | 0.049799
No | SCE | Com | Lighting | 2019 T-24: NRNC-Outdoor Lighting-Controls | Possible | Electric Energy (GWh/year) |  | 0.89164 | 0.82246 | 0.74447 | 0.65998 | 0.57227 | 0.48521 | 0.40252 | 0.32723 | 0.26125 | 0.20534 | 0.15931 | 0.12229
No | SCE | Com | Lighting | 2019 T-24: NRNC-Outdoor Lighting-LPA (General Hardscape) | Possible | Electric Energy (GWh/year) |  | 1.0713 | 0.88873 | 0.72249 | 0.5768 | 0.45337 | 0.35173 | 0.27 | 0.20552 | 0.15541 | 0.11692 | 0.087614 | 0.065462
No | SCE | Com | Lighting | 2019 T-24: NRNC-Outdoor Lighting-LPA (Specific Applications) | Possible | Electric Energy (GWh/year) |  | 1.0479 | 0.86929 | 0.70668 | 0.56418 | 0.44345 | 0.34404 | 0.26409 | 0.20102 | 0.15201 | 0.11436 | 0.085697 | 0.064029
No | SDG&E | Com | Lighting | 2005 T-24: Bi-level lighting control credits | On-the-books | Electric Energy (GWh/year) | 0.0028898 | 0.002872 | 0.0028553 | 0.0028395 | 0.0028247 | 0.0028109 | 0.0027965 | 0.0027824 | 0.0027681 | 0.002754 | 0.0027397 | 0.0027256 | 0.0027114
No | SDG&E | Com | Lighting | T-20: Dimming Ballasts | On-the-books | Electric Energy (GWh/year) | 0.73895 | 0.7409 | 0.74284 | 0.74479 | 0 | 0 | 0 | 0 | 0 | 0 | 0 | 0 | 0
No | SDG&E | Com | Lighting | 2008 T-20: General Purpose Lighting -- 60 and 40 watt | On-the-books | Electric Energy (GWh/year) | 0 | 0 | 0 | 0 | 0 | 0 | 0 | 0 | 0 | 0 | 0 | 0 | 0
No | SDG&E | Com | Lighting | Fed Appliance: General Service Fluorescent Lamps #1 | On-the-books | Electric Energy (GWh/year) | 0.23386 | 0.23331 | 0.23292 | 0.23264 | 0.23244 | 0.2323 | 0.23212 | 0.23197 | 0.2318 | 0.23164 | 0.23147 | 0.23131 | 0.23114
No | SDG&E | Com | Lighting | Fed Appliance: GSFLs | On-the-books | Electric Energy (GWh/year) | 6.5093 | 6.5254 | 6.5415 | 6.5576 | 0 | 0 | 0 | 0 | 0 | 0 | 0 | 0 | 0
No | SDG&E | Com | Lighting | 2006 T-20: General Service Incandescent Lamps, Tier 2 #3 | On-the-books | Electric Energy (GWh/year) | 0.0001112 | 0.00011115 | 0.00011111 | 0.00011108 | 0.00011105 | 0.00011103 | 0.000111 | 0.00011098 | 0.00011096 | 0.00011093 | 0.00011091 | 0.00011089 | 0.00011086
No | SDG&E | Com | Lighting | T-20: GSLs - Original Scope - Tier 2 | On-the-books | Electric Energy (GWh/year) | 1.561 | 1.4928 | 1.4247 | 1.3565 | 1.2883 | 1.2201 | 1.1519 | 1.0837 | 1.0156 | 0.13067 | 0.12127 | 0.11186 | 0.10246
No | SDG&E | Com | Lighting | T-20: LED Lamps - Tier 1 | On-the-books | Electric Energy (GWh/year) | 0.14445 | 0.13521 | 0.12598 | 0.11674 | 0.1075 | 0.098266 | 0.089029 | 0.079792 | 0.070555 | 0.061318 | 0.0075673 | 0.0062252 | 0.004883
No | SDG&E | Com | Lighting | Fed Appliance: Incandescent Reflector Lamps | On-the-books | Electric Energy (GWh/year) | 0.00097918 | 0.00095517 | 0.00093574 | 0.00092032 | 0.00090829 | 0.00089902 | 0.0008879 | 0.00087802 | 0.00086731 | 0.00085715 | 0.00084663 | 0.00083635 | 0.00082591
No | SDG&E | Com | Lighting | 2005 T-24: Lighting controls under skylights | On-the-books | Electric Energy (GWh/year) | 0.03718 | 0.037053 | 0.03696 | 0.036891 | 0.03684 | 0.036802 | 0.036756 | 0.036716 | 0.036671 | 0.03663 | 0.036586 | 0.036544 | 0.036501
No | SDG&E | Com | Lighting | Fed Appliance: Metal Halide Lamp Fixtures | On-the-books | Electric Energy (GWh/year) | 0.079615 | 0.07671 | 0.073805 | 0.0709 | 0.067995 | 0.065091 | 0.062186 | 0.059281 | 0.056376 | 0.053471 | 0.050566 | 0.047661 | 0.044756
No | SDG&E | Com | Lighting | 2005 T-20: Modular Furniture Task Lighting Fixtures | On-the-books | Electric Energy (GWh/year) | 0.003225 | 0.0032158 | 0.0032091 | 0.0032043 | 0.0032009 | 0.0031984 | 0.0031952 | 0.0031925 | 0.0031896 | 0.0031868 | 0.0031839 | 0.003181 | 0.0031781
No | SDG&E | Com | Lighting | 2016 T-24: Nonresidential Lighting Alterations (Units = sq ft) | On-the-books | Electric Energy (GWh/year) | 2.9848 | 2.9471 | 2.9074 | 2.8668 | 2.8266 | 2.786 | 2.7446 | 0 | 0 | 0 | 0 | 0 | 0
No | SDG&E | Com | Lighting | 2013 T-24: NRA-Lighting-Alterations-Existing Measures | On-the-books | Electric Energy (GWh/year) | 3.7254 | 3.6781 | 3.6409 | 3.6118 | 1.7799 | 0 | 0 | 0 | 0 | 0 | 0 | 0 | 0
No | SDG&E | Com | Lighting | 2013 T-24: NRA-Lighting-Alterations-New Measures | On-the-books | Electric Energy (GWh/year) | 5.3771 | 5.3122 | 5.2572 | 5.2108 | 2.5646 | 0 | 0 | 0 | 0 | 0 | 0 | 0 | 0
No | SDG&E | Com | Lighting | 2016 T-24: NRA-Lighting-ASHRAE Elevator Lighting & Ventilation | On-the-books | Electric Energy (GWh/year) | 0.028209 | 0.027963 | 0.027796 | 0.027683 | 0.027606 | 0.027553 | 0.027484 | 0 | 0 | 0 | 0 | 0 | 0
No | SDG&E | Com | Lighting | 2013 T-24: NRA-Lighting-Egress Lighting Control | On-the-books | Electric Energy (GWh/year) | 3.4719 | 3.4121 | 3.3568 | 3.306 | 1.6163 | 0 | 0 | 0 | 0 | 0 | 0 | 0 | 0
No | SDG&E | Com | Lighting | 2013 T-24: NRA-Lighting-Hotel Corridors | On-the-books | Electric Energy (GWh/year) | 0.05893 | 0.05826 | 0.057686 | 0.057198 | 0.02816 | 0 | 0 | 0 | 0 | 0 | 0 | 0 | 0
No | SDG&E | Com | Lighting | 2013 T-24: NRA-Lighting-MF Building Corridors | On-the-books | Electric Energy (GWh/year) | 0.18635 | 0.18462 | 0.18305 | 0.18163 | 0.089441 | 0 | 0 | 0 | 0 | 0 | 0 | 0 | 0
No | SDG&E | Com | Lighting | 2016 T-24: NRA-Lighting-Outdoor Lighting Controls (unit = control) | On-the-books | Electric Energy (GWh/year) | 0.019414 | 0.019245 | 0.01913 | 0.019052 | 0.018999 | 0.018963 | 0.018915 | 0 | 0 | 0 | 0 | 0 | 0
No | SDG&E | Com | Lighting | 2013 T-24: NRA-Lighting-Warehouses and Libraries | On-the-books | Electric Energy (GWh/year) | 1.5938 | 1.5731 | 1.5562 | 1.5425 | 0.75941 | 0 | 0 | 0 | 0 | 0 | 0 | 0 | 0
No | SDG&E | Com | Lighting | 2013 T-24: NRNC-Lighting-Controllable Lighting | On-the-books | Electric Energy (GWh/year) | 1.6193 | 1.5768 | 1.5395 | 1.507 | 1.479 | 1.455 | 1.4284 | 1.4036 | 1.3775 | 1.3523 | 1.3265 | 1.3011 | 1.2754
No | SDG&E | Com | Lighting | 2013 T-24: NRNC-Lighting-DR Lighting Controls | On-the-books | Electric Energy (GWh/year) | 0.031186 | 0.031039 | 0.030946 | 0.030888 | 0.030853 | 0.030831 | 0.0308 | 0.030776 | 0.030747 | 0.030721 | 0.030693 | 0.030666 | 0.030639
No | SDG&E | Com | Lighting | 2013 T-24: NRNC-Lighting-Egress Lighting Control | On-the-books | Electric Energy (GWh/year) | 1.6911 | 1.6566 | 1.6233 | 1.5915 | 1.5613 | 1.533 | 1.5035 | 1.4748 | 1.4456 | 1.4167 | 1.3876 | 1.3586 | 1.3295
No | SDG&E | Com | Lighting | 2013 T-24: NRNC-Lighting-Hotel Corridors | On-the-books | Electric Energy (GWh/year) | 0.029849 | 0.029264 | 0.028735 | 0.028263 | 0.027847 | 0.027485 | 0.027087 | 0.026713 | 0.026323 | 0.025943 | 0.025557 | 0.025175 | 0.02479
No | SDG&E | Com | Lighting | 2013 T-24: NRNC-Lighting-MF Building Corridors | On-the-books | Electric Energy (GWh/year) | 0.2156 | 0.21294 | 0.2104 | 0.20801 | 0.20577 | 0.20371 | 0.20153 | 0.19943 | 0.19727 | 0.19516 | 0.19301 | 0.19089 | 0.18875
No | SDG&E | Com | Lighting | 2013 T-24: NRNC-Lighting-Office Plug Load Control | On-the-books | Electric Energy (GWh/year) | 0.49376 | 0.48327 | 0.4738 | 0.4654 | 0.45806 | 0.45174 | 0.44474 | 0.43819 | 0.43134 | 0.42469 | 0.4179 | 0.41121 | 0.40445
No | SDG&E | Com | Lighting | 2013 T-24: NRNC-Lighting-Outdoor Lighting & Controls | On-the-books | Electric Energy (GWh/year) | 0.18646 | 0.18496 | 0.18382 | 0.18295 | 0.18229 | 0.18179 | 0.18119 | 0.18065 | 0.18007 | 0.17952 | 0.17894 | 0.17839 | 0.17782
No | SDG&E | Com | Lighting | 2013 T-24: NRNC-Lighting-Parking Garage | On-the-books | Electric Energy (GWh/year) | 0.34521 | 0.34278 | 0.34109 | 0.33991 | 0.3391 | 0.33854 | 0.33781 | 0.33719 | 0.3365 | 0.33585 | 0.33517 | 0.33452 | 0.33385
No | SDG&E | Com | Lighting | 2013 T-24: NRNC-Lighting-Warehouses and Libraries | On-the-books | Electric Energy (GWh/year) | 0.64101 | 0.62251 | 0.60674 | 0.59347 | 0.58242 | 0.5733 | 0.56289 | 0.55335 | 0.54323 | 0.53349 | 0.52349 | 0.51367 | 0.50373
No | SDG&E | Com | Lighting | 2008 T-24: Outdoor Lighting | On-the-books | Electric Energy (GWh/year) | 0.077837 | 0.07717 | 0.076618 | 0.076162 | 0.075785 | 0.075475 | 0.07512 | 0.074795 | 0.07445 | 0.074118 | 0.073778 | 0.073443 | 0.073104
No | SDG&E | Com | Lighting | 2008 T-24: Sidelighting | On-the-books | Electric Energy (GWh/year) | 0.22325 | 0.22214 | 0.2212 | 0.22042 | 0.21978 | 0.21924 | 0.21863 | 0.21807 | 0.21748 | 0.21691 | 0.21633 | 0.21575 | 0.21517
No | SDG&E | Com | Lighting | 2008 T-24: Skylighting | On-the-books | Electric Energy (GWh/year) | 0.58872 | 0.58759 | 0.58676 | 0.58615 | 0.5857 | 0.58536 | 0.58495 | 0.5846 | 0.5842 | 0.58383 | 0.58345 | 0.58307 | 0.58269
No | SDG&E | Com | Lighting | T-20: Small Diameter Directional Lamps | On-the-books | Electric Energy (GWh/year) | 2.8929 | 2.7815 | 0 | 0 | 0 | 0 | 0 | 0 | 0 | 0 | 0 | 0 | 0
No | SDG&E | Com | Lighting | 2008 T-24: Tailored Indoor lighting | On-the-books | Electric Energy (GWh/year) | 0.207 | 0.20657 | 0.20624 | 0.206 | 0.20581 | 0.20567 | 0.2055 | 0.20535 | 0.20519 | 0.20503 | 0.20487 | 0.20472 | 0.20456
No | SDG&E | Com | Lighting | 2019-21 Fed App: Ceiling fan light kits | On-the-books | Electric Energy (GWh/year) | 0.0038607 | 0.0036569 | 0.0034668 | 0.0032881 | 0.0031414 | 0.0030143 | 0.0028711 | 0.0027415 | 0.0022894 | 0.00030536 | 0.00029372 | 0.00028319 | 0.00027365
No | SDG&E | Com | Lighting | 2025 T-24: Daylighting - Revise Automatic Daylighting Controls Exceptions (Alterations) | On-the-books | Electric Energy (GWh/year) |  | 0.23379 | 0.24822 | 0.24094 | 0.23366 | 0.22639 | 0.21915 | 0.21195 | 0.2048 | 0.19771 | 0.1907 | 0.18378 | 0.17696
No | SDG&E | Com | Lighting | 2025 T-24: Daylighting - Revise Automatic Daylighting Controls Exceptions (New Construction + Additions) | On-the-books | Electric Energy (GWh/year) | 0 | 0.010666 | 0.062004 | 0.060185 | 0.058367 | 0.056551 | 0.054742 | 0.052943 | 0.051157 | 0.049387 | 0.047636 | 0.045907 | 0.044203
No | SDG&E | Com | Lighting | 2019 T-20: General Service Lamps - Expanded Scope | On-the-books | Electric Energy (GWh/year) |  | 0.3334 | 0.3532 | 0.32257 | 0.040282 | 0.050005 | 0.049739 | 0.04961 | 0.049548 | 0.049517 | 0.049503 | 0.049496 | 0.049492
No | SDG&E | Com | Lighting | 2016 T-20: LED Quality - Tier 2 | On-the-books | Electric Energy (GWh/year) | 0.0032958 | 0.0032251 | 0.0031485 | 0.003072 | 0.0029457 | 0.0028289 | 0.0027228 | 0.002628 | 0.0025446 | 0.0024721 | 0.0024098 | 0.0023568 | 0.00086324
No | SDG&E | Com | Lighting | 2022 T-24: NRA - Controlled Environment Horticulture - Lighting Efficacy | On-the-books | Electric Energy (GWh/year) | 1.1133 | 1.0428 | 0.97894 | 0.92173 | 0.87091 | 0.82612 | 0.78691 | 0.75281 | 0.061431 | 0 | 0 | 0 | 0
No | SDG&E | Com | Lighting | 2022 T-24: NRA - Daylighting - Automatic Daylight Dimming to 10% | On-the-books | Electric Energy (GWh/year) | 1.3742 | 1.3332 | 1.2821 | 1.2198 | 1.1457 | 1.0606 | 0.082076 | 0 | 0 | 0 | 0 | 0 | 0
No | SDG&E | Com | Lighting | 2022 T-24: NRA - Grid Integration - Demand Responsive Lighting Systems | On-the-books | Electric Energy (GWh/year) | 0.007053 | 0.0063045 | 0.0058483 | 0.0055708 | 0.0054022 | 0.0031 | 0 | 0 | 0 | 0 | 0 | 0 | 0
No | SDG&E | Com | Lighting | 2022 T-24: NRA - Indoor Lighting - Lighting Power Densities | On-the-books | Electric Energy (GWh/year) | 2.6453 | 2.6222 | 2.5934 | 2.559 | 2.5199 | 2.4777 | 2.4348 | 2.3938 | 2.3566 | 2.3246 | 2.2983 | 2.2775 | 2.2614
No | SDG&E | Com | Lighting | 2022 T-24: NRA - Indoor Lighting - Multi-zone Occupancy Sensing in Large Offices | On-the-books | Electric Energy (GWh/year) | 1.7359 | 1.6716 | 1.6047 | 1.5373 | 1.4719 | 1.4102 | 0.115 | 0 | 0 | 0 | 0 | 0 | 0
No | SDG&E | Com | Lighting | 2022 T-24: NRA - Outdoor Lighting - Lighting Power Allowances for General Hardscapes | On-the-books | Electric Energy (GWh/year) | 0.51763 | 0.51763 | 0.51763 | 0.51763 | 0.51763 | 0.51763 | 0.51763 | 0.51763 | 0.51763 | 0.51763 | 0.51763 | 0.51763 | 0.51763
No | SDG&E | Com | Lighting | 2022 T-24: NRA - Outdoor Lighting - Lighting Zone Reclassification | On-the-books | Electric Energy (GWh/year) | 0.059921 | 0.059921 | 0.059921 | 0.059921 | 0.059921 | 0.059921 | 0.059921 | 0.059921 | 0.059921 | 0.059921 | 0.059921 | 0.059921 | 0.059921
No | SDG&E | Com | Lighting | 2019 T-24: NRA-Indoor Lighting-Alterations (Control) | On-the-books | Electric Energy (GWh/year) | 0.0082684 | 0.0077534 | 0.0071518 | 0.0064737 | 0.0057389 | 0.0049763 | 0.0042192 | 0.0035002 | 0.0028455 | 0.0022717 | 0.00015165 | 0 | 0
No | SDG&E | Com | Lighting | 2019 T-24: NRA-Indoor Lighting-Alterations (LPD) | On-the-books | Electric Energy (GWh/year) | 0.27813 | 0.20483 | 0.14717 | 0.10376 | 0.072125 | 0.049633 | 0.033912 | 0.023056 | 0.015622 | 0.01056 | 0.00060532 | 0 | 0
No | SDG&E | Com | Lighting | 2019 T-24: NRA-Indoor Lighting-New Controls | On-the-books | Electric Energy (GWh/year) | 0.51606 | 0.48392 | 0.44637 | 0.40405 | 0.35819 | 0.31059 | 0.26334 | 0.21846 | 0.1776 | 0.14178 | 0.009465 | 0 | 0
No | SDG&E | Com | Lighting | 2019 T-24: NRA-Indoor Lighting-New LPD | On-the-books | Electric Energy (GWh/year) | 2.5469 | 1.8757 | 1.3477 | 0.95011 | 0.66046 | 0.4545 | 0.31054 | 0.21113 | 0.14305 | 0.0967 | 0.005543 | 0 | 0
No | SDG&E | Com | Lighting | 2019 T-24: NRA-Outdoor Lighting-Controls | On-the-books | Electric Energy (GWh/year) | 0.57052 | 0.53498 | 0.49348 | 0.44668 | 0.39598 | 0.34336 | 0.29112 | 0.24151 | 0.19634 | 0.15675 | 0.010464 | 0 | 0
No | SDG&E | Com | Lighting | 2019 T-24: NRA-Outdoor Lighting-LPA (General Hardscape) | On-the-books | Electric Energy (GWh/year) | 0.41338 | 0.30444 | 0.21874 | 0.15421 | 0.1072 | 0.073768 | 0.050403 | 0.034267 | 0.023218 | 0.015695 | 0.00089967 | 0 | 0
No | SDG&E | Com | Lighting | 2019 T-24: NRA-Outdoor Lighting-LPA (Specific Applications) | On-the-books | Electric Energy (GWh/year) | 0.40632 | 0.29923 | 0.215 | 0.15157 | 0.10537 | 0.072507 | 0.049541 | 0.033681 | 0.022821 | 0.015427 | 0.00088429 | 0 | 0
No | SDG&E | Com | Lighting | 2022 T-24: NRNC - Controlled Environment Horticulture - Lighting Efficacy | On-the-books | Electric Energy (GWh/year) | 3.0336 | 2.8415 | 2.6676 | 2.5117 | 2.3732 | 2.2511 | 2.1443 | 2.0514 | 1.971 | 1.9017 | 1.8423 | 1.7915 | 1.7482
No | SDG&E | Com | Lighting | 2022 T-24: NRNC - Daylighting - Automatic Daylight Dimming to 10% | On-the-books | Electric Energy (GWh/year) | 0.2753 | 0.2671 | 0.25686 | 0.24436 | 0.22952 | 0.21247 | 0.1936 | 0.17356 | 0.1532 | 0.1334 | 0.11498 | 0.098517 | 0.084326
No | SDG&E | Com | Lighting | 2022 T-24: NRNC - Grid Integration - Demand Responsive Lighting Systems | On-the-books | Electric Energy (GWh/year) |  | 0.00023228 | 0.00021547 | 0.00020525 | 0.00019903 | 0.00019526 | 0.00019297 | 0.00019158 | 0.00019074 | 0.00019023 | 0.00018992 | 0.00018973 | 0.00018962
No | SDG&E | Com | Lighting | 2022 T-24: NRNC - Indoor Lighting - Lighting Power Densities | On-the-books | Electric Energy (GWh/year) |  | 0.57852 | 0.57216 | 0.56458 | 0.55595 | 0.54665 | 0.53719 | 0.52812 | 0.51992 | 0.51286 | 0.50706 | 0.50246 | 0.49893
No | SDG&E | Com | Lighting | 2022 T-24: NRNC - Indoor Lighting - Multi-zone Occupancy Sensing in Large Offices | On-the-books | Electric Energy (GWh/year) |  | 1.0761 | 1.033 | 0.98967 | 0.94751 | 0.90784 | 0.87162 | 0.8395 | 0.8117 | 0.78817 | 0.76861 | 0.7526 | 0.73967
No | SDG&E | Com | Lighting | 2022 T-24: NRNC - Outdoor Lighting - Nonresidential Lighting Power Allowances for General Hardscapes | On-the-books | Electric Energy (GWh/year) |  | 0.16626 | 0.16626 | 0.16626 | 0.16626 | 0.16626 | 0.16626 | 0.16626 | 0.16626 | 0.16626 | 0.16626 | 0.16626 | 0.16626
No | SDG&E | Com | Lighting | 2022 T-24: NRNC - Outdoor Lighting - Nonresidential Lighting Zone Reclassification | On-the-books | Electric Energy (GWh/year) |  | 0.019411 | 0.019411 | 0.019411 | 0.019411 | 0.019411 | 0.019411 | 0.019411 | 0.019411 | 0.019411 | 0.019411 | 0.019411 | 0.019411
No | SDG&E | Com | Lighting | 2019 T-24: NRNC-Indoor Lighting-Controls | On-the-books | Electric Energy (GWh/year) |  | 0.31551 | 0.29103 | 0.26343 | 0.23353 | 0.2025 | 0.17169 | 0.14243 | 0.11579 | 0.092442 | 0.072659 | 0.056371 | 0.043272
No | SDG&E | Com | Lighting | 2019 T-24: NRNC-Indoor Lighting-LPD | On-the-books | Electric Energy (GWh/year) |  | 0.64532 | 0.46367 | 0.32688 | 0.22723 | 0.15637 | 0.10684 | 0.072637 | 0.049216 | 0.033269 | 0.022454 | 0.015138 | 0.010199
No | SDG&E | Com | Lighting | 2019 T-24: NRNC-Outdoor Lighting-Controls | On-the-books | Electric Energy (GWh/year) |  | 0.1826 | 0.16844 | 0.15247 | 0.13516 | 0.1172 | 0.099369 | 0.082436 | 0.067015 | 0.053502 | 0.042053 | 0.032625 | 0.025045
No | SDG&E | Com | Lighting | 2019 T-24: NRNC-Outdoor Lighting-LPA (General Hardscape) | On-the-books | Electric Energy (GWh/year) |  | 0.2194 | 0.18201 | 0.14796 | 0.11813 | 0.092848 | 0.072034 | 0.055296 | 0.04209 | 0.031827 | 0.023944 | 0.017943 | 0.013406
No | SDG&E | Com | Lighting | 2019 T-24: NRNC-Outdoor Lighting-LPA (Specific Applications) | On-the-books | Electric Energy (GWh/year) |  | 0.2146 | 0.17803 | 0.14473 | 0.11554 | 0.090816 | 0.070457 | 0.054086 | 0.041169 | 0.031131 | 0.02342 | 0.017551 | 0.013113
No | SDG&E | Com | Lighting | 2005 T-24: Bi-level lighting control credits | Expected | Electric Energy (GWh/year) | 0.0028898 | 0.002872 | 0.0028553 | 0.0028395 | 0.0028247 | 0.0028109 | 0.0027965 | 0.0027824 | 0.0027681 | 0.002754 | 0.0027397 | 0.0027256 | 0.0027114
No | SDG&E | Com | Lighting | T-20: Dimming Ballasts | Expected | Electric Energy (GWh/year) | 0.73895 | 0.7409 | 0.74284 | 0.74479 | 0 | 0 | 0 | 0 | 0 | 0 | 0 | 0 | 0
No | SDG&E | Com | Lighting | 2008 T-20: General Purpose Lighting -- 60 and 40 watt | Expected | Electric Energy (GWh/year) | 0 | 0 | 0 | 0 | 0 | 0 | 0 | 0 | 0 | 0 | 0 | 0 | 0
No | SDG&E | Com | Lighting | Fed Appliance: General Service Fluorescent Lamps #1 | Expected | Electric Energy (GWh/year) | 0.23386 | 0.23331 | 0.23292 | 0.23264 | 0.23244 | 0.2323 | 0.23212 | 0.23197 | 0.2318 | 0.23164 | 0.23147 | 0.23131 | 0.23114
No | SDG&E | Com | Lighting | Fed Appliance: GSFLs | Expected | Electric Energy (GWh/year) | 6.5093 | 6.5254 | 6.5415 | 6.5576 | 0 | 0 | 0 | 0 | 0 | 0 | 0 | 0 | 0
No | SDG&E | Com | Lighting | 2006 T-20: General Service Incandescent Lamps, Tier 2 #3 | Expected | Electric Energy (GWh/year) | 0.0001112 | 0.00011115 | 0.00011111 | 0.00011108 | 0.00011105 | 0.00011103 | 0.000111 | 0.00011098 | 0.00011096 | 0.00011093 | 0.00011091 | 0.00011089 | 0.00011086
No | SDG&E | Com | Lighting | T-20: GSLs - Original Scope - Tier 2 | Expected | Electric Energy (GWh/year) | 1.561 | 1.4928 | 1.4247 | 1.3565 | 1.2883 | 1.2201 | 1.1519 | 1.0837 | 1.0156 | 0.13067 | 0.12127 | 0.11186 | 0.10246
No | SDG&E | Com | Lighting | T-20: LED Lamps - Tier 1 | Expected | Electric Energy (GWh/year) | 0.14445 | 0.13521 | 0.12598 | 0.11674 | 0.1075 | 0.098266 | 0.089029 | 0.079792 | 0.070555 | 0.061318 | 0.0075673 | 0.0062252 | 0.004883
No | SDG&E | Com | Lighting | Fed Appliance: Incandescent Reflector Lamps | Expected | Electric Energy (GWh/year) | 0.00097918 | 0.00095517 | 0.00093574 | 0.00092032 | 0.00090829 | 0.00089902 | 0.0008879 | 0.00087802 | 0.00086731 | 0.00085715 | 0.00084663 | 0.00083635 | 0.00082591
No | SDG&E | Com | Lighting | 2005 T-24: Lighting controls under skylights | Expected | Electric Energy (GWh/year) | 0.03718 | 0.037053 | 0.03696 | 0.036891 | 0.03684 | 0.036802 | 0.036756 | 0.036716 | 0.036671 | 0.03663 | 0.036586 | 0.036544 | 0.036501
No | SDG&E | Com | Lighting | Fed Appliance: Metal Halide Lamp Fixtures | Expected | Electric Energy (GWh/year) | 0.079615 | 0.07671 | 0.073805 | 0.0709 | 0.067995 | 0.065091 | 0.062186 | 0.059281 | 0.056376 | 0.053471 | 0.050566 | 0.047661 | 0.044756
No | SDG&E | Com | Lighting | 2005 T-20: Modular Furniture Task Lighting Fixtures | Expected | Electric Energy (GWh/year) | 0.003225 | 0.0032158 | 0.0032091 | 0.0032043 | 0.0032009 | 0.0031984 | 0.0031952 | 0.0031925 | 0.0031896 | 0.0031868 | 0.0031839 | 0.003181 | 0.0031781
No | SDG&E | Com | Lighting | 2016 T-24: Nonresidential Lighting Alterations (Units = sq ft) | Expected | Electric Energy (GWh/year) | 2.9848 | 2.9471 | 2.9074 | 2.8668 | 2.8266 | 2.786 | 2.7446 | 0 | 0 | 0 | 0 | 0 | 0
No | SDG&E | Com | Lighting | 2013 T-24: NRA-Lighting-Alterations-Existing Measures | Expected | Electric Energy (GWh/year) | 3.7254 | 3.6781 | 3.6409 | 3.6118 | 1.7799 | 0 | 0 | 0 | 0 | 0 | 0 | 0 | 0
No | SDG&E | Com | Lighting | 2013 T-24: NRA-Lighting-Alterations-New Measures | Expected | Electric Energy (GWh/year) | 5.3771 | 5.3122 | 5.2572 | 5.2108 | 2.5646 | 0 | 0 | 0 | 0 | 0 | 0 | 0 | 0
No | SDG&E | Com | Lighting | 2016 T-24: NRA-Lighting-ASHRAE Elevator Lighting & Ventilation | Expected | Electric Energy (GWh/year) | 0.028209 | 0.027963 | 0.027796 | 0.027683 | 0.027606 | 0.027553 | 0.027484 | 0 | 0 | 0 | 0 | 0 | 0
No | SDG&E | Com | Lighting | 2013 T-24: NRA-Lighting-Egress Lighting Control | Expected | Electric Energy (GWh/year) | 3.4719 | 3.4121 | 3.3568 | 3.306 | 1.6163 | 0 | 0 | 0 | 0 | 0 | 0 | 0 | 0
No | SDG&E | Com | Lighting | 2013 T-24: NRA-Lighting-Hotel Corridors | Expected | Electric Energy (GWh/year) | 0.05893 | 0.05826 | 0.057686 | 0.057198 | 0.02816 | 0 | 0 | 0 | 0 | 0 | 0 | 0 | 0
No | SDG&E | Com | Lighting | 2013 T-24: NRA-Lighting-MF Building Corridors | Expected | Electric Energy (GWh/year) | 0.18635 | 0.18462 | 0.18305 | 0.18163 | 0.089441 | 0 | 0 | 0 | 0 | 0 | 0 | 0 | 0
No | SDG&E | Com | Lighting | 2016 T-24: NRA-Lighting-Outdoor Lighting Controls (unit = control) | Expected | Electric Energy (GWh/year) | 0.019414 | 0.019245 | 0.01913 | 0.019052 | 0.018999 | 0.018963 | 0.018915 | 0 | 0 | 0 | 0 | 0 | 0
No | SDG&E | Com | Lighting | 2013 T-24: NRA-Lighting-Warehouses and Libraries | Expected | Electric Energy (GWh/year) | 1.5938 | 1.5731 | 1.5562 | 1.5425 | 0.75941 | 0 | 0 | 0 | 0 | 0 | 0 | 0 | 0
No | SDG&E | Com | Lighting | 2013 T-24: NRNC-Lighting-Controllable Lighting | Expected | Electric Energy (GWh/year) | 1.6193 | 1.5768 | 1.5395 | 1.507 | 1.479 | 1.455 | 1.4284 | 1.4036 | 1.3775 | 1.3523 | 1.3265 | 1.3011 | 1.2754
No | SDG&E | Com | Lighting | 2013 T-24: NRNC-Lighting-DR Lighting Controls | Expected | Electric Energy (GWh/year) | 0.031186 | 0.031039 | 0.030946 | 0.030888 | 0.030853 | 0.030831 | 0.0308 | 0.030776 | 0.030747 | 0.030721 | 0.030693 | 0.030666 | 0.030639
No | SDG&E | Com | Lighting | 2013 T-24: NRNC-Lighting-Egress Lighting Control | Expected | Electric Energy (GWh/year) | 1.6911 | 1.6566 | 1.6233 | 1.5915 | 1.5613 | 1.533 | 1.5035 | 1.4748 | 1.4456 | 1.4167 | 1.3876 | 1.3586 | 1.3295
No | SDG&E | Com | Lighting | 2013 T-24: NRNC-Lighting-Hotel Corridors | Expected | Electric Energy (GWh/year) | 0.029849 | 0.029264 | 0.028735 | 0.028263 | 0.027847 | 0.027485 | 0.027087 | 0.026713 | 0.026323 | 0.025943 | 0.025557 | 0.025175 | 0.02479
No | SDG&E | Com | Lighting | 2013 T-24: NRNC-Lighting-MF Building Corridors | Expected | Electric Energy (GWh/year) | 0.2156 | 0.21294 | 0.2104 | 0.20801 | 0.20577 | 0.20371 | 0.20153 | 0.19943 | 0.19727 | 0.19516 | 0.19301 | 0.19089 | 0.18875
No | SDG&E | Com | Lighting | 2013 T-24: NRNC-Lighting-Office Plug Load Control | Expected | Electric Energy (GWh/year) | 0.49376 | 0.48327 | 0.4738 | 0.4654 | 0.45806 | 0.45174 | 0.44474 | 0.43819 | 0.43134 | 0.42469 | 0.4179 | 0.41121 | 0.40445
No | SDG&E | Com | Lighting | 2013 T-24: NRNC-Lighting-Outdoor Lighting & Controls | Expected | Electric Energy (GWh/year) | 0.18646 | 0.18496 | 0.18382 | 0.18295 | 0.18229 | 0.18179 | 0.18119 | 0.18065 | 0.18007 | 0.17952 | 0.17894 | 0.17839 | 0.17782
No | SDG&E | Com | Lighting | 2013 T-24: NRNC-Lighting-Parking Garage | Expected | Electric Energy (GWh/year) | 0.34521 | 0.34278 | 0.34109 | 0.33991 | 0.3391 | 0.33854 | 0.33781 | 0.33719 | 0.3365 | 0.33585 | 0.33517 | 0.33452 | 0.33385
No | SDG&E | Com | Lighting | 2013 T-24: NRNC-Lighting-Warehouses and Libraries | Expected | Electric Energy (GWh/year) | 0.64101 | 0.62251 | 0.60674 | 0.59347 | 0.58242 | 0.5733 | 0.56289 | 0.55335 | 0.54323 | 0.53349 | 0.52349 | 0.51367 | 0.50373
No | SDG&E | Com | Lighting | 2008 T-24: Outdoor Lighting | Expected | Electric Energy (GWh/year) | 0.077837 | 0.07717 | 0.076618 | 0.076162 | 0.075785 | 0.075475 | 0.07512 | 0.074795 | 0.07445 | 0.074118 | 0.073778 | 0.073443 | 0.073104
No | SDG&E | Com | Lighting | 2008 T-24: Sidelighting | Expected | Electric Energy (GWh/year) | 0.22325 | 0.22214 | 0.2212 | 0.22042 | 0.21978 | 0.21924 | 0.21863 | 0.21807 | 0.21748 | 0.21691 | 0.21633 | 0.21575 | 0.21517
No | SDG&E | Com | Lighting | 2008 T-24: Skylighting | Expected | Electric Energy (GWh/year) | 0.58872 | 0.58759 | 0.58676 | 0.58615 | 0.5857 | 0.58536 | 0.58495 | 0.5846 | 0.5842 | 0.58383 | 0.58345 | 0.58307 | 0.58269
No | SDG&E | Com | Lighting | T-20: Small Diameter Directional Lamps | Expected | Electric Energy (GWh/year) | 2.8929 | 2.7815 | 0 | 0 | 0 | 0 | 0 | 0 | 0 | 0 | 0 | 0 | 0
No | SDG&E | Com | Lighting | 2008 T-24: Tailored Indoor lighting | Expected | Electric Energy (GWh/year) | 0.207 | 0.20657 | 0.20624 | 0.206 | 0.20581 | 0.20567 | 0.2055 | 0.20535 | 0.20519 | 0.20503 | 0.20487 | 0.20472 | 0.20456
No | SDG&E | Com | Lighting | 2019-21 Fed App: Ceiling fan light kits | Expected | Electric Energy (GWh/year) | 0.0038607 | 0.0036569 | 0.0034668 | 0.0032881 | 0.0031414 | 0.0030143 | 0.0028711 | 0.0027415 | 0.0022894 | 0.00030536 | 0.00029372 | 0.00028319 | 0.00027365
No | SDG&E | Com | Lighting | 2025 T-24: Daylighting - Revise Automatic Daylighting Controls Exceptions (Alterations) | Expected | Electric Energy (GWh/year) |  | 0.23379 | 0.24822 | 0.24094 | 0.23366 | 0.22639 | 0.21915 | 0.21195 | 0.2048 | 0.19771 | 0.1907 | 0.18378 | 0.17696
No | SDG&E | Com | Lighting | 2025 T-24: Daylighting - Revise Automatic Daylighting Controls Exceptions (New Construction + Additions) | Expected | Electric Energy (GWh/year) | 0 | 0.010666 | 0.062004 | 0.060185 | 0.058367 | 0.056551 | 0.054742 | 0.052943 | 0.051157 | 0.049387 | 0.047636 | 0.045907 | 0.044203
No | SDG&E | Com | Lighting | 2019 T-20: General Service Lamps - Expanded Scope | Expected | Electric Energy (GWh/year) |  | 0.3334 | 0.3532 | 0.32257 | 0.040282 | 0.050005 | 0.049739 | 0.04961 | 0.049548 | 0.049517 | 0.049503 | 0.049496 | 0.049492
No | SDG&E | Com | Lighting | 2016 T-20: LED Quality - Tier 2 | Expected | Electric Energy (GWh/year) | 0.0032958 | 0.0032251 | 0.0031485 | 0.003072 | 0.0029457 | 0.0028289 | 0.0027228 | 0.002628 | 0.0025446 | 0.0024721 | 0.0024098 | 0.0023568 | 0.00086324
No | SDG&E | Com | Lighting | 2022 T-24: NRA - Controlled Environment Horticulture - Lighting Efficacy | Expected | Electric Energy (GWh/year) | 1.1133 | 1.0428 | 0.97894 | 0.92173 | 0.87091 | 0.82612 | 0.78691 | 0.75281 | 0.061431 | 0 | 0 | 0 | 0
No | SDG&E | Com | Lighting | 2022 T-24: NRA - Daylighting - Automatic Daylight Dimming to 10% | Expected | Electric Energy (GWh/year) | 1.3742 | 1.3332 | 1.2821 | 1.2198 | 1.1457 | 1.0606 | 0.082076 | 0 | 0 | 0 | 0 | 0 | 0
No | SDG&E | Com | Lighting | 2022 T-24: NRA - Grid Integration - Demand Responsive Lighting Systems | Expected | Electric Energy (GWh/year) | 0.007053 | 0.0063045 | 0.0058483 | 0.0055708 | 0.0054022 | 0.0031 | 0 | 0 | 0 | 0 | 0 | 0 | 0
No | SDG&E | Com | Lighting | 2022 T-24: NRA - Indoor Lighting - Lighting Power Densities | Expected | Electric Energy (GWh/year) | 2.6453 | 2.6222 | 2.5934 | 2.559 | 2.5199 | 2.4777 | 2.4348 | 2.3938 | 2.3566 | 2.3246 | 2.2983 | 2.2775 | 2.2614
No | SDG&E | Com | Lighting | 2022 T-24: NRA - Indoor Lighting - Multi-zone Occupancy Sensing in Large Offices | Expected | Electric Energy (GWh/year) | 1.7359 | 1.6716 | 1.6047 | 1.5373 | 1.4719 | 1.4102 | 0.115 | 0 | 0 | 0 | 0 | 0 | 0
No | SDG&E | Com | Lighting | 2022 T-24: NRA - Outdoor Lighting - Lighting Power Allowances for General Hardscapes | Expected | Electric Energy (GWh/year) | 0.51763 | 0.51763 | 0.51763 | 0.51763 | 0.51763 | 0.51763 | 0.51763 | 0.51763 | 0.51763 | 0.51763 | 0.51763 | 0.51763 | 0.51763
No | SDG&E | Com | Lighting | 2022 T-24: NRA - Outdoor Lighting - Lighting Zone Reclassification | Expected | Electric Energy (GWh/year) | 0.059921 | 0.059921 | 0.059921 | 0.059921 | 0.059921 | 0.059921 | 0.059921 | 0.059921 | 0.059921 | 0.059921 | 0.059921 | 0.059921 | 0.059921
No | SDG&E | Com | Lighting | 2019 T-24: NRA-Indoor Lighting-Alterations (Control) | Expected | Electric Energy (GWh/year) | 0.0082684 | 0.0077534 | 0.0071518 | 0.0064737 | 0.0057389 | 0.0049763 | 0.0042192 | 0.0035002 | 0.0028455 | 0.0022717 | 0.00015165 | 0 | 0
No | SDG&E | Com | Lighting | 2019 T-24: NRA-Indoor Lighting-Alterations (LPD) | Expected | Electric Energy (GWh/year) | 0.27813 | 0.20483 | 0.14717 | 0.10376 | 0.072125 | 0.049633 | 0.033912 | 0.023056 | 0.015622 | 0.01056 | 0.00060532 | 0 | 0
No | SDG&E | Com | Lighting | 2019 T-24: NRA-Indoor Lighting-New Controls | Expected | Electric Energy (GWh/year) | 0.51606 | 0.48392 | 0.44637 | 0.40405 | 0.35819 | 0.31059 | 0.26334 | 0.21846 | 0.1776 | 0.14178 | 0.009465 | 0 | 0
No | SDG&E | Com | Lighting | 2019 T-24: NRA-Indoor Lighting-New LPD | Expected | Electric Energy (GWh/year) | 2.5469 | 1.8757 | 1.3477 | 0.95011 | 0.66046 | 0.4545 | 0.31054 | 0.21113 | 0.14305 | 0.0967 | 0.005543 | 0 | 0
No | SDG&E | Com | Lighting | 2019 T-24: NRA-Outdoor Lighting-Controls | Expected | Electric Energy (GWh/year) | 0.57052 | 0.53498 | 0.49348 | 0.44668 | 0.39598 | 0.34336 | 0.29112 | 0.24151 | 0.19634 | 0.15675 | 0.010464 | 0 | 0
No | SDG&E | Com | Lighting | 2019 T-24: NRA-Outdoor Lighting-LPA (General Hardscape) | Expected | Electric Energy (GWh/year) | 0.41338 | 0.30444 | 0.21874 | 0.15421 | 0.1072 | 0.073768 | 0.050403 | 0.034267 | 0.023218 | 0.015695 | 0.00089967 | 0 | 0
No | SDG&E | Com | Lighting | 2019 T-24: NRA-Outdoor Lighting-LPA (Specific Applications) | Expected | Electric Energy (GWh/year) | 0.40632 | 0.29923 | 0.215 | 0.15157 | 0.10537 | 0.072507 | 0.049541 | 0.033681 | 0.022821 | 0.015427 | 0.00088429 | 0 | 0
No | SDG&E | Com | Lighting | 2022 T-24: NRNC - Controlled Environment Horticulture - Lighting Efficacy | Expected | Electric Energy (GWh/year) | 3.0336 | 2.8415 | 2.6676 | 2.5117 | 2.3732 | 2.2511 | 2.1443 | 2.0514 | 1.971 | 1.9017 | 1.8423 | 1.7915 | 1.7482
No | SDG&E | Com | Lighting | 2022 T-24: NRNC - Daylighting - Automatic Daylight Dimming to 10% | Expected | Electric Energy (GWh/year) | 0.2753 | 0.2671 | 0.25686 | 0.24436 | 0.22952 | 0.21247 | 0.1936 | 0.17356 | 0.1532 | 0.1334 | 0.11498 | 0.098517 | 0.084326
No | SDG&E | Com | Lighting | 2022 T-24: NRNC - Grid Integration - Demand Responsive Lighting Systems | Expected | Electric Energy (GWh/year) |  | 0.00023228 | 0.00021547 | 0.00020525 | 0.00019903 | 0.00019526 | 0.00019297 | 0.00019158 | 0.00019074 | 0.00019023 | 0.00018992 | 0.00018973 | 0.00018962
No | SDG&E | Com | Lighting | 2022 T-24: NRNC - Indoor Lighting - Lighting Power Densities | Expected | Electric Energy (GWh/year) |  | 0.57852 | 0.57216 | 0.56458 | 0.55595 | 0.54665 | 0.53719 | 0.52812 | 0.51992 | 0.51286 | 0.50706 | 0.50246 | 0.49893
No | SDG&E | Com | Lighting | 2022 T-24: NRNC - Indoor Lighting - Multi-zone Occupancy Sensing in Large Offices | Expected | Electric Energy (GWh/year) |  | 1.0761 | 1.033 | 0.98967 | 0.94751 | 0.90784 | 0.87162 | 0.8395 | 0.8117 | 0.78817 | 0.76861 | 0.7526 | 0.73967
No | SDG&E | Com | Lighting | 2022 T-24: NRNC - Outdoor Lighting - Nonresidential Lighting Power Allowances for General Hardscapes | Expected | Electric Energy (GWh/year) |  | 0.16626 | 0.16626 | 0.16626 | 0.16626 | 0.16626 | 0.16626 | 0.16626 | 0.16626 | 0.16626 | 0.16626 | 0.16626 | 0.16626
No | SDG&E | Com | Lighting | 2022 T-24: NRNC - Outdoor Lighting - Nonresidential Lighting Zone Reclassification | Expected | Electric Energy (GWh/year) |  | 0.019411 | 0.019411 | 0.019411 | 0.019411 | 0.019411 | 0.019411 | 0.019411 | 0.019411 | 0.019411 | 0.019411 | 0.019411 | 0.019411
No | SDG&E | Com | Lighting | 2019 T-24: NRNC-Indoor Lighting-Controls | Expected | Electric Energy (GWh/year) |  | 0.31551 | 0.29103 | 0.26343 | 0.23353 | 0.2025 | 0.17169 | 0.14243 | 0.11579 | 0.092442 | 0.072659 | 0.056371 | 0.043272
No | SDG&E | Com | Lighting | 2019 T-24: NRNC-Indoor Lighting-LPD | Expected | Electric Energy (GWh/year) |  | 0.64532 | 0.46367 | 0.32688 | 0.22723 | 0.15637 | 0.10684 | 0.072637 | 0.049216 | 0.033269 | 0.022454 | 0.015138 | 0.010199
No | SDG&E | Com | Lighting | 2019 T-24: NRNC-Outdoor Lighting-Controls | Expected | Electric Energy (GWh/year) |  | 0.1826 | 0.16844 | 0.15247 | 0.13516 | 0.1172 | 0.099369 | 0.082436 | 0.067015 | 0.053502 | 0.042053 | 0.032625 | 0.025045
No | SDG&E | Com | Lighting | 2019 T-24: NRNC-Outdoor Lighting-LPA (General Hardscape) | Expected | Electric Energy (GWh/year) |  | 0.2194 | 0.18201 | 0.14796 | 0.11813 | 0.092848 | 0.072034 | 0.055296 | 0.04209 | 0.031827 | 0.023944 | 0.017943 | 0.013406
No | SDG&E | Com | Lighting | 2019 T-24: NRNC-Outdoor Lighting-LPA (Specific Applications) | Expected | Electric Energy (GWh/year) |  | 0.2146 | 0.17803 | 0.14473 | 0.11554 | 0.090816 | 0.070457 | 0.054086 | 0.041169 | 0.031131 | 0.02342 | 0.017551 | 0.013113
No | SDG&E | Com | Lighting | 2005 T-24: Bi-level lighting control credits | Possible | Electric Energy (GWh/year) | 0.0028898 | 0.002872 | 0.0028553 | 0.0028395 | 0.0028247 | 0.0028109 | 0.0027965 | 0.0027824 | 0.0027681 | 0.002754 | 0.0027397 | 0.0027256 | 0.0027114
No | SDG&E | Com | Lighting | T-20: Dimming Ballasts | Possible | Electric Energy (GWh/year) | 0.73895 | 0.7409 | 0.74284 | 0.74479 | 0 | 0 | 0 | 0 | 0 | 0 | 0 | 0 | 0
No | SDG&E | Com | Lighting | 2008 T-20: General Purpose Lighting -- 60 and 40 watt | Possible | Electric Energy (GWh/year) | 0 | 0 | 0 | 0 | 0 | 0 | 0 | 0 | 0 | 0 | 0 | 0 | 0
No | SDG&E | Com | Lighting | Fed Appliance: General Service Fluorescent Lamps #1 | Possible | Electric Energy (GWh/year) | 0.23386 | 0.23331 | 0.23292 | 0.23264 | 0.23244 | 0.2323 | 0.23212 | 0.23197 | 0.2318 | 0.23164 | 0.23147 | 0.23131 | 0.23114
No | SDG&E | Com | Lighting | Fed Appliance: GSFLs | Possible | Electric Energy (GWh/year) | 6.5093 | 6.5254 | 6.5415 | 6.5576 | 0 | 0 | 0 | 0 | 0 | 0 | 0 | 0 | 0
No | SDG&E | Com | Lighting | 2006 T-20: General Service Incandescent Lamps, Tier 2 #3 | Possible | Electric Energy (GWh/year) | 0.0001112 | 0.00011115 | 0.00011111 | 0.00011108 | 0.00011105 | 0.00011103 | 0.000111 | 0.00011098 | 0.00011096 | 0.00011093 | 0.00011091 | 0.00011089 | 0.00011086
No | SDG&E | Com | Lighting | T-20: GSLs - Original Scope - Tier 2 | Possible | Electric Energy (GWh/year) | 1.561 | 1.4928 | 1.4247 | 1.3565 | 1.2883 | 1.2201 | 1.1519 | 1.0837 | 1.0156 | 0.13067 | 0.12127 | 0.11186 | 0.10246
No | SDG&E | Com | Lighting | T-20: LED Lamps - Tier 1 | Possible | Electric Energy (GWh/year) | 0.14445 | 0.13521 | 0.12598 | 0.11674 | 0.1075 | 0.098266 | 0.089029 | 0.079792 | 0.070555 | 0.061318 | 0.0075673 | 0.0062252 | 0.004883
No | SDG&E | Com | Lighting | Fed Appliance: Incandescent Reflector Lamps | Possible | Electric Energy (GWh/year) | 0.00097918 | 0.00095517 | 0.00093574 | 0.00092032 | 0.00090829 | 0.00089902 | 0.0008879 | 0.00087802 | 0.00086731 | 0.00085715 | 0.00084663 | 0.00083635 | 0.00082591
No | SDG&E | Com | Lighting | 2005 T-24: Lighting controls under skylights | Possible | Electric Energy (GWh/year) | 0.03718 | 0.037053 | 0.03696 | 0.036891 | 0.03684 | 0.036802 | 0.036756 | 0.036716 | 0.036671 | 0.03663 | 0.036586 | 0.036544 | 0.036501
No | SDG&E | Com | Lighting | Fed Appliance: Metal Halide Lamp Fixtures | Possible | Electric Energy (GWh/year) | 0.079615 | 0.07671 | 0.073805 | 0.0709 | 0.067995 | 0.065091 | 0.062186 | 0.059281 | 0.056376 | 0.053471 | 0.050566 | 0.047661 | 0.044756
No | SDG&E | Com | Lighting | 2005 T-20: Modular Furniture Task Lighting Fixtures | Possible | Electric Energy (GWh/year) | 0.003225 | 0.0032158 | 0.0032091 | 0.0032043 | 0.0032009 | 0.0031984 | 0.0031952 | 0.0031925 | 0.0031896 | 0.0031868 | 0.0031839 | 0.003181 | 0.0031781
No | SDG&E | Com | Lighting | 2016 T-24: Nonresidential Lighting Alterations (Units = sq ft) | Possible | Electric Energy (GWh/year) | 2.9848 | 2.9471 | 2.9074 | 2.8668 | 2.8266 | 2.786 | 2.7446 | 0 | 0 | 0 | 0 | 0 | 0
No | SDG&E | Com | Lighting | 2013 T-24: NRA-Lighting-Alterations-Existing Measures | Possible | Electric Energy (GWh/year) | 3.7254 | 3.6781 | 3.6409 | 3.6118 | 1.7799 | 0 | 0 | 0 | 0 | 0 | 0 | 0 | 0
No | SDG&E | Com | Lighting | 2013 T-24: NRA-Lighting-Alterations-New Measures | Possible | Electric Energy (GWh/year) | 5.3771 | 5.3122 | 5.2572 | 5.2108 | 2.5646 | 0 | 0 | 0 | 0 | 0 | 0 | 0 | 0
No | SDG&E | Com | Lighting | 2016 T-24: NRA-Lighting-ASHRAE Elevator Lighting & Ventilation | Possible | Electric Energy (GWh/year) | 0.028209 | 0.027963 | 0.027796 | 0.027683 | 0.027606 | 0.027553 | 0.027484 | 0 | 0 | 0 | 0 | 0 | 0
No | SDG&E | Com | Lighting | 2013 T-24: NRA-Lighting-Egress Lighting Control | Possible | Electric Energy (GWh/year) | 3.4719 | 3.4121 | 3.3568 | 3.306 | 1.6163 | 0 | 0 | 0 | 0 | 0 | 0 | 0 | 0
No | SDG&E | Com | Lighting | 2013 T-24: NRA-Lighting-Hotel Corridors | Possible | Electric Energy (GWh/year) | 0.05893 | 0.05826 | 0.057686 | 0.057198 | 0.02816 | 0 | 0 | 0 | 0 | 0 | 0 | 0 | 0
No | SDG&E | Com | Lighting | 2013 T-24: NRA-Lighting-MF Building Corridors | Possible | Electric Energy (GWh/year) | 0.18635 | 0.18462 | 0.18305 | 0.18163 | 0.089441 | 0 | 0 | 0 | 0 | 0 | 0 | 0 | 0
No | SDG&E | Com | Lighting | 2016 T-24: NRA-Lighting-Outdoor Lighting Controls (unit = control) | Possible | Electric Energy (GWh/year) | 0.019414 | 0.019245 | 0.01913 | 0.019052 | 0.018999 | 0.018963 | 0.018915 | 0 | 0 | 0 | 0 | 0 | 0
No | SDG&E | Com | Lighting | 2013 T-24: NRA-Lighting-Warehouses and Libraries | Possible | Electric Energy (GWh/year) | 1.5938 | 1.5731 | 1.5562 | 1.5425 | 0.75941 | 0 | 0 | 0 | 0 | 0 | 0 | 0 | 0
No | SDG&E | Com | Lighting | 2013 T-24: NRNC-Lighting-Controllable Lighting | Possible | Electric Energy (GWh/year) | 1.6193 | 1.5768 | 1.5395 | 1.507 | 1.479 | 1.455 | 1.4284 | 1.4036 | 1.3775 | 1.3523 | 1.3265 | 1.3011 | 1.2754
No | SDG&E | Com | Lighting | 2013 T-24: NRNC-Lighting-DR Lighting Controls | Possible | Electric Energy (GWh/year) | 0.031186 | 0.031039 | 0.030946 | 0.030888 | 0.030853 | 0.030831 | 0.0308 | 0.030776 | 0.030747 | 0.030721 | 0.030693 | 0.030666 | 0.030639
No | SDG&E | Com | Lighting | 2013 T-24: NRNC-Lighting-Egress Lighting Control | Possible | Electric Energy (GWh/year) | 1.6911 | 1.6566 | 1.6233 | 1.5915 | 1.5613 | 1.533 | 1.5035 | 1.4748 | 1.4456 | 1.4167 | 1.3876 | 1.3586 | 1.3295
No | SDG&E | Com | Lighting | 2013 T-24: NRNC-Lighting-Hotel Corridors | Possible | Electric Energy (GWh/year) | 0.029849 | 0.029264 | 0.028735 | 0.028263 | 0.027847 | 0.027485 | 0.027087 | 0.026713 | 0.026323 | 0.025943 | 0.025557 | 0.025175 | 0.02479
No | SDG&E | Com | Lighting | 2013 T-24: NRNC-Lighting-MF Building Corridors | Possible | Electric Energy (GWh/year) | 0.2156 | 0.21294 | 0.2104 | 0.20801 | 0.20577 | 0.20371 | 0.20153 | 0.19943 | 0.19727 | 0.19516 | 0.19301 | 0.19089 | 0.18875
No | SDG&E | Com | Lighting | 2013 T-24: NRNC-Lighting-Office Plug Load Control | Possible | Electric Energy (GWh/year) | 0.49376 | 0.48327 | 0.4738 | 0.4654 | 0.45806 | 0.45174 | 0.44474 | 0.43819 | 0.43134 | 0.42469 | 0.4179 | 0.41121 | 0.40445
No | SDG&E | Com | Lighting | 2013 T-24: NRNC-Lighting-Outdoor Lighting & Controls | Possible | Electric Energy (GWh/year) | 0.18646 | 0.18496 | 0.18382 | 0.18295 | 0.18229 | 0.18179 | 0.18119 | 0.18065 | 0.18007 | 0.17952 | 0.17894 | 0.17839 | 0.17782
No | SDG&E | Com | Lighting | 2013 T-24: NRNC-Lighting-Parking Garage | Possible | Electric Energy (GWh/year) | 0.34521 | 0.34278 | 0.34109 | 0.33991 | 0.3391 | 0.33854 | 0.33781 | 0.33719 | 0.3365 | 0.33585 | 0.33517 | 0.33452 | 0.33385
No | SDG&E | Com | Lighting | 2013 T-24: NRNC-Lighting-Warehouses and Libraries | Possible | Electric Energy (GWh/year) | 0.64101 | 0.62251 | 0.60674 | 0.59347 | 0.58242 | 0.5733 | 0.56289 | 0.55335 | 0.54323 | 0.53349 | 0.52349 | 0.51367 | 0.50373
No | SDG&E | Com | Lighting | 2008 T-24: Outdoor Lighting | Possible | Electric Energy (GWh/year) | 0.077837 | 0.07717 | 0.076618 | 0.076162 | 0.075785 | 0.075475 | 0.07512 | 0.074795 | 0.07445 | 0.074118 | 0.073778 | 0.073443 | 0.073104
No | SDG&E | Com | Lighting | 2008 T-24: Sidelighting | Possible | Electric Energy (GWh/year) | 0.22325 | 0.22214 | 0.2212 | 0.22042 | 0.21978 | 0.21924 | 0.21863 | 0.21807 | 0.21748 | 0.21691 | 0.21633 | 0.21575 | 0.21517
No | SDG&E | Com | Lighting | 2008 T-24: Skylighting | Possible | Electric Energy (GWh/year) | 0.58872 | 0.58759 | 0.58676 | 0.58615 | 0.5857 | 0.58536 | 0.58495 | 0.5846 | 0.5842 | 0.58383 | 0.58345 | 0.58307 | 0.58269
No | SDG&E | Com | Lighting | T-20: Small Diameter Directional Lamps | Possible | Electric Energy (GWh/year) | 2.8929 | 2.7815 | 0 | 0 | 0 | 0 | 0 | 0 | 0 | 0 | 0 | 0 | 0
No | SDG&E | Com | Lighting | 2008 T-24: Tailored Indoor lighting | Possible | Electric Energy (GWh/year) | 0.207 | 0.20657 | 0.20624 | 0.206 | 0.20581 | 0.20567 | 0.2055 | 0.20535 | 0.20519 | 0.20503 | 0.20487 | 0.20472 | 0.20456
No | SDG&E | Com | Lighting | 2019-21 Fed App: Ceiling fan light kits | Possible | Electric Energy (GWh/year) | 0.0038607 | 0.0036569 | 0.0034668 | 0.0032881 | 0.0031414 | 0.0030143 | 0.0028711 | 0.0027415 | 0.0022894 | 0.00030536 | 0.00029372 | 0.00028319 | 0.00027365
No | SDG&E | Com | Lighting | 2025 T-24: Daylighting - Revise Automatic Daylighting Controls Exceptions (Alterations) | Possible | Electric Energy (GWh/year) |  | 0.23379 | 0.24822 | 0.24094 | 0.23366 | 0.22639 | 0.21915 | 0.21195 | 0.2048 | 0.19771 | 0.1907 | 0.18378 | 0.17696
No | SDG&E | Com | Lighting | 2025 T-24: Daylighting - Revise Automatic Daylighting Controls Exceptions (New Construction + Additions) | Possible | Electric Energy (GWh/year) | 0 | 0.010666 | 0.062004 | 0.060185 | 0.058367 | 0.056551 | 0.054742 | 0.052943 | 0.051157 | 0.049387 | 0.047636 | 0.045907 | 0.044203
No | SDG&E | Com | Lighting | 2019 T-20: General Service Lamps - Expanded Scope | Possible | Electric Energy (GWh/year) |  | 0.3334 | 0.3532 | 0.32257 | 0.040282 | 0.050005 | 0.049739 | 0.04961 | 0.049548 | 0.049517 | 0.049503 | 0.049496 | 0.049492
No | SDG&E | Com | Lighting | 2016 T-20: LED Quality - Tier 2 | Possible | Electric Energy (GWh/year) | 0.0032958 | 0.0032251 | 0.0031485 | 0.003072 | 0.0029457 | 0.0028289 | 0.0027228 | 0.002628 | 0.0025446 | 0.0024721 | 0.0024098 | 0.0023568 | 0.00086324
No | SDG&E | Com | Lighting | 2022 T-24: NRA - Controlled Environment Horticulture - Lighting Efficacy | Possible | Electric Energy (GWh/year) | 1.1133 | 1.0428 | 0.97894 | 0.92173 | 0.87091 | 0.82612 | 0.78691 | 0.75281 | 0.061431 | 0 | 0 | 0 | 0
No | SDG&E | Com | Lighting | 2022 T-24: NRA - Daylighting - Automatic Daylight Dimming to 10% | Possible | Electric Energy (GWh/year) | 1.3742 | 1.3332 | 1.2821 | 1.2198 | 1.1457 | 1.0606 | 0.082076 | 0 | 0 | 0 | 0 | 0 | 0
No | SDG&E | Com | Lighting | 2022 T-24: NRA - Grid Integration - Demand Responsive Lighting Systems | Possible | Electric Energy (GWh/year) | 0.007053 | 0.0063045 | 0.0058483 | 0.0055708 | 0.0054022 | 0.0031 | 0 | 0 | 0 | 0 | 0 | 0 | 0
No | SDG&E | Com | Lighting | 2022 T-24: NRA - Indoor Lighting - Lighting Power Densities | Possible | Electric Energy (GWh/year) | 2.6453 | 2.6222 | 2.5934 | 2.559 | 2.5199 | 2.4777 | 2.4348 | 2.3938 | 2.3566 | 2.3246 | 2.2983 | 2.2775 | 2.2614
No | SDG&E | Com | Lighting | 2022 T-24: NRA - Indoor Lighting - Multi-zone Occupancy Sensing in Large Offices | Possible | Electric Energy (GWh/year) | 1.7359 | 1.6716 | 1.6047 | 1.5373 | 1.4719 | 1.4102 | 0.115 | 0 | 0 | 0 | 0 | 0 | 0
No | SDG&E | Com | Lighting | 2022 T-24: NRA - Outdoor Lighting - Lighting Power Allowances for General Hardscapes | Possible | Electric Energy (GWh/year) | 0.51763 | 0.51763 | 0.51763 | 0.51763 | 0.51763 | 0.51763 | 0.51763 | 0.51763 | 0.51763 | 0.51763 | 0.51763 | 0.51763 | 0.51763
No | SDG&E | Com | Lighting | 2022 T-24: NRA - Outdoor Lighting - Lighting Zone Reclassification | Possible | Electric Energy (GWh/year) | 0.059921 | 0.059921 | 0.059921 | 0.059921 | 0.059921 | 0.059921 | 0.059921 | 0.059921 | 0.059921 | 0.059921 | 0.059921 | 0.059921 | 0.059921
No | SDG&E | Com | Lighting | 2019 T-24: NRA-Indoor Lighting-Alterations (Control) | Possible | Electric Energy (GWh/year) | 0.0082684 | 0.0077534 | 0.0071518 | 0.0064737 | 0.0057389 | 0.0049763 | 0.0042192 | 0.0035002 | 0.0028455 | 0.0022717 | 0.00015165 | 0 | 0
No | SDG&E | Com | Lighting | 2019 T-24: NRA-Indoor Lighting-Alterations (LPD) | Possible | Electric Energy (GWh/year) | 0.27813 | 0.20483 | 0.14717 | 0.10376 | 0.072125 | 0.049633 | 0.033912 | 0.023056 | 0.015622 | 0.01056 | 0.00060532 | 0 | 0
No | SDG&E | Com | Lighting | 2019 T-24: NRA-Indoor Lighting-New Controls | Possible | Electric Energy (GWh/year) | 0.51606 | 0.48392 | 0.44637 | 0.40405 | 0.35819 | 0.31059 | 0.26334 | 0.21846 | 0.1776 | 0.14178 | 0.009465 | 0 | 0
No | SDG&E | Com | Lighting | 2019 T-24: NRA-Indoor Lighting-New LPD | Possible | Electric Energy (GWh/year) | 2.5469 | 1.8757 | 1.3477 | 0.95011 | 0.66046 | 0.4545 | 0.31054 | 0.21113 | 0.14305 | 0.0967 | 0.005543 | 0 | 0
No | SDG&E | Com | Lighting | 2019 T-24: NRA-Outdoor Lighting-Controls | Possible | Electric Energy (GWh/year) | 0.57052 | 0.53498 | 0.49348 | 0.44668 | 0.39598 | 0.34336 | 0.29112 | 0.24151 | 0.19634 | 0.15675 | 0.010464 | 0 | 0
No | SDG&E | Com | Lighting | 2019 T-24: NRA-Outdoor Lighting-LPA (General Hardscape) | Possible | Electric Energy (GWh/year) | 0.41338 | 0.30444 | 0.21874 | 0.15421 | 0.1072 | 0.073768 | 0.050403 | 0.034267 | 0.023218 | 0.015695 | 0.00089967 | 0 | 0
No | SDG&E | Com | Lighting | 2019 T-24: NRA-Outdoor Lighting-LPA (Specific Applications) | Possible | Electric Energy (GWh/year) | 0.40632 | 0.29923 | 0.215 | 0.15157 | 0.10537 | 0.072507 | 0.049541 | 0.033681 | 0.022821 | 0.015427 | 0.00088429 | 0 | 0
No | SDG&E | Com | Lighting | 2022 T-24: NRNC - Controlled Environment Horticulture - Lighting Efficacy | Possible | Electric Energy (GWh/year) | 3.0336 | 2.8415 | 2.6676 | 2.5117 | 2.3732 | 2.2511 | 2.1443 | 2.0514 | 1.971 | 1.9017 | 1.8423 | 1.7915 | 1.7482
No | SDG&E | Com | Lighting | 2022 T-24: NRNC - Daylighting - Automatic Daylight Dimming to 10% | Possible | Electric Energy (GWh/year) | 0.2753 | 0.2671 | 0.25686 | 0.24436 | 0.22952 | 0.21247 | 0.1936 | 0.17356 | 0.1532 | 0.1334 | 0.11498 | 0.098517 | 0.084326
No | SDG&E | Com | Lighting | 2022 T-24: NRNC - Grid Integration - Demand Responsive Lighting Systems | Possible | Electric Energy (GWh/year) |  | 0.00023228 | 0.00021547 | 0.00020525 | 0.00019903 | 0.00019526 | 0.00019297 | 0.00019158 | 0.00019074 | 0.00019023 | 0.00018992 | 0.00018973 | 0.00018962
No | SDG&E | Com | Lighting | 2022 T-24: NRNC - Indoor Lighting - Lighting Power Densities | Possible | Electric Energy (GWh/year) |  | 0.57852 | 0.57216 | 0.56458 | 0.55595 | 0.54665 | 0.53719 | 0.52812 | 0.51992 | 0.51286 | 0.50706 | 0.50246 | 0.49893
No | SDG&E | Com | Lighting | 2022 T-24: NRNC - Indoor Lighting - Multi-zone Occupancy Sensing in Large Offices | Possible | Electric Energy (GWh/year) |  | 1.0761 | 1.033 | 0.98967 | 0.94751 | 0.90784 | 0.87162 | 0.8395 | 0.8117 | 0.78817 | 0.76861 | 0.7526 | 0.73967
No | SDG&E | Com | Lighting | 2022 T-24: NRNC - Outdoor Lighting - Nonresidential Lighting Power Allowances for General Hardscapes | Possible | Electric Energy (GWh/year) |  | 0.16626 | 0.16626 | 0.16626 | 0.16626 | 0.16626 | 0.16626 | 0.16626 | 0.16626 | 0.16626 | 0.16626 | 0.16626 | 0.16626
No | SDG&E | Com | Lighting | 2022 T-24: NRNC - Outdoor Lighting - Nonresidential Lighting Zone Reclassification | Possible | Electric Energy (GWh/year) |  | 0.019411 | 0.019411 | 0.019411 | 0.019411 | 0.019411 | 0.019411 | 0.019411 | 0.019411 | 0.019411 | 0.019411 | 0.019411 | 0.019411
No | SDG&E | Com | Lighting | 2019 T-24: NRNC-Indoor Lighting-Controls | Possible | Electric Energy (GWh/year) |  | 0.31551 | 0.29103 | 0.26343 | 0.23353 | 0.2025 | 0.17169 | 0.14243 | 0.11579 | 0.092442 | 0.072659 | 0.056371 | 0.043272
No | SDG&E | Com | Lighting | 2019 T-24: NRNC-Indoor Lighting-LPD | Possible | Electric Energy (GWh/year) |  | 0.64532 | 0.46367 | 0.32688 | 0.22723 | 0.15637 | 0.10684 | 0.072637 | 0.049216 | 0.033269 | 0.022454 | 0.015138 | 0.010199
No | SDG&E | Com | Lighting | 2019 T-24: NRNC-Outdoor Lighting-Controls | Possible | Electric Energy (GWh/year) |  | 0.1826 | 0.16844 | 0.15247 | 0.13516 | 0.1172 | 0.099369 | 0.082436 | 0.067015 | 0.053502 | 0.042053 | 0.032625 | 0.025045
No | SDG&E | Com | Lighting | 2019 T-24: NRNC-Outdoor Lighting-LPA (General Hardscape) | Possible | Electric Energy (GWh/year) |  | 0.2194 | 0.18201 | 0.14796 | 0.11813 | 0.092848 | 0.072034 | 0.055296 | 0.04209 | 0.031827 | 0.023944 | 0.017943 | 0.013406
No | SDG&E | Com | Lighting | 2019 T-24: NRNC-Outdoor Lighting-LPA (Specific Applications) | Possible | Electric Energy (GWh/year) |  | 0.2146 | 0.17803 | 0.14473 | 0.11554 | 0.090816 | 0.070457 | 0.054086 | 0.041169 | 0.031131 | 0.02342 | 0.017551 | 0.013113
No | PG&E | Res | Lighting | T-20: Dimming Ballasts | On-the-books | Electric Energy (GWh/year) | 0.40091 | 0.40197 | 0.40302 | 0.40408 | 0 | 0 | 0 | 0 | 0 | 0 | 0 | 0 | 0
No | PG&E | Res | Lighting | 2008 T-20: General Purpose Lighting -- 60 and 40 watt | On-the-books | Electric Energy (GWh/year) | 0 | 0 | 0 | 0 | 0 | 0 | 0 | 0 | 0 | 0 | 0 | 0 | 0
No | PG&E | Res | Lighting | Fed Appliance: General Service Fluorescent Lamps #1 | On-the-books | Electric Energy (GWh/year) | 0.84037 | 0.8384 | 0.837 | 0.83599 | 0.83528 | 0.83477 | 0.83413 | 0.83358 | 0.83296 | 0.83239 | 0.83179 | 0.83121 | 0.83061
No | PG&E | Res | Lighting | Fed Appliance: GSFLs | On-the-books | Electric Energy (GWh/year) | 23.3913 | 23.4491 | 23.5068 | 23.5646 | 0 | 0 | 0 | 0 | 0 | 0 | 0 | 0 | 0
No | PG&E | Res | Lighting | 2006 T-20: General Service Incandescent Lamps, Tier 2 #3 | On-the-books | Electric Energy (GWh/year) | 0.0082161 | 0.0082124 | 0.0082094 | 0.0082069 | 0.008205 | 0.0082034 | 0.0082015 | 0.0081998 | 0.008198 | 0.0081963 | 0.0081945 | 0.0081928 | 0.008191
No | PG&E | Res | Lighting | T-20: GSLs - Original Scope - Tier 2 | On-the-books | Electric Energy (GWh/year) | 115.3354 | 110.2978 | 105.2601 | 100.2225 | 95.1848 | 90.1472 | 85.1096 | 80.0719 | 75.0343 | 9.6547 | 8.9599 | 8.265 | 7.5702
No | PG&E | Res | Lighting | T-20: LED Lamps - Tier 1 | On-the-books | Electric Energy (GWh/year) | 10.6726 | 9.9902 | 9.3077 | 8.6252 | 7.9428 | 7.2603 | 6.5778 | 5.8954 | 5.2129 | 4.5304 | 0.5591 | 0.45994 | 0.36078
No | PG&E | Res | Lighting | Fed Appliance: Incandescent Reflector Lamps | On-the-books | Electric Energy (GWh/year) | 0.017277 | 0.016854 | 0.016511 | 0.016239 | 0.016027 | 0.015863 | 0.015667 | 0.015492 | 0.015304 | 0.015124 | 0.014939 | 0.014757 | 0.014573
No | PG&E | Res | Lighting | 2005 T-20: Modular Furniture Task Lighting Fixtures | On-the-books | Electric Energy (GWh/year) | 0.0017497 | 0.0017447 | 0.0017411 | 0.0017385 | 0.0017366 | 0.0017353 | 0.0017336 | 0.0017321 | 0.0017305 | 0.001729 | 0.0017274 | 0.0017258 | 0.0017243
No | PG&E | Res | Lighting | 2008 T-20: Portable Lighting Fixtures | On-the-books | Electric Energy (GWh/year) | 1.1121 | 1.1119 | 1.1119 | 1.1118 | 1.1118 | 1.1118 | 1.1118 | 1.1117 | 1.1117 | 1.1117 | 1.1117 | 1.1116 | 1.1116
No | PG&E | Res | Lighting | T-20: Small Diameter Directional Lamps | On-the-books | Electric Energy (GWh/year) | 14.1255 | 13.5815 | 0 | 0 | 0 | 0 | 0 | 0 | 0 | 0 | 0 | 0 | 0
No | PG&E | Res | Lighting | 2019-21 Fed App: Ceiling fan light kits | On-the-books | Electric Energy (GWh/year) | 0.35818 | 0.33927 | 0.32163 | 0.30505 | 0.29144 | 0.27965 | 0.26637 | 0.25434 | 0.2124 | 0.02833 | 0.02725 | 0.026272 | 0.025388
No | PG&E | Res | Lighting | 2019 T-20: General Service Lamps - Expanded Scope | On-the-books | Electric Energy (GWh/year) |  | 24.6332 | 26.0957 | 23.8329 | 2.9762 | 3.6946 | 3.6749 | 3.6654 | 3.6608 | 3.6586 | 3.6575 | 3.657 | 3.6567
No | PG&E | Res | Lighting | 2016 T-20: LED Quality - Tier 2 | On-the-books | Electric Energy (GWh/year) | 0.016093 | 0.015748 | 0.015374 | 0.015 | 0.014383 | 0.013813 | 0.013295 | 0.012832 | 0.012425 | 0.012071 | 0.011767 | 0.011508 | 0.0042151
No | PG&E | Res | Lighting | 2022 T-24: MFA - Outdoor Lighting - Lighting Power Allowances | On-the-books | Electric Energy (GWh/year) | 1.3008 | 1.3008 | 1.3008 | 1.3008 | 1.3008 | 1.3008 | 1.3008 | 1.3008 | 1.3008 | 1.3008 | 1.3008 | 1.3008 | 1.3008
No | PG&E | Res | Lighting | 2022 T-24: MFNC - Outdoor Lighting - Lighting Power Allowances | On-the-books | Electric Energy (GWh/year) | 0.31319 | 0.31319 | 0.31319 | 0.31319 | 0.31319 | 0.31319 | 0.31319 | 0.31319 | 0.31319 | 0.31319 | 0.31319 | 0.31319 | 0.31319
No | PG&E | Res | Lighting | T-20: Dimming Ballasts | Expected | Electric Energy (GWh/year) | 0.40091 | 0.40197 | 0.40302 | 0.40408 | 0 | 0 | 0 | 0 | 0 | 0 | 0 | 0 | 0
No | PG&E | Res | Lighting | 2008 T-20: General Purpose Lighting -- 60 and 40 watt | Expected | Electric Energy (GWh/year) | 0 | 0 | 0 | 0 | 0 | 0 | 0 | 0 | 0 | 0 | 0 | 0 | 0
No | PG&E | Res | Lighting | Fed Appliance: General Service Fluorescent Lamps #1 | Expected | Electric Energy (GWh/year) | 0.84037 | 0.8384 | 0.837 | 0.83599 | 0.83528 | 0.83477 | 0.83413 | 0.83358 | 0.83296 | 0.83239 | 0.83179 | 0.83121 | 0.83061
No | PG&E | Res | Lighting | Fed Appliance: GSFLs | Expected | Electric Energy (GWh/year) | 23.3913 | 23.4491 | 23.5068 | 23.5646 | 0 | 0 | 0 | 0 | 0 | 0 | 0 | 0 | 0
No | PG&E | Res | Lighting | 2006 T-20: General Service Incandescent Lamps, Tier 2 #3 | Expected | Electric Energy (GWh/year) | 0.0082161 | 0.0082124 | 0.0082094 | 0.0082069 | 0.008205 | 0.0082034 | 0.0082015 | 0.0081998 | 0.008198 | 0.0081963 | 0.0081945 | 0.0081928 | 0.008191
No | PG&E | Res | Lighting | T-20: GSLs - Original Scope - Tier 2 | Expected | Electric Energy (GWh/year) | 115.3354 | 110.2978 | 105.2601 | 100.2225 | 95.1848 | 90.1472 | 85.1096 | 80.0719 | 75.0343 | 9.6547 | 8.9599 | 8.265 | 7.5702
No | PG&E | Res | Lighting | T-20: LED Lamps - Tier 1 | Expected | Electric Energy (GWh/year) | 10.6726 | 9.9902 | 9.3077 | 8.6252 | 7.9428 | 7.2603 | 6.5778 | 5.8954 | 5.2129 | 4.5304 | 0.5591 | 0.45994 | 0.36078
No | PG&E | Res | Lighting | Fed Appliance: Incandescent Reflector Lamps | Expected | Electric Energy (GWh/year) | 0.017277 | 0.016854 | 0.016511 | 0.016239 | 0.016027 | 0.015863 | 0.015667 | 0.015492 | 0.015304 | 0.015124 | 0.014939 | 0.014757 | 0.014573
No | PG&E | Res | Lighting | 2005 T-20: Modular Furniture Task Lighting Fixtures | Expected | Electric Energy (GWh/year) | 0.0017497 | 0.0017447 | 0.0017411 | 0.0017385 | 0.0017366 | 0.0017353 | 0.0017336 | 0.0017321 | 0.0017305 | 0.001729 | 0.0017274 | 0.0017258 | 0.0017243
No | PG&E | Res | Lighting | 2008 T-20: Portable Lighting Fixtures | Expected | Electric Energy (GWh/year) | 1.1121 | 1.1119 | 1.1119 | 1.1118 | 1.1118 | 1.1118 | 1.1118 | 1.1117 | 1.1117 | 1.1117 | 1.1117 | 1.1116 | 1.1116
No | PG&E | Res | Lighting | T-20: Small Diameter Directional Lamps | Expected | Electric Energy (GWh/year) | 14.1255 | 13.5815 | 0 | 0 | 0 | 0 | 0 | 0 | 0 | 0 | 0 | 0 | 0
No | PG&E | Res | Lighting | 2019-21 Fed App: Ceiling fan light kits | Expected | Electric Energy (GWh/year) | 0.35818 | 0.33927 | 0.32163 | 0.30505 | 0.29144 | 0.27965 | 0.26637 | 0.25434 | 0.2124 | 0.02833 | 0.02725 | 0.026272 | 0.025388
No | PG&E | Res | Lighting | 2019 T-20: General Service Lamps - Expanded Scope | Expected | Electric Energy (GWh/year) |  | 24.6332 | 26.0957 | 23.8329 | 2.9762 | 3.6946 | 3.6749 | 3.6654 | 3.6608 | 3.6586 | 3.6575 | 3.657 | 3.6567
No | PG&E | Res | Lighting | 2016 T-20: LED Quality - Tier 2 | Expected | Electric Energy (GWh/year) | 0.016093 | 0.015748 | 0.015374 | 0.015 | 0.014383 | 0.013813 | 0.013295 | 0.012832 | 0.012425 | 0.012071 | 0.011767 | 0.011508 | 0.0042151
No | PG&E | Res | Lighting | 2022 T-24: MFA - Outdoor Lighting - Lighting Power Allowances | Expected | Electric Energy (GWh/year) | 1.3008 | 1.3008 | 1.3008 | 1.3008 | 1.3008 | 1.3008 | 1.3008 | 1.3008 | 1.3008 | 1.3008 | 1.3008 | 1.3008 | 1.3008
No | PG&E | Res | Lighting | 2022 T-24: MFNC - Outdoor Lighting - Lighting Power Allowances | Expected | Electric Energy (GWh/year) | 0.31319 | 0.31319 | 0.31319 | 0.31319 | 0.31319 | 0.31319 | 0.31319 | 0.31319 | 0.31319 | 0.31319 | 0.31319 | 0.31319 | 0.31319
No | PG&E | Res | Lighting | T-20: Dimming Ballasts | Possible | Electric Energy (GWh/year) | 0.40091 | 0.40197 | 0.40302 | 0.40408 | 0 | 0 | 0 | 0 | 0 | 0 | 0 | 0 | 0
No | PG&E | Res | Lighting | 2008 T-20: General Purpose Lighting -- 60 and 40 watt | Possible | Electric Energy (GWh/year) | 0 | 0 | 0 | 0 | 0 | 0 | 0 | 0 | 0 | 0 | 0 | 0 | 0
No | PG&E | Res | Lighting | Fed Appliance: General Service Fluorescent Lamps #1 | Possible | Electric Energy (GWh/year) | 0.84037 | 0.8384 | 0.837 | 0.83599 | 0.83528 | 0.83477 | 0.83413 | 0.83358 | 0.83296 | 0.83239 | 0.83179 | 0.83121 | 0.83061
No | PG&E | Res | Lighting | Fed Appliance: GSFLs | Possible | Electric Energy (GWh/year) | 23.3913 | 23.4491 | 23.5068 | 23.5646 | 0 | 0 | 0 | 0 | 0 | 0 | 0 | 0 | 0
No | PG&E | Res | Lighting | 2006 T-20: General Service Incandescent Lamps, Tier 2 #3 | Possible | Electric Energy (GWh/year) | 0.0082161 | 0.0082124 | 0.0082094 | 0.0082069 | 0.008205 | 0.0082034 | 0.0082015 | 0.0081998 | 0.008198 | 0.0081963 | 0.0081945 | 0.0081928 | 0.008191
No | PG&E | Res | Lighting | T-20: GSLs - Original Scope - Tier 2 | Possible | Electric Energy (GWh/year) | 115.3354 | 110.2978 | 105.2601 | 100.2225 | 95.1848 | 90.1472 | 85.1096 | 80.0719 | 75.0343 | 9.6547 | 8.9599 | 8.265 | 7.5702
No | PG&E | Res | Lighting | T-20: LED Lamps - Tier 1 | Possible | Electric Energy (GWh/year) | 10.6726 | 9.9902 | 9.3077 | 8.6252 | 7.9428 | 7.2603 | 6.5778 | 5.8954 | 5.2129 | 4.5304 | 0.5591 | 0.45994 | 0.36078
No | PG&E | Res | Lighting | Fed Appliance: Incandescent Reflector Lamps | Possible | Electric Energy (GWh/year) | 0.017277 | 0.016854 | 0.016511 | 0.016239 | 0.016027 | 0.015863 | 0.015667 | 0.015492 | 0.015304 | 0.015124 | 0.014939 | 0.014757 | 0.014573
No | PG&E | Res | Lighting | 2005 T-20: Modular Furniture Task Lighting Fixtures | Possible | Electric Energy (GWh/year) | 0.0017497 | 0.0017447 | 0.0017411 | 0.0017385 | 0.0017366 | 0.0017353 | 0.0017336 | 0.0017321 | 0.0017305 | 0.001729 | 0.0017274 | 0.0017258 | 0.0017243
No | PG&E | Res | Lighting | 2008 T-20: Portable Lighting Fixtures | Possible | Electric Energy (GWh/year) | 1.1121 | 1.1119 | 1.1119 | 1.1118 | 1.1118 | 1.1118 | 1.1118 | 1.1117 | 1.1117 | 1.1117 | 1.1117 | 1.1116 | 1.1116
No | PG&E | Res | Lighting | T-20: Small Diameter Directional Lamps | Possible | Electric Energy (GWh/year) | 14.1255 | 13.5815 | 0 | 0 | 0 | 0 | 0 | 0 | 0 | 0 | 0 | 0 | 0
No | PG&E | Res | Lighting | 2019-21 Fed App: Ceiling fan light kits | Possible | Electric Energy (GWh/year) | 0.35818 | 0.33927 | 0.32163 | 0.30505 | 0.29144 | 0.27965 | 0.26637 | 0.25434 | 0.2124 | 0.02833 | 0.02725 | 0.026272 | 0.025388
No | PG&E | Res | Lighting | 2019 T-20: General Service Lamps - Expanded Scope | Possible | Electric Energy (GWh/year) |  | 24.6332 | 26.0957 | 23.8329 | 2.9762 | 3.6946 | 3.6749 | 3.6654 | 3.6608 | 3.6586 | 3.6575 | 3.657 | 3.6567
No | PG&E | Res | Lighting | 2016 T-20: LED Quality - Tier 2 | Possible | Electric Energy (GWh/year) | 0.016093 | 0.015748 | 0.015374 | 0.015 | 0.014383 | 0.013813 | 0.013295 | 0.012832 | 0.012425 | 0.012071 | 0.011767 | 0.011508 | 0.0042151
No | PG&E | Res | Lighting | 2022 T-24: MFA - Outdoor Lighting - Lighting Power Allowances | Possible | Electric Energy (GWh/year) | 1.3008 | 1.3008 | 1.3008 | 1.3008 | 1.3008 | 1.3008 | 1.3008 | 1.3008 | 1.3008 | 1.3008 | 1.3008 | 1.3008 | 1.3008
No | PG&E | Res | Lighting | 2022 T-24: MFNC - Outdoor Lighting - Lighting Power Allowances | Possible | Electric Energy (GWh/year) | 0.31319 | 0.31319 | 0.31319 | 0.31319 | 0.31319 | 0.31319 | 0.31319 | 0.31319 | 0.31319 | 0.31319 | 0.31319 | 0.31319 | 0.31319
No | SCE | Res | Lighting | T-20: Dimming Ballasts | On-the-books | Electric Energy (GWh/year) | 0.40091 | 0.40197 | 0.40302 | 0.40408 | 0 | 0 | 0 | 0 | 0 | 0 | 0 | 0 | 0
No | SCE | Res | Lighting | 2008 T-20: General Purpose Lighting -- 60 and 40 watt | On-the-books | Electric Energy (GWh/year) | 0 | 0 | 0 | 0 | 0 | 0 | 0 | 0 | 0 | 0 | 0 | 0 | 0
No | SCE | Res | Lighting | Fed Appliance: General Service Fluorescent Lamps #1 | On-the-books | Electric Energy (GWh/year) | 0.84037 | 0.8384 | 0.837 | 0.83599 | 0.83528 | 0.83477 | 0.83413 | 0.83358 | 0.83296 | 0.83239 | 0.83179 | 0.83121 | 0.83061
No | SCE | Res | Lighting | Fed Appliance: GSFLs | On-the-books | Electric Energy (GWh/year) | 23.3913 | 23.4491 | 23.5068 | 23.5646 | 0 | 0 | 0 | 0 | 0 | 0 | 0 | 0 | 0
No | SCE | Res | Lighting | 2006 T-20: General Service Incandescent Lamps, Tier 2 #3 | On-the-books | Electric Energy (GWh/year) | 0.0082161 | 0.0082124 | 0.0082094 | 0.0082069 | 0.008205 | 0.0082034 | 0.0082015 | 0.0081998 | 0.008198 | 0.0081963 | 0.0081945 | 0.0081928 | 0.008191
No | SCE | Res | Lighting | T-20: GSLs - Original Scope - Tier 2 | On-the-books | Electric Energy (GWh/year) | 115.3354 | 110.2978 | 105.2601 | 100.2225 | 95.1848 | 90.1472 | 85.1096 | 80.0719 | 75.0343 | 9.6547 | 8.9599 | 8.265 | 7.5702
No | SCE | Res | Lighting | T-20: LED Lamps - Tier 1 | On-the-books | Electric Energy (GWh/year) | 10.6726 | 9.9902 | 9.3077 | 8.6252 | 7.9428 | 7.2603 | 6.5778 | 5.8954 | 5.2129 | 4.5304 | 0.5591 | 0.45994 | 0.36078
No | SCE | Res | Lighting | Fed Appliance: Incandescent Reflector Lamps | On-the-books | Electric Energy (GWh/year) | 0.017277 | 0.016854 | 0.016511 | 0.016239 | 0.016027 | 0.015863 | 0.015667 | 0.015492 | 0.015304 | 0.015124 | 0.014939 | 0.014757 | 0.014573
No | SCE | Res | Lighting | 2005 T-20: Modular Furniture Task Lighting Fixtures | On-the-books | Electric Energy (GWh/year) | 0.0017497 | 0.0017447 | 0.0017411 | 0.0017385 | 0.0017366 | 0.0017353 | 0.0017336 | 0.0017321 | 0.0017305 | 0.001729 | 0.0017274 | 0.0017258 | 0.0017243
No | SCE | Res | Lighting | 2008 T-20: Portable Lighting Fixtures | On-the-books | Electric Energy (GWh/year) | 1.1121 | 1.1119 | 1.1119 | 1.1118 | 1.1118 | 1.1118 | 1.1118 | 1.1117 | 1.1117 | 1.1117 | 1.1117 | 1.1116 | 1.1116
No | SCE | Res | Lighting | T-20: Small Diameter Directional Lamps | On-the-books | Electric Energy (GWh/year) | 14.1255 | 13.5815 | 0 | 0 | 0 | 0 | 0 | 0 | 0 | 0 | 0 | 0 | 0
No | SCE | Res | Lighting | 2019-21 Fed App: Ceiling fan light kits | On-the-books | Electric Energy (GWh/year) | 0.35818 | 0.33927 | 0.32163 | 0.30505 | 0.29144 | 0.27965 | 0.26637 | 0.25434 | 0.2124 | 0.02833 | 0.02725 | 0.026272 | 0.025388
No | SCE | Res | Lighting | 2019 T-20: General Service Lamps - Expanded Scope | On-the-books | Electric Energy (GWh/year) |  | 24.6332 | 26.0957 | 23.8329 | 2.9762 | 3.6946 | 3.6749 | 3.6654 | 3.6608 | 3.6586 | 3.6575 | 3.657 | 3.6567
No | SCE | Res | Lighting | 2016 T-20: LED Quality - Tier 2 | On-the-books | Electric Energy (GWh/year) | 0.016093 | 0.015748 | 0.015374 | 0.015 | 0.014383 | 0.013813 | 0.013295 | 0.012832 | 0.012425 | 0.012071 | 0.011767 | 0.011508 | 0.0042151
No | SCE | Res | Lighting | 2022 T-24: MFA - Outdoor Lighting - Lighting Power Allowances | On-the-books | Electric Energy (GWh/year) | 1.3008 | 1.3008 | 1.3008 | 1.3008 | 1.3008 | 1.3008 | 1.3008 | 1.3008 | 1.3008 | 1.3008 | 1.3008 | 1.3008 | 1.3008
No | SCE | Res | Lighting | 2022 T-24: MFNC - Outdoor Lighting - Lighting Power Allowances | On-the-books | Electric Energy (GWh/year) | 0.31319 | 0.31319 | 0.31319 | 0.31319 | 0.31319 | 0.31319 | 0.31319 | 0.31319 | 0.31319 | 0.31319 | 0.31319 | 0.31319 | 0.31319
No | SCE | Res | Lighting | T-20: Dimming Ballasts | Expected | Electric Energy (GWh/year) | 0.40091 | 0.40197 | 0.40302 | 0.40408 | 0 | 0 | 0 | 0 | 0 | 0 | 0 | 0 | 0
No | SCE | Res | Lighting | 2008 T-20: General Purpose Lighting -- 60 and 40 watt | Expected | Electric Energy (GWh/year) | 0 | 0 | 0 | 0 | 0 | 0 | 0 | 0 | 0 | 0 | 0 | 0 | 0
No | SCE | Res | Lighting | Fed Appliance: General Service Fluorescent Lamps #1 | Expected | Electric Energy (GWh/year) | 0.84037 | 0.8384 | 0.837 | 0.83599 | 0.83528 | 0.83477 | 0.83413 | 0.83358 | 0.83296 | 0.83239 | 0.83179 | 0.83121 | 0.83061
No | SCE | Res | Lighting | Fed Appliance: GSFLs | Expected | Electric Energy (GWh/year) | 23.3913 | 23.4491 | 23.5068 | 23.5646 | 0 | 0 | 0 | 0 | 0 | 0 | 0 | 0 | 0
No | SCE | Res | Lighting | 2006 T-20: General Service Incandescent Lamps, Tier 2 #3 | Expected | Electric Energy (GWh/year) | 0.0082161 | 0.0082124 | 0.0082094 | 0.0082069 | 0.008205 | 0.0082034 | 0.0082015 | 0.0081998 | 0.008198 | 0.0081963 | 0.0081945 | 0.0081928 | 0.008191
No | SCE | Res | Lighting | T-20: GSLs - Original Scope - Tier 2 | Expected | Electric Energy (GWh/year) | 115.3354 | 110.2978 | 105.2601 | 100.2225 | 95.1848 | 90.1472 | 85.1096 | 80.0719 | 75.0343 | 9.6547 | 8.9599 | 8.265 | 7.5702
No | SCE | Res | Lighting | T-20: LED Lamps - Tier 1 | Expected | Electric Energy (GWh/year) | 10.6726 | 9.9902 | 9.3077 | 8.6252 | 7.9428 | 7.2603 | 6.5778 | 5.8954 | 5.2129 | 4.5304 | 0.5591 | 0.45994 | 0.36078
No | SCE | Res | Lighting | Fed Appliance: Incandescent Reflector Lamps | Expected | Electric Energy (GWh/year) | 0.017277 | 0.016854 | 0.016511 | 0.016239 | 0.016027 | 0.015863 | 0.015667 | 0.015492 | 0.015304 | 0.015124 | 0.014939 | 0.014757 | 0.014573
No | SCE | Res | Lighting | 2005 T-20: Modular Furniture Task Lighting Fixtures | Expected | Electric Energy (GWh/year) | 0.0017497 | 0.0017447 | 0.0017411 | 0.0017385 | 0.0017366 | 0.0017353 | 0.0017336 | 0.0017321 | 0.0017305 | 0.001729 | 0.0017274 | 0.0017258 | 0.0017243
No | SCE | Res | Lighting | 2008 T-20: Portable Lighting Fixtures | Expected | Electric Energy (GWh/year) | 1.1121 | 1.1119 | 1.1119 | 1.1118 | 1.1118 | 1.1118 | 1.1118 | 1.1117 | 1.1117 | 1.1117 | 1.1117 | 1.1116 | 1.1116
No | SCE | Res | Lighting | T-20: Small Diameter Directional Lamps | Expected | Electric Energy (GWh/year) | 14.1255 | 13.5815 | 0 | 0 | 0 | 0 | 0 | 0 | 0 | 0 | 0 | 0 | 0
No | SCE | Res | Lighting | 2019-21 Fed App: Ceiling fan light kits | Expected | Electric Energy (GWh/year) | 0.35818 | 0.33927 | 0.32163 | 0.30505 | 0.29144 | 0.27965 | 0.26637 | 0.25434 | 0.2124 | 0.02833 | 0.02725 | 0.026272 | 0.025388
No | SCE | Res | Lighting | 2019 T-20: General Service Lamps - Expanded Scope | Expected | Electric Energy (GWh/year) |  | 24.6332 | 26.0957 | 23.8329 | 2.9762 | 3.6946 | 3.6749 | 3.6654 | 3.6608 | 3.6586 | 3.6575 | 3.657 | 3.6567
No | SCE | Res | Lighting | 2016 T-20: LED Quality - Tier 2 | Expected | Electric Energy (GWh/year) | 0.016093 | 0.015748 | 0.015374 | 0.015 | 0.014383 | 0.013813 | 0.013295 | 0.012832 | 0.012425 | 0.012071 | 0.011767 | 0.011508 | 0.0042151
No | SCE | Res | Lighting | 2022 T-24: MFA - Outdoor Lighting - Lighting Power Allowances | Expected | Electric Energy (GWh/year) | 1.3008 | 1.3008 | 1.3008 | 1.3008 | 1.3008 | 1.3008 | 1.3008 | 1.3008 | 1.3008 | 1.3008 | 1.3008 | 1.3008 | 1.3008
No | SCE | Res | Lighting | 2022 T-24: MFNC - Outdoor Lighting - Lighting Power Allowances | Expected | Electric Energy (GWh/year) | 0.31319 | 0.31319 | 0.31319 | 0.31319 | 0.31319 | 0.31319 | 0.31319 | 0.31319 | 0.31319 | 0.31319 | 0.31319 | 0.31319 | 0.31319
No | SCE | Res | Lighting | T-20: Dimming Ballasts | Possible | Electric Energy (GWh/year) | 0.40091 | 0.40197 | 0.40302 | 0.40408 | 0 | 0 | 0 | 0 | 0 | 0 | 0 | 0 | 0
No | SCE | Res | Lighting | 2008 T-20: General Purpose Lighting -- 60 and 40 watt | Possible | Electric Energy (GWh/year) | 0 | 0 | 0 | 0 | 0 | 0 | 0 | 0 | 0 | 0 | 0 | 0 | 0
No | SCE | Res | Lighting | Fed Appliance: General Service Fluorescent Lamps #1 | Possible | Electric Energy (GWh/year) | 0.84037 | 0.8384 | 0.837 | 0.83599 | 0.83528 | 0.83477 | 0.83413 | 0.83358 | 0.83296 | 0.83239 | 0.83179 | 0.83121 | 0.83061
No | SCE | Res | Lighting | Fed Appliance: GSFLs | Possible | Electric Energy (GWh/year) | 23.3913 | 23.4491 | 23.5068 | 23.5646 | 0 | 0 | 0 | 0 | 0 | 0 | 0 | 0 | 0
No | SCE | Res | Lighting | 2006 T-20: General Service Incandescent Lamps, Tier 2 #3 | Possible | Electric Energy (GWh/year) | 0.0082161 | 0.0082124 | 0.0082094 | 0.0082069 | 0.008205 | 0.0082034 | 0.0082015 | 0.0081998 | 0.008198 | 0.0081963 | 0.0081945 | 0.0081928 | 0.008191
No | SCE | Res | Lighting | T-20: GSLs - Original Scope - Tier 2 | Possible | Electric Energy (GWh/year) | 115.3354 | 110.2978 | 105.2601 | 100.2225 | 95.1848 | 90.1472 | 85.1096 | 80.0719 | 75.0343 | 9.6547 | 8.9599 | 8.265 | 7.5702
No | SCE | Res | Lighting | T-20: LED Lamps - Tier 1 | Possible | Electric Energy (GWh/year) | 10.6726 | 9.9902 | 9.3077 | 8.6252 | 7.9428 | 7.2603 | 6.5778 | 5.8954 | 5.2129 | 4.5304 | 0.5591 | 0.45994 | 0.36078
No | SCE | Res | Lighting | Fed Appliance: Incandescent Reflector Lamps | Possible | Electric Energy (GWh/year) | 0.017277 | 0.016854 | 0.016511 | 0.016239 | 0.016027 | 0.015863 | 0.015667 | 0.015492 | 0.015304 | 0.015124 | 0.014939 | 0.014757 | 0.014573
No | SCE | Res | Lighting | 2005 T-20: Modular Furniture Task Lighting Fixtures | Possible | Electric Energy (GWh/year) | 0.0017497 | 0.0017447 | 0.0017411 | 0.0017385 | 0.0017366 | 0.0017353 | 0.0017336 | 0.0017321 | 0.0017305 | 0.001729 | 0.0017274 | 0.0017258 | 0.0017243
No | SCE | Res | Lighting | 2008 T-20: Portable Lighting Fixtures | Possible | Electric Energy (GWh/year) | 1.1121 | 1.1119 | 1.1119 | 1.1118 | 1.1118 | 1.1118 | 1.1118 | 1.1117 | 1.1117 | 1.1117 | 1.1117 | 1.1116 | 1.1116
No | SCE | Res | Lighting | T-20: Small Diameter Directional Lamps | Possible | Electric Energy (GWh/year) | 14.1255 | 13.5815 | 0 | 0 | 0 | 0 | 0 | 0 | 0 | 0 | 0 | 0 | 0
No | SCE | Res | Lighting | 2019-21 Fed App: Ceiling fan light kits | Possible | Electric Energy (GWh/year) | 0.35818 | 0.33927 | 0.32163 | 0.30505 | 0.29144 | 0.27965 | 0.26637 | 0.25434 | 0.2124 | 0.02833 | 0.02725 | 0.026272 | 0.025388
No | SCE | Res | Lighting | 2019 T-20: General Service Lamps - Expanded Scope | Possible | Electric Energy (GWh/year) |  | 24.6332 | 26.0957 | 23.8329 | 2.9762 | 3.6946 | 3.6749 | 3.6654 | 3.6608 | 3.6586 | 3.6575 | 3.657 | 3.6567
No | SCE | Res | Lighting | 2016 T-20: LED Quality - Tier 2 | Possible | Electric Energy (GWh/year) | 0.016093 | 0.015748 | 0.015374 | 0.015 | 0.014383 | 0.013813 | 0.013295 | 0.012832 | 0.012425 | 0.012071 | 0.011767 | 0.011508 | 0.0042151
No | SCE | Res | Lighting | 2022 T-24: MFA - Outdoor Lighting - Lighting Power Allowances | Possible | Electric Energy (GWh/year) | 1.3008 | 1.3008 | 1.3008 | 1.3008 | 1.3008 | 1.3008 | 1.3008 | 1.3008 | 1.3008 | 1.3008 | 1.3008 | 1.3008 | 1.3008
No | SCE | Res | Lighting | 2022 T-24: MFNC - Outdoor Lighting - Lighting Power Allowances | Possible | Electric Energy (GWh/year) | 0.31319 | 0.31319 | 0.31319 | 0.31319 | 0.31319 | 0.31319 | 0.31319 | 0.31319 | 0.31319 | 0.31319 | 0.31319 | 0.31319 | 0.31319
No | SDG&E | Res | Lighting | T-20: Dimming Ballasts | On-the-books | Electric Energy (GWh/year) | 0.082106 | 0.082322 | 0.082538 | 0.082754 | 0 | 0 | 0 | 0 | 0 | 0 | 0 | 0 | 0
No | SDG&E | Res | Lighting | 2008 T-20: General Purpose Lighting -- 60 and 40 watt | On-the-books | Electric Energy (GWh/year) | 0 | 0 | 0 | 0 | 0 | 0 | 0 | 0 | 0 | 0 | 0 | 0 | 0
No | SDG&E | Res | Lighting | Fed Appliance: General Service Fluorescent Lamps #1 | On-the-books | Electric Energy (GWh/year) | 0.1721 | 0.1717 | 0.17141 | 0.17121 | 0.17106 | 0.17096 | 0.17083 | 0.17071 | 0.17059 | 0.17047 | 0.17035 | 0.17023 | 0.17011
No | SDG&E | Res | Lighting | Fed Appliance: GSFLs | On-the-books | Electric Energy (GWh/year) | 4.7905 | 4.8023 | 4.8141 | 4.826 | 0 | 0 | 0 | 0 | 0 | 0 | 0 | 0 | 0
No | SDG&E | Res | Lighting | 2006 T-20: General Service Incandescent Lamps, Tier 2 #3 | On-the-books | Electric Energy (GWh/year) | 0.0016826 | 0.0016819 | 0.0016813 | 0.0016808 | 0.0016804 | 0.00168 | 0.0016796 | 0.0016793 | 0.0016789 | 0.0016786 | 0.0016782 | 0.0016779 | 0.0016775
No | SDG&E | Res | Lighting | T-20: GSLs - Original Scope - Tier 2 | On-the-books | Electric Energy (GWh/year) | 23.6203 | 22.5887 | 21.557 | 20.5253 | 19.4936 | 18.4619 | 17.4302 | 16.3985 | 15.3668 | 1.9773 | 1.835 | 1.6927 | 1.5503
No | SDG&E | Res | Lighting | T-20: LED Lamps - Tier 1 | On-the-books | Electric Energy (GWh/year) | 2.1857 | 2.046 | 1.9062 | 1.7664 | 1.6267 | 1.4869 | 1.3471 | 1.2074 | 1.0676 | 0.92782 | 0.1145 | 0.094195 | 0.073887
No | SDG&E | Res | Lighting | Fed Appliance: Incandescent Reflector Lamps | On-the-books | Electric Energy (GWh/year) | 0.0035384 | 0.0034516 | 0.0033814 | 0.0033257 | 0.0032822 | 0.0032487 | 0.0032085 | 0.0031728 | 0.0031341 | 0.0030974 | 0.0030594 | 0.0030223 | 0.0029845
No | SDG&E | Res | Lighting | 2005 T-20: Modular Furniture Task Lighting Fixtures | On-the-books | Electric Energy (GWh/year) | 0.00035834 | 0.00035731 | 0.00035657 | 0.00035603 | 0.00035565 | 0.00035537 | 0.00035503 | 0.00035473 | 0.0003544 | 0.00035409 | 0.00035376 | 0.00035345 | 0.00035313
No | SDG&E | Res | Lighting | 2008 T-20: Portable Lighting Fixtures | On-the-books | Electric Energy (GWh/year) | 0.22775 | 0.22772 | 0.22771 | 0.2277 | 0.22769 | 0.22769 | 0.22768 | 0.22768 | 0.22767 | 0.22767 | 0.22767 | 0.22766 | 0.22766
No | SDG&E | Res | Lighting | T-20: Small Diameter Directional Lamps | On-the-books | Electric Energy (GWh/year) | 2.8929 | 2.7815 | 0 | 0 | 0 | 0 | 0 | 0 | 0 | 0 | 0 | 0 | 0
No | SDG&E | Res | Lighting | 2019-21 Fed App: Ceiling fan light kits | On-the-books | Electric Energy (GWh/year) | 0.073353 | 0.069482 | 0.065869 | 0.062474 | 0.059686 | 0.057272 | 0.054551 | 0.052089 | 0.043498 | 0.0058019 | 0.0055807 | 0.0053805 | 0.0051994
No | SDG&E | Res | Lighting | 2019 T-20: General Service Lamps - Expanded Scope | On-the-books | Electric Energy (GWh/year) |  | 5.0448 | 5.3443 | 4.8809 | 0.60952 | 0.75664 | 0.75261 | 0.75067 | 0.74972 | 0.74926 | 0.74904 | 0.74893 | 0.74888
No | SDG&E | Res | Lighting | 2016 T-20: LED Quality - Tier 2 | On-the-books | Electric Energy (GWh/year) | 0.0032958 | 0.0032251 | 0.0031485 | 0.003072 | 0.0029457 | 0.0028289 | 0.0027228 | 0.002628 | 0.0025446 | 0.0024721 | 0.0024098 | 0.0023568 | 0.00086324
No | SDG&E | Res | Lighting | 2022 T-24: MFA - Outdoor Lighting - Lighting Power Allowances | On-the-books | Electric Energy (GWh/year) | 0.26641 | 0.26641 | 0.26641 | 0.26641 | 0.26641 | 0.26641 | 0.26641 | 0.26641 | 0.26641 | 0.26641 | 0.26641 | 0.26641 | 0.26641
No | SDG&E | Res | Lighting | 2022 T-24: MFNC - Outdoor Lighting - Lighting Power Allowances | On-the-books | Electric Energy (GWh/year) | 0.064141 | 0.064141 | 0.064141 | 0.064141 | 0.064141 | 0.064141 | 0.064141 | 0.064141 | 0.064141 | 0.064141 | 0.064141 | 0.064141 | 0.064141
No | SDG&E | Res | Lighting | T-20: Dimming Ballasts | Expected | Electric Energy (GWh/year) | 0.082106 | 0.082322 | 0.082538 | 0.082754 | 0 | 0 | 0 | 0 | 0 | 0 | 0 | 0 | 0
No | SDG&E | Res | Lighting | 2008 T-20: General Purpose Lighting -- 60 and 40 watt | Expected | Electric Energy (GWh/year) | 0 | 0 | 0 | 0 | 0 | 0 | 0 | 0 | 0 | 0 | 0 | 0 | 0
No | SDG&E | Res | Lighting | Fed Appliance: General Service Fluorescent Lamps #1 | Expected | Electric Energy (GWh/year) | 0.1721 | 0.1717 | 0.17141 | 0.17121 | 0.17106 | 0.17096 | 0.17083 | 0.17071 | 0.17059 | 0.17047 | 0.17035 | 0.17023 | 0.17011
No | SDG&E | Res | Lighting | Fed Appliance: GSFLs | Expected | Electric Energy (GWh/year) | 4.7905 | 4.8023 | 4.8141 | 4.826 | 0 | 0 | 0 | 0 | 0 | 0 | 0 | 0 | 0
No | SDG&E | Res | Lighting | 2006 T-20: General Service Incandescent Lamps, Tier 2 #3 | Expected | Electric Energy (GWh/year) | 0.0016826 | 0.0016819 | 0.0016813 | 0.0016808 | 0.0016804 | 0.00168 | 0.0016796 | 0.0016793 | 0.0016789 | 0.0016786 | 0.0016782 | 0.0016779 | 0.0016775
No | SDG&E | Res | Lighting | T-20: GSLs - Original Scope - Tier 2 | Expected | Electric Energy (GWh/year) | 23.6203 | 22.5887 | 21.557 | 20.5253 | 19.4936 | 18.4619 | 17.4302 | 16.3985 | 15.3668 | 1.9773 | 1.835 | 1.6927 | 1.5503
No | SDG&E | Res | Lighting | T-20: LED Lamps - Tier 1 | Expected | Electric Energy (GWh/year) | 2.1857 | 2.046 | 1.9062 | 1.7664 | 1.6267 | 1.4869 | 1.3471 | 1.2074 | 1.0676 | 0.92782 | 0.1145 | 0.094195 | 0.073887
No | SDG&E | Res | Lighting | Fed Appliance: Incandescent Reflector Lamps | Expected | Electric Energy (GWh/year) | 0.0035384 | 0.0034516 | 0.0033814 | 0.0033257 | 0.0032822 | 0.0032487 | 0.0032085 | 0.0031728 | 0.0031341 | 0.0030974 | 0.0030594 | 0.0030223 | 0.0029845
No | SDG&E | Res | Lighting | 2005 T-20: Modular Furniture Task Lighting Fixtures | Expected | Electric Energy (GWh/year) | 0.00035834 | 0.00035731 | 0.00035657 | 0.00035603 | 0.00035565 | 0.00035537 | 0.00035503 | 0.00035473 | 0.0003544 | 0.00035409 | 0.00035376 | 0.00035345 | 0.00035313
No | SDG&E | Res | Lighting | 2008 T-20: Portable Lighting Fixtures | Expected | Electric Energy (GWh/year) | 0.22775 | 0.22772 | 0.22771 | 0.2277 | 0.22769 | 0.22769 | 0.22768 | 0.22768 | 0.22767 | 0.22767 | 0.22767 | 0.22766 | 0.22766
No | SDG&E | Res | Lighting | T-20: Small Diameter Directional Lamps | Expected | Electric Energy (GWh/year) | 2.8929 | 2.7815 | 0 | 0 | 0 | 0 | 0 | 0 | 0 | 0 | 0 | 0 | 0
No | SDG&E | Res | Lighting | 2019-21 Fed App: Ceiling fan light kits | Expected | Electric Energy (GWh/year) | 0.073353 | 0.069482 | 0.065869 | 0.062474 | 0.059686 | 0.057272 | 0.054551 | 0.052089 | 0.043498 | 0.0058019 | 0.0055807 | 0.0053805 | 0.0051994
No | SDG&E | Res | Lighting | 2019 T-20: General Service Lamps - Expanded Scope | Expected | Electric Energy (GWh/year) |  | 5.0448 | 5.3443 | 4.8809 | 0.60952 | 0.75664 | 0.75261 | 0.75067 | 0.74972 | 0.74926 | 0.74904 | 0.74893 | 0.74888
No | SDG&E | Res | Lighting | 2016 T-20: LED Quality - Tier 2 | Expected | Electric Energy (GWh/year) | 0.0032958 | 0.0032251 | 0.0031485 | 0.003072 | 0.0029457 | 0.0028289 | 0.0027228 | 0.002628 | 0.0025446 | 0.0024721 | 0.0024098 | 0.0023568 | 0.00086324
No | SDG&E | Res | Lighting | 2022 T-24: MFA - Outdoor Lighting - Lighting Power Allowances | Expected | Electric Energy (GWh/year) | 0.26641 | 0.26641 | 0.26641 | 0.26641 | 0.26641 | 0.26641 | 0.26641 | 0.26641 | 0.26641 | 0.26641 | 0.26641 | 0.26641 | 0.26641
No | SDG&E | Res | Lighting | 2022 T-24: MFNC - Outdoor Lighting - Lighting Power Allowances | Expected | Electric Energy (GWh/year) | 0.064141 | 0.064141 | 0.064141 | 0.064141 | 0.064141 | 0.064141 | 0.064141 | 0.064141 | 0.064141 | 0.064141 | 0.064141 | 0.064141 | 0.064141
No | SDG&E | Res | Lighting | T-20: Dimming Ballasts | Possible | Electric Energy (GWh/year) | 0.082106 | 0.082322 | 0.082538 | 0.082754 | 0 | 0 | 0 | 0 | 0 | 0 | 0 | 0 | 0
No | SDG&E | Res | Lighting | 2008 T-20: General Purpose Lighting -- 60 and 40 watt | Possible | Electric Energy (GWh/year) | 0 | 0 | 0 | 0 | 0 | 0 | 0 | 0 | 0 | 0 | 0 | 0 | 0
No | SDG&E | Res | Lighting | Fed Appliance: General Service Fluorescent Lamps #1 | Possible | Electric Energy (GWh/year) | 0.1721 | 0.1717 | 0.17141 | 0.17121 | 0.17106 | 0.17096 | 0.17083 | 0.17071 | 0.17059 | 0.17047 | 0.17035 | 0.17023 | 0.17011
No | SDG&E | Res | Lighting | Fed Appliance: GSFLs | Possible | Electric Energy (GWh/year) | 4.7905 | 4.8023 | 4.8141 | 4.826 | 0 | 0 | 0 | 0 | 0 | 0 | 0 | 0 | 0
No | SDG&E | Res | Lighting | 2006 T-20: General Service Incandescent Lamps, Tier 2 #3 | Possible | Electric Energy (GWh/year) | 0.0016826 | 0.0016819 | 0.0016813 | 0.0016808 | 0.0016804 | 0.00168 | 0.0016796 | 0.0016793 | 0.0016789 | 0.0016786 | 0.0016782 | 0.0016779 | 0.0016775
No | SDG&E | Res | Lighting | T-20: GSLs - Original Scope - Tier 2 | Possible | Electric Energy (GWh/year) | 23.6203 | 22.5887 | 21.557 | 20.5253 | 19.4936 | 18.4619 | 17.4302 | 16.3985 | 15.3668 | 1.9773 | 1.835 | 1.6927 | 1.5503
No | SDG&E | Res | Lighting | T-20: LED Lamps - Tier 1 | Possible | Electric Energy (GWh/year) | 2.1857 | 2.046 | 1.9062 | 1.7664 | 1.6267 | 1.4869 | 1.3471 | 1.2074 | 1.0676 | 0.92782 | 0.1145 | 0.094195 | 0.073887
No | SDG&E | Res | Lighting | Fed Appliance: Incandescent Reflector Lamps | Possible | Electric Energy (GWh/year) | 0.0035384 | 0.0034516 | 0.0033814 | 0.0033257 | 0.0032822 | 0.0032487 | 0.0032085 | 0.0031728 | 0.0031341 | 0.0030974 | 0.0030594 | 0.0030223 | 0.0029845
No | SDG&E | Res | Lighting | 2005 T-20: Modular Furniture Task Lighting Fixtures | Possible | Electric Energy (GWh/year) | 0.00035834 | 0.00035731 | 0.00035657 | 0.00035603 | 0.00035565 | 0.00035537 | 0.00035503 | 0.00035473 | 0.0003544 | 0.00035409 | 0.00035376 | 0.00035345 | 0.00035313
No | SDG&E | Res | Lighting | 2008 T-20: Portable Lighting Fixtures | Possible | Electric Energy (GWh/year) | 0.22775 | 0.22772 | 0.22771 | 0.2277 | 0.22769 | 0.22769 | 0.22768 | 0.22768 | 0.22767 | 0.22767 | 0.22767 | 0.22766 | 0.22766
No | SDG&E | Res | Lighting | T-20: Small Diameter Directional Lamps | Possible | Electric Energy (GWh/year) | 2.8929 | 2.7815 | 0 | 0 | 0 | 0 | 0 | 0 | 0 | 0 | 0 | 0 | 0
No | SDG&E | Res | Lighting | 2019-21 Fed App: Ceiling fan light kits | Possible | Electric Energy (GWh/year) | 0.073353 | 0.069482 | 0.065869 | 0.062474 | 0.059686 | 0.057272 | 0.054551 | 0.052089 | 0.043498 | 0.0058019 | 0.0055807 | 0.0053805 | 0.0051994
No | SDG&E | Res | Lighting | 2019 T-20: General Service Lamps - Expanded Scope | Possible | Electric Energy (GWh/year) |  | 5.0448 | 5.3443 | 4.8809 | 0.60952 | 0.75664 | 0.75261 | 0.75067 | 0.74972 | 0.74926 | 0.74904 | 0.74893 | 0.74888
No | SDG&E | Res | Lighting | 2016 T-20: LED Quality - Tier 2 | Possible | Electric Energy (GWh/year) | 0.0032958 | 0.0032251 | 0.0031485 | 0.003072 | 0.0029457 | 0.0028289 | 0.0027228 | 0.002628 | 0.0025446 | 0.0024721 | 0.0024098 | 0.0023568 | 0.00086324
No | SDG&E | Res | Lighting | 2022 T-24: MFA - Outdoor Lighting - Lighting Power Allowances | Possible | Electric Energy (GWh/year) | 0.26641 | 0.26641 | 0.26641 | 0.26641 | 0.26641 | 0.26641 | 0.26641 | 0.26641 | 0.26641 | 0.26641 | 0.26641 | 0.26641 | 0.26641
No | SDG&E | Res | Lighting | 2022 T-24: MFNC - Outdoor Lighting - Lighting Power Allowances | Possible | Electric Energy (GWh/year) | 0.064141 | 0.064141 | 0.064141 | 0.064141 | 0.064141 | 0.064141 | 0.064141 | 0.064141 | 0.064141 | 0.064141 | 0.064141 | 0.064141 | 0.064141
No | PG&E | Com | AppPlug | Fed Appliance: Commercial Clothes Washers #1 | On-the-books | Electric Demand (MW) | 0.0028024 | 0.0028022 | 0.002802 | 0.0028018 | 0.0028017 | 0.0028016 | 0.0028014 | 0.0028013 | 0.0028012 | 0.0028011 | 0.0028009 | 0.0028008 | 0.0028007
No | PG&E | Com | AppPlug | Fed Appliance: Commercial Clothes Washers | On-the-books | Electric Demand (MW) | 0.0064994 | 0.0064994 | 0.0064994 | 0.0064994 | 0.0064994 | 0 | 0 | 0 | 0 | 0 | 0 | 0 | 0
No | PG&E | Com | AppPlug | T-20: Computers - Small Scale Servers | On-the-books | Electric Demand (MW) | 0 | 0 | 0 | 0 | 0 | 0 | 0 | 0 | 0 | 0 | 0 | 0 | 0
No | PG&E | Com | AppPlug | T-20: Computers - Workstations | On-the-books | Electric Demand (MW) | 0 | 0 | 0 | 0 | 0 | 0 | 0 | 0 | 0 | 0 | 0 | 0 | 0
No | PG&E | Com | AppPlug | 2005 T-20: Consumer Electronics - Audio Players | On-the-books | Electric Demand (MW) | 0.0013728 | 0.0013726 | 0.0013725 | 0.0013725 | 0.0013724 | 0.0013724 | 0.0013724 | 0.0013723 | 0.0013723 | 0.0013722 | 0.0013722 | 0.0013722 | 0.0013721
No | PG&E | Com | AppPlug | 2005 T-20: Consumer Electronics - DVDs | On-the-books | Electric Demand (MW) | 0.00012565 | 0.00012517 | 0.00012479 | 0.00012448 | 0.00012424 | 0.00012405 | 0.00012382 | 0.00012361 | 0.00012339 | 0.00012318 | 0.00012297 | 0.00012276 | 0.00012254
No | PG&E | Com | AppPlug | Fed Appliance: External Power Supplies | On-the-books | Electric Demand (MW) | 0 | 0 | 0 | 0 | 0 | 0 | 0 | 0 | 0 | 0 | 0 | 0 | 0
No | PG&E | Com | AppPlug | 2011 T-20: Large Battery Chargers (≥2kW rated input) | On-the-books | Electric Demand (MW) | 0.074895 | 0.07396 | 0.073224 | 0.07265 | 0.017915 | 0.01783 | 0.017728 | 0.017638 | 0.017539 | 0.017446 | 0.01735 | 0.017255 | 0.017159
No | PG&E | Com | AppPlug | Fed Appliance: Microwave ovens | On-the-books | Electric Demand (MW) | 0.055563 | 0.055359 | 0 | 0 | 0 | 0 | 0 | 0 | 0 | 0 | 0 | 0 | 0
No | PG&E | Com | AppPlug | 2011 T-20: Small Battery Chargers – Tier 1 (consumer with no USB charger or USB charger <20 watt-hours) | On-the-books | Electric Demand (MW) | 0.02999 | 0.029864 | 0.029773 | 0.029707 | 0.029659 | 0.029624 | 0.029581 | 0.029543 | 0.029501 | 0.029463 | 0.029422 | 0.029382 | 0.029342
No | PG&E | Com | AppPlug | 2011 T-20: Small Battery Chargers – Tier 2 (consumer with USB charger ≥20 watt-hours) | On-the-books | Electric Demand (MW) | 0.014707 | 0.014539 | 0.014407 | 0.014304 | 0.014223 | 0.01416 | 0.014085 | 0.014018 | 0.013945 | 0.013876 | 0.013805 | 0.013735 | 0.013665
No | PG&E | Com | AppPlug | 2009 T-20: Televisions - Tier 1 | On-the-books | Electric Demand (MW) | 0.023373 | 0.023366 | 0.023362 | 0.023359 | 0.023358 | 0.023357 | 0.023355 | 0.023354 | 0.023353 | 0.023352 | 0.023351 | 0.02335 | 0.023349
No | PG&E | Com | AppPlug | 2009 T-20: Televisions - Tier 2 | On-the-books | Electric Demand (MW) | 0.020677 | 0.020593 | 0.020535 | 0.020496 | 0.02047 | 0.020452 | 0.020428 | 0.020409 | 0.020386 | 0.020366 | 0.020344 | 0.020323 | 0.020301
No | PG&E | Com | AppPlug | 2005 T-20: Water Dispensers | On-the-books | Electric Demand (MW) | 0.0065973 | 0.0065948 | 0.006593 | 0.0065918 | 0.006591 | 0.0065904 | 0.0065897 | 0.0065891 | 0.0065884 | 0.0065877 | 0.0065871 | 0.0065864 | 0.0065857
No | PG&E | Com | AppPlug | 2025-27 Fed App: Air purifiers - Tier 2 | On-the-books | Electric Demand (MW) | 0 | 0.07998 | 0.082311 | 0.085048 | 0.088076 | 0.09138 | 0.090232 | 0.089256 | 0.08843 | 0.087732 | 0.0071954 | 0.0071546 | 0.0071203
No | PG&E | Com | AppPlug | 2016 T-20: Computers - Desktops - Tier 1 | On-the-books | Electric Demand (MW) | 0.098171 | 0.09514 | 0.092884 | 0.091235 | 0.090046 | 0.089196 | 0.088593 | 0.088167 | 0.087867 | 0.087657 | 0.087509 | 0.087406 | 0.087334
No | PG&E | Com | AppPlug | 2016 T-20: Computers - Desktops - Tier 2 | On-the-books | Electric Demand (MW) | 1.0769 | 0.54715 | 0.073049 | 0.070793 | 0.069114 | 0.067887 | 0.067002 | 0.06637 | 0.065921 | 0.065604 | 0.065381 | 0.065225 | 0.065115
No | PG&E | Com | AppPlug | 2016 T-20: Computers - Notebooks | On-the-books | Electric Demand (MW) | 9.7155e-05 | 9.4155e-05 | 9.1923e-05 | 9.0291e-05 | 8.9114e-05 | 8.8273e-05 | 8.7676e-05 | 8.7255e-05 | 8.6958e-05 | 8.675e-05 | 8.6604e-05 | 8.6502e-05 | 8.643e-05
No | PG&E | Com | AppPlug | 2019-21 Fed App: Dedicated-purpose pool pumps | On-the-books | Electric Demand (MW) |  | 2.2904 | 0.3169 | 0.32293 | 0.32587 | 0.3299 | 0.3293 | 0.32879 | 0.32837 | 0.32802 | 0.32772 | 0.32747 | 0.32726
No | PG&E | Com | AppPlug | 2016 T-20: Displays - Monitors | On-the-books | Electric Demand (MW) |  | 0.2122 | 0.039097 | 0.039097 | 0.039097 | 0.039097 | 0.039097 | 0.039097 | 0.039097 | 0.039097 | 0.039097 | 0.039097 | 0.039097
No | PG&E | Com | AppPlug | Fed Appliance: Commercial Clothes Washers #1 | Expected | Electric Demand (MW) | 0.0028024 | 0.0028022 | 0.002802 | 0.0028018 | 0.0028017 | 0.0028016 | 0.0028014 | 0.0028013 | 0.0028012 | 0.0028011 | 0.0028009 | 0.0028008 | 0.0028007
No | PG&E | Com | AppPlug | Fed Appliance: Commercial Clothes Washers | Expected | Electric Demand (MW) | 0.0064994 | 0.0064994 | 0.0064994 | 0.0064994 | 0.0064994 | 0 | 0 | 0 | 0 | 0 | 0 | 0 | 0
No | PG&E | Com | AppPlug | T-20: Computers - Small Scale Servers | Expected | Electric Demand (MW) | 0 | 0 | 0 | 0 | 0 | 0 | 0 | 0 | 0 | 0 | 0 | 0 | 0
No | PG&E | Com | AppPlug | T-20: Computers - Workstations | Expected | Electric Demand (MW) | 0 | 0 | 0 | 0 | 0 | 0 | 0 | 0 | 0 | 0 | 0 | 0 | 0
No | PG&E | Com | AppPlug | 2005 T-20: Consumer Electronics - Audio Players | Expected | Electric Demand (MW) | 0.0013728 | 0.0013726 | 0.0013725 | 0.0013725 | 0.0013724 | 0.0013724 | 0.0013724 | 0.0013723 | 0.0013723 | 0.0013722 | 0.0013722 | 0.0013722 | 0.0013721
No | PG&E | Com | AppPlug | 2005 T-20: Consumer Electronics - DVDs | Expected | Electric Demand (MW) | 0.00012565 | 0.00012517 | 0.00012479 | 0.00012448 | 0.00012424 | 0.00012405 | 0.00012382 | 0.00012361 | 0.00012339 | 0.00012318 | 0.00012297 | 0.00012276 | 0.00012254
No | PG&E | Com | AppPlug | Fed Appliance: External Power Supplies | Expected | Electric Demand (MW) | 0 | 0 | 0 | 0 | 0 | 0 | 0 | 0 | 0 | 0 | 0 | 0 | 0
No | PG&E | Com | AppPlug | 2011 T-20: Large Battery Chargers (≥2kW rated input) | Expected | Electric Demand (MW) | 0.074895 | 0.07396 | 0.073224 | 0.07265 | 0.017915 | 0.01783 | 0.017728 | 0.017638 | 0.017539 | 0.017446 | 0.01735 | 0.017255 | 0.017159
No | PG&E | Com | AppPlug | Fed Appliance: Microwave ovens | Expected | Electric Demand (MW) | 0.055563 | 0.055359 | 0 | 0 | 0 | 0 | 0 | 0 | 0 | 0 | 0 | 0 | 0
No | PG&E | Com | AppPlug | 2011 T-20: Small Battery Chargers – Tier 1 (consumer with no USB charger or USB charger <20 watt-hours) | Expected | Electric Demand (MW) | 0.02999 | 0.029864 | 0.029773 | 0.029707 | 0.029659 | 0.029624 | 0.029581 | 0.029543 | 0.029501 | 0.029463 | 0.029422 | 0.029382 | 0.029342
No | PG&E | Com | AppPlug | 2011 T-20: Small Battery Chargers – Tier 2 (consumer with USB charger ≥20 watt-hours) | Expected | Electric Demand (MW) | 0.014707 | 0.014539 | 0.014407 | 0.014304 | 0.014223 | 0.01416 | 0.014085 | 0.014018 | 0.013945 | 0.013876 | 0.013805 | 0.013735 | 0.013665
No | PG&E | Com | AppPlug | 2009 T-20: Televisions - Tier 1 | Expected | Electric Demand (MW) | 0.023373 | 0.023366 | 0.023362 | 0.023359 | 0.023358 | 0.023357 | 0.023355 | 0.023354 | 0.023353 | 0.023352 | 0.023351 | 0.02335 | 0.023349
No | PG&E | Com | AppPlug | 2009 T-20: Televisions - Tier 2 | Expected | Electric Demand (MW) | 0.020677 | 0.020593 | 0.020535 | 0.020496 | 0.02047 | 0.020452 | 0.020428 | 0.020409 | 0.020386 | 0.020366 | 0.020344 | 0.020323 | 0.020301
No | PG&E | Com | AppPlug | 2005 T-20: Water Dispensers | Expected | Electric Demand (MW) | 0.0065973 | 0.0065948 | 0.006593 | 0.0065918 | 0.006591 | 0.0065904 | 0.0065897 | 0.0065891 | 0.0065884 | 0.0065877 | 0.0065871 | 0.0065864 | 0.0065857
No | PG&E | Com | AppPlug | 2025-27 Fed App: Air purifiers - Tier 2 | Expected | Electric Demand (MW) | 0 | 0.07998 | 0.082311 | 0.085048 | 0.088076 | 0.09138 | 0.090232 | 0.089256 | 0.08843 | 0.087732 | 0.0071954 | 0.0071546 | 0.0071203
No | PG&E | Com | AppPlug | 2016 T-20: Computers - Desktops - Tier 1 | Expected | Electric Demand (MW) | 0.098171 | 0.09514 | 0.092884 | 0.091235 | 0.090046 | 0.089196 | 0.088593 | 0.088167 | 0.087867 | 0.087657 | 0.087509 | 0.087406 | 0.087334
No | PG&E | Com | AppPlug | 2016 T-20: Computers - Desktops - Tier 2 | Expected | Electric Demand (MW) | 1.0769 | 0.54715 | 0.073049 | 0.070793 | 0.069114 | 0.067887 | 0.067002 | 0.06637 | 0.065921 | 0.065604 | 0.065381 | 0.065225 | 0.065115
No | PG&E | Com | AppPlug | 2016 T-20: Computers - Notebooks | Expected | Electric Demand (MW) | 9.7155e-05 | 9.4155e-05 | 9.1923e-05 | 9.0291e-05 | 8.9114e-05 | 8.8273e-05 | 8.7676e-05 | 8.7255e-05 | 8.6958e-05 | 8.675e-05 | 8.6604e-05 | 8.6502e-05 | 8.643e-05
No | PG&E | Com | AppPlug | 2019-21 Fed App: Dedicated-purpose pool pumps | Expected | Electric Demand (MW) |  | 2.2904 | 0.3169 | 0.32293 | 0.32587 | 0.3299 | 0.3293 | 0.32879 | 0.32837 | 0.32802 | 0.32772 | 0.32747 | 0.32726
No | PG&E | Com | AppPlug | 2016 T-20: Displays - Monitors | Expected | Electric Demand (MW) |  | 0.2122 | 0.039097 | 0.039097 | 0.039097 | 0.039097 | 0.039097 | 0.039097 | 0.039097 | 0.039097 | 0.039097 | 0.039097 | 0.039097
No | PG&E | Com | AppPlug | Fed Appliance: Commercial Clothes Washers #1 | Possible | Electric Demand (MW) | 0.0028024 | 0.0028022 | 0.002802 | 0.0028018 | 0.0028017 | 0.0028016 | 0.0028014 | 0.0028013 | 0.0028012 | 0.0028011 | 0.0028009 | 0.0028008 | 0.0028007
No | PG&E | Com | AppPlug | Fed Appliance: Commercial Clothes Washers | Possible | Electric Demand (MW) | 0.0064994 | 0.0064994 | 0.0064994 | 0.0064994 | 0.0064994 | 0 | 0 | 0 | 0 | 0 | 0 | 0 | 0
No | PG&E | Com | AppPlug | T-20: Computers - Small Scale Servers | Possible | Electric Demand (MW) | 0 | 0 | 0 | 0 | 0 | 0 | 0 | 0 | 0 | 0 | 0 | 0 | 0
No | PG&E | Com | AppPlug | T-20: Computers - Workstations | Possible | Electric Demand (MW) | 0 | 0 | 0 | 0 | 0 | 0 | 0 | 0 | 0 | 0 | 0 | 0 | 0
No | PG&E | Com | AppPlug | 2005 T-20: Consumer Electronics - Audio Players | Possible | Electric Demand (MW) | 0.0013728 | 0.0013726 | 0.0013725 | 0.0013725 | 0.0013724 | 0.0013724 | 0.0013724 | 0.0013723 | 0.0013723 | 0.0013722 | 0.0013722 | 0.0013722 | 0.0013721
No | PG&E | Com | AppPlug | 2005 T-20: Consumer Electronics - DVDs | Possible | Electric Demand (MW) | 0.00012565 | 0.00012517 | 0.00012479 | 0.00012448 | 0.00012424 | 0.00012405 | 0.00012382 | 0.00012361 | 0.00012339 | 0.00012318 | 0.00012297 | 0.00012276 | 0.00012254
No | PG&E | Com | AppPlug | Fed Appliance: External Power Supplies | Possible | Electric Demand (MW) | 0 | 0 | 0 | 0 | 0 | 0 | 0 | 0 | 0 | 0 | 0 | 0 | 0
No | PG&E | Com | AppPlug | 2011 T-20: Large Battery Chargers (≥2kW rated input) | Possible | Electric Demand (MW) | 0.074895 | 0.07396 | 0.073224 | 0.07265 | 0.017915 | 0.01783 | 0.017728 | 0.017638 | 0.017539 | 0.017446 | 0.01735 | 0.017255 | 0.017159
No | PG&E | Com | AppPlug | Fed Appliance: Microwave ovens | Possible | Electric Demand (MW) | 0.055563 | 0.055359 | 0 | 0 | 0 | 0 | 0 | 0 | 0 | 0 | 0 | 0 | 0
No | PG&E | Com | AppPlug | 2011 T-20: Small Battery Chargers – Tier 1 (consumer with no USB charger or USB charger <20 watt-hours) | Possible | Electric Demand (MW) | 0.02999 | 0.029864 | 0.029773 | 0.029707 | 0.029659 | 0.029624 | 0.029581 | 0.029543 | 0.029501 | 0.029463 | 0.029422 | 0.029382 | 0.029342
No | PG&E | Com | AppPlug | 2011 T-20: Small Battery Chargers – Tier 2 (consumer with USB charger ≥20 watt-hours) | Possible | Electric Demand (MW) | 0.014707 | 0.014539 | 0.014407 | 0.014304 | 0.014223 | 0.01416 | 0.014085 | 0.014018 | 0.013945 | 0.013876 | 0.013805 | 0.013735 | 0.013665
No | PG&E | Com | AppPlug | 2009 T-20: Televisions - Tier 1 | Possible | Electric Demand (MW) | 0.023373 | 0.023366 | 0.023362 | 0.023359 | 0.023358 | 0.023357 | 0.023355 | 0.023354 | 0.023353 | 0.023352 | 0.023351 | 0.02335 | 0.023349
No | PG&E | Com | AppPlug | 2009 T-20: Televisions - Tier 2 | Possible | Electric Demand (MW) | 0.020677 | 0.020593 | 0.020535 | 0.020496 | 0.02047 | 0.020452 | 0.020428 | 0.020409 | 0.020386 | 0.020366 | 0.020344 | 0.020323 | 0.020301
No | PG&E | Com | AppPlug | 2005 T-20: Water Dispensers | Possible | Electric Demand (MW) | 0.0065973 | 0.0065948 | 0.006593 | 0.0065918 | 0.006591 | 0.0065904 | 0.0065897 | 0.0065891 | 0.0065884 | 0.0065877 | 0.0065871 | 0.0065864 | 0.0065857
No | PG&E | Com | AppPlug | 2025-27 Fed App: Air purifiers - Tier 2 | Possible | Electric Demand (MW) | 0 | 0.07998 | 0.082311 | 0.085048 | 0.088076 | 0.09138 | 0.090232 | 0.089256 | 0.08843 | 0.087732 | 0.0071954 | 0.0071546 | 0.0071203
No | PG&E | Com | AppPlug | 2016 T-20: Computers - Desktops - Tier 1 | Possible | Electric Demand (MW) | 0.098171 | 0.09514 | 0.092884 | 0.091235 | 0.090046 | 0.089196 | 0.088593 | 0.088167 | 0.087867 | 0.087657 | 0.087509 | 0.087406 | 0.087334
No | PG&E | Com | AppPlug | 2016 T-20: Computers - Desktops - Tier 2 | Possible | Electric Demand (MW) | 1.0769 | 0.54715 | 0.073049 | 0.070793 | 0.069114 | 0.067887 | 0.067002 | 0.06637 | 0.065921 | 0.065604 | 0.065381 | 0.065225 | 0.065115
No | PG&E | Com | AppPlug | 2016 T-20: Computers - Notebooks | Possible | Electric Demand (MW) | 9.7155e-05 | 9.4155e-05 | 9.1923e-05 | 9.0291e-05 | 8.9114e-05 | 8.8273e-05 | 8.7676e-05 | 8.7255e-05 | 8.6958e-05 | 8.675e-05 | 8.6604e-05 | 8.6502e-05 | 8.643e-05
No | PG&E | Com | AppPlug | 2019-21 Fed App: Dedicated-purpose pool pumps | Possible | Electric Demand (MW) |  | 2.2904 | 0.3169 | 0.32293 | 0.32587 | 0.3299 | 0.3293 | 0.32879 | 0.32837 | 0.32802 | 0.32772 | 0.32747 | 0.32726
No | PG&E | Com | AppPlug | 2016 T-20: Displays - Monitors | Possible | Electric Demand (MW) |  | 0.2122 | 0.039097 | 0.039097 | 0.039097 | 0.039097 | 0.039097 | 0.039097 | 0.039097 | 0.039097 | 0.039097 | 0.039097 | 0.039097
No | SCE | Com | AppPlug | Fed Appliance: Commercial Clothes Washers #1 | On-the-books | Electric Demand (MW) | 0.0027509 | 0.0027507 | 0.0027505 | 0.0027503 | 0.0027502 | 0.00275 | 0.0027499 | 0.0027498 | 0.0027497 | 0.0027495 | 0.0027494 | 0.0027493 | 0.0027492
No | SCE | Com | AppPlug | Fed Appliance: Commercial Clothes Washers | On-the-books | Electric Demand (MW) | 0.0063798 | 0.0063798 | 0.0063798 | 0.0063798 | 0.0063798 | 0 | 0 | 0 | 0 | 0 | 0 | 0 | 0
No | SCE | Com | AppPlug | T-20: Computers - Small Scale Servers | On-the-books | Electric Demand (MW) | 0 | 0 | 0 | 0 | 0 | 0 | 0 | 0 | 0 | 0 | 0 | 0 | 0
No | SCE | Com | AppPlug | T-20: Computers - Workstations | On-the-books | Electric Demand (MW) | 0 | 0 | 0 | 0 | 0 | 0 | 0 | 0 | 0 | 0 | 0 | 0 | 0
No | SCE | Com | AppPlug | 2005 T-20: Consumer Electronics - Audio Players | On-the-books | Electric Demand (MW) | 0.0013476 | 0.0013474 | 0.0013473 | 0.0013472 | 0.0013472 | 0.0013472 | 0.0013471 | 0.0013471 | 0.001347 | 0.001347 | 0.001347 | 0.0013469 | 0.0013469
No | SCE | Com | AppPlug | 2005 T-20: Consumer Electronics - DVDs | On-the-books | Electric Demand (MW) | 0.00012334 | 0.00012287 | 0.00012249 | 0.00012219 | 0.00012196 | 0.00012177 | 0.00012154 | 0.00012134 | 0.00012113 | 0.00012092 | 0.00012071 | 0.0001205 | 0.00012029
No | SCE | Com | AppPlug | Fed Appliance: External Power Supplies | On-the-books | Electric Demand (MW) | 0 | 0 | 0 | 0 | 0 | 0 | 0 | 0 | 0 | 0 | 0 | 0 | 0
No | SCE | Com | AppPlug | 2011 T-20: Large Battery Chargers (≥2kW rated input) | On-the-books | Electric Demand (MW) | 0.073518 | 0.0726 | 0.071877 | 0.071314 | 0.017586 | 0.017502 | 0.017402 | 0.017313 | 0.017217 | 0.017125 | 0.017031 | 0.016938 | 0.016844
No | SCE | Com | AppPlug | Fed Appliance: Microwave ovens | On-the-books | Electric Demand (MW) | 0.054541 | 0.05434 | 0 | 0 | 0 | 0 | 0 | 0 | 0 | 0 | 0 | 0 | 0
No | SCE | Com | AppPlug | 2011 T-20: Small Battery Chargers – Tier 1 (consumer with no USB charger or USB charger <20 watt-hours) | On-the-books | Electric Demand (MW) | 0.029439 | 0.029315 | 0.029225 | 0.02916 | 0.029113 | 0.029079 | 0.029037 | 0.029 | 0.028959 | 0.028921 | 0.028881 | 0.028842 | 0.028803
No | SCE | Com | AppPlug | 2011 T-20: Small Battery Chargers – Tier 2 (consumer with USB charger ≥20 watt-hours) | On-the-books | Electric Demand (MW) | 0.014436 | 0.014272 | 0.014142 | 0.014041 | 0.013962 | 0.013899 | 0.013826 | 0.01376 | 0.013689 | 0.013621 | 0.013551 | 0.013483 | 0.013413
No | SCE | Com | AppPlug | 2009 T-20: Televisions - Tier 1 | On-the-books | Electric Demand (MW) | 0.022944 | 0.022936 | 0.022932 | 0.022929 | 0.022928 | 0.022927 | 0.022926 | 0.022925 | 0.022924 | 0.022923 | 0.022922 | 0.022921 | 0.022919
No | SCE | Com | AppPlug | 2009 T-20: Televisions - Tier 2 | On-the-books | Electric Demand (MW) | 0.020297 | 0.020214 | 0.020158 | 0.020119 | 0.020093 | 0.020076 | 0.020053 | 0.020033 | 0.020011 | 0.019991 | 0.01997 | 0.019949 | 0.019928
No | SCE | Com | AppPlug | 2005 T-20: Water Dispensers | On-the-books | Electric Demand (MW) | 0.006476 | 0.0064735 | 0.0064718 | 0.0064706 | 0.0064698 | 0.0064692 | 0.0064685 | 0.0064679 | 0.0064672 | 0.0064666 | 0.0064659 | 0.0064653 | 0.0064646
No | SCE | Com | AppPlug | 2025-27 Fed App: Air purifiers - Tier 2 | On-the-books | Electric Demand (MW) | 0 | 0.078509 | 0.080797 | 0.083483 | 0.086456 | 0.089699 | 0.088573 | 0.087615 | 0.086804 | 0.086118 | 0.007063 | 0.007023 | 0.0069894
No | SCE | Com | AppPlug | 2016 T-20: Computers - Desktops - Tier 1 | On-the-books | Electric Demand (MW) | 0.096366 | 0.09339 | 0.091176 | 0.089557 | 0.08839 | 0.087556 | 0.086964 | 0.086545 | 0.086251 | 0.086045 | 0.0859 | 0.085798 | 0.085727
No | SCE | Com | AppPlug | 2016 T-20: Computers - Desktops - Tier 2 | On-the-books | Electric Demand (MW) | 1.0571 | 0.53709 | 0.071705 | 0.069491 | 0.067843 | 0.066639 | 0.06577 | 0.06515 | 0.064709 | 0.064398 | 0.064179 | 0.064025 | 0.063917
No | SCE | Com | AppPlug | 2016 T-20: Computers - Notebooks | On-the-books | Electric Demand (MW) | 9.5369e-05 | 9.2424e-05 | 9.0232e-05 | 8.8631e-05 | 8.7475e-05 | 8.665e-05 | 8.6064e-05 | 8.565e-05 | 8.5359e-05 | 8.5154e-05 | 8.5011e-05 | 8.4911e-05 | 8.4841e-05
No | SCE | Com | AppPlug | 2019-21 Fed App: Dedicated-purpose pool pumps | On-the-books | Electric Demand (MW) |  | 2.2482 | 0.31107 | 0.31699 | 0.31987 | 0.32383 | 0.32324 | 0.32275 | 0.32233 | 0.32198 | 0.32169 | 0.32145 | 0.32125
No | SCE | Com | AppPlug | 2016 T-20: Displays - Monitors | On-the-books | Electric Demand (MW) |  | 0.2083 | 0.038378 | 0.038378 | 0.038378 | 0.038378 | 0.038378 | 0.038378 | 0.038378 | 0.038378 | 0.038378 | 0.038378 | 0.038378
No | SCE | Com | AppPlug | Fed Appliance: Commercial Clothes Washers #1 | Expected | Electric Demand (MW) | 0.0027509 | 0.0027507 | 0.0027505 | 0.0027503 | 0.0027502 | 0.00275 | 0.0027499 | 0.0027498 | 0.0027497 | 0.0027495 | 0.0027494 | 0.0027493 | 0.0027492
No | SCE | Com | AppPlug | Fed Appliance: Commercial Clothes Washers | Expected | Electric Demand (MW) | 0.0063798 | 0.0063798 | 0.0063798 | 0.0063798 | 0.0063798 | 0 | 0 | 0 | 0 | 0 | 0 | 0 | 0
No | SCE | Com | AppPlug | T-20: Computers - Small Scale Servers | Expected | Electric Demand (MW) | 0 | 0 | 0 | 0 | 0 | 0 | 0 | 0 | 0 | 0 | 0 | 0 | 0
No | SCE | Com | AppPlug | T-20: Computers - Workstations | Expected | Electric Demand (MW) | 0 | 0 | 0 | 0 | 0 | 0 | 0 | 0 | 0 | 0 | 0 | 0 | 0
No | SCE | Com | AppPlug | 2005 T-20: Consumer Electronics - Audio Players | Expected | Electric Demand (MW) | 0.0013476 | 0.0013474 | 0.0013473 | 0.0013472 | 0.0013472 | 0.0013472 | 0.0013471 | 0.0013471 | 0.001347 | 0.001347 | 0.001347 | 0.0013469 | 0.0013469
No | SCE | Com | AppPlug | 2005 T-20: Consumer Electronics - DVDs | Expected | Electric Demand (MW) | 0.00012334 | 0.00012287 | 0.00012249 | 0.00012219 | 0.00012196 | 0.00012177 | 0.00012154 | 0.00012134 | 0.00012113 | 0.00012092 | 0.00012071 | 0.0001205 | 0.00012029
No | SCE | Com | AppPlug | Fed Appliance: External Power Supplies | Expected | Electric Demand (MW) | 0 | 0 | 0 | 0 | 0 | 0 | 0 | 0 | 0 | 0 | 0 | 0 | 0
No | SCE | Com | AppPlug | 2011 T-20: Large Battery Chargers (≥2kW rated input) | Expected | Electric Demand (MW) | 0.073518 | 0.0726 | 0.071877 | 0.071314 | 0.017586 | 0.017502 | 0.017402 | 0.017313 | 0.017217 | 0.017125 | 0.017031 | 0.016938 | 0.016844
No | SCE | Com | AppPlug | Fed Appliance: Microwave ovens | Expected | Electric Demand (MW) | 0.054541 | 0.05434 | 0 | 0 | 0 | 0 | 0 | 0 | 0 | 0 | 0 | 0 | 0
No | SCE | Com | AppPlug | 2011 T-20: Small Battery Chargers – Tier 1 (consumer with no USB charger or USB charger <20 watt-hours) | Expected | Electric Demand (MW) | 0.029439 | 0.029315 | 0.029225 | 0.02916 | 0.029113 | 0.029079 | 0.029037 | 0.029 | 0.028959 | 0.028921 | 0.028881 | 0.028842 | 0.028803
No | SCE | Com | AppPlug | 2011 T-20: Small Battery Chargers – Tier 2 (consumer with USB charger ≥20 watt-hours) | Expected | Electric Demand (MW) | 0.014436 | 0.014272 | 0.014142 | 0.014041 | 0.013962 | 0.013899 | 0.013826 | 0.01376 | 0.013689 | 0.013621 | 0.013551 | 0.013483 | 0.013413
No | SCE | Com | AppPlug | 2009 T-20: Televisions - Tier 1 | Expected | Electric Demand (MW) | 0.022944 | 0.022936 | 0.022932 | 0.022929 | 0.022928 | 0.022927 | 0.022926 | 0.022925 | 0.022924 | 0.022923 | 0.022922 | 0.022921 | 0.022919
No | SCE | Com | AppPlug | 2009 T-20: Televisions - Tier 2 | Expected | Electric Demand (MW) | 0.020297 | 0.020214 | 0.020158 | 0.020119 | 0.020093 | 0.020076 | 0.020053 | 0.020033 | 0.020011 | 0.019991 | 0.01997 | 0.019949 | 0.019928
No | SCE | Com | AppPlug | 2005 T-20: Water Dispensers | Expected | Electric Demand (MW) | 0.006476 | 0.0064735 | 0.0064718 | 0.0064706 | 0.0064698 | 0.0064692 | 0.0064685 | 0.0064679 | 0.0064672 | 0.0064666 | 0.0064659 | 0.0064653 | 0.0064646
No | SCE | Com | AppPlug | 2025-27 Fed App: Air purifiers - Tier 2 | Expected | Electric Demand (MW) | 0 | 0.078509 | 0.080797 | 0.083483 | 0.086456 | 0.089699 | 0.088573 | 0.087615 | 0.086804 | 0.086118 | 0.007063 | 0.007023 | 0.0069894
No | SCE | Com | AppPlug | 2016 T-20: Computers - Desktops - Tier 1 | Expected | Electric Demand (MW) | 0.096366 | 0.09339 | 0.091176 | 0.089557 | 0.08839 | 0.087556 | 0.086964 | 0.086545 | 0.086251 | 0.086045 | 0.0859 | 0.085798 | 0.085727
No | SCE | Com | AppPlug | 2016 T-20: Computers - Desktops - Tier 2 | Expected | Electric Demand (MW) | 1.0571 | 0.53709 | 0.071705 | 0.069491 | 0.067843 | 0.066639 | 0.06577 | 0.06515 | 0.064709 | 0.064398 | 0.064179 | 0.064025 | 0.063917
No | SCE | Com | AppPlug | 2016 T-20: Computers - Notebooks | Expected | Electric Demand (MW) | 9.5369e-05 | 9.2424e-05 | 9.0232e-05 | 8.8631e-05 | 8.7475e-05 | 8.665e-05 | 8.6064e-05 | 8.565e-05 | 8.5359e-05 | 8.5154e-05 | 8.5011e-05 | 8.4911e-05 | 8.4841e-05
No | SCE | Com | AppPlug | 2019-21 Fed App: Dedicated-purpose pool pumps | Expected | Electric Demand (MW) |  | 2.2482 | 0.31107 | 0.31699 | 0.31987 | 0.32383 | 0.32324 | 0.32275 | 0.32233 | 0.32198 | 0.32169 | 0.32145 | 0.32125
No | SCE | Com | AppPlug | 2016 T-20: Displays - Monitors | Expected | Electric Demand (MW) |  | 0.2083 | 0.038378 | 0.038378 | 0.038378 | 0.038378 | 0.038378 | 0.038378 | 0.038378 | 0.038378 | 0.038378 | 0.038378 | 0.038378
No | SCE | Com | AppPlug | Fed Appliance: Commercial Clothes Washers #1 | Possible | Electric Demand (MW) | 0.0027509 | 0.0027507 | 0.0027505 | 0.0027503 | 0.0027502 | 0.00275 | 0.0027499 | 0.0027498 | 0.0027497 | 0.0027495 | 0.0027494 | 0.0027493 | 0.0027492
No | SCE | Com | AppPlug | Fed Appliance: Commercial Clothes Washers | Possible | Electric Demand (MW) | 0.0063798 | 0.0063798 | 0.0063798 | 0.0063798 | 0.0063798 | 0 | 0 | 0 | 0 | 0 | 0 | 0 | 0
No | SCE | Com | AppPlug | T-20: Computers - Small Scale Servers | Possible | Electric Demand (MW) | 0 | 0 | 0 | 0 | 0 | 0 | 0 | 0 | 0 | 0 | 0 | 0 | 0
No | SCE | Com | AppPlug | T-20: Computers - Workstations | Possible | Electric Demand (MW) | 0 | 0 | 0 | 0 | 0 | 0 | 0 | 0 | 0 | 0 | 0 | 0 | 0
No | SCE | Com | AppPlug | 2005 T-20: Consumer Electronics - Audio Players | Possible | Electric Demand (MW) | 0.0013476 | 0.0013474 | 0.0013473 | 0.0013472 | 0.0013472 | 0.0013472 | 0.0013471 | 0.0013471 | 0.001347 | 0.001347 | 0.001347 | 0.0013469 | 0.0013469
No | SCE | Com | AppPlug | 2005 T-20: Consumer Electronics - DVDs | Possible | Electric Demand (MW) | 0.00012334 | 0.00012287 | 0.00012249 | 0.00012219 | 0.00012196 | 0.00012177 | 0.00012154 | 0.00012134 | 0.00012113 | 0.00012092 | 0.00012071 | 0.0001205 | 0.00012029
No | SCE | Com | AppPlug | Fed Appliance: External Power Supplies | Possible | Electric Demand (MW) | 0 | 0 | 0 | 0 | 0 | 0 | 0 | 0 | 0 | 0 | 0 | 0 | 0
No | SCE | Com | AppPlug | 2011 T-20: Large Battery Chargers (≥2kW rated input) | Possible | Electric Demand (MW) | 0.073518 | 0.0726 | 0.071877 | 0.071314 | 0.017586 | 0.017502 | 0.017402 | 0.017313 | 0.017217 | 0.017125 | 0.017031 | 0.016938 | 0.016844
No | SCE | Com | AppPlug | Fed Appliance: Microwave ovens | Possible | Electric Demand (MW) | 0.054541 | 0.05434 | 0 | 0 | 0 | 0 | 0 | 0 | 0 | 0 | 0 | 0 | 0
No | SCE | Com | AppPlug | 2011 T-20: Small Battery Chargers – Tier 1 (consumer with no USB charger or USB charger <20 watt-hours) | Possible | Electric Demand (MW) | 0.029439 | 0.029315 | 0.029225 | 0.02916 | 0.029113 | 0.029079 | 0.029037 | 0.029 | 0.028959 | 0.028921 | 0.028881 | 0.028842 | 0.028803
No | SCE | Com | AppPlug | 2011 T-20: Small Battery Chargers – Tier 2 (consumer with USB charger ≥20 watt-hours) | Possible | Electric Demand (MW) | 0.014436 | 0.014272 | 0.014142 | 0.014041 | 0.013962 | 0.013899 | 0.013826 | 0.01376 | 0.013689 | 0.013621 | 0.013551 | 0.013483 | 0.013413
No | SCE | Com | AppPlug | 2009 T-20: Televisions - Tier 1 | Possible | Electric Demand (MW) | 0.022944 | 0.022936 | 0.022932 | 0.022929 | 0.022928 | 0.022927 | 0.022926 | 0.022925 | 0.022924 | 0.022923 | 0.022922 | 0.022921 | 0.022919
No | SCE | Com | AppPlug | 2009 T-20: Televisions - Tier 2 | Possible | Electric Demand (MW) | 0.020297 | 0.020214 | 0.020158 | 0.020119 | 0.020093 | 0.020076 | 0.020053 | 0.020033 | 0.020011 | 0.019991 | 0.01997 | 0.019949 | 0.019928
No | SCE | Com | AppPlug | 2005 T-20: Water Dispensers | Possible | Electric Demand (MW) | 0.006476 | 0.0064735 | 0.0064718 | 0.0064706 | 0.0064698 | 0.0064692 | 0.0064685 | 0.0064679 | 0.0064672 | 0.0064666 | 0.0064659 | 0.0064653 | 0.0064646
No | SCE | Com | AppPlug | 2025-27 Fed App: Air purifiers - Tier 2 | Possible | Electric Demand (MW) | 0 | 0.078509 | 0.080797 | 0.083483 | 0.086456 | 0.089699 | 0.088573 | 0.087615 | 0.086804 | 0.086118 | 0.007063 | 0.007023 | 0.0069894
No | SCE | Com | AppPlug | 2016 T-20: Computers - Desktops - Tier 1 | Possible | Electric Demand (MW) | 0.096366 | 0.09339 | 0.091176 | 0.089557 | 0.08839 | 0.087556 | 0.086964 | 0.086545 | 0.086251 | 0.086045 | 0.0859 | 0.085798 | 0.085727
No | SCE | Com | AppPlug | 2016 T-20: Computers - Desktops - Tier 2 | Possible | Electric Demand (MW) | 1.0571 | 0.53709 | 0.071705 | 0.069491 | 0.067843 | 0.066639 | 0.06577 | 0.06515 | 0.064709 | 0.064398 | 0.064179 | 0.064025 | 0.063917
No | SCE | Com | AppPlug | 2016 T-20: Computers - Notebooks | Possible | Electric Demand (MW) | 9.5369e-05 | 9.2424e-05 | 9.0232e-05 | 8.8631e-05 | 8.7475e-05 | 8.665e-05 | 8.6064e-05 | 8.565e-05 | 8.5359e-05 | 8.5154e-05 | 8.5011e-05 | 8.4911e-05 | 8.4841e-05
No | SCE | Com | AppPlug | 2019-21 Fed App: Dedicated-purpose pool pumps | Possible | Electric Demand (MW) |  | 2.2482 | 0.31107 | 0.31699 | 0.31987 | 0.32383 | 0.32324 | 0.32275 | 0.32233 | 0.32198 | 0.32169 | 0.32145 | 0.32125
No | SCE | Com | AppPlug | 2016 T-20: Displays - Monitors | Possible | Electric Demand (MW) |  | 0.2083 | 0.038378 | 0.038378 | 0.038378 | 0.038378 | 0.038378 | 0.038378 | 0.038378 | 0.038378 | 0.038378 | 0.038378 | 0.038378
No | SDG&E | Com | AppPlug | Fed Appliance: Commercial Clothes Washers #1 | On-the-books | Electric Demand (MW) | 0.00056282 | 0.00056277 | 0.00056273 | 0.0005627 | 0.00056267 | 0.00056265 | 0.00056262 | 0.0005626 | 0.00056257 | 0.00056254 | 0.00056252 | 0.00056249 | 0.00056247
No | SDG&E | Com | AppPlug | Fed Appliance: Commercial Clothes Washers | On-the-books | Electric Demand (MW) | 0.0013053 | 0.0013053 | 0.0013053 | 0.0013053 | 0.0013053 | 0 | 0 | 0 | 0 | 0 | 0 | 0 | 0
No | SDG&E | Com | AppPlug | T-20: Computers - Small Scale Servers | On-the-books | Electric Demand (MW) | 0 | 0 | 0 | 0 | 0 | 0 | 0 | 0 | 0 | 0 | 0 | 0 | 0
No | SDG&E | Com | AppPlug | T-20: Computers - Workstations | On-the-books | Electric Demand (MW) | 0 | 0 | 0 | 0 | 0 | 0 | 0 | 0 | 0 | 0 | 0 | 0 | 0
No | SDG&E | Com | AppPlug | 2005 T-20: Consumer Electronics - Audio Players | On-the-books | Electric Demand (MW) | 0.00027571 | 0.00027567 | 0.00027565 | 0.00027564 | 0.00027563 | 0.00027562 | 0.00027561 | 0.00027561 | 0.0002756 | 0.00027559 | 0.00027559 | 0.00027558 | 0.00027557
No | SDG&E | Com | AppPlug | 2005 T-20: Consumer Electronics - DVDs | On-the-books | Electric Demand (MW) | 2.5234e-05 | 2.5138e-05 | 2.5062e-05 | 2.5e-05 | 2.4952e-05 | 2.4913e-05 | 2.4867e-05 | 2.4826e-05 | 2.4782e-05 | 2.474e-05 | 2.4696e-05 | 2.4653e-05 | 2.461e-05
No | SDG&E | Com | AppPlug | Fed Appliance: External Power Supplies | On-the-books | Electric Demand (MW) | 0 | 0 | 0 | 0 | 0 | 0 | 0 | 0 | 0 | 0 | 0 | 0 | 0
No | SDG&E | Com | AppPlug | 2011 T-20: Large Battery Chargers (≥2kW rated input) | On-the-books | Electric Demand (MW) | 0.015041 | 0.014854 | 0.014706 | 0.01459 | 0.003598 | 0.0035809 | 0.0035604 | 0.0035422 | 0.0035225 | 0.0035038 | 0.0034844 | 0.0034654 | 0.0034462
No | SDG&E | Com | AppPlug | Fed Appliance: Microwave ovens | On-the-books | Electric Demand (MW) | 0.011159 | 0.011118 | 0 | 0 | 0 | 0 | 0 | 0 | 0 | 0 | 0 | 0 | 0
No | SDG&E | Com | AppPlug | 2011 T-20: Small Battery Chargers – Tier 1 (consumer with no USB charger or USB charger <20 watt-hours) | On-the-books | Electric Demand (MW) | 0.0060231 | 0.0059977 | 0.0059794 | 0.005966 | 0.0059564 | 0.0059495 | 0.0059407 | 0.0059332 | 0.0059249 | 0.0059171 | 0.0059089 | 0.005901 | 0.0058929
No | SDG&E | Com | AppPlug | 2011 T-20: Small Battery Chargers – Tier 2 (consumer with USB charger ≥20 watt-hours) | On-the-books | Electric Demand (MW) | 0.0029536 | 0.00292 | 0.0028935 | 0.0028727 | 0.0028565 | 0.0028438 | 0.0028287 | 0.0028152 | 0.0028007 | 0.0027868 | 0.0027725 | 0.0027585 | 0.0027443
No | SDG&E | Com | AppPlug | 2009 T-20: Televisions - Tier 1 | On-the-books | Electric Demand (MW) | 0.0046941 | 0.0046927 | 0.0046918 | 0.0046913 | 0.004691 | 0.0046908 | 0.0046905 | 0.0046903 | 0.0046901 | 0.0046899 | 0.0046897 | 0.0046894 | 0.0046892
No | SDG&E | Com | AppPlug | 2009 T-20: Televisions - Tier 2 | On-the-books | Electric Demand (MW) | 0.0041526 | 0.0041357 | 0.0041241 | 0.0041163 | 0.004111 | 0.0041074 | 0.0041027 | 0.0040987 | 0.0040943 | 0.0040901 | 0.0040857 | 0.0040815 | 0.0040772
No | SDG&E | Com | AppPlug | 2005 T-20: Water Dispensers | On-the-books | Electric Demand (MW) | 0.001325 | 0.0013244 | 0.0013241 | 0.0013239 | 0.0013237 | 0.0013236 | 0.0013234 | 0.0013233 | 0.0013232 | 0.001323 | 0.0013229 | 0.0013228 | 0.0013226
No | SDG&E | Com | AppPlug | 2025-27 Fed App: Air purifiers - Tier 2 | On-the-books | Electric Demand (MW) | 0 | 0.016063 | 0.016531 | 0.01708 | 0.017689 | 0.018352 | 0.018122 | 0.017926 | 0.01776 | 0.017619 | 0.0014451 | 0.0014369 | 0.00143
No | SDG&E | Com | AppPlug | 2016 T-20: Computers - Desktops - Tier 1 | On-the-books | Electric Demand (MW) | 0.019716 | 0.019107 | 0.018654 | 0.018323 | 0.018084 | 0.017913 | 0.017792 | 0.017707 | 0.017647 | 0.017604 | 0.017575 | 0.017554 | 0.017539
No | SDG&E | Com | AppPlug | 2016 T-20: Computers - Desktops - Tier 2 | On-the-books | Electric Demand (MW) | 0.21627 | 0.10989 | 0.014671 | 0.014218 | 0.01388 | 0.013634 | 0.013456 | 0.013329 | 0.013239 | 0.013176 | 0.013131 | 0.013099 | 0.013077
No | SDG&E | Com | AppPlug | 2016 T-20: Computers - Notebooks | On-the-books | Electric Demand (MW) | 1.9512e-05 | 1.891e-05 | 1.8461e-05 | 1.8133e-05 | 1.7897e-05 | 1.7728e-05 | 1.7608e-05 | 1.7524e-05 | 1.7464e-05 | 1.7422e-05 | 1.7393e-05 | 1.7372e-05 | 1.7358e-05
No | SDG&E | Com | AppPlug | 2019-21 Fed App: Dedicated-purpose pool pumps | On-the-books | Electric Demand (MW) |  | 0.45998 | 0.063644 | 0.064854 | 0.065445 | 0.066254 | 0.066134 | 0.066032 | 0.065947 | 0.065876 | 0.065817 | 0.065767 | 0.065726
No | SDG&E | Com | AppPlug | 2016 T-20: Displays - Monitors | On-the-books | Electric Demand (MW) |  | 0.042617 | 0.0078519 | 0.0078519 | 0.0078519 | 0.0078519 | 0.0078519 | 0.0078519 | 0.0078519 | 0.0078519 | 0.0078519 | 0.0078519 | 0.0078519
No | SDG&E | Com | AppPlug | Fed Appliance: Commercial Clothes Washers #1 | Expected | Electric Demand (MW) | 0.00056282 | 0.00056277 | 0.00056273 | 0.0005627 | 0.00056267 | 0.00056265 | 0.00056262 | 0.0005626 | 0.00056257 | 0.00056254 | 0.00056252 | 0.00056249 | 0.00056247
No | SDG&E | Com | AppPlug | Fed Appliance: Commercial Clothes Washers | Expected | Electric Demand (MW) | 0.0013053 | 0.0013053 | 0.0013053 | 0.0013053 | 0.0013053 | 0 | 0 | 0 | 0 | 0 | 0 | 0 | 0
No | SDG&E | Com | AppPlug | T-20: Computers - Small Scale Servers | Expected | Electric Demand (MW) | 0 | 0 | 0 | 0 | 0 | 0 | 0 | 0 | 0 | 0 | 0 | 0 | 0
No | SDG&E | Com | AppPlug | T-20: Computers - Workstations | Expected | Electric Demand (MW) | 0 | 0 | 0 | 0 | 0 | 0 | 0 | 0 | 0 | 0 | 0 | 0 | 0
No | SDG&E | Com | AppPlug | 2005 T-20: Consumer Electronics - Audio Players | Expected | Electric Demand (MW) | 0.00027571 | 0.00027567 | 0.00027565 | 0.00027564 | 0.00027563 | 0.00027562 | 0.00027561 | 0.00027561 | 0.0002756 | 0.00027559 | 0.00027559 | 0.00027558 | 0.00027557
No | SDG&E | Com | AppPlug | 2005 T-20: Consumer Electronics - DVDs | Expected | Electric Demand (MW) | 2.5234e-05 | 2.5138e-05 | 2.5062e-05 | 2.5e-05 | 2.4952e-05 | 2.4913e-05 | 2.4867e-05 | 2.4826e-05 | 2.4782e-05 | 2.474e-05 | 2.4696e-05 | 2.4653e-05 | 2.461e-05
No | SDG&E | Com | AppPlug | Fed Appliance: External Power Supplies | Expected | Electric Demand (MW) | 0 | 0 | 0 | 0 | 0 | 0 | 0 | 0 | 0 | 0 | 0 | 0 | 0
No | SDG&E | Com | AppPlug | 2011 T-20: Large Battery Chargers (≥2kW rated input) | Expected | Electric Demand (MW) | 0.015041 | 0.014854 | 0.014706 | 0.01459 | 0.003598 | 0.0035809 | 0.0035604 | 0.0035422 | 0.0035225 | 0.0035038 | 0.0034844 | 0.0034654 | 0.0034462
No | SDG&E | Com | AppPlug | Fed Appliance: Microwave ovens | Expected | Electric Demand (MW) | 0.011159 | 0.011118 | 0 | 0 | 0 | 0 | 0 | 0 | 0 | 0 | 0 | 0 | 0
No | SDG&E | Com | AppPlug | 2011 T-20: Small Battery Chargers – Tier 1 (consumer with no USB charger or USB charger <20 watt-hours) | Expected | Electric Demand (MW) | 0.0060231 | 0.0059977 | 0.0059794 | 0.005966 | 0.0059564 | 0.0059495 | 0.0059407 | 0.0059332 | 0.0059249 | 0.0059171 | 0.0059089 | 0.005901 | 0.0058929
No | SDG&E | Com | AppPlug | 2011 T-20: Small Battery Chargers – Tier 2 (consumer with USB charger ≥20 watt-hours) | Expected | Electric Demand (MW) | 0.0029536 | 0.00292 | 0.0028935 | 0.0028727 | 0.0028565 | 0.0028438 | 0.0028287 | 0.0028152 | 0.0028007 | 0.0027868 | 0.0027725 | 0.0027585 | 0.0027443
No | SDG&E | Com | AppPlug | 2009 T-20: Televisions - Tier 1 | Expected | Electric Demand (MW) | 0.0046941 | 0.0046927 | 0.0046918 | 0.0046913 | 0.004691 | 0.0046908 | 0.0046905 | 0.0046903 | 0.0046901 | 0.0046899 | 0.0046897 | 0.0046894 | 0.0046892
No | SDG&E | Com | AppPlug | 2009 T-20: Televisions - Tier 2 | Expected | Electric Demand (MW) | 0.0041526 | 0.0041357 | 0.0041241 | 0.0041163 | 0.004111 | 0.0041074 | 0.0041027 | 0.0040987 | 0.0040943 | 0.0040901 | 0.0040857 | 0.0040815 | 0.0040772
No | SDG&E | Com | AppPlug | 2005 T-20: Water Dispensers | Expected | Electric Demand (MW) | 0.001325 | 0.0013244 | 0.0013241 | 0.0013239 | 0.0013237 | 0.0013236 | 0.0013234 | 0.0013233 | 0.0013232 | 0.001323 | 0.0013229 | 0.0013228 | 0.0013226
No | SDG&E | Com | AppPlug | 2025-27 Fed App: Air purifiers - Tier 2 | Expected | Electric Demand (MW) | 0 | 0.016063 | 0.016531 | 0.01708 | 0.017689 | 0.018352 | 0.018122 | 0.017926 | 0.01776 | 0.017619 | 0.0014451 | 0.0014369 | 0.00143
No | SDG&E | Com | AppPlug | 2016 T-20: Computers - Desktops - Tier 1 | Expected | Electric Demand (MW) | 0.019716 | 0.019107 | 0.018654 | 0.018323 | 0.018084 | 0.017913 | 0.017792 | 0.017707 | 0.017647 | 0.017604 | 0.017575 | 0.017554 | 0.017539
No | SDG&E | Com | AppPlug | 2016 T-20: Computers - Desktops - Tier 2 | Expected | Electric Demand (MW) | 0.21627 | 0.10989 | 0.014671 | 0.014218 | 0.01388 | 0.013634 | 0.013456 | 0.013329 | 0.013239 | 0.013176 | 0.013131 | 0.013099 | 0.013077
No | SDG&E | Com | AppPlug | 2016 T-20: Computers - Notebooks | Expected | Electric Demand (MW) | 1.9512e-05 | 1.891e-05 | 1.8461e-05 | 1.8133e-05 | 1.7897e-05 | 1.7728e-05 | 1.7608e-05 | 1.7524e-05 | 1.7464e-05 | 1.7422e-05 | 1.7393e-05 | 1.7372e-05 | 1.7358e-05
No | SDG&E | Com | AppPlug | 2019-21 Fed App: Dedicated-purpose pool pumps | Expected | Electric Demand (MW) |  | 0.45998 | 0.063644 | 0.064854 | 0.065445 | 0.066254 | 0.066134 | 0.066032 | 0.065947 | 0.065876 | 0.065817 | 0.065767 | 0.065726
No | SDG&E | Com | AppPlug | 2016 T-20: Displays - Monitors | Expected | Electric Demand (MW) |  | 0.042617 | 0.0078519 | 0.0078519 | 0.0078519 | 0.0078519 | 0.0078519 | 0.0078519 | 0.0078519 | 0.0078519 | 0.0078519 | 0.0078519 | 0.0078519
No | SDG&E | Com | AppPlug | Fed Appliance: Commercial Clothes Washers #1 | Possible | Electric Demand (MW) | 0.00056282 | 0.00056277 | 0.00056273 | 0.0005627 | 0.00056267 | 0.00056265 | 0.00056262 | 0.0005626 | 0.00056257 | 0.00056254 | 0.00056252 | 0.00056249 | 0.00056247
No | SDG&E | Com | AppPlug | Fed Appliance: Commercial Clothes Washers | Possible | Electric Demand (MW) | 0.0013053 | 0.0013053 | 0.0013053 | 0.0013053 | 0.0013053 | 0 | 0 | 0 | 0 | 0 | 0 | 0 | 0
No | SDG&E | Com | AppPlug | T-20: Computers - Small Scale Servers | Possible | Electric Demand (MW) | 0 | 0 | 0 | 0 | 0 | 0 | 0 | 0 | 0 | 0 | 0 | 0 | 0
No | SDG&E | Com | AppPlug | T-20: Computers - Workstations | Possible | Electric Demand (MW) | 0 | 0 | 0 | 0 | 0 | 0 | 0 | 0 | 0 | 0 | 0 | 0 | 0
No | SDG&E | Com | AppPlug | 2005 T-20: Consumer Electronics - Audio Players | Possible | Electric Demand (MW) | 0.00027571 | 0.00027567 | 0.00027565 | 0.00027564 | 0.00027563 | 0.00027562 | 0.00027561 | 0.00027561 | 0.0002756 | 0.00027559 | 0.00027559 | 0.00027558 | 0.00027557
No | SDG&E | Com | AppPlug | 2005 T-20: Consumer Electronics - DVDs | Possible | Electric Demand (MW) | 2.5234e-05 | 2.5138e-05 | 2.5062e-05 | 2.5e-05 | 2.4952e-05 | 2.4913e-05 | 2.4867e-05 | 2.4826e-05 | 2.4782e-05 | 2.474e-05 | 2.4696e-05 | 2.4653e-05 | 2.461e-05
No | SDG&E | Com | AppPlug | Fed Appliance: External Power Supplies | Possible | Electric Demand (MW) | 0 | 0 | 0 | 0 | 0 | 0 | 0 | 0 | 0 | 0 | 0 | 0 | 0
No | SDG&E | Com | AppPlug | 2011 T-20: Large Battery Chargers (≥2kW rated input) | Possible | Electric Demand (MW) | 0.015041 | 0.014854 | 0.014706 | 0.01459 | 0.003598 | 0.0035809 | 0.0035604 | 0.0035422 | 0.0035225 | 0.0035038 | 0.0034844 | 0.0034654 | 0.0034462
No | SDG&E | Com | AppPlug | Fed Appliance: Microwave ovens | Possible | Electric Demand (MW) | 0.011159 | 0.011118 | 0 | 0 | 0 | 0 | 0 | 0 | 0 | 0 | 0 | 0 | 0
No | SDG&E | Com | AppPlug | 2011 T-20: Small Battery Chargers – Tier 1 (consumer with no USB charger or USB charger <20 watt-hours) | Possible | Electric Demand (MW) | 0.0060231 | 0.0059977 | 0.0059794 | 0.005966 | 0.0059564 | 0.0059495 | 0.0059407 | 0.0059332 | 0.0059249 | 0.0059171 | 0.0059089 | 0.005901 | 0.0058929
No | SDG&E | Com | AppPlug | 2011 T-20: Small Battery Chargers – Tier 2 (consumer with USB charger ≥20 watt-hours) | Possible | Electric Demand (MW) | 0.0029536 | 0.00292 | 0.0028935 | 0.0028727 | 0.0028565 | 0.0028438 | 0.0028287 | 0.0028152 | 0.0028007 | 0.0027868 | 0.0027725 | 0.0027585 | 0.0027443
No | SDG&E | Com | AppPlug | 2009 T-20: Televisions - Tier 1 | Possible | Electric Demand (MW) | 0.0046941 | 0.0046927 | 0.0046918 | 0.0046913 | 0.004691 | 0.0046908 | 0.0046905 | 0.0046903 | 0.0046901 | 0.0046899 | 0.0046897 | 0.0046894 | 0.0046892
No | SDG&E | Com | AppPlug | 2009 T-20: Televisions - Tier 2 | Possible | Electric Demand (MW) | 0.0041526 | 0.0041357 | 0.0041241 | 0.0041163 | 0.004111 | 0.0041074 | 0.0041027 | 0.0040987 | 0.0040943 | 0.0040901 | 0.0040857 | 0.0040815 | 0.0040772
No | SDG&E | Com | AppPlug | 2005 T-20: Water Dispensers | Possible | Electric Demand (MW) | 0.001325 | 0.0013244 | 0.0013241 | 0.0013239 | 0.0013237 | 0.0013236 | 0.0013234 | 0.0013233 | 0.0013232 | 0.001323 | 0.0013229 | 0.0013228 | 0.0013226
No | SDG&E | Com | AppPlug | 2025-27 Fed App: Air purifiers - Tier 2 | Possible | Electric Demand (MW) | 0 | 0.016063 | 0.016531 | 0.01708 | 0.017689 | 0.018352 | 0.018122 | 0.017926 | 0.01776 | 0.017619 | 0.0014451 | 0.0014369 | 0.00143
No | SDG&E | Com | AppPlug | 2016 T-20: Computers - Desktops - Tier 1 | Possible | Electric Demand (MW) | 0.019716 | 0.019107 | 0.018654 | 0.018323 | 0.018084 | 0.017913 | 0.017792 | 0.017707 | 0.017647 | 0.017604 | 0.017575 | 0.017554 | 0.017539
No | SDG&E | Com | AppPlug | 2016 T-20: Computers - Desktops - Tier 2 | Possible | Electric Demand (MW) | 0.21627 | 0.10989 | 0.014671 | 0.014218 | 0.01388 | 0.013634 | 0.013456 | 0.013329 | 0.013239 | 0.013176 | 0.013131 | 0.013099 | 0.013077
No | SDG&E | Com | AppPlug | 2016 T-20: Computers - Notebooks | Possible | Electric Demand (MW) | 1.9512e-05 | 1.891e-05 | 1.8461e-05 | 1.8133e-05 | 1.7897e-05 | 1.7728e-05 | 1.7608e-05 | 1.7524e-05 | 1.7464e-05 | 1.7422e-05 | 1.7393e-05 | 1.7372e-05 | 1.7358e-05
No | SDG&E | Com | AppPlug | 2019-21 Fed App: Dedicated-purpose pool pumps | Possible | Electric Demand (MW) |  | 0.45998 | 0.063644 | 0.064854 | 0.065445 | 0.066254 | 0.066134 | 0.066032 | 0.065947 | 0.065876 | 0.065817 | 0.065767 | 0.065726
No | SDG&E | Com | AppPlug | 2016 T-20: Displays - Monitors | Possible | Electric Demand (MW) |  | 0.042617 | 0.0078519 | 0.0078519 | 0.0078519 | 0.0078519 | 0.0078519 | 0.0078519 | 0.0078519 | 0.0078519 | 0.0078519 | 0.0078519 | 0.0078519
No | PG&E | Res | AppPlug | T-20: Computers - Workstations | On-the-books | Electric Demand (MW) | 0 | 0 | 0 | 0 | 0 | 0 | 0 | 0 | 0 | 0 | 0 | 0 | 0
No | PG&E | Res | AppPlug | 2005 T-20: Consumer Electronics - Audio Players | On-the-books | Electric Demand (MW) | 0.015371 | 0.015369 | 0.015367 | 0.015366 | 0.015366 | 0.015366 | 0.015365 | 0.015365 | 0.015364 | 0.015364 | 0.015364 | 0.015363 | 0.015363
No | PG&E | Res | AppPlug | 2005 T-20: Consumer Electronics - DVDs | On-the-books | Electric Demand (MW) | 0.0014068 | 0.0014014 | 0.0013972 | 0.0013938 | 0.001391 | 0.0013889 | 0.0013863 | 0.001384 | 0.0013816 | 0.0013792 | 0.0013768 | 0.0013744 | 0.001372
No | PG&E | Res | AppPlug | Fed Appliance: External Power Supplies | On-the-books | Electric Demand (MW) | 0 | 0 | 0 | 0 | 0 | 0 | 0 | 0 | 0 | 0 | 0 | 0 | 0
No | PG&E | Res | AppPlug | 2011 T-20: Large Battery Chargers (≥2kW rated input) | On-the-books | Electric Demand (MW) | 0.010352 | 0.010223 | 0.010121 | 0.010042 | 0.0024764 | 0.0024646 | 0.0024505 | 0.002438 | 0.0024244 | 0.0024115 | 0.0023982 | 0.0023851 | 0.0023719
No | PG&E | Res | AppPlug | Fed Appliance: Microwave ovens | On-the-books | Electric Demand (MW) | 0.6221 | 0.61981 | 0 | 0 | 0 | 0 | 0 | 0 | 0 | 0 | 0 | 0 | 0
No | PG&E | Res | AppPlug | 2005 T-20: Portable Electric Spas | On-the-books | Electric Demand (MW) | 0 | 0 | 0 | 0 | 0 | 0 | 0 | 0 | 0 | 0 | 0 | 0 | 0
No | PG&E | Res | AppPlug | Fed Appliance: Residential Clothes Dryers | On-the-books | Electric Demand (MW) | 0.081967 | 0.081959 | 0.081951 | 0.081945 | 0.081939 | 0.081935 | 0.01401 | 0.0113 | 0.011299 | 0.011299 | 0.011298 | 0.011297 | 0.011296
No | PG&E | Res | AppPlug | Fed Appliance: Residential Clothes Washers (Front Loading) | On-the-books | Electric Demand (MW) | -0.079415 | -0.076562 | -0.073816 | -0.071213 | -0.019192 | -0.008172 | -0.0078814 | -0.0076012 | -0.0073141 | -0.0070316 | -0.0067461 | -0.0064625 | -0.0061777
No | PG&E | Res | AppPlug | Fed Appliance: Residential Clothes Washers (Top Loading) Tier I | On-the-books | Electric Demand (MW) | 0.60973 | 0.58782 | 0.56673 | 0.54675 | 0.14735 | 0.062742 | 0.060511 | 0.05836 | 0.056156 | 0.053987 | 0.051794 | 0.049618 | 0.04743
No | PG&E | Res | AppPlug | Fed Appliance: Residential Clothes Washers - Top-loading | On-the-books | Electric Demand (MW) | 0 | 0 | 0 | 0 | 0 | 0 | 0 | 0 | 0 | 0 | 0 | 0 | 0
No | PG&E | Res | AppPlug | Fed Appliance: Residential Dishwashers | On-the-books | Electric Demand (MW) | -0.0024132 | -0.0024132 | -0.0024132 | -0.0011748 | -0.00031477 | -0.00031477 | -0.00031477 | -0.00031477 | -0.00031477 | -0.00031477 | -0.00031477 | -0.00031477 | -0.00031477
No | PG&E | Res | AppPlug | 2006 T-20: Residential Pool Pumps, 2-speed Motors, Tier 2 | On-the-books | Electric Demand (MW) | 1.0213 | 1.0208 | 1.0205 | 1.0202 | 1.02 | 1.0198 | 1.0195 | 1.0193 | 1.0191 | 1.0189 | 1.0187 | 1.0185 | 1.0183
No | PG&E | Res | AppPlug | 2005 T-20: Residential Pool Pumps, High Eff Motor, Tier 1 | On-the-books | Electric Demand (MW) | 0.29846 | 0.29395 | 0.28932 | 0.28457 | 0.27972 | 0.27476 | 0.26987 | 0.26493 | 0.26002 | 0.25509 | 0.25018 | 0.24525 | 0.24034
No | PG&E | Res | AppPlug | Fed Appliance: Residential Refrigerators & Freezers | On-the-books | Electric Demand (MW) | 0.78748 | 0.77363 | 0.76242 | 0.75344 | 0.55428 | 0.096607 | 0.095741 | 0.094962 | 0.094125 | 0.093326 | 0.092502 | 0.091695 | 0.090877
No | PG&E | Res | AppPlug | 2008 T-24: Residential Swimming pool | On-the-books | Electric Demand (MW) | 1.699 | 1.6958 | 1.6933 | 1.6914 | 1.6899 | 1.6888 | 1.6874 | 1.6862 | 1.6849 | 1.6836 | 1.6823 | 1.6811 | 1.6798
No | PG&E | Res | AppPlug | 2011 T-20: Small Battery Chargers – Tier 1 (consumer with no USB charger or USB charger <20 watt-hours) | On-the-books | Electric Demand (MW) | 0.037309 | 0.037152 | 0.037038 | 0.036956 | 0.036896 | 0.036853 | 0.036799 | 0.036752 | 0.036701 | 0.036652 | 0.036602 | 0.036553 | 0.036503
No | PG&E | Res | AppPlug | 2011 T-20: Small Battery Chargers – Tier 2 (consumer with USB charger ≥20 watt-hours) | On-the-books | Electric Demand (MW) | 0.018296 | 0.018087 | 0.017923 | 0.017795 | 0.017694 | 0.017615 | 0.017522 | 0.017438 | 0.017348 | 0.017263 | 0.017174 | 0.017087 | 0.016999
No | PG&E | Res | AppPlug | 2009 T-20: Televisions - Tier 1 | On-the-books | Electric Demand (MW) | 0.11631 | 0.11627 | 0.11625 | 0.11624 | 0.11623 | 0.11623 | 0.11622 | 0.11621 | 0.11621 | 0.1162 | 0.1162 | 0.11619 | 0.11619
No | PG&E | Res | AppPlug | 2009 T-20: Televisions - Tier 2 | On-the-books | Electric Demand (MW) | 0.10289 | 0.10247 | 0.10219 | 0.10199 | 0.10186 | 0.10177 | 0.10165 | 0.10156 | 0.10145 | 0.10134 | 0.10123 | 0.10113 | 0.10102
No | PG&E | Res | AppPlug | 2005 T-20: Water Dispensers | On-the-books | Electric Demand (MW) | 0.0020518 | 0.002051 | 0.0020505 | 0.0020501 | 0.0020499 | 0.0020497 | 0.0020495 | 0.0020493 | 0.002049 | 0.0020488 | 0.0020486 | 0.0020484 | 0.0020482
No | PG&E | Res | AppPlug | 2025-27 Fed App: Air purifiers - Tier 2 | On-the-books | Electric Demand (MW) | 0 | 0.89548 | 0.92158 | 0.95222 | 0.98613 | 1.0231 | 1.0103 | 0.99934 | 0.99009 | 0.98227 | 0.080561 | 0.080105 | 0.079721
No | PG&E | Res | AppPlug | 2016 T-20: Computers - Desktops - Tier 1 | On-the-books | Electric Demand (MW) | 0.12213 | 0.11836 | 0.11555 | 0.1135 | 0.11202 | 0.11096 | 0.11021 | 0.10968 | 0.10931 | 0.10905 | 0.10886 | 0.10874 | 0.10865
No | PG&E | Res | AppPlug | 2016 T-20: Computers - Desktops - Tier 2 | On-the-books | Electric Demand (MW) | 1.3397 | 0.68067 | 0.090875 | 0.088069 | 0.085981 | 0.084454 | 0.083353 | 0.082567 | 0.082008 | 0.081614 | 0.081337 | 0.081142 | 0.081005
No | PG&E | Res | AppPlug | 2016 T-20: Computers - Notebooks | On-the-books | Electric Demand (MW) | 0.00012086 | 0.00011713 | 0.00011436 | 0.00011233 | 0.00011086 | 0.00010981 | 0.00010907 | 0.00010855 | 0.00010818 | 0.00010792 | 0.00010774 | 0.00010761 | 0.00010752
No | PG&E | Res | AppPlug | 2025-27 Fed App: Dedicated Purpose Pool Pump Motors - Tier 1 - Standard | On-the-books | Electric Demand (MW) | 0.47637 | 1.6984 | 1.5419 | 1.3686 | 1.211 | 0.65543 | 0.050592 | 0.048336 | 0.046446 | 0.044866 | 0.043545 | 0.042442 | 0.041522
No | PG&E | Res | AppPlug | 2025-27 Fed App: Dedicated Purpose Pool Pump Motors - Tier 2 - Small | On-the-books | Electric Demand (MW) | 0 | 0 | 0.36742 | 1.4174 | 1.411 | 1.4079 | 0.90043 | 0.050373 | 0.049362 | 0.048487 | 0.047734 | 0.04709 | 0.04654
No | PG&E | Res | AppPlug | 2019-21 Fed App: Dedicated-purpose pool pumps | On-the-books | Electric Demand (MW) |  | 2.8493 | 0.39424 | 0.40173 | 0.40539 | 0.4104 | 0.40966 | 0.40903 | 0.4085 | 0.40806 | 0.40769 | 0.40739 | 0.40713
No | PG&E | Res | AppPlug | 2016 T-20: Displays - Monitors | On-the-books | Electric Demand (MW) |  | 0.26399 | 0.048638 | 0.048638 | 0.048638 | 0.048638 | 0.048638 | 0.048638 | 0.048638 | 0.048638 | 0.048638 | 0.048638 | 0.048638
No | PG&E | Res | AppPlug | 2025-27 Fed App: Microwave ovens - Built-In and Over-the-Range Convection Microwave Ovens | On-the-books | Electric Demand (MW) | 0 | 0.00064302 | 0.0012301 | 0.0012468 | 0.0012629 | 0.0012727 | 0.0012656 | 0.0012598 | 0.0012549 | 0.0012508 | 0.0012474 | 0.0012445 | 0.00040258
No | PG&E | Res | AppPlug | 2025-27 Fed App: Microwave ovens - Microwave-Only Ovens and Countertop Convection Microwave Ovens | On-the-books | Electric Demand (MW) | 0 | 0.0083706 | 0.015865 | 0.015941 | 0.016022 | 0.016033 | 0.015846 | 0.015687 | 0.015553 | 0.01544 | 0.015345 | 0.015265 | 0.0049255
No | PG&E | Res | AppPlug | 2025-27 Fed App: Portable ACs | On-the-books | Electric Demand (MW) |  | 5.6301 | 5.47 | 5.3271 | 5.2008 | 5.0902 | 4.9941 | 4.9112 | 4.84 | 4.7792 | 3.2567 | 0.44391 | 0.44041
No | PG&E | Res | AppPlug | 2018 T-20: Portable Electric Spas - Inflatable | On-the-books | Electric Demand (MW) |  | 0.0083902 | 0.0083902 | 0.0083902 | 0.0083902 | 0.0083902 | 0.0083902 | 0.0083902 | 0.0083902 | 0.0083902 | 0.0083902 | 0.0083902 | 0.0083902
No | PG&E | Res | AppPlug | 2018 T-20: Portable Electric Spas - Rigid | On-the-books | Electric Demand (MW) |  | 0.46489 | 0.4736 | 0.48232 | 0.19815 | 0.038574 | 0.038574 | 0.038574 | 0.038574 | 0.038574 | 0.038574 | 0.038574 | 0.038574
No | PG&E | Res | AppPlug | 2019-21 Fed App: Wine chillers | On-the-books | Electric Demand (MW) |  | 0.54093 | 0.53605 | 0.53226 | 0.52966 | 0.22278 | 0.049726 | 0.049189 | 0.048733 | 0.048349 | 0.048024 | 0.047752 | 0.047524
No | PG&E | Res | AppPlug | T-20: Computers - Workstations | Expected | Electric Demand (MW) | 0 | 0 | 0 | 0 | 0 | 0 | 0 | 0 | 0 | 0 | 0 | 0 | 0
No | PG&E | Res | AppPlug | 2005 T-20: Consumer Electronics - Audio Players | Expected | Electric Demand (MW) | 0.015371 | 0.015369 | 0.015367 | 0.015366 | 0.015366 | 0.015366 | 0.015365 | 0.015365 | 0.015364 | 0.015364 | 0.015364 | 0.015363 | 0.015363
No | PG&E | Res | AppPlug | 2005 T-20: Consumer Electronics - DVDs | Expected | Electric Demand (MW) | 0.0014068 | 0.0014014 | 0.0013972 | 0.0013938 | 0.001391 | 0.0013889 | 0.0013863 | 0.001384 | 0.0013816 | 0.0013792 | 0.0013768 | 0.0013744 | 0.001372
No | PG&E | Res | AppPlug | Fed Appliance: External Power Supplies | Expected | Electric Demand (MW) | 0 | 0 | 0 | 0 | 0 | 0 | 0 | 0 | 0 | 0 | 0 | 0 | 0
No | PG&E | Res | AppPlug | 2011 T-20: Large Battery Chargers (≥2kW rated input) | Expected | Electric Demand (MW) | 0.010352 | 0.010223 | 0.010121 | 0.010042 | 0.0024764 | 0.0024646 | 0.0024505 | 0.002438 | 0.0024244 | 0.0024115 | 0.0023982 | 0.0023851 | 0.0023719
No | PG&E | Res | AppPlug | Fed Appliance: Microwave ovens | Expected | Electric Demand (MW) | 0.6221 | 0.61981 | 0 | 0 | 0 | 0 | 0 | 0 | 0 | 0 | 0 | 0 | 0
No | PG&E | Res | AppPlug | 2005 T-20: Portable Electric Spas | Expected | Electric Demand (MW) | 0 | 0 | 0 | 0 | 0 | 0 | 0 | 0 | 0 | 0 | 0 | 0 | 0
No | PG&E | Res | AppPlug | Fed Appliance: Residential Clothes Dryers | Expected | Electric Demand (MW) | 0.081967 | 0.081959 | 0.081951 | 0.081945 | 0.081939 | 0.081935 | 0.01401 | 0.0113 | 0.011299 | 0.011299 | 0.011298 | 0.011297 | 0.011296
No | PG&E | Res | AppPlug | Fed Appliance: Residential Clothes Washers (Front Loading) | Expected | Electric Demand (MW) | -0.079415 | -0.076562 | -0.073816 | -0.071213 | -0.019192 | -0.008172 | -0.0078814 | -0.0076012 | -0.0073141 | -0.0070316 | -0.0067461 | -0.0064625 | -0.0061777
No | PG&E | Res | AppPlug | Fed Appliance: Residential Clothes Washers (Top Loading) Tier I | Expected | Electric Demand (MW) | 0.60973 | 0.58782 | 0.56673 | 0.54675 | 0.14735 | 0.062742 | 0.060511 | 0.05836 | 0.056156 | 0.053987 | 0.051794 | 0.049618 | 0.04743
No | PG&E | Res | AppPlug | Fed Appliance: Residential Clothes Washers - Top-loading | Expected | Electric Demand (MW) | 0 | 0 | 0 | 0 | 0 | 0 | 0 | 0 | 0 | 0 | 0 | 0 | 0
No | PG&E | Res | AppPlug | Fed Appliance: Residential Dishwashers | Expected | Electric Demand (MW) | -0.0024132 | -0.0024132 | -0.0024132 | -0.0011748 | -0.00031477 | -0.00031477 | -0.00031477 | -0.00031477 | -0.00031477 | -0.00031477 | -0.00031477 | -0.00031477 | -0.00031477
No | PG&E | Res | AppPlug | 2006 T-20: Residential Pool Pumps, 2-speed Motors, Tier 2 | Expected | Electric Demand (MW) | 1.0213 | 1.0208 | 1.0205 | 1.0202 | 1.02 | 1.0198 | 1.0195 | 1.0193 | 1.0191 | 1.0189 | 1.0187 | 1.0185 | 1.0183
No | PG&E | Res | AppPlug | 2005 T-20: Residential Pool Pumps, High Eff Motor, Tier 1 | Expected | Electric Demand (MW) | 0.29846 | 0.29395 | 0.28932 | 0.28457 | 0.27972 | 0.27476 | 0.26987 | 0.26493 | 0.26002 | 0.25509 | 0.25018 | 0.24525 | 0.24034
No | PG&E | Res | AppPlug | Fed Appliance: Residential Refrigerators & Freezers | Expected | Electric Demand (MW) | 0.78748 | 0.77363 | 0.76242 | 0.75344 | 0.55428 | 0.096607 | 0.095741 | 0.094962 | 0.094125 | 0.093326 | 0.092502 | 0.091695 | 0.090877
No | PG&E | Res | AppPlug | 2008 T-24: Residential Swimming pool | Expected | Electric Demand (MW) | 1.699 | 1.6958 | 1.6933 | 1.6914 | 1.6899 | 1.6888 | 1.6874 | 1.6862 | 1.6849 | 1.6836 | 1.6823 | 1.6811 | 1.6798
No | PG&E | Res | AppPlug | 2011 T-20: Small Battery Chargers – Tier 1 (consumer with no USB charger or USB charger <20 watt-hours) | Expected | Electric Demand (MW) | 0.037309 | 0.037152 | 0.037038 | 0.036956 | 0.036896 | 0.036853 | 0.036799 | 0.036752 | 0.036701 | 0.036652 | 0.036602 | 0.036553 | 0.036503
No | PG&E | Res | AppPlug | 2011 T-20: Small Battery Chargers – Tier 2 (consumer with USB charger ≥20 watt-hours) | Expected | Electric Demand (MW) | 0.018296 | 0.018087 | 0.017923 | 0.017795 | 0.017694 | 0.017615 | 0.017522 | 0.017438 | 0.017348 | 0.017263 | 0.017174 | 0.017087 | 0.016999
No | PG&E | Res | AppPlug | 2009 T-20: Televisions - Tier 1 | Expected | Electric Demand (MW) | 0.11631 | 0.11627 | 0.11625 | 0.11624 | 0.11623 | 0.11623 | 0.11622 | 0.11621 | 0.11621 | 0.1162 | 0.1162 | 0.11619 | 0.11619
No | PG&E | Res | AppPlug | 2009 T-20: Televisions - Tier 2 | Expected | Electric Demand (MW) | 0.10289 | 0.10247 | 0.10219 | 0.10199 | 0.10186 | 0.10177 | 0.10165 | 0.10156 | 0.10145 | 0.10134 | 0.10123 | 0.10113 | 0.10102
No | PG&E | Res | AppPlug | 2005 T-20: Water Dispensers | Expected | Electric Demand (MW) | 0.0020518 | 0.002051 | 0.0020505 | 0.0020501 | 0.0020499 | 0.0020497 | 0.0020495 | 0.0020493 | 0.002049 | 0.0020488 | 0.0020486 | 0.0020484 | 0.0020482
No | PG&E | Res | AppPlug | 2025-27 Fed App: Air purifiers - Tier 2 | Expected | Electric Demand (MW) | 0 | 0.89548 | 0.92158 | 0.95222 | 0.98613 | 1.0231 | 1.0103 | 0.99934 | 0.99009 | 0.98227 | 0.080561 | 0.080105 | 0.079721
No | PG&E | Res | AppPlug | 2016 T-20: Computers - Desktops - Tier 1 | Expected | Electric Demand (MW) | 0.12213 | 0.11836 | 0.11555 | 0.1135 | 0.11202 | 0.11096 | 0.11021 | 0.10968 | 0.10931 | 0.10905 | 0.10886 | 0.10874 | 0.10865
No | PG&E | Res | AppPlug | 2016 T-20: Computers - Desktops - Tier 2 | Expected | Electric Demand (MW) | 1.3397 | 0.68067 | 0.090875 | 0.088069 | 0.085981 | 0.084454 | 0.083353 | 0.082567 | 0.082008 | 0.081614 | 0.081337 | 0.081142 | 0.081005
No | PG&E | Res | AppPlug | 2016 T-20: Computers - Notebooks | Expected | Electric Demand (MW) | 0.00012086 | 0.00011713 | 0.00011436 | 0.00011233 | 0.00011086 | 0.00010981 | 0.00010907 | 0.00010855 | 0.00010818 | 0.00010792 | 0.00010774 | 0.00010761 | 0.00010752
No | PG&E | Res | AppPlug | 2025-27 Fed App: Dedicated Purpose Pool Pump Motors - Tier 1 - Standard | Expected | Electric Demand (MW) | 0.47637 | 1.6984 | 1.5419 | 1.3686 | 1.211 | 0.65543 | 0.050592 | 0.048336 | 0.046446 | 0.044866 | 0.043545 | 0.042442 | 0.041522
No | PG&E | Res | AppPlug | 2025-27 Fed App: Dedicated Purpose Pool Pump Motors - Tier 2 - Small | Expected | Electric Demand (MW) | 0 | 0 | 0.36742 | 1.4174 | 1.411 | 1.4079 | 0.90043 | 0.050373 | 0.049362 | 0.048487 | 0.047734 | 0.04709 | 0.04654
No | PG&E | Res | AppPlug | 2019-21 Fed App: Dedicated-purpose pool pumps | Expected | Electric Demand (MW) |  | 2.8493 | 0.39424 | 0.40173 | 0.40539 | 0.4104 | 0.40966 | 0.40903 | 0.4085 | 0.40806 | 0.40769 | 0.40739 | 0.40713
No | PG&E | Res | AppPlug | 2016 T-20: Displays - Monitors | Expected | Electric Demand (MW) |  | 0.26399 | 0.048638 | 0.048638 | 0.048638 | 0.048638 | 0.048638 | 0.048638 | 0.048638 | 0.048638 | 0.048638 | 0.048638 | 0.048638
No | PG&E | Res | AppPlug | 2025-27 Fed App: Microwave ovens - Built-In and Over-the-Range Convection Microwave Ovens | Expected | Electric Demand (MW) | 0 | 0.00064302 | 0.0012301 | 0.0012468 | 0.0012629 | 0.0012727 | 0.0012656 | 0.0012598 | 0.0012549 | 0.0012508 | 0.0012474 | 0.0012445 | 0.00040258
No | PG&E | Res | AppPlug | 2025-27 Fed App: Microwave ovens - Microwave-Only Ovens and Countertop Convection Microwave Ovens | Expected | Electric Demand (MW) | 0 | 0.0083706 | 0.015865 | 0.015941 | 0.016022 | 0.016033 | 0.015846 | 0.015687 | 0.015553 | 0.01544 | 0.015345 | 0.015265 | 0.0049255
No | PG&E | Res | AppPlug | 2025-27 Fed App: Portable ACs | Expected | Electric Demand (MW) |  | 5.6301 | 5.47 | 5.3271 | 5.2008 | 5.0902 | 4.9941 | 4.9112 | 4.84 | 4.7792 | 3.2567 | 0.44391 | 0.44041
No | PG&E | Res | AppPlug | 2018 T-20: Portable Electric Spas - Inflatable | Expected | Electric Demand (MW) |  | 0.0083902 | 0.0083902 | 0.0083902 | 0.0083902 | 0.0083902 | 0.0083902 | 0.0083902 | 0.0083902 | 0.0083902 | 0.0083902 | 0.0083902 | 0.0083902
No | PG&E | Res | AppPlug | 2018 T-20: Portable Electric Spas - Rigid | Expected | Electric Demand (MW) |  | 0.46489 | 0.4736 | 0.48232 | 0.19815 | 0.038574 | 0.038574 | 0.038574 | 0.038574 | 0.038574 | 0.038574 | 0.038574 | 0.038574
No | PG&E | Res | AppPlug | 2019-21 Fed App: Wine chillers | Expected | Electric Demand (MW) |  | 0.54093 | 0.53605 | 0.53226 | 0.52966 | 0.22278 | 0.049726 | 0.049189 | 0.048733 | 0.048349 | 0.048024 | 0.047752 | 0.047524
No | PG&E | Res | AppPlug | T-20: Computers - Workstations | Possible | Electric Demand (MW) | 0 | 0 | 0 | 0 | 0 | 0 | 0 | 0 | 0 | 0 | 0 | 0 | 0
No | PG&E | Res | AppPlug | 2005 T-20: Consumer Electronics - Audio Players | Possible | Electric Demand (MW) | 0.015371 | 0.015369 | 0.015367 | 0.015366 | 0.015366 | 0.015366 | 0.015365 | 0.015365 | 0.015364 | 0.015364 | 0.015364 | 0.015363 | 0.015363
No | PG&E | Res | AppPlug | 2005 T-20: Consumer Electronics - DVDs | Possible | Electric Demand (MW) | 0.0014068 | 0.0014014 | 0.0013972 | 0.0013938 | 0.001391 | 0.0013889 | 0.0013863 | 0.001384 | 0.0013816 | 0.0013792 | 0.0013768 | 0.0013744 | 0.001372
No | PG&E | Res | AppPlug | Fed Appliance: External Power Supplies | Possible | Electric Demand (MW) | 0 | 0 | 0 | 0 | 0 | 0 | 0 | 0 | 0 | 0 | 0 | 0 | 0
No | PG&E | Res | AppPlug | 2011 T-20: Large Battery Chargers (≥2kW rated input) | Possible | Electric Demand (MW) | 0.010352 | 0.010223 | 0.010121 | 0.010042 | 0.0024764 | 0.0024646 | 0.0024505 | 0.002438 | 0.0024244 | 0.0024115 | 0.0023982 | 0.0023851 | 0.0023719
No | PG&E | Res | AppPlug | Fed Appliance: Microwave ovens | Possible | Electric Demand (MW) | 0.6221 | 0.61981 | 0 | 0 | 0 | 0 | 0 | 0 | 0 | 0 | 0 | 0 | 0
No | PG&E | Res | AppPlug | 2005 T-20: Portable Electric Spas | Possible | Electric Demand (MW) | 0 | 0 | 0 | 0 | 0 | 0 | 0 | 0 | 0 | 0 | 0 | 0 | 0
No | PG&E | Res | AppPlug | Fed Appliance: Residential Clothes Dryers | Possible | Electric Demand (MW) | 0.081967 | 0.081959 | 0.081951 | 0.081945 | 0.081939 | 0.081935 | 0.01401 | 0.0113 | 0.011299 | 0.011299 | 0.011298 | 0.011297 | 0.011296
No | PG&E | Res | AppPlug | Fed Appliance: Residential Clothes Washers (Front Loading) | Possible | Electric Demand (MW) | -0.079415 | -0.076562 | -0.073816 | -0.071213 | -0.019192 | -0.008172 | -0.0078814 | -0.0076012 | -0.0073141 | -0.0070316 | -0.0067461 | -0.0064625 | -0.0061777
No | PG&E | Res | AppPlug | Fed Appliance: Residential Clothes Washers (Top Loading) Tier I | Possible | Electric Demand (MW) | 0.60973 | 0.58782 | 0.56673 | 0.54675 | 0.14735 | 0.062742 | 0.060511 | 0.05836 | 0.056156 | 0.053987 | 0.051794 | 0.049618 | 0.04743
No | PG&E | Res | AppPlug | Fed Appliance: Residential Clothes Washers - Top-loading | Possible | Electric Demand (MW) | 0 | 0 | 0 | 0 | 0 | 0 | 0 | 0 | 0 | 0 | 0 | 0 | 0
No | PG&E | Res | AppPlug | Fed Appliance: Residential Dishwashers | Possible | Electric Demand (MW) | -0.0024132 | -0.0024132 | -0.0024132 | -0.0011748 | -0.00031477 | -0.00031477 | -0.00031477 | -0.00031477 | -0.00031477 | -0.00031477 | -0.00031477 | -0.00031477 | -0.00031477
No | PG&E | Res | AppPlug | 2006 T-20: Residential Pool Pumps, 2-speed Motors, Tier 2 | Possible | Electric Demand (MW) | 1.0213 | 1.0208 | 1.0205 | 1.0202 | 1.02 | 1.0198 | 1.0195 | 1.0193 | 1.0191 | 1.0189 | 1.0187 | 1.0185 | 1.0183
No | PG&E | Res | AppPlug | 2005 T-20: Residential Pool Pumps, High Eff Motor, Tier 1 | Possible | Electric Demand (MW) | 0.29846 | 0.29395 | 0.28932 | 0.28457 | 0.27972 | 0.27476 | 0.26987 | 0.26493 | 0.26002 | 0.25509 | 0.25018 | 0.24525 | 0.24034
No | PG&E | Res | AppPlug | Fed Appliance: Residential Refrigerators & Freezers | Possible | Electric Demand (MW) | 0.78748 | 0.77363 | 0.76242 | 0.75344 | 0.55428 | 0.096607 | 0.095741 | 0.094962 | 0.094125 | 0.093326 | 0.092502 | 0.091695 | 0.090877
No | PG&E | Res | AppPlug | 2008 T-24: Residential Swimming pool | Possible | Electric Demand (MW) | 1.699 | 1.6958 | 1.6933 | 1.6914 | 1.6899 | 1.6888 | 1.6874 | 1.6862 | 1.6849 | 1.6836 | 1.6823 | 1.6811 | 1.6798
No | PG&E | Res | AppPlug | 2011 T-20: Small Battery Chargers – Tier 1 (consumer with no USB charger or USB charger <20 watt-hours) | Possible | Electric Demand (MW) | 0.037309 | 0.037152 | 0.037038 | 0.036956 | 0.036896 | 0.036853 | 0.036799 | 0.036752 | 0.036701 | 0.036652 | 0.036602 | 0.036553 | 0.036503
No | PG&E | Res | AppPlug | 2011 T-20: Small Battery Chargers – Tier 2 (consumer with USB charger ≥20 watt-hours) | Possible | Electric Demand (MW) | 0.018296 | 0.018087 | 0.017923 | 0.017795 | 0.017694 | 0.017615 | 0.017522 | 0.017438 | 0.017348 | 0.017263 | 0.017174 | 0.017087 | 0.016999
No | PG&E | Res | AppPlug | 2009 T-20: Televisions - Tier 1 | Possible | Electric Demand (MW) | 0.11631 | 0.11627 | 0.11625 | 0.11624 | 0.11623 | 0.11623 | 0.11622 | 0.11621 | 0.11621 | 0.1162 | 0.1162 | 0.11619 | 0.11619
No | PG&E | Res | AppPlug | 2009 T-20: Televisions - Tier 2 | Possible | Electric Demand (MW) | 0.10289 | 0.10247 | 0.10219 | 0.10199 | 0.10186 | 0.10177 | 0.10165 | 0.10156 | 0.10145 | 0.10134 | 0.10123 | 0.10113 | 0.10102
No | PG&E | Res | AppPlug | 2005 T-20: Water Dispensers | Possible | Electric Demand (MW) | 0.0020518 | 0.002051 | 0.0020505 | 0.0020501 | 0.0020499 | 0.0020497 | 0.0020495 | 0.0020493 | 0.002049 | 0.0020488 | 0.0020486 | 0.0020484 | 0.0020482
No | PG&E | Res | AppPlug | 2025-27 Fed App: Air purifiers - Tier 2 | Possible | Electric Demand (MW) | 0 | 0.89548 | 0.92158 | 0.95222 | 0.98613 | 1.0231 | 1.0103 | 0.99934 | 0.99009 | 0.98227 | 0.080561 | 0.080105 | 0.079721
No | PG&E | Res | AppPlug | 2016 T-20: Computers - Desktops - Tier 1 | Possible | Electric Demand (MW) | 0.12213 | 0.11836 | 0.11555 | 0.1135 | 0.11202 | 0.11096 | 0.11021 | 0.10968 | 0.10931 | 0.10905 | 0.10886 | 0.10874 | 0.10865
No | PG&E | Res | AppPlug | 2016 T-20: Computers - Desktops - Tier 2 | Possible | Electric Demand (MW) | 1.3397 | 0.68067 | 0.090875 | 0.088069 | 0.085981 | 0.084454 | 0.083353 | 0.082567 | 0.082008 | 0.081614 | 0.081337 | 0.081142 | 0.081005
No | PG&E | Res | AppPlug | 2016 T-20: Computers - Notebooks | Possible | Electric Demand (MW) | 0.00012086 | 0.00011713 | 0.00011436 | 0.00011233 | 0.00011086 | 0.00010981 | 0.00010907 | 0.00010855 | 0.00010818 | 0.00010792 | 0.00010774 | 0.00010761 | 0.00010752
No | PG&E | Res | AppPlug | 2025-27 Fed App: Dedicated Purpose Pool Pump Motors - Tier 1 - Standard | Possible | Electric Demand (MW) | 0.47637 | 1.6984 | 1.5419 | 1.3686 | 1.211 | 0.65543 | 0.050592 | 0.048336 | 0.046446 | 0.044866 | 0.043545 | 0.042442 | 0.041522
No | PG&E | Res | AppPlug | 2025-27 Fed App: Dedicated Purpose Pool Pump Motors - Tier 2 - Small | Possible | Electric Demand (MW) | 0 | 0 | 0.36742 | 1.4174 | 1.411 | 1.4079 | 0.90043 | 0.050373 | 0.049362 | 0.048487 | 0.047734 | 0.04709 | 0.04654
No | PG&E | Res | AppPlug | 2019-21 Fed App: Dedicated-purpose pool pumps | Possible | Electric Demand (MW) |  | 2.8493 | 0.39424 | 0.40173 | 0.40539 | 0.4104 | 0.40966 | 0.40903 | 0.4085 | 0.40806 | 0.40769 | 0.40739 | 0.40713
No | PG&E | Res | AppPlug | 2016 T-20: Displays - Monitors | Possible | Electric Demand (MW) |  | 0.26399 | 0.048638 | 0.048638 | 0.048638 | 0.048638 | 0.048638 | 0.048638 | 0.048638 | 0.048638 | 0.048638 | 0.048638 | 0.048638
No | PG&E | Res | AppPlug | 2025-27 Fed App: Microwave ovens - Built-In and Over-the-Range Convection Microwave Ovens | Possible | Electric Demand (MW) | 0 | 0.00064302 | 0.0012301 | 0.0012468 | 0.0012629 | 0.0012727 | 0.0012656 | 0.0012598 | 0.0012549 | 0.0012508 | 0.0012474 | 0.0012445 | 0.00040258
No | PG&E | Res | AppPlug | 2025-27 Fed App: Microwave ovens - Microwave-Only Ovens and Countertop Convection Microwave Ovens | Possible | Electric Demand (MW) | 0 | 0.0083706 | 0.015865 | 0.015941 | 0.016022 | 0.016033 | 0.015846 | 0.015687 | 0.015553 | 0.01544 | 0.015345 | 0.015265 | 0.0049255
No | PG&E | Res | AppPlug | 2025-27 Fed App: Portable ACs | Possible | Electric Demand (MW) |  | 5.6301 | 5.47 | 5.3271 | 5.2008 | 5.0902 | 4.9941 | 4.9112 | 4.84 | 4.7792 | 3.2567 | 0.44391 | 0.44041
No | PG&E | Res | AppPlug | 2018 T-20: Portable Electric Spas - Inflatable | Possible | Electric Demand (MW) |  | 0.0083902 | 0.0083902 | 0.0083902 | 0.0083902 | 0.0083902 | 0.0083902 | 0.0083902 | 0.0083902 | 0.0083902 | 0.0083902 | 0.0083902 | 0.0083902
No | PG&E | Res | AppPlug | 2018 T-20: Portable Electric Spas - Rigid | Possible | Electric Demand (MW) |  | 0.46489 | 0.4736 | 0.48232 | 0.19815 | 0.038574 | 0.038574 | 0.038574 | 0.038574 | 0.038574 | 0.038574 | 0.038574 | 0.038574
No | PG&E | Res | AppPlug | 2019-21 Fed App: Wine chillers | Possible | Electric Demand (MW) |  | 0.54093 | 0.53605 | 0.53226 | 0.52966 | 0.22278 | 0.049726 | 0.049189 | 0.048733 | 0.048349 | 0.048024 | 0.047752 | 0.047524
No | SCE | Res | AppPlug | T-20: Computers - Workstations | On-the-books | Electric Demand (MW) | 0 | 0 | 0 | 0 | 0 | 0 | 0 | 0 | 0 | 0 | 0 | 0 | 0
No | SCE | Res | AppPlug | 2005 T-20: Consumer Electronics - Audio Players | On-the-books | Electric Demand (MW) | 0.015176 | 0.015174 | 0.015172 | 0.015172 | 0.015171 | 0.015171 | 0.01517 | 0.01517 | 0.01517 | 0.015169 | 0.015169 | 0.015169 | 0.015168
No | SCE | Res | AppPlug | 2005 T-20: Consumer Electronics - DVDs | On-the-books | Electric Demand (MW) | 0.0013889 | 0.0013837 | 0.0013795 | 0.0013761 | 0.0013734 | 0.0013713 | 0.0013687 | 0.0013665 | 0.001364 | 0.0013617 | 0.0013593 | 0.001357 | 0.0013546
No | SCE | Res | AppPlug | Fed Appliance: External Power Supplies | On-the-books | Electric Demand (MW) | 0 | 0 | 0 | 0 | 0 | 0 | 0 | 0 | 0 | 0 | 0 | 0 | 0
No | SCE | Res | AppPlug | 2011 T-20: Large Battery Chargers (≥2kW rated input) | On-the-books | Electric Demand (MW) | 0.010221 | 0.010094 | 0.0099931 | 0.0099147 | 0.002445 | 0.0024334 | 0.0024194 | 0.0024071 | 0.0023937 | 0.0023809 | 0.0023678 | 0.0023549 | 0.0023418
No | SCE | Res | AppPlug | Fed Appliance: Microwave ovens | On-the-books | Electric Demand (MW) | 0.61421 | 0.61195 | 0 | 0 | 0 | 0 | 0 | 0 | 0 | 0 | 0 | 0 | 0
No | SCE | Res | AppPlug | 2005 T-20: Portable Electric Spas | On-the-books | Electric Demand (MW) | 0 | 0 | 0 | 0 | 0 | 0 | 0 | 0 | 0 | 0 | 0 | 0 | 0
No | SCE | Res | AppPlug | Fed Appliance: Residential Clothes Dryers | On-the-books | Electric Demand (MW) | 0.080928 | 0.080919 | 0.080912 | 0.080906 | 0.0809 | 0.080896 | 0.013832 | 0.011157 | 0.011156 | 0.011155 | 0.011155 | 0.011154 | 0.011153
No | SCE | Res | AppPlug | Fed Appliance: Residential Clothes Washers (Front Loading) | On-the-books | Electric Demand (MW) | -0.078408 | -0.075591 | -0.07288 | -0.07031 | -0.018948 | -0.0080684 | -0.0077815 | -0.0075049 | -0.0072214 | -0.0069425 | -0.0066605 | -0.0063806 | -0.0060993
No | SCE | Res | AppPlug | Fed Appliance: Residential Clothes Washers (Top Loading) Tier I | On-the-books | Electric Demand (MW) | 0.602 | 0.58037 | 0.55955 | 0.53982 | 0.14548 | 0.061947 | 0.059744 | 0.05762 | 0.055444 | 0.053302 | 0.051138 | 0.048988 | 0.046829
No | SCE | Res | AppPlug | Fed Appliance: Residential Clothes Washers - Top-loading | On-the-books | Electric Demand (MW) | 0 | 0 | 0 | 0 | 0 | 0 | 0 | 0 | 0 | 0 | 0 | 0 | 0
No | SCE | Res | AppPlug | Fed Appliance: Residential Dishwashers | On-the-books | Electric Demand (MW) | -0.0023826 | -0.0023826 | -0.0023826 | -0.0011599 | -0.00031078 | -0.00031078 | -0.00031078 | -0.00031078 | -0.00031078 | -0.00031078 | -0.00031078 | -0.00031078 | -0.00031078
No | SCE | Res | AppPlug | 2006 T-20: Residential Pool Pumps, 2-speed Motors, Tier 2 | On-the-books | Electric Demand (MW) | 1.0083 | 1.0079 | 1.0075 | 1.0073 | 1.007 | 1.0068 | 1.0066 | 1.0064 | 1.0062 | 1.006 | 1.0058 | 1.0056 | 1.0054
No | SCE | Res | AppPlug | 2005 T-20: Residential Pool Pumps, High Eff Motor, Tier 1 | On-the-books | Electric Demand (MW) | 0.29468 | 0.29022 | 0.28565 | 0.28096 | 0.27617 | 0.27127 | 0.26644 | 0.26157 | 0.25672 | 0.25186 | 0.24701 | 0.24215 | 0.23729
No | SCE | Res | AppPlug | Fed Appliance: Residential Refrigerators & Freezers | On-the-books | Electric Demand (MW) | 0.77749 | 0.76382 | 0.75275 | 0.74388 | 0.54725 | 0.095382 | 0.094527 | 0.093758 | 0.092931 | 0.092143 | 0.091329 | 0.090532 | 0.089724
No | SCE | Res | AppPlug | 2008 T-24: Residential Swimming pool | On-the-books | Electric Demand (MW) | 1.6775 | 1.6743 | 1.6718 | 1.6699 | 1.6685 | 1.6673 | 1.666 | 1.6648 | 1.6635 | 1.6623 | 1.661 | 1.6598 | 1.6585
No | SCE | Res | AppPlug | 2011 T-20: Small Battery Chargers – Tier 1 (consumer with no USB charger or USB charger <20 watt-hours) | On-the-books | Electric Demand (MW) | 0.036836 | 0.036681 | 0.036569 | 0.036487 | 0.036428 | 0.036386 | 0.036333 | 0.036286 | 0.036235 | 0.036188 | 0.036138 | 0.036089 | 0.03604
No | SCE | Res | AppPlug | 2011 T-20: Small Battery Chargers – Tier 2 (consumer with USB charger ≥20 watt-hours) | On-the-books | Electric Demand (MW) | 0.018064 | 0.017858 | 0.017696 | 0.017569 | 0.01747 | 0.017392 | 0.0173 | 0.017217 | 0.017128 | 0.017044 | 0.016956 | 0.016871 | 0.016784
No | SCE | Res | AppPlug | 2009 T-20: Televisions - Tier 1 | On-the-books | Electric Demand (MW) | 0.11483 | 0.1148 | 0.11478 | 0.11476 | 0.11476 | 0.11475 | 0.11475 | 0.11474 | 0.11474 | 0.11473 | 0.11472 | 0.11472 | 0.11471
No | SCE | Res | AppPlug | 2009 T-20: Televisions - Tier 2 | On-the-books | Electric Demand (MW) | 0.10159 | 0.10117 | 0.10089 | 0.1007 | 0.10057 | 0.10048 | 0.10037 | 0.10027 | 0.10016 | 0.10006 | 0.099951 | 0.099848 | 0.099742
No | SCE | Res | AppPlug | 2005 T-20: Water Dispensers | On-the-books | Electric Demand (MW) | 0.0020258 | 0.002025 | 0.0020245 | 0.0020241 | 0.0020239 | 0.0020237 | 0.0020235 | 0.0020233 | 0.0020231 | 0.0020229 | 0.0020227 | 0.0020225 | 0.0020223
No | SCE | Res | AppPlug | 2025-27 Fed App: Air purifiers - Tier 2 | On-the-books | Electric Demand (MW) | 0 | 0.88413 | 0.90989 | 0.94014 | 0.97362 | 1.0101 | 0.99746 | 0.98667 | 0.97753 | 0.96982 | 0.07954 | 0.079089 | 0.078711
No | SCE | Res | AppPlug | 2016 T-20: Computers - Desktops - Tier 1 | On-the-books | Electric Demand (MW) | 0.12058 | 0.11686 | 0.11409 | 0.11206 | 0.1106 | 0.10956 | 0.10882 | 0.10829 | 0.10792 | 0.10767 | 0.10748 | 0.10736 | 0.10727
No | SCE | Res | AppPlug | 2016 T-20: Computers - Desktops - Tier 2 | On-the-books | Electric Demand (MW) | 1.3227 | 0.67204 | 0.089723 | 0.086952 | 0.08489 | 0.083383 | 0.082296 | 0.08152 | 0.080969 | 0.080579 | 0.080305 | 0.080113 | 0.079978
No | SCE | Res | AppPlug | 2016 T-20: Computers - Notebooks | On-the-books | Electric Demand (MW) | 0.00011933 | 0.00011565 | 0.00011291 | 0.0001109 | 0.00010946 | 0.00010842 | 0.00010769 | 0.00010717 | 0.00010681 | 0.00010655 | 0.00010637 | 0.00010625 | 0.00010616
No | SCE | Res | AppPlug | 2025-27 Fed App: Dedicated Purpose Pool Pump Motors - Tier 1 - Standard | On-the-books | Electric Demand (MW) | 0.47033 | 1.6769 | 1.5224 | 1.3513 | 1.1956 | 0.64712 | 0.04995 | 0.047723 | 0.045857 | 0.044297 | 0.042993 | 0.041904 | 0.040996
No | SCE | Res | AppPlug | 2025-27 Fed App: Dedicated Purpose Pool Pump Motors - Tier 2 - Small | On-the-books | Electric Demand (MW) | 0 | 0 | 0.36276 | 1.3994 | 1.3931 | 1.3901 | 0.88901 | 0.049734 | 0.048736 | 0.047872 | 0.047129 | 0.046492 | 0.04595
No | SCE | Res | AppPlug | 2019-21 Fed App: Dedicated-purpose pool pumps | On-the-books | Electric Demand (MW) |  | 2.8132 | 0.38924 | 0.39664 | 0.40025 | 0.4052 | 0.40446 | 0.40384 | 0.40332 | 0.40289 | 0.40252 | 0.40222 | 0.40197
No | SCE | Res | AppPlug | 2016 T-20: Displays - Monitors | On-the-books | Electric Demand (MW) |  | 0.26064 | 0.048021 | 0.048021 | 0.048021 | 0.048021 | 0.048021 | 0.048021 | 0.048021 | 0.048021 | 0.048021 | 0.048021 | 0.048021
No | SCE | Res | AppPlug | 2025-27 Fed App: Microwave ovens - Built-In and Over-the-Range Convection Microwave Ovens | On-the-books | Electric Demand (MW) | 0 | 0.00063486 | 0.0012145 | 0.001231 | 0.0012469 | 0.0012565 | 0.0012496 | 0.0012438 | 0.0012389 | 0.0012349 | 0.0012316 | 0.0012288 | 0.00039748
No | SCE | Res | AppPlug | 2025-27 Fed App: Microwave ovens - Microwave-Only Ovens and Countertop Convection Microwave Ovens | On-the-books | Electric Demand (MW) | 0 | 0.0082645 | 0.015663 | 0.015739 | 0.015818 | 0.01583 | 0.015645 | 0.015488 | 0.015356 | 0.015244 | 0.01515 | 0.015071 | 0.0048631
No | SCE | Res | AppPlug | 2025-27 Fed App: Portable ACs | On-the-books | Electric Demand (MW) |  | 5.5587 | 5.4006 | 5.2595 | 5.1349 | 5.0257 | 4.9308 | 4.8489 | 4.7786 | 4.7186 | 3.2154 | 0.43828 | 0.43482
No | SCE | Res | AppPlug | 2018 T-20: Portable Electric Spas - Inflatable | On-the-books | Electric Demand (MW) |  | 0.0082838 | 0.0082838 | 0.0082838 | 0.0082838 | 0.0082838 | 0.0082838 | 0.0082838 | 0.0082838 | 0.0082838 | 0.0082838 | 0.0082838 | 0.0082838
No | SCE | Res | AppPlug | 2018 T-20: Portable Electric Spas - Rigid | On-the-books | Electric Demand (MW) |  | 0.45899 | 0.4676 | 0.4762 | 0.19564 | 0.038085 | 0.038085 | 0.038085 | 0.038085 | 0.038085 | 0.038085 | 0.038085 | 0.038085
No | SCE | Res | AppPlug | 2019-21 Fed App: Wine chillers | On-the-books | Electric Demand (MW) |  | 0.53407 | 0.52925 | 0.52551 | 0.52294 | 0.21995 | 0.049096 | 0.048565 | 0.048115 | 0.047735 | 0.047416 | 0.047147 | 0.046921
No | SCE | Res | AppPlug | T-20: Computers - Workstations | Expected | Electric Demand (MW) | 0 | 0 | 0 | 0 | 0 | 0 | 0 | 0 | 0 | 0 | 0 | 0 | 0
No | SCE | Res | AppPlug | 2005 T-20: Consumer Electronics - Audio Players | Expected | Electric Demand (MW) | 0.015176 | 0.015174 | 0.015172 | 0.015172 | 0.015171 | 0.015171 | 0.01517 | 0.01517 | 0.01517 | 0.015169 | 0.015169 | 0.015169 | 0.015168
No | SCE | Res | AppPlug | 2005 T-20: Consumer Electronics - DVDs | Expected | Electric Demand (MW) | 0.0013889 | 0.0013837 | 0.0013795 | 0.0013761 | 0.0013734 | 0.0013713 | 0.0013687 | 0.0013665 | 0.001364 | 0.0013617 | 0.0013593 | 0.001357 | 0.0013546
No | SCE | Res | AppPlug | Fed Appliance: External Power Supplies | Expected | Electric Demand (MW) | 0 | 0 | 0 | 0 | 0 | 0 | 0 | 0 | 0 | 0 | 0 | 0 | 0
No | SCE | Res | AppPlug | 2011 T-20: Large Battery Chargers (≥2kW rated input) | Expected | Electric Demand (MW) | 0.010221 | 0.010094 | 0.0099931 | 0.0099147 | 0.002445 | 0.0024334 | 0.0024194 | 0.0024071 | 0.0023937 | 0.0023809 | 0.0023678 | 0.0023549 | 0.0023418
No | SCE | Res | AppPlug | Fed Appliance: Microwave ovens | Expected | Electric Demand (MW) | 0.61421 | 0.61195 | 0 | 0 | 0 | 0 | 0 | 0 | 0 | 0 | 0 | 0 | 0
No | SCE | Res | AppPlug | 2005 T-20: Portable Electric Spas | Expected | Electric Demand (MW) | 0 | 0 | 0 | 0 | 0 | 0 | 0 | 0 | 0 | 0 | 0 | 0 | 0
No | SCE | Res | AppPlug | Fed Appliance: Residential Clothes Dryers | Expected | Electric Demand (MW) | 0.080928 | 0.080919 | 0.080912 | 0.080906 | 0.0809 | 0.080896 | 0.013832 | 0.011157 | 0.011156 | 0.011155 | 0.011155 | 0.011154 | 0.011153
No | SCE | Res | AppPlug | Fed Appliance: Residential Clothes Washers (Front Loading) | Expected | Electric Demand (MW) | -0.078408 | -0.075591 | -0.07288 | -0.07031 | -0.018948 | -0.0080684 | -0.0077815 | -0.0075049 | -0.0072214 | -0.0069425 | -0.0066605 | -0.0063806 | -0.0060993
No | SCE | Res | AppPlug | Fed Appliance: Residential Clothes Washers (Top Loading) Tier I | Expected | Electric Demand (MW) | 0.602 | 0.58037 | 0.55955 | 0.53982 | 0.14548 | 0.061947 | 0.059744 | 0.05762 | 0.055444 | 0.053302 | 0.051138 | 0.048988 | 0.046829
No | SCE | Res | AppPlug | Fed Appliance: Residential Clothes Washers - Top-loading | Expected | Electric Demand (MW) | 0 | 0 | 0 | 0 | 0 | 0 | 0 | 0 | 0 | 0 | 0 | 0 | 0
No | SCE | Res | AppPlug | Fed Appliance: Residential Dishwashers | Expected | Electric Demand (MW) | -0.0023826 | -0.0023826 | -0.0023826 | -0.0011599 | -0.00031078 | -0.00031078 | -0.00031078 | -0.00031078 | -0.00031078 | -0.00031078 | -0.00031078 | -0.00031078 | -0.00031078
No | SCE | Res | AppPlug | 2006 T-20: Residential Pool Pumps, 2-speed Motors, Tier 2 | Expected | Electric Demand (MW) | 1.0083 | 1.0079 | 1.0075 | 1.0073 | 1.007 | 1.0068 | 1.0066 | 1.0064 | 1.0062 | 1.006 | 1.0058 | 1.0056 | 1.0054
No | SCE | Res | AppPlug | 2005 T-20: Residential Pool Pumps, High Eff Motor, Tier 1 | Expected | Electric Demand (MW) | 0.29468 | 0.29022 | 0.28565 | 0.28096 | 0.27617 | 0.27127 | 0.26644 | 0.26157 | 0.25672 | 0.25186 | 0.24701 | 0.24215 | 0.23729
No | SCE | Res | AppPlug | Fed Appliance: Residential Refrigerators & Freezers | Expected | Electric Demand (MW) | 0.77749 | 0.76382 | 0.75275 | 0.74388 | 0.54725 | 0.095382 | 0.094527 | 0.093758 | 0.092931 | 0.092143 | 0.091329 | 0.090532 | 0.089724
No | SCE | Res | AppPlug | 2008 T-24: Residential Swimming pool | Expected | Electric Demand (MW) | 1.6775 | 1.6743 | 1.6718 | 1.6699 | 1.6685 | 1.6673 | 1.666 | 1.6648 | 1.6635 | 1.6623 | 1.661 | 1.6598 | 1.6585
No | SCE | Res | AppPlug | 2011 T-20: Small Battery Chargers – Tier 1 (consumer with no USB charger or USB charger <20 watt-hours) | Expected | Electric Demand (MW) | 0.036836 | 0.036681 | 0.036569 | 0.036487 | 0.036428 | 0.036386 | 0.036333 | 0.036286 | 0.036235 | 0.036188 | 0.036138 | 0.036089 | 0.03604
No | SCE | Res | AppPlug | 2011 T-20: Small Battery Chargers – Tier 2 (consumer with USB charger ≥20 watt-hours) | Expected | Electric Demand (MW) | 0.018064 | 0.017858 | 0.017696 | 0.017569 | 0.01747 | 0.017392 | 0.0173 | 0.017217 | 0.017128 | 0.017044 | 0.016956 | 0.016871 | 0.016784
No | SCE | Res | AppPlug | 2009 T-20: Televisions - Tier 1 | Expected | Electric Demand (MW) | 0.11483 | 0.1148 | 0.11478 | 0.11476 | 0.11476 | 0.11475 | 0.11475 | 0.11474 | 0.11474 | 0.11473 | 0.11472 | 0.11472 | 0.11471
No | SCE | Res | AppPlug | 2009 T-20: Televisions - Tier 2 | Expected | Electric Demand (MW) | 0.10159 | 0.10117 | 0.10089 | 0.1007 | 0.10057 | 0.10048 | 0.10037 | 0.10027 | 0.10016 | 0.10006 | 0.099951 | 0.099848 | 0.099742
No | SCE | Res | AppPlug | 2005 T-20: Water Dispensers | Expected | Electric Demand (MW) | 0.0020258 | 0.002025 | 0.0020245 | 0.0020241 | 0.0020239 | 0.0020237 | 0.0020235 | 0.0020233 | 0.0020231 | 0.0020229 | 0.0020227 | 0.0020225 | 0.0020223
No | SCE | Res | AppPlug | 2025-27 Fed App: Air purifiers - Tier 2 | Expected | Electric Demand (MW) | 0 | 0.88413 | 0.90989 | 0.94014 | 0.97362 | 1.0101 | 0.99746 | 0.98667 | 0.97753 | 0.96982 | 0.07954 | 0.079089 | 0.078711
No | SCE | Res | AppPlug | 2016 T-20: Computers - Desktops - Tier 1 | Expected | Electric Demand (MW) | 0.12058 | 0.11686 | 0.11409 | 0.11206 | 0.1106 | 0.10956 | 0.10882 | 0.10829 | 0.10792 | 0.10767 | 0.10748 | 0.10736 | 0.10727
No | SCE | Res | AppPlug | 2016 T-20: Computers - Desktops - Tier 2 | Expected | Electric Demand (MW) | 1.3227 | 0.67204 | 0.089723 | 0.086952 | 0.08489 | 0.083383 | 0.082296 | 0.08152 | 0.080969 | 0.080579 | 0.080305 | 0.080113 | 0.079978
No | SCE | Res | AppPlug | 2016 T-20: Computers - Notebooks | Expected | Electric Demand (MW) | 0.00011933 | 0.00011565 | 0.00011291 | 0.0001109 | 0.00010946 | 0.00010842 | 0.00010769 | 0.00010717 | 0.00010681 | 0.00010655 | 0.00010637 | 0.00010625 | 0.00010616
No | SCE | Res | AppPlug | 2025-27 Fed App: Dedicated Purpose Pool Pump Motors - Tier 1 - Standard | Expected | Electric Demand (MW) | 0.47033 | 1.6769 | 1.5224 | 1.3513 | 1.1956 | 0.64712 | 0.04995 | 0.047723 | 0.045857 | 0.044297 | 0.042993 | 0.041904 | 0.040996
No | SCE | Res | AppPlug | 2025-27 Fed App: Dedicated Purpose Pool Pump Motors - Tier 2 - Small | Expected | Electric Demand (MW) | 0 | 0 | 0.36276 | 1.3994 | 1.3931 | 1.3901 | 0.88901 | 0.049734 | 0.048736 | 0.047872 | 0.047129 | 0.046492 | 0.04595
No | SCE | Res | AppPlug | 2019-21 Fed App: Dedicated-purpose pool pumps | Expected | Electric Demand (MW) |  | 2.8132 | 0.38924 | 0.39664 | 0.40025 | 0.4052 | 0.40446 | 0.40384 | 0.40332 | 0.40289 | 0.40252 | 0.40222 | 0.40197
No | SCE | Res | AppPlug | 2016 T-20: Displays - Monitors | Expected | Electric Demand (MW) |  | 0.26064 | 0.048021 | 0.048021 | 0.048021 | 0.048021 | 0.048021 | 0.048021 | 0.048021 | 0.048021 | 0.048021 | 0.048021 | 0.048021
No | SCE | Res | AppPlug | 2025-27 Fed App: Microwave ovens - Built-In and Over-the-Range Convection Microwave Ovens | Expected | Electric Demand (MW) | 0 | 0.00063486 | 0.0012145 | 0.001231 | 0.0012469 | 0.0012565 | 0.0012496 | 0.0012438 | 0.0012389 | 0.0012349 | 0.0012316 | 0.0012288 | 0.00039748
No | SCE | Res | AppPlug | 2025-27 Fed App: Microwave ovens - Microwave-Only Ovens and Countertop Convection Microwave Ovens | Expected | Electric Demand (MW) | 0 | 0.0082645 | 0.015663 | 0.015739 | 0.015818 | 0.01583 | 0.015645 | 0.015488 | 0.015356 | 0.015244 | 0.01515 | 0.015071 | 0.0048631
No | SCE | Res | AppPlug | 2025-27 Fed App: Portable ACs | Expected | Electric Demand (MW) |  | 5.5587 | 5.4006 | 5.2595 | 5.1349 | 5.0257 | 4.9308 | 4.8489 | 4.7786 | 4.7186 | 3.2154 | 0.43828 | 0.43482
No | SCE | Res | AppPlug | 2018 T-20: Portable Electric Spas - Inflatable | Expected | Electric Demand (MW) |  | 0.0082838 | 0.0082838 | 0.0082838 | 0.0082838 | 0.0082838 | 0.0082838 | 0.0082838 | 0.0082838 | 0.0082838 | 0.0082838 | 0.0082838 | 0.0082838
No | SCE | Res | AppPlug | 2018 T-20: Portable Electric Spas - Rigid | Expected | Electric Demand (MW) |  | 0.45899 | 0.4676 | 0.4762 | 0.19564 | 0.038085 | 0.038085 | 0.038085 | 0.038085 | 0.038085 | 0.038085 | 0.038085 | 0.038085
No | SCE | Res | AppPlug | 2019-21 Fed App: Wine chillers | Expected | Electric Demand (MW) |  | 0.53407 | 0.52925 | 0.52551 | 0.52294 | 0.21995 | 0.049096 | 0.048565 | 0.048115 | 0.047735 | 0.047416 | 0.047147 | 0.046921
No | SCE | Res | AppPlug | T-20: Computers - Workstations | Possible | Electric Demand (MW) | 0 | 0 | 0 | 0 | 0 | 0 | 0 | 0 | 0 | 0 | 0 | 0 | 0
No | SCE | Res | AppPlug | 2005 T-20: Consumer Electronics - Audio Players | Possible | Electric Demand (MW) | 0.015176 | 0.015174 | 0.015172 | 0.015172 | 0.015171 | 0.015171 | 0.01517 | 0.01517 | 0.01517 | 0.015169 | 0.015169 | 0.015169 | 0.015168
No | SCE | Res | AppPlug | 2005 T-20: Consumer Electronics - DVDs | Possible | Electric Demand (MW) | 0.0013889 | 0.0013837 | 0.0013795 | 0.0013761 | 0.0013734 | 0.0013713 | 0.0013687 | 0.0013665 | 0.001364 | 0.0013617 | 0.0013593 | 0.001357 | 0.0013546
No | SCE | Res | AppPlug | Fed Appliance: External Power Supplies | Possible | Electric Demand (MW) | 0 | 0 | 0 | 0 | 0 | 0 | 0 | 0 | 0 | 0 | 0 | 0 | 0
No | SCE | Res | AppPlug | 2011 T-20: Large Battery Chargers (≥2kW rated input) | Possible | Electric Demand (MW) | 0.010221 | 0.010094 | 0.0099931 | 0.0099147 | 0.002445 | 0.0024334 | 0.0024194 | 0.0024071 | 0.0023937 | 0.0023809 | 0.0023678 | 0.0023549 | 0.0023418
No | SCE | Res | AppPlug | Fed Appliance: Microwave ovens | Possible | Electric Demand (MW) | 0.61421 | 0.61195 | 0 | 0 | 0 | 0 | 0 | 0 | 0 | 0 | 0 | 0 | 0
No | SCE | Res | AppPlug | 2005 T-20: Portable Electric Spas | Possible | Electric Demand (MW) | 0 | 0 | 0 | 0 | 0 | 0 | 0 | 0 | 0 | 0 | 0 | 0 | 0
No | SCE | Res | AppPlug | Fed Appliance: Residential Clothes Dryers | Possible | Electric Demand (MW) | 0.080928 | 0.080919 | 0.080912 | 0.080906 | 0.0809 | 0.080896 | 0.013832 | 0.011157 | 0.011156 | 0.011155 | 0.011155 | 0.011154 | 0.011153
No | SCE | Res | AppPlug | Fed Appliance: Residential Clothes Washers (Front Loading) | Possible | Electric Demand (MW) | -0.078408 | -0.075591 | -0.07288 | -0.07031 | -0.018948 | -0.0080684 | -0.0077815 | -0.0075049 | -0.0072214 | -0.0069425 | -0.0066605 | -0.0063806 | -0.0060993
No | SCE | Res | AppPlug | Fed Appliance: Residential Clothes Washers (Top Loading) Tier I | Possible | Electric Demand (MW) | 0.602 | 0.58037 | 0.55955 | 0.53982 | 0.14548 | 0.061947 | 0.059744 | 0.05762 | 0.055444 | 0.053302 | 0.051138 | 0.048988 | 0.046829
No | SCE | Res | AppPlug | Fed Appliance: Residential Clothes Washers - Top-loading | Possible | Electric Demand (MW) | 0 | 0 | 0 | 0 | 0 | 0 | 0 | 0 | 0 | 0 | 0 | 0 | 0
No | SCE | Res | AppPlug | Fed Appliance: Residential Dishwashers | Possible | Electric Demand (MW) | -0.0023826 | -0.0023826 | -0.0023826 | -0.0011599 | -0.00031078 | -0.00031078 | -0.00031078 | -0.00031078 | -0.00031078 | -0.00031078 | -0.00031078 | -0.00031078 | -0.00031078
No | SCE | Res | AppPlug | 2006 T-20: Residential Pool Pumps, 2-speed Motors, Tier 2 | Possible | Electric Demand (MW) | 1.0083 | 1.0079 | 1.0075 | 1.0073 | 1.007 | 1.0068 | 1.0066 | 1.0064 | 1.0062 | 1.006 | 1.0058 | 1.0056 | 1.0054
No | SCE | Res | AppPlug | 2005 T-20: Residential Pool Pumps, High Eff Motor, Tier 1 | Possible | Electric Demand (MW) | 0.29468 | 0.29022 | 0.28565 | 0.28096 | 0.27617 | 0.27127 | 0.26644 | 0.26157 | 0.25672 | 0.25186 | 0.24701 | 0.24215 | 0.23729
No | SCE | Res | AppPlug | Fed Appliance: Residential Refrigerators & Freezers | Possible | Electric Demand (MW) | 0.77749 | 0.76382 | 0.75275 | 0.74388 | 0.54725 | 0.095382 | 0.094527 | 0.093758 | 0.092931 | 0.092143 | 0.091329 | 0.090532 | 0.089724
No | SCE | Res | AppPlug | 2008 T-24: Residential Swimming pool | Possible | Electric Demand (MW) | 1.6775 | 1.6743 | 1.6718 | 1.6699 | 1.6685 | 1.6673 | 1.666 | 1.6648 | 1.6635 | 1.6623 | 1.661 | 1.6598 | 1.6585
No | SCE | Res | AppPlug | 2011 T-20: Small Battery Chargers – Tier 1 (consumer with no USB charger or USB charger <20 watt-hours) | Possible | Electric Demand (MW) | 0.036836 | 0.036681 | 0.036569 | 0.036487 | 0.036428 | 0.036386 | 0.036333 | 0.036286 | 0.036235 | 0.036188 | 0.036138 | 0.036089 | 0.03604
No | SCE | Res | AppPlug | 2011 T-20: Small Battery Chargers – Tier 2 (consumer with USB charger ≥20 watt-hours) | Possible | Electric Demand (MW) | 0.018064 | 0.017858 | 0.017696 | 0.017569 | 0.01747 | 0.017392 | 0.0173 | 0.017217 | 0.017128 | 0.017044 | 0.016956 | 0.016871 | 0.016784
No | SCE | Res | AppPlug | 2009 T-20: Televisions - Tier 1 | Possible | Electric Demand (MW) | 0.11483 | 0.1148 | 0.11478 | 0.11476 | 0.11476 | 0.11475 | 0.11475 | 0.11474 | 0.11474 | 0.11473 | 0.11472 | 0.11472 | 0.11471
No | SCE | Res | AppPlug | 2009 T-20: Televisions - Tier 2 | Possible | Electric Demand (MW) | 0.10159 | 0.10117 | 0.10089 | 0.1007 | 0.10057 | 0.10048 | 0.10037 | 0.10027 | 0.10016 | 0.10006 | 0.099951 | 0.099848 | 0.099742
No | SCE | Res | AppPlug | 2005 T-20: Water Dispensers | Possible | Electric Demand (MW) | 0.0020258 | 0.002025 | 0.0020245 | 0.0020241 | 0.0020239 | 0.0020237 | 0.0020235 | 0.0020233 | 0.0020231 | 0.0020229 | 0.0020227 | 0.0020225 | 0.0020223
No | SCE | Res | AppPlug | 2025-27 Fed App: Air purifiers - Tier 2 | Possible | Electric Demand (MW) | 0 | 0.88413 | 0.90989 | 0.94014 | 0.97362 | 1.0101 | 0.99746 | 0.98667 | 0.97753 | 0.96982 | 0.07954 | 0.079089 | 0.078711
No | SCE | Res | AppPlug | 2016 T-20: Computers - Desktops - Tier 1 | Possible | Electric Demand (MW) | 0.12058 | 0.11686 | 0.11409 | 0.11206 | 0.1106 | 0.10956 | 0.10882 | 0.10829 | 0.10792 | 0.10767 | 0.10748 | 0.10736 | 0.10727
No | SCE | Res | AppPlug | 2016 T-20: Computers - Desktops - Tier 2 | Possible | Electric Demand (MW) | 1.3227 | 0.67204 | 0.089723 | 0.086952 | 0.08489 | 0.083383 | 0.082296 | 0.08152 | 0.080969 | 0.080579 | 0.080305 | 0.080113 | 0.079978
No | SCE | Res | AppPlug | 2016 T-20: Computers - Notebooks | Possible | Electric Demand (MW) | 0.00011933 | 0.00011565 | 0.00011291 | 0.0001109 | 0.00010946 | 0.00010842 | 0.00010769 | 0.00010717 | 0.00010681 | 0.00010655 | 0.00010637 | 0.00010625 | 0.00010616
No | SCE | Res | AppPlug | 2025-27 Fed App: Dedicated Purpose Pool Pump Motors - Tier 1 - Standard | Possible | Electric Demand (MW) | 0.47033 | 1.6769 | 1.5224 | 1.3513 | 1.1956 | 0.64712 | 0.04995 | 0.047723 | 0.045857 | 0.044297 | 0.042993 | 0.041904 | 0.040996
No | SCE | Res | AppPlug | 2025-27 Fed App: Dedicated Purpose Pool Pump Motors - Tier 2 - Small | Possible | Electric Demand (MW) | 0 | 0 | 0.36276 | 1.3994 | 1.3931 | 1.3901 | 0.88901 | 0.049734 | 0.048736 | 0.047872 | 0.047129 | 0.046492 | 0.04595
No | SCE | Res | AppPlug | 2019-21 Fed App: Dedicated-purpose pool pumps | Possible | Electric Demand (MW) |  | 2.8132 | 0.38924 | 0.39664 | 0.40025 | 0.4052 | 0.40446 | 0.40384 | 0.40332 | 0.40289 | 0.40252 | 0.40222 | 0.40197
No | SCE | Res | AppPlug | 2016 T-20: Displays - Monitors | Possible | Electric Demand (MW) |  | 0.26064 | 0.048021 | 0.048021 | 0.048021 | 0.048021 | 0.048021 | 0.048021 | 0.048021 | 0.048021 | 0.048021 | 0.048021 | 0.048021
No | SCE | Res | AppPlug | 2025-27 Fed App: Microwave ovens - Built-In and Over-the-Range Convection Microwave Ovens | Possible | Electric Demand (MW) | 0 | 0.00063486 | 0.0012145 | 0.001231 | 0.0012469 | 0.0012565 | 0.0012496 | 0.0012438 | 0.0012389 | 0.0012349 | 0.0012316 | 0.0012288 | 0.00039748
No | SCE | Res | AppPlug | 2025-27 Fed App: Microwave ovens - Microwave-Only Ovens and Countertop Convection Microwave Ovens | Possible | Electric Demand (MW) | 0 | 0.0082645 | 0.015663 | 0.015739 | 0.015818 | 0.01583 | 0.015645 | 0.015488 | 0.015356 | 0.015244 | 0.01515 | 0.015071 | 0.0048631
No | SCE | Res | AppPlug | 2025-27 Fed App: Portable ACs | Possible | Electric Demand (MW) |  | 5.5587 | 5.4006 | 5.2595 | 5.1349 | 5.0257 | 4.9308 | 4.8489 | 4.7786 | 4.7186 | 3.2154 | 0.43828 | 0.43482
No | SCE | Res | AppPlug | 2018 T-20: Portable Electric Spas - Inflatable | Possible | Electric Demand (MW) |  | 0.0082838 | 0.0082838 | 0.0082838 | 0.0082838 | 0.0082838 | 0.0082838 | 0.0082838 | 0.0082838 | 0.0082838 | 0.0082838 | 0.0082838 | 0.0082838
No | SCE | Res | AppPlug | 2018 T-20: Portable Electric Spas - Rigid | Possible | Electric Demand (MW) |  | 0.45899 | 0.4676 | 0.4762 | 0.19564 | 0.038085 | 0.038085 | 0.038085 | 0.038085 | 0.038085 | 0.038085 | 0.038085 | 0.038085
No | SCE | Res | AppPlug | 2019-21 Fed App: Wine chillers | Possible | Electric Demand (MW) |  | 0.53407 | 0.52925 | 0.52551 | 0.52294 | 0.21995 | 0.049096 | 0.048565 | 0.048115 | 0.047735 | 0.047416 | 0.047147 | 0.046921
No | SDG&E | Res | AppPlug | T-20: Computers - Workstations | On-the-books | Electric Demand (MW) | 0 | 0 | 0 | 0 | 0 | 0 | 0 | 0 | 0 | 0 | 0 | 0 | 0
No | SDG&E | Res | AppPlug | 2005 T-20: Consumer Electronics - Audio Players | On-the-books | Electric Demand (MW) | 0.0032574 | 0.003257 | 0.0032567 | 0.0032565 | 0.0032564 | 0.0032564 | 0.0032563 | 0.0032562 | 0.0032561 | 0.003256 | 0.0032559 | 0.0032559 | 0.0032558
No | SDG&E | Res | AppPlug | 2005 T-20: Consumer Electronics - DVDs | On-the-books | Electric Demand (MW) | 0.00029813 | 0.000297 | 0.00029609 | 0.00029537 | 0.00029479 | 0.00029433 | 0.00029379 | 0.00029331 | 0.00029279 | 0.00029229 | 0.00029177 | 0.00029127 | 0.00029076
No | SDG&E | Res | AppPlug | Fed Appliance: External Power Supplies | On-the-books | Electric Demand (MW) | 0 | 0 | 0 | 0 | 0 | 0 | 0 | 0 | 0 | 0 | 0 | 0 | 0
No | SDG&E | Res | AppPlug | 2011 T-20: Large Battery Chargers (≥2kW rated input) | On-the-books | Electric Demand (MW) | 0.0021939 | 0.0021665 | 0.002145 | 0.0021282 | 0.0005248 | 0.00052231 | 0.00051932 | 0.00051667 | 0.00051379 | 0.00051106 | 0.00050823 | 0.00050546 | 0.00050266
No | SDG&E | Res | AppPlug | Fed Appliance: Microwave ovens | On-the-books | Electric Demand (MW) | 0.13184 | 0.13135 | 0 | 0 | 0 | 0 | 0 | 0 | 0 | 0 | 0 | 0 | 0
No | SDG&E | Res | AppPlug | 2005 T-20: Portable Electric Spas | On-the-books | Electric Demand (MW) | 0 | 0 | 0 | 0 | 0 | 0 | 0 | 0 | 0 | 0 | 0 | 0 | 0
No | SDG&E | Res | AppPlug | Fed Appliance: Residential Clothes Dryers | On-the-books | Electric Demand (MW) | 0.017371 | 0.017369 | 0.017367 | 0.017366 | 0.017365 | 0.017364 | 0.002969 | 0.0023947 | 0.0023946 | 0.0023944 | 0.0023943 | 0.0023941 | 0.002394
No | SDG&E | Res | AppPlug | Fed Appliance: Residential Clothes Washers (Front Loading) | On-the-books | Electric Demand (MW) | -0.01683 | -0.016225 | -0.015643 | -0.015092 | -0.0040671 | -0.0017318 | -0.0016703 | -0.0016109 | -0.00155 | -0.0014902 | -0.0014297 | -0.0013696 | -0.0013092
No | SDG&E | Res | AppPlug | Fed Appliance: Residential Clothes Washers (Top Loading) Tier I | On-the-books | Electric Demand (MW) | 0.12922 | 0.12457 | 0.1201 | 0.11587 | 0.031226 | 0.013297 | 0.012824 | 0.012368 | 0.011901 | 0.011441 | 0.010976 | 0.010515 | 0.010052
No | SDG&E | Res | AppPlug | Fed Appliance: Residential Clothes Washers - Top-loading | On-the-books | Electric Demand (MW) | 0 | 0 | 0 | 0 | 0 | 0 | 0 | 0 | 0 | 0 | 0 | 0 | 0
No | SDG&E | Res | AppPlug | Fed Appliance: Residential Dishwashers | On-the-books | Electric Demand (MW) | -0.00051142 | -0.00051142 | -0.00051142 | -0.00024897 | -6.6707e-05 | -6.6707e-05 | -6.6707e-05 | -6.6707e-05 | -6.6707e-05 | -6.6707e-05 | -6.6707e-05 | -6.6707e-05 | -6.6707e-05
No | SDG&E | Res | AppPlug | 2006 T-20: Residential Pool Pumps, 2-speed Motors, Tier 2 | On-the-books | Electric Demand (MW) | 0.21643 | 0.21634 | 0.21626 | 0.2162 | 0.21615 | 0.21611 | 0.21606 | 0.21602 | 0.21598 | 0.21593 | 0.21589 | 0.21584 | 0.2158
No | SDG&E | Res | AppPlug | 2005 T-20: Residential Pool Pumps, High Eff Motor, Tier 1 | On-the-books | Electric Demand (MW) | 0.063252 | 0.062294 | 0.061313 | 0.060308 | 0.059279 | 0.058227 | 0.057191 | 0.056144 | 0.055104 | 0.05406 | 0.053019 | 0.051975 | 0.050933
No | SDG&E | Res | AppPlug | Fed Appliance: Residential Refrigerators & Freezers | On-the-books | Electric Demand (MW) | 0.16689 | 0.16395 | 0.16157 | 0.15967 | 0.11746 | 0.020473 | 0.02029 | 0.020125 | 0.019947 | 0.019778 | 0.019603 | 0.019432 | 0.019259
No | SDG&E | Res | AppPlug | 2008 T-24: Residential Swimming pool | On-the-books | Electric Demand (MW) | 0.36006 | 0.35937 | 0.35885 | 0.35844 | 0.35813 | 0.35789 | 0.3576 | 0.35734 | 0.35706 | 0.3568 | 0.35653 | 0.35626 | 0.35599
No | SDG&E | Res | AppPlug | 2011 T-20: Small Battery Chargers – Tier 1 (consumer with no USB charger or USB charger <20 watt-hours) | On-the-books | Electric Demand (MW) | 0.0079067 | 0.0078734 | 0.0078493 | 0.0078318 | 0.0078192 | 0.0078101 | 0.0077986 | 0.0077887 | 0.0077778 | 0.0077675 | 0.0077568 | 0.0077464 | 0.0077358
No | SDG&E | Res | AppPlug | 2011 T-20: Small Battery Chargers – Tier 2 (consumer with USB charger ≥20 watt-hours) | On-the-books | Electric Demand (MW) | 0.0038773 | 0.0038331 | 0.0037984 | 0.0037711 | 0.0037498 | 0.0037331 | 0.0037133 | 0.0036956 | 0.0036765 | 0.0036584 | 0.0036396 | 0.0036212 | 0.0036026
No | SDG&E | Res | AppPlug | 2009 T-20: Televisions - Tier 1 | On-the-books | Electric Demand (MW) | 0.024649 | 0.024641 | 0.024636 | 0.024634 | 0.024632 | 0.024631 | 0.02463 | 0.024629 | 0.024627 | 0.024626 | 0.024625 | 0.024624 | 0.024623
No | SDG&E | Res | AppPlug | 2009 T-20: Televisions - Tier 2 | On-the-books | Electric Demand (MW) | 0.021805 | 0.021716 | 0.021656 | 0.021615 | 0.021587 | 0.021568 | 0.021543 | 0.021522 | 0.021499 | 0.021477 | 0.021454 | 0.021432 | 0.021409
No | SDG&E | Res | AppPlug | 2005 T-20: Water Dispensers | On-the-books | Electric Demand (MW) | 0.00043483 | 0.00043466 | 0.00043455 | 0.00043447 | 0.00043441 | 0.00043438 | 0.00043433 | 0.00043429 | 0.00043424 | 0.0004342 | 0.00043415 | 0.00043411 | 0.00043407
No | SDG&E | Res | AppPlug | 2025-27 Fed App: Air purifiers - Tier 2 | On-the-books | Electric Demand (MW) | 0 | 0.18977 | 0.1953 | 0.2018 | 0.20898 | 0.21682 | 0.2141 | 0.21178 | 0.20982 | 0.20817 | 0.017073 | 0.016976 | 0.016895
No | SDG&E | Res | AppPlug | 2016 T-20: Computers - Desktops - Tier 1 | On-the-books | Electric Demand (MW) | 0.025882 | 0.025083 | 0.024488 | 0.024053 | 0.02374 | 0.023516 | 0.023357 | 0.023244 | 0.023165 | 0.02311 | 0.023071 | 0.023044 | 0.023025
No | SDG&E | Res | AppPlug | 2016 T-20: Computers - Desktops - Tier 2 | On-the-books | Electric Demand (MW) | 0.28391 | 0.14425 | 0.019259 | 0.018664 | 0.018221 | 0.017898 | 0.017665 | 0.017498 | 0.01738 | 0.017296 | 0.017237 | 0.017196 | 0.017167
No | SDG&E | Res | AppPlug | 2016 T-20: Computers - Notebooks | On-the-books | Electric Demand (MW) | 2.5614e-05 | 2.4823e-05 | 2.4235e-05 | 2.3804e-05 | 2.3494e-05 | 2.3272e-05 | 2.3115e-05 | 2.3004e-05 | 2.2926e-05 | 2.2871e-05 | 2.2832e-05 | 2.2805e-05 | 2.2786e-05
No | SDG&E | Res | AppPlug | 2025-27 Fed App: Dedicated Purpose Pool Pump Motors - Tier 1 - Standard | On-the-books | Electric Demand (MW) | 0.10095 | 0.35993 | 0.32677 | 0.29004 | 0.25664 | 0.1389 | 0.010722 | 0.010244 | 0.0098431 | 0.0095081 | 0.0092282 | 0.0089945 | 0.0087995
No | SDG&E | Res | AppPlug | 2025-27 Fed App: Dedicated Purpose Pool Pump Motors - Tier 2 - Small | On-the-books | Electric Demand (MW) | 0 | 0 | 0.077864 | 0.30037 | 0.29902 | 0.29838 | 0.19082 | 0.010675 | 0.010461 | 0.010276 | 0.010116 | 0.0099794 | 0.009863
No | SDG&E | Res | AppPlug | 2019-21 Fed App: Dedicated-purpose pool pumps | On-the-books | Electric Demand (MW) |  | 0.60383 | 0.083548 | 0.085136 | 0.085912 | 0.086974 | 0.086816 | 0.086683 | 0.086572 | 0.086478 | 0.0864 | 0.086335 | 0.08628
No | SDG&E | Res | AppPlug | 2016 T-20: Displays - Monitors | On-the-books | Electric Demand (MW) |  | 0.055945 | 0.010307 | 0.010307 | 0.010307 | 0.010307 | 0.010307 | 0.010307 | 0.010307 | 0.010307 | 0.010307 | 0.010307 | 0.010307
No | SDG&E | Res | AppPlug | 2025-27 Fed App: Microwave ovens - Built-In and Over-the-Range Convection Microwave Ovens | On-the-books | Electric Demand (MW) | 0 | 0.00013627 | 0.00026069 | 0.00026422 | 0.00026764 | 0.00026971 | 0.00026822 | 0.00026697 | 0.00026593 | 0.00026507 | 0.00026435 | 0.00026375 | 8.5317e-05
No | SDG&E | Res | AppPlug | 2025-27 Fed App: Microwave ovens - Microwave-Only Ovens and Countertop Convection Microwave Ovens | On-the-books | Electric Demand (MW) | 0 | 0.0017739 | 0.0033621 | 0.0033783 | 0.0033954 | 0.0033978 | 0.0033581 | 0.0033245 | 0.0032961 | 0.0032721 | 0.0032519 | 0.003235 | 0.0010438
No | SDG&E | Res | AppPlug | 2025-27 Fed App: Portable ACs | On-the-books | Electric Demand (MW) |  | 1.1932 | 1.1592 | 1.1289 | 1.1022 | 1.0787 | 1.0584 | 1.0408 | 1.0257 | 1.0128 | 0.69017 | 0.094075 | 0.093333
No | SDG&E | Res | AppPlug | 2018 T-20: Portable Electric Spas - Inflatable | On-the-books | Electric Demand (MW) |  | 0.0017781 | 0.0017781 | 0.0017781 | 0.0017781 | 0.0017781 | 0.0017781 | 0.0017781 | 0.0017781 | 0.0017781 | 0.0017781 | 0.0017781 | 0.0017781
No | SDG&E | Res | AppPlug | 2018 T-20: Portable Electric Spas - Rigid | On-the-books | Electric Demand (MW) |  | 0.09852 | 0.10037 | 0.10222 | 0.041993 | 0.0081747 | 0.0081747 | 0.0081747 | 0.0081747 | 0.0081747 | 0.0081747 | 0.0081747 | 0.0081747
No | SDG&E | Res | AppPlug | 2019-21 Fed App: Wine chillers | On-the-books | Electric Demand (MW) |  | 0.11464 | 0.1136 | 0.1128 | 0.11225 | 0.047212 | 0.010538 | 0.010424 | 0.010328 | 0.010246 | 0.010178 | 0.01012 | 0.010071
No | SDG&E | Res | AppPlug | T-20: Computers - Workstations | Expected | Electric Demand (MW) | 0 | 0 | 0 | 0 | 0 | 0 | 0 | 0 | 0 | 0 | 0 | 0 | 0
No | SDG&E | Res | AppPlug | 2005 T-20: Consumer Electronics - Audio Players | Expected | Electric Demand (MW) | 0.0032574 | 0.003257 | 0.0032567 | 0.0032565 | 0.0032564 | 0.0032564 | 0.0032563 | 0.0032562 | 0.0032561 | 0.003256 | 0.0032559 | 0.0032559 | 0.0032558
No | SDG&E | Res | AppPlug | 2005 T-20: Consumer Electronics - DVDs | Expected | Electric Demand (MW) | 0.00029813 | 0.000297 | 0.00029609 | 0.00029537 | 0.00029479 | 0.00029433 | 0.00029379 | 0.00029331 | 0.00029279 | 0.00029229 | 0.00029177 | 0.00029127 | 0.00029076
No | SDG&E | Res | AppPlug | Fed Appliance: External Power Supplies | Expected | Electric Demand (MW) | 0 | 0 | 0 | 0 | 0 | 0 | 0 | 0 | 0 | 0 | 0 | 0 | 0
No | SDG&E | Res | AppPlug | 2011 T-20: Large Battery Chargers (≥2kW rated input) | Expected | Electric Demand (MW) | 0.0021939 | 0.0021665 | 0.002145 | 0.0021282 | 0.0005248 | 0.00052231 | 0.00051932 | 0.00051667 | 0.00051379 | 0.00051106 | 0.00050823 | 0.00050546 | 0.00050266
No | SDG&E | Res | AppPlug | Fed Appliance: Microwave ovens | Expected | Electric Demand (MW) | 0.13184 | 0.13135 | 0 | 0 | 0 | 0 | 0 | 0 | 0 | 0 | 0 | 0 | 0
No | SDG&E | Res | AppPlug | 2005 T-20: Portable Electric Spas | Expected | Electric Demand (MW) | 0 | 0 | 0 | 0 | 0 | 0 | 0 | 0 | 0 | 0 | 0 | 0 | 0
No | SDG&E | Res | AppPlug | Fed Appliance: Residential Clothes Dryers | Expected | Electric Demand (MW) | 0.017371 | 0.017369 | 0.017367 | 0.017366 | 0.017365 | 0.017364 | 0.002969 | 0.0023947 | 0.0023946 | 0.0023944 | 0.0023943 | 0.0023941 | 0.002394
No | SDG&E | Res | AppPlug | Fed Appliance: Residential Clothes Washers (Front Loading) | Expected | Electric Demand (MW) | -0.01683 | -0.016225 | -0.015643 | -0.015092 | -0.0040671 | -0.0017318 | -0.0016703 | -0.0016109 | -0.00155 | -0.0014902 | -0.0014297 | -0.0013696 | -0.0013092
No | SDG&E | Res | AppPlug | Fed Appliance: Residential Clothes Washers (Top Loading) Tier I | Expected | Electric Demand (MW) | 0.12922 | 0.12457 | 0.1201 | 0.11587 | 0.031226 | 0.013297 | 0.012824 | 0.012368 | 0.011901 | 0.011441 | 0.010976 | 0.010515 | 0.010052
No | SDG&E | Res | AppPlug | Fed Appliance: Residential Clothes Washers - Top-loading | Expected | Electric Demand (MW) | 0 | 0 | 0 | 0 | 0 | 0 | 0 | 0 | 0 | 0 | 0 | 0 | 0
No | SDG&E | Res | AppPlug | Fed Appliance: Residential Dishwashers | Expected | Electric Demand (MW) | -0.00051142 | -0.00051142 | -0.00051142 | -0.00024897 | -6.6707e-05 | -6.6707e-05 | -6.6707e-05 | -6.6707e-05 | -6.6707e-05 | -6.6707e-05 | -6.6707e-05 | -6.6707e-05 | -6.6707e-05
No | SDG&E | Res | AppPlug | 2006 T-20: Residential Pool Pumps, 2-speed Motors, Tier 2 | Expected | Electric Demand (MW) | 0.21643 | 0.21634 | 0.21626 | 0.2162 | 0.21615 | 0.21611 | 0.21606 | 0.21602 | 0.21598 | 0.21593 | 0.21589 | 0.21584 | 0.2158
No | SDG&E | Res | AppPlug | 2005 T-20: Residential Pool Pumps, High Eff Motor, Tier 1 | Expected | Electric Demand (MW) | 0.063252 | 0.062294 | 0.061313 | 0.060308 | 0.059279 | 0.058227 | 0.057191 | 0.056144 | 0.055104 | 0.05406 | 0.053019 | 0.051975 | 0.050933
No | SDG&E | Res | AppPlug | Fed Appliance: Residential Refrigerators & Freezers | Expected | Electric Demand (MW) | 0.16689 | 0.16395 | 0.16157 | 0.15967 | 0.11746 | 0.020473 | 0.02029 | 0.020125 | 0.019947 | 0.019778 | 0.019603 | 0.019432 | 0.019259
No | SDG&E | Res | AppPlug | 2008 T-24: Residential Swimming pool | Expected | Electric Demand (MW) | 0.36006 | 0.35937 | 0.35885 | 0.35844 | 0.35813 | 0.35789 | 0.3576 | 0.35734 | 0.35706 | 0.3568 | 0.35653 | 0.35626 | 0.35599
No | SDG&E | Res | AppPlug | 2011 T-20: Small Battery Chargers – Tier 1 (consumer with no USB charger or USB charger <20 watt-hours) | Expected | Electric Demand (MW) | 0.0079067 | 0.0078734 | 0.0078493 | 0.0078318 | 0.0078192 | 0.0078101 | 0.0077986 | 0.0077887 | 0.0077778 | 0.0077675 | 0.0077568 | 0.0077464 | 0.0077358
No | SDG&E | Res | AppPlug | 2011 T-20: Small Battery Chargers – Tier 2 (consumer with USB charger ≥20 watt-hours) | Expected | Electric Demand (MW) | 0.0038773 | 0.0038331 | 0.0037984 | 0.0037711 | 0.0037498 | 0.0037331 | 0.0037133 | 0.0036956 | 0.0036765 | 0.0036584 | 0.0036396 | 0.0036212 | 0.0036026
No | SDG&E | Res | AppPlug | 2009 T-20: Televisions - Tier 1 | Expected | Electric Demand (MW) | 0.024649 | 0.024641 | 0.024636 | 0.024634 | 0.024632 | 0.024631 | 0.02463 | 0.024629 | 0.024627 | 0.024626 | 0.024625 | 0.024624 | 0.024623
No | SDG&E | Res | AppPlug | 2009 T-20: Televisions - Tier 2 | Expected | Electric Demand (MW) | 0.021805 | 0.021716 | 0.021656 | 0.021615 | 0.021587 | 0.021568 | 0.021543 | 0.021522 | 0.021499 | 0.021477 | 0.021454 | 0.021432 | 0.021409
No | SDG&E | Res | AppPlug | 2005 T-20: Water Dispensers | Expected | Electric Demand (MW) | 0.00043483 | 0.00043466 | 0.00043455 | 0.00043447 | 0.00043441 | 0.00043438 | 0.00043433 | 0.00043429 | 0.00043424 | 0.0004342 | 0.00043415 | 0.00043411 | 0.00043407
No | SDG&E | Res | AppPlug | 2025-27 Fed App: Air purifiers - Tier 2 | Expected | Electric Demand (MW) | 0 | 0.18977 | 0.1953 | 0.2018 | 0.20898 | 0.21682 | 0.2141 | 0.21178 | 0.20982 | 0.20817 | 0.017073 | 0.016976 | 0.016895
No | SDG&E | Res | AppPlug | 2016 T-20: Computers - Desktops - Tier 1 | Expected | Electric Demand (MW) | 0.025882 | 0.025083 | 0.024488 | 0.024053 | 0.02374 | 0.023516 | 0.023357 | 0.023244 | 0.023165 | 0.02311 | 0.023071 | 0.023044 | 0.023025
No | SDG&E | Res | AppPlug | 2016 T-20: Computers - Desktops - Tier 2 | Expected | Electric Demand (MW) | 0.28391 | 0.14425 | 0.019259 | 0.018664 | 0.018221 | 0.017898 | 0.017665 | 0.017498 | 0.01738 | 0.017296 | 0.017237 | 0.017196 | 0.017167
No | SDG&E | Res | AppPlug | 2016 T-20: Computers - Notebooks | Expected | Electric Demand (MW) | 2.5614e-05 | 2.4823e-05 | 2.4235e-05 | 2.3804e-05 | 2.3494e-05 | 2.3272e-05 | 2.3115e-05 | 2.3004e-05 | 2.2926e-05 | 2.2871e-05 | 2.2832e-05 | 2.2805e-05 | 2.2786e-05
No | SDG&E | Res | AppPlug | 2025-27 Fed App: Dedicated Purpose Pool Pump Motors - Tier 1 - Standard | Expected | Electric Demand (MW) | 0.10095 | 0.35993 | 0.32677 | 0.29004 | 0.25664 | 0.1389 | 0.010722 | 0.010244 | 0.0098431 | 0.0095081 | 0.0092282 | 0.0089945 | 0.0087995
No | SDG&E | Res | AppPlug | 2025-27 Fed App: Dedicated Purpose Pool Pump Motors - Tier 2 - Small | Expected | Electric Demand (MW) | 0 | 0 | 0.077864 | 0.30037 | 0.29902 | 0.29838 | 0.19082 | 0.010675 | 0.010461 | 0.010276 | 0.010116 | 0.0099794 | 0.009863
No | SDG&E | Res | AppPlug | 2019-21 Fed App: Dedicated-purpose pool pumps | Expected | Electric Demand (MW) |  | 0.60383 | 0.083548 | 0.085136 | 0.085912 | 0.086974 | 0.086816 | 0.086683 | 0.086572 | 0.086478 | 0.0864 | 0.086335 | 0.08628
No | SDG&E | Res | AppPlug | 2016 T-20: Displays - Monitors | Expected | Electric Demand (MW) |  | 0.055945 | 0.010307 | 0.010307 | 0.010307 | 0.010307 | 0.010307 | 0.010307 | 0.010307 | 0.010307 | 0.010307 | 0.010307 | 0.010307
No | SDG&E | Res | AppPlug | 2025-27 Fed App: Microwave ovens - Built-In and Over-the-Range Convection Microwave Ovens | Expected | Electric Demand (MW) | 0 | 0.00013627 | 0.00026069 | 0.00026422 | 0.00026764 | 0.00026971 | 0.00026822 | 0.00026697 | 0.00026593 | 0.00026507 | 0.00026435 | 0.00026375 | 8.5317e-05
No | SDG&E | Res | AppPlug | 2025-27 Fed App: Microwave ovens - Microwave-Only Ovens and Countertop Convection Microwave Ovens | Expected | Electric Demand (MW) | 0 | 0.0017739 | 0.0033621 | 0.0033783 | 0.0033954 | 0.0033978 | 0.0033581 | 0.0033245 | 0.0032961 | 0.0032721 | 0.0032519 | 0.003235 | 0.0010438
No | SDG&E | Res | AppPlug | 2025-27 Fed App: Portable ACs | Expected | Electric Demand (MW) |  | 1.1932 | 1.1592 | 1.1289 | 1.1022 | 1.0787 | 1.0584 | 1.0408 | 1.0257 | 1.0128 | 0.69017 | 0.094075 | 0.093333
No | SDG&E | Res | AppPlug | 2018 T-20: Portable Electric Spas - Inflatable | Expected | Electric Demand (MW) |  | 0.0017781 | 0.0017781 | 0.0017781 | 0.0017781 | 0.0017781 | 0.0017781 | 0.0017781 | 0.0017781 | 0.0017781 | 0.0017781 | 0.0017781 | 0.0017781
No | SDG&E | Res | AppPlug | 2018 T-20: Portable Electric Spas - Rigid | Expected | Electric Demand (MW) |  | 0.09852 | 0.10037 | 0.10222 | 0.041993 | 0.0081747 | 0.0081747 | 0.0081747 | 0.0081747 | 0.0081747 | 0.0081747 | 0.0081747 | 0.0081747
No | SDG&E | Res | AppPlug | 2019-21 Fed App: Wine chillers | Expected | Electric Demand (MW) |  | 0.11464 | 0.1136 | 0.1128 | 0.11225 | 0.047212 | 0.010538 | 0.010424 | 0.010328 | 0.010246 | 0.010178 | 0.01012 | 0.010071
No | SDG&E | Res | AppPlug | T-20: Computers - Workstations | Possible | Electric Demand (MW) | 0 | 0 | 0 | 0 | 0 | 0 | 0 | 0 | 0 | 0 | 0 | 0 | 0
No | SDG&E | Res | AppPlug | 2005 T-20: Consumer Electronics - Audio Players | Possible | Electric Demand (MW) | 0.0032574 | 0.003257 | 0.0032567 | 0.0032565 | 0.0032564 | 0.0032564 | 0.0032563 | 0.0032562 | 0.0032561 | 0.003256 | 0.0032559 | 0.0032559 | 0.0032558
No | SDG&E | Res | AppPlug | 2005 T-20: Consumer Electronics - DVDs | Possible | Electric Demand (MW) | 0.00029813 | 0.000297 | 0.00029609 | 0.00029537 | 0.00029479 | 0.00029433 | 0.00029379 | 0.00029331 | 0.00029279 | 0.00029229 | 0.00029177 | 0.00029127 | 0.00029076
No | SDG&E | Res | AppPlug | Fed Appliance: External Power Supplies | Possible | Electric Demand (MW) | 0 | 0 | 0 | 0 | 0 | 0 | 0 | 0 | 0 | 0 | 0 | 0 | 0
No | SDG&E | Res | AppPlug | 2011 T-20: Large Battery Chargers (≥2kW rated input) | Possible | Electric Demand (MW) | 0.0021939 | 0.0021665 | 0.002145 | 0.0021282 | 0.0005248 | 0.00052231 | 0.00051932 | 0.00051667 | 0.00051379 | 0.00051106 | 0.00050823 | 0.00050546 | 0.00050266
No | SDG&E | Res | AppPlug | Fed Appliance: Microwave ovens | Possible | Electric Demand (MW) | 0.13184 | 0.13135 | 0 | 0 | 0 | 0 | 0 | 0 | 0 | 0 | 0 | 0 | 0
No | SDG&E | Res | AppPlug | 2005 T-20: Portable Electric Spas | Possible | Electric Demand (MW) | 0 | 0 | 0 | 0 | 0 | 0 | 0 | 0 | 0 | 0 | 0 | 0 | 0
No | SDG&E | Res | AppPlug | Fed Appliance: Residential Clothes Dryers | Possible | Electric Demand (MW) | 0.017371 | 0.017369 | 0.017367 | 0.017366 | 0.017365 | 0.017364 | 0.002969 | 0.0023947 | 0.0023946 | 0.0023944 | 0.0023943 | 0.0023941 | 0.002394
No | SDG&E | Res | AppPlug | Fed Appliance: Residential Clothes Washers (Front Loading) | Possible | Electric Demand (MW) | -0.01683 | -0.016225 | -0.015643 | -0.015092 | -0.0040671 | -0.0017318 | -0.0016703 | -0.0016109 | -0.00155 | -0.0014902 | -0.0014297 | -0.0013696 | -0.0013092
No | SDG&E | Res | AppPlug | Fed Appliance: Residential Clothes Washers (Top Loading) Tier I | Possible | Electric Demand (MW) | 0.12922 | 0.12457 | 0.1201 | 0.11587 | 0.031226 | 0.013297 | 0.012824 | 0.012368 | 0.011901 | 0.011441 | 0.010976 | 0.010515 | 0.010052
No | SDG&E | Res | AppPlug | Fed Appliance: Residential Clothes Washers - Top-loading | Possible | Electric Demand (MW) | 0 | 0 | 0 | 0 | 0 | 0 | 0 | 0 | 0 | 0 | 0 | 0 | 0
No | SDG&E | Res | AppPlug | Fed Appliance: Residential Dishwashers | Possible | Electric Demand (MW) | -0.00051142 | -0.00051142 | -0.00051142 | -0.00024897 | -6.6707e-05 | -6.6707e-05 | -6.6707e-05 | -6.6707e-05 | -6.6707e-05 | -6.6707e-05 | -6.6707e-05 | -6.6707e-05 | -6.6707e-05
No | SDG&E | Res | AppPlug | 2006 T-20: Residential Pool Pumps, 2-speed Motors, Tier 2 | Possible | Electric Demand (MW) | 0.21643 | 0.21634 | 0.21626 | 0.2162 | 0.21615 | 0.21611 | 0.21606 | 0.21602 | 0.21598 | 0.21593 | 0.21589 | 0.21584 | 0.2158
No | SDG&E | Res | AppPlug | 2005 T-20: Residential Pool Pumps, High Eff Motor, Tier 1 | Possible | Electric Demand (MW) | 0.063252 | 0.062294 | 0.061313 | 0.060308 | 0.059279 | 0.058227 | 0.057191 | 0.056144 | 0.055104 | 0.05406 | 0.053019 | 0.051975 | 0.050933
No | SDG&E | Res | AppPlug | Fed Appliance: Residential Refrigerators & Freezers | Possible | Electric Demand (MW) | 0.16689 | 0.16395 | 0.16157 | 0.15967 | 0.11746 | 0.020473 | 0.02029 | 0.020125 | 0.019947 | 0.019778 | 0.019603 | 0.019432 | 0.019259
No | SDG&E | Res | AppPlug | 2008 T-24: Residential Swimming pool | Possible | Electric Demand (MW) | 0.36006 | 0.35937 | 0.35885 | 0.35844 | 0.35813 | 0.35789 | 0.3576 | 0.35734 | 0.35706 | 0.3568 | 0.35653 | 0.35626 | 0.35599
No | SDG&E | Res | AppPlug | 2011 T-20: Small Battery Chargers – Tier 1 (consumer with no USB charger or USB charger <20 watt-hours) | Possible | Electric Demand (MW) | 0.0079067 | 0.0078734 | 0.0078493 | 0.0078318 | 0.0078192 | 0.0078101 | 0.0077986 | 0.0077887 | 0.0077778 | 0.0077675 | 0.0077568 | 0.0077464 | 0.0077358
No | SDG&E | Res | AppPlug | 2011 T-20: Small Battery Chargers – Tier 2 (consumer with USB charger ≥20 watt-hours) | Possible | Electric Demand (MW) | 0.0038773 | 0.0038331 | 0.0037984 | 0.0037711 | 0.0037498 | 0.0037331 | 0.0037133 | 0.0036956 | 0.0036765 | 0.0036584 | 0.0036396 | 0.0036212 | 0.0036026
No | SDG&E | Res | AppPlug | 2009 T-20: Televisions - Tier 1 | Possible | Electric Demand (MW) | 0.024649 | 0.024641 | 0.024636 | 0.024634 | 0.024632 | 0.024631 | 0.02463 | 0.024629 | 0.024627 | 0.024626 | 0.024625 | 0.024624 | 0.024623
No | SDG&E | Res | AppPlug | 2009 T-20: Televisions - Tier 2 | Possible | Electric Demand (MW) | 0.021805 | 0.021716 | 0.021656 | 0.021615 | 0.021587 | 0.021568 | 0.021543 | 0.021522 | 0.021499 | 0.021477 | 0.021454 | 0.021432 | 0.021409
No | SDG&E | Res | AppPlug | 2005 T-20: Water Dispensers | Possible | Electric Demand (MW) | 0.00043483 | 0.00043466 | 0.00043455 | 0.00043447 | 0.00043441 | 0.00043438 | 0.00043433 | 0.00043429 | 0.00043424 | 0.0004342 | 0.00043415 | 0.00043411 | 0.00043407
No | SDG&E | Res | AppPlug | 2025-27 Fed App: Air purifiers - Tier 2 | Possible | Electric Demand (MW) | 0 | 0.18977 | 0.1953 | 0.2018 | 0.20898 | 0.21682 | 0.2141 | 0.21178 | 0.20982 | 0.20817 | 0.017073 | 0.016976 | 0.016895
No | SDG&E | Res | AppPlug | 2016 T-20: Computers - Desktops - Tier 1 | Possible | Electric Demand (MW) | 0.025882 | 0.025083 | 0.024488 | 0.024053 | 0.02374 | 0.023516 | 0.023357 | 0.023244 | 0.023165 | 0.02311 | 0.023071 | 0.023044 | 0.023025
No | SDG&E | Res | AppPlug | 2016 T-20: Computers - Desktops - Tier 2 | Possible | Electric Demand (MW) | 0.28391 | 0.14425 | 0.019259 | 0.018664 | 0.018221 | 0.017898 | 0.017665 | 0.017498 | 0.01738 | 0.017296 | 0.017237 | 0.017196 | 0.017167
No | SDG&E | Res | AppPlug | 2016 T-20: Computers - Notebooks | Possible | Electric Demand (MW) | 2.5614e-05 | 2.4823e-05 | 2.4235e-05 | 2.3804e-05 | 2.3494e-05 | 2.3272e-05 | 2.3115e-05 | 2.3004e-05 | 2.2926e-05 | 2.2871e-05 | 2.2832e-05 | 2.2805e-05 | 2.2786e-05
No | SDG&E | Res | AppPlug | 2025-27 Fed App: Dedicated Purpose Pool Pump Motors - Tier 1 - Standard | Possible | Electric Demand (MW) | 0.10095 | 0.35993 | 0.32677 | 0.29004 | 0.25664 | 0.1389 | 0.010722 | 0.010244 | 0.0098431 | 0.0095081 | 0.0092282 | 0.0089945 | 0.0087995
No | SDG&E | Res | AppPlug | 2025-27 Fed App: Dedicated Purpose Pool Pump Motors - Tier 2 - Small | Possible | Electric Demand (MW) | 0 | 0 | 0.077864 | 0.30037 | 0.29902 | 0.29838 | 0.19082 | 0.010675 | 0.010461 | 0.010276 | 0.010116 | 0.0099794 | 0.009863
No | SDG&E | Res | AppPlug | 2019-21 Fed App: Dedicated-purpose pool pumps | Possible | Electric Demand (MW) |  | 0.60383 | 0.083548 | 0.085136 | 0.085912 | 0.086974 | 0.086816 | 0.086683 | 0.086572 | 0.086478 | 0.0864 | 0.086335 | 0.08628
No | SDG&E | Res | AppPlug | 2016 T-20: Displays - Monitors | Possible | Electric Demand (MW) |  | 0.055945 | 0.010307 | 0.010307 | 0.010307 | 0.010307 | 0.010307 | 0.010307 | 0.010307 | 0.010307 | 0.010307 | 0.010307 | 0.010307
No | SDG&E | Res | AppPlug | 2025-27 Fed App: Microwave ovens - Built-In and Over-the-Range Convection Microwave Ovens | Possible | Electric Demand (MW) | 0 | 0.00013627 | 0.00026069 | 0.00026422 | 0.00026764 | 0.00026971 | 0.00026822 | 0.00026697 | 0.00026593 | 0.00026507 | 0.00026435 | 0.00026375 | 8.5317e-05
No | SDG&E | Res | AppPlug | 2025-27 Fed App: Microwave ovens - Microwave-Only Ovens and Countertop Convection Microwave Ovens | Possible | Electric Demand (MW) | 0 | 0.0017739 | 0.0033621 | 0.0033783 | 0.0033954 | 0.0033978 | 0.0033581 | 0.0033245 | 0.0032961 | 0.0032721 | 0.0032519 | 0.003235 | 0.0010438
No | SDG&E | Res | AppPlug | 2025-27 Fed App: Portable ACs | Possible | Electric Demand (MW) |  | 1.1932 | 1.1592 | 1.1289 | 1.1022 | 1.0787 | 1.0584 | 1.0408 | 1.0257 | 1.0128 | 0.69017 | 0.094075 | 0.093333
No | SDG&E | Res | AppPlug | 2018 T-20: Portable Electric Spas - Inflatable | Possible | Electric Demand (MW) |  | 0.0017781 | 0.0017781 | 0.0017781 | 0.0017781 | 0.0017781 | 0.0017781 | 0.0017781 | 0.0017781 | 0.0017781 | 0.0017781 | 0.0017781 | 0.0017781
No | SDG&E | Res | AppPlug | 2018 T-20: Portable Electric Spas - Rigid | Possible | Electric Demand (MW) |  | 0.09852 | 0.10037 | 0.10222 | 0.041993 | 0.0081747 | 0.0081747 | 0.0081747 | 0.0081747 | 0.0081747 | 0.0081747 | 0.0081747 | 0.0081747
No | SDG&E | Res | AppPlug | 2019-21 Fed App: Wine chillers | Possible | Electric Demand (MW) |  | 0.11464 | 0.1136 | 0.1128 | 0.11225 | 0.047212 | 0.010538 | 0.010424 | 0.010328 | 0.010246 | 0.010178 | 0.01012 | 0.010071
No | PG&E | Com | BldgEnv | 2008 T-24: Cool Roof Expansion | On-the-books | Electric Demand (MW) | 0.35806 | 0.35786 | 0.35772 | 0.35762 | 0.35755 | 0.3575 | 0.35743 | 0.35738 | 0.35731 | 0.35726 | 0.3572 | 0.35714 | 0.35708
No | PG&E | Com | BldgEnv | 2005 T-24: Cool roofs | On-the-books | Electric Demand (MW) | 0.25253 | 0.25253 | 0.25253 | 0.25253 | 0.25252 | 0.25252 | 0.25252 | 0.25252 | 0.25252 | 0.25252 | 0.25252 | 0.25252 | 0.25252
No | PG&E | Com | BldgEnv | 2008 T-24: Envelope insulation | On-the-books | Electric Demand (MW) | 1.0983 | 1.0925 | 1.0881 | 1.0848 | 1.0823 | 1.0803 | 1.078 | 1.0759 | 1.0737 | 1.0715 | 1.0693 | 1.0672 | 1.065
No | PG&E | Com | BldgEnv | 2013 T-24: NRA-Envelope-Cool Roofs | On-the-books | Electric Demand (MW) | 0.23636 | 0.23028 | 0.2253 | 0.22122 | 0.10806 | 0 | 0 | 0 | 0 | 0 | 0 | 0 | 0
No | PG&E | Com | BldgEnv | 2025 T-24: NR High Performance Envelope - Prescriptive Heavy Mass Walls U-Value (New Construction + Additions) | On-the-books | Electric Demand (MW) | 0 | 0.00015382 | 0.00091873 | 0.00091705 | 0.00091536 | 0.00091365 | 0.00091192 | 0.00091018 | 0.00090842 | 0.00090665 | 0.00090486 | 0.00090305 | 0.00090123
No | PG&E | Com | BldgEnv | 2025 T-24: NR High Performance Envelope - Prescriptive Light Mass Walls U-Value (New Construction + Additions) | On-the-books | Electric Demand (MW) | 0 | 0.00022816 | 0.0013024 | 0.0012408 | 0.0011806 | 0.0011218 | 0.0010646 | 0.001009 | 0.00095526 | 0.00090331 | 0.00085323 | 0.00080507 | 0.00075885
No | PG&E | Com | BldgEnv | 2025 T-24: NR High Performance Envelope - Prescriptive Metal Building Walls U-Value (New Construction + Additions) | On-the-books | Electric Demand (MW) | 0 | 0.00034064 | 0.0020376 | 0.002037 | 0.0020364 | 0.0020358 | 0.0020352 | 0.0020345 | 0.0020339 | 0.0020333 | 0.0020327 | 0.002032 | 0.0020314
No | PG&E | Com | BldgEnv | 2025 T-24: NR High Performance Envelope - Prescriptive Metal Roof U-Value (New Construction + Additions) | On-the-books | Electric Demand (MW) | 0 | 0.00023795 | 0.0014029 | 0.0013816 | 0.0013601 | 0.0013383 | 0.0013162 | 0.001294 | 0.0012715 | 0.0012488 | 0.0012259 | 0.0012029 | 0.0011797
No | PG&E | Com | BldgEnv | 2025 T-24: NR High Performance Envelope - Prescriptive Woodframed and Other Roof U-Value (New Construction + Additions) | On-the-books | Electric Demand (MW) | 0 | 0.00080618 | 0.0046711 | 0.0045187 | 0.0043668 | 0.0042158 | 0.004066 | 0.0039177 | 0.003771 | 0.0036264 | 0.003484 | 0.0033441 | 0.0032068
No | PG&E | Com | BldgEnv | 2025 T-24: NR High Performance Envelope - Prescriptive Woodframed Walls U-Value (New Construction + Additions) | On-the-books | Electric Demand (MW) | 0 | 0.00016002 | 0.00095343 | 0.0009493 | 0.00094512 | 0.00094087 | 0.00093657 | 0.00093221 | 0.00092779 | 0.00092331 | 0.00091877 | 0.00091418 | 0.00090952
No | PG&E | Com | BldgEnv | 2025 T-24: NR High Performance Envelope - Reduced Infiltration Vestibules: require vestibules for certain buildings (Thermal bridging) (New Construction + Additions) | On-the-books | Electric Demand (MW) | 0 | 0.0020315 | 0.012104 | 0.012052 | 0.011999 | 0.011945 | 0.01189 | 0.011835 | 0.011779 | 0.011722 | 0.011664 | 0.011606 | 0.011547
No | PG&E | Com | BldgEnv | 2025 T-24: NR High Performance Envelope - Windows/Fenestration - Alterations (Alterations) | On-the-books | Electric Demand (MW) | 0 | 0.01171 | 0.012078 | 0.011346 | 0.01061 | 0.0098795 | 0.0091641 | 0.0084721 | 0.0078109 | 0.0071865 | 0.0066032 | 0.006064 | 0.0055703
No | PG&E | Com | BldgEnv | 2025 T-24: NR High Performance Envelope - Windows/Fenestration - New Construction (New Construction + Additions) | On-the-books | Electric Demand (MW) | 0 | 8.5276e-05 | 0.0004816 | 0.00045241 | 0.00042306 | 0.00039394 | 0.00036542 | 0.00033782 | 0.00031146 | 0.00028656 | 0.0002633 | 0.0002418 | 0.00022212
No | PG&E | Com | BldgEnv | 2022 T-24: NRA - Envelope - Cool Roofs: Steep-Sloped | On-the-books | Electric Demand (MW) | 0.048763 | 0.048578 | 0.048389 | 0.048197 | 0.048005 | 0.047814 | 0.047627 | 0.047446 | 0.047273 | 0.047108 | 0.046954 | 0.04681 | 0.046677
No | PG&E | Com | BldgEnv | 2022 T-24: NRA - Envelope - Roof Recovers | On-the-books | Electric Demand (MW) | 0.20724 | 0.20646 | 0.20565 | 0.20484 | 0.20402 | 0.20321 | 0.20242 | 0.20165 | 0.20091 | 0.20021 | 0.19955 | 0.19894 | 0.19838
No | PG&E | Com | BldgEnv | 2022 T-24: NRA - Envelope - Roof Replacements | On-the-books | Electric Demand (MW) | 0.17067 | 0.17002 | 0.16936 | 0.16869 | 0.16802 | 0.16735 | 0.1667 | 0.16606 | 0.16545 | 0.16488 | 0.16434 | 0.16383 | 0.16337
No | PG&E | Com | BldgEnv | 2022 T-24: NRA - Reduce Infiltration - Require air barrier where not currently required | On-the-books | Electric Demand (MW) | 0.0090611 | 0.0090057 | 0.008966 | 0.0089377 | 0.0089175 | 0.0089032 | 0.0088931 | 0.0088859 | 0.0088809 | 0.0088773 | 0.0088748 | 0.008873 | 0.0088718
No | PG&E | Com | BldgEnv | 2022 T-24: NRNC - Envelope - Cool Roofs: Steep-Sloped | On-the-books | Electric Demand (MW) | 0.01024 | 0.010201 | 0.010162 | 0.010121 | 0.010081 | 0.010041 | 0.010002 | 0.0099637 | 0.0099273 | 0.0098927 | 0.0098603 | 0.00983 | 0.0098021
No | PG&E | Com | BldgEnv | 2022 T-24: NRNC - Envelope - High Performance Windows | On-the-books | Electric Demand (MW) | 0.012905 | 0.012856 | 0.012806 | 0.012756 | 0.012705 | 0.012654 | 0.012605 | 0.012557 | 0.012511 | 0.012467 | 0.012426 | 0.012388 | 0.012353
No | PG&E | Com | BldgEnv | 2022 T-24: NRNC - Envelope - Opaque Envelope: Wall | On-the-books | Electric Demand (MW) |  | 0.015582 | 0.015521 | 0.015459 | 0.015397 | 0.015336 | 0.015276 | 0.015218 | 0.015163 | 0.01511 | 0.01506 | 0.015014 | 0.014972
No | PG&E | Com | BldgEnv | 2022 T-24: NRNC - Reduce Infiltration - Require air barrier where not currently required | On-the-books | Electric Demand (MW) |  | 0.0075648 | 0.0075315 | 0.0075077 | 0.0074907 | 0.0074787 | 0.0074702 | 0.0074642 | 0.0074599 | 0.0074569 | 0.0074548 | 0.0074533 | 0.0074523
No | PG&E | Com | BldgEnv | 2019 T-24: NRNC-Envelope-Dock Seals | On-the-books | Electric Demand (MW) |  | -0.00038531 | -0.00035542 | -0.00032171 | -0.0002852 | -0.0002473 | -0.00020968 | -0.00017395 | -0.00014141 | -0.00011289 | -8.8734e-05 | -6.8842e-05 | -5.2846e-05
No | PG&E | Com | BldgEnv | 2008 T-24: Cool Roof Expansion | Expected | Electric Demand (MW) | 0.35806 | 0.35786 | 0.35772 | 0.35762 | 0.35755 | 0.3575 | 0.35743 | 0.35738 | 0.35731 | 0.35726 | 0.3572 | 0.35714 | 0.35708
No | PG&E | Com | BldgEnv | 2005 T-24: Cool roofs | Expected | Electric Demand (MW) | 0.25253 | 0.25253 | 0.25253 | 0.25253 | 0.25252 | 0.25252 | 0.25252 | 0.25252 | 0.25252 | 0.25252 | 0.25252 | 0.25252 | 0.25252
No | PG&E | Com | BldgEnv | 2008 T-24: Envelope insulation | Expected | Electric Demand (MW) | 1.0983 | 1.0925 | 1.0881 | 1.0848 | 1.0823 | 1.0803 | 1.078 | 1.0759 | 1.0737 | 1.0715 | 1.0693 | 1.0672 | 1.065
No | PG&E | Com | BldgEnv | 2013 T-24: NRA-Envelope-Cool Roofs | Expected | Electric Demand (MW) | 0.23636 | 0.23028 | 0.2253 | 0.22122 | 0.10806 | 0 | 0 | 0 | 0 | 0 | 0 | 0 | 0
No | PG&E | Com | BldgEnv | 2025 T-24: NR High Performance Envelope - Prescriptive Heavy Mass Walls U-Value (New Construction + Additions) | Expected | Electric Demand (MW) | 0 | 0.00015382 | 0.00091873 | 0.00091705 | 0.00091536 | 0.00091365 | 0.00091192 | 0.00091018 | 0.00090842 | 0.00090665 | 0.00090486 | 0.00090305 | 0.00090123
No | PG&E | Com | BldgEnv | 2025 T-24: NR High Performance Envelope - Prescriptive Light Mass Walls U-Value (New Construction + Additions) | Expected | Electric Demand (MW) | 0 | 0.00022816 | 0.0013024 | 0.0012408 | 0.0011806 | 0.0011218 | 0.0010646 | 0.001009 | 0.00095526 | 0.00090331 | 0.00085323 | 0.00080507 | 0.00075885
No | PG&E | Com | BldgEnv | 2025 T-24: NR High Performance Envelope - Prescriptive Metal Building Walls U-Value (New Construction + Additions) | Expected | Electric Demand (MW) | 0 | 0.00034064 | 0.0020376 | 0.002037 | 0.0020364 | 0.0020358 | 0.0020352 | 0.0020345 | 0.0020339 | 0.0020333 | 0.0020327 | 0.002032 | 0.0020314
No | PG&E | Com | BldgEnv | 2025 T-24: NR High Performance Envelope - Prescriptive Metal Roof U-Value (New Construction + Additions) | Expected | Electric Demand (MW) | 0 | 0.00023795 | 0.0014029 | 0.0013816 | 0.0013601 | 0.0013383 | 0.0013162 | 0.001294 | 0.0012715 | 0.0012488 | 0.0012259 | 0.0012029 | 0.0011797
No | PG&E | Com | BldgEnv | 2025 T-24: NR High Performance Envelope - Prescriptive Woodframed and Other Roof U-Value (New Construction + Additions) | Expected | Electric Demand (MW) | 0 | 0.00080618 | 0.0046711 | 0.0045187 | 0.0043668 | 0.0042158 | 0.004066 | 0.0039177 | 0.003771 | 0.0036264 | 0.003484 | 0.0033441 | 0.0032068
No | PG&E | Com | BldgEnv | 2025 T-24: NR High Performance Envelope - Prescriptive Woodframed Walls U-Value (New Construction + Additions) | Expected | Electric Demand (MW) | 0 | 0.00016002 | 0.00095343 | 0.0009493 | 0.00094512 | 0.00094087 | 0.00093657 | 0.00093221 | 0.00092779 | 0.00092331 | 0.00091877 | 0.00091418 | 0.00090952
No | PG&E | Com | BldgEnv | 2025 T-24: NR High Performance Envelope - Reduced Infiltration Vestibules: require vestibules for certain buildings (Thermal bridging) (New Construction + Additions) | Expected | Electric Demand (MW) | 0 | 0.0020315 | 0.012104 | 0.012052 | 0.011999 | 0.011945 | 0.01189 | 0.011835 | 0.011779 | 0.011722 | 0.011664 | 0.011606 | 0.011547
No | PG&E | Com | BldgEnv | 2025 T-24: NR High Performance Envelope - Windows/Fenestration - Alterations (Alterations) | Expected | Electric Demand (MW) | 0 | 0.01171 | 0.012078 | 0.011346 | 0.01061 | 0.0098795 | 0.0091641 | 0.0084721 | 0.0078109 | 0.0071865 | 0.0066032 | 0.006064 | 0.0055703
No | PG&E | Com | BldgEnv | 2025 T-24: NR High Performance Envelope - Windows/Fenestration - New Construction (New Construction + Additions) | Expected | Electric Demand (MW) | 0 | 8.5276e-05 | 0.0004816 | 0.00045241 | 0.00042306 | 0.00039394 | 0.00036542 | 0.00033782 | 0.00031146 | 0.00028656 | 0.0002633 | 0.0002418 | 0.00022212
No | PG&E | Com | BldgEnv | 2022 T-24: NRA - Envelope - Cool Roofs: Steep-Sloped | Expected | Electric Demand (MW) | 0.048763 | 0.048578 | 0.048389 | 0.048197 | 0.048005 | 0.047814 | 0.047627 | 0.047446 | 0.047273 | 0.047108 | 0.046954 | 0.04681 | 0.046677
No | PG&E | Com | BldgEnv | 2022 T-24: NRA - Envelope - Roof Recovers | Expected | Electric Demand (MW) | 0.20724 | 0.20646 | 0.20565 | 0.20484 | 0.20402 | 0.20321 | 0.20242 | 0.20165 | 0.20091 | 0.20021 | 0.19955 | 0.19894 | 0.19838
No | PG&E | Com | BldgEnv | 2022 T-24: NRA - Envelope - Roof Replacements | Expected | Electric Demand (MW) | 0.17067 | 0.17002 | 0.16936 | 0.16869 | 0.16802 | 0.16735 | 0.1667 | 0.16606 | 0.16545 | 0.16488 | 0.16434 | 0.16383 | 0.16337
No | PG&E | Com | BldgEnv | 2022 T-24: NRA - Reduce Infiltration - Require air barrier where not currently required | Expected | Electric Demand (MW) | 0.0090611 | 0.0090057 | 0.008966 | 0.0089377 | 0.0089175 | 0.0089032 | 0.0088931 | 0.0088859 | 0.0088809 | 0.0088773 | 0.0088748 | 0.008873 | 0.0088718
No | PG&E | Com | BldgEnv | 2022 T-24: NRNC - Envelope - Cool Roofs: Steep-Sloped | Expected | Electric Demand (MW) | 0.01024 | 0.010201 | 0.010162 | 0.010121 | 0.010081 | 0.010041 | 0.010002 | 0.0099637 | 0.0099273 | 0.0098927 | 0.0098603 | 0.00983 | 0.0098021
No | PG&E | Com | BldgEnv | 2022 T-24: NRNC - Envelope - High Performance Windows | Expected | Electric Demand (MW) | 0.012905 | 0.012856 | 0.012806 | 0.012756 | 0.012705 | 0.012654 | 0.012605 | 0.012557 | 0.012511 | 0.012467 | 0.012426 | 0.012388 | 0.012353
No | PG&E | Com | BldgEnv | 2022 T-24: NRNC - Envelope - Opaque Envelope: Wall | Expected | Electric Demand (MW) |  | 0.015582 | 0.015521 | 0.015459 | 0.015397 | 0.015336 | 0.015276 | 0.015218 | 0.015163 | 0.01511 | 0.01506 | 0.015014 | 0.014972
No | PG&E | Com | BldgEnv | 2022 T-24: NRNC - Reduce Infiltration - Require air barrier where not currently required | Expected | Electric Demand (MW) |  | 0.0075648 | 0.0075315 | 0.0075077 | 0.0074907 | 0.0074787 | 0.0074702 | 0.0074642 | 0.0074599 | 0.0074569 | 0.0074548 | 0.0074533 | 0.0074523
No | PG&E | Com | BldgEnv | 2019 T-24: NRNC-Envelope-Dock Seals | Expected | Electric Demand (MW) |  | -0.00038531 | -0.00035542 | -0.00032171 | -0.0002852 | -0.0002473 | -0.00020968 | -0.00017395 | -0.00014141 | -0.00011289 | -8.8734e-05 | -6.8842e-05 | -5.2846e-05
No | PG&E | Com | BldgEnv | 2008 T-24: Cool Roof Expansion | Possible | Electric Demand (MW) | 0.35806 | 0.35786 | 0.35772 | 0.35762 | 0.35755 | 0.3575 | 0.35743 | 0.35738 | 0.35731 | 0.35726 | 0.3572 | 0.35714 | 0.35708
No | PG&E | Com | BldgEnv | 2005 T-24: Cool roofs | Possible | Electric Demand (MW) | 0.25253 | 0.25253 | 0.25253 | 0.25253 | 0.25252 | 0.25252 | 0.25252 | 0.25252 | 0.25252 | 0.25252 | 0.25252 | 0.25252 | 0.25252
No | PG&E | Com | BldgEnv | 2008 T-24: Envelope insulation | Possible | Electric Demand (MW) | 1.0983 | 1.0925 | 1.0881 | 1.0848 | 1.0823 | 1.0803 | 1.078 | 1.0759 | 1.0737 | 1.0715 | 1.0693 | 1.0672 | 1.065
No | PG&E | Com | BldgEnv | 2013 T-24: NRA-Envelope-Cool Roofs | Possible | Electric Demand (MW) | 0.23636 | 0.23028 | 0.2253 | 0.22122 | 0.10806 | 0 | 0 | 0 | 0 | 0 | 0 | 0 | 0
No | PG&E | Com | BldgEnv | 2025 T-24: NR High Performance Envelope - Prescriptive Heavy Mass Walls U-Value (New Construction + Additions) | Possible | Electric Demand (MW) | 0 | 0.00015382 | 0.00091873 | 0.00091705 | 0.00091536 | 0.00091365 | 0.00091192 | 0.00091018 | 0.00090842 | 0.00090665 | 0.00090486 | 0.00090305 | 0.00090123
No | PG&E | Com | BldgEnv | 2025 T-24: NR High Performance Envelope - Prescriptive Light Mass Walls U-Value (New Construction + Additions) | Possible | Electric Demand (MW) | 0 | 0.00022816 | 0.0013024 | 0.0012408 | 0.0011806 | 0.0011218 | 0.0010646 | 0.001009 | 0.00095526 | 0.00090331 | 0.00085323 | 0.00080507 | 0.00075885
No | PG&E | Com | BldgEnv | 2025 T-24: NR High Performance Envelope - Prescriptive Metal Building Walls U-Value (New Construction + Additions) | Possible | Electric Demand (MW) | 0 | 0.00034064 | 0.0020376 | 0.002037 | 0.0020364 | 0.0020358 | 0.0020352 | 0.0020345 | 0.0020339 | 0.0020333 | 0.0020327 | 0.002032 | 0.0020314
No | PG&E | Com | BldgEnv | 2025 T-24: NR High Performance Envelope - Prescriptive Metal Roof U-Value (New Construction + Additions) | Possible | Electric Demand (MW) | 0 | 0.00023795 | 0.0014029 | 0.0013816 | 0.0013601 | 0.0013383 | 0.0013162 | 0.001294 | 0.0012715 | 0.0012488 | 0.0012259 | 0.0012029 | 0.0011797
No | PG&E | Com | BldgEnv | 2025 T-24: NR High Performance Envelope - Prescriptive Woodframed and Other Roof U-Value (New Construction + Additions) | Possible | Electric Demand (MW) | 0 | 0.00080618 | 0.0046711 | 0.0045187 | 0.0043668 | 0.0042158 | 0.004066 | 0.0039177 | 0.003771 | 0.0036264 | 0.003484 | 0.0033441 | 0.0032068
No | PG&E | Com | BldgEnv | 2025 T-24: NR High Performance Envelope - Prescriptive Woodframed Walls U-Value (New Construction + Additions) | Possible | Electric Demand (MW) | 0 | 0.00016002 | 0.00095343 | 0.0009493 | 0.00094512 | 0.00094087 | 0.00093657 | 0.00093221 | 0.00092779 | 0.00092331 | 0.00091877 | 0.00091418 | 0.00090952
No | PG&E | Com | BldgEnv | 2025 T-24: NR High Performance Envelope - Reduced Infiltration Vestibules: require vestibules for certain buildings (Thermal bridging) (New Construction + Additions) | Possible | Electric Demand (MW) | 0 | 0.0020315 | 0.012104 | 0.012052 | 0.011999 | 0.011945 | 0.01189 | 0.011835 | 0.011779 | 0.011722 | 0.011664 | 0.011606 | 0.011547
No | PG&E | Com | BldgEnv | 2025 T-24: NR High Performance Envelope - Windows/Fenestration - Alterations (Alterations) | Possible | Electric Demand (MW) | 0 | 0.01171 | 0.012078 | 0.011346 | 0.01061 | 0.0098795 | 0.0091641 | 0.0084721 | 0.0078109 | 0.0071865 | 0.0066032 | 0.006064 | 0.0055703
No | PG&E | Com | BldgEnv | 2025 T-24: NR High Performance Envelope - Windows/Fenestration - New Construction (New Construction + Additions) | Possible | Electric Demand (MW) | 0 | 8.5276e-05 | 0.0004816 | 0.00045241 | 0.00042306 | 0.00039394 | 0.00036542 | 0.00033782 | 0.00031146 | 0.00028656 | 0.0002633 | 0.0002418 | 0.00022212
No | PG&E | Com | BldgEnv | 2022 T-24: NRA - Envelope - Cool Roofs: Steep-Sloped | Possible | Electric Demand (MW) | 0.048763 | 0.048578 | 0.048389 | 0.048197 | 0.048005 | 0.047814 | 0.047627 | 0.047446 | 0.047273 | 0.047108 | 0.046954 | 0.04681 | 0.046677
No | PG&E | Com | BldgEnv | 2022 T-24: NRA - Envelope - Roof Recovers | Possible | Electric Demand (MW) | 0.20724 | 0.20646 | 0.20565 | 0.20484 | 0.20402 | 0.20321 | 0.20242 | 0.20165 | 0.20091 | 0.20021 | 0.19955 | 0.19894 | 0.19838
No | PG&E | Com | BldgEnv | 2022 T-24: NRA - Envelope - Roof Replacements | Possible | Electric Demand (MW) | 0.17067 | 0.17002 | 0.16936 | 0.16869 | 0.16802 | 0.16735 | 0.1667 | 0.16606 | 0.16545 | 0.16488 | 0.16434 | 0.16383 | 0.16337
No | PG&E | Com | BldgEnv | 2022 T-24: NRA - Reduce Infiltration - Require air barrier where not currently required | Possible | Electric Demand (MW) | 0.0090611 | 0.0090057 | 0.008966 | 0.0089377 | 0.0089175 | 0.0089032 | 0.0088931 | 0.0088859 | 0.0088809 | 0.0088773 | 0.0088748 | 0.008873 | 0.0088718
No | PG&E | Com | BldgEnv | 2022 T-24: NRNC - Envelope - Cool Roofs: Steep-Sloped | Possible | Electric Demand (MW) | 0.01024 | 0.010201 | 0.010162 | 0.010121 | 0.010081 | 0.010041 | 0.010002 | 0.0099637 | 0.0099273 | 0.0098927 | 0.0098603 | 0.00983 | 0.0098021
No | PG&E | Com | BldgEnv | 2022 T-24: NRNC - Envelope - High Performance Windows | Possible | Electric Demand (MW) | 0.012905 | 0.012856 | 0.012806 | 0.012756 | 0.012705 | 0.012654 | 0.012605 | 0.012557 | 0.012511 | 0.012467 | 0.012426 | 0.012388 | 0.012353
No | PG&E | Com | BldgEnv | 2022 T-24: NRNC - Envelope - Opaque Envelope: Wall | Possible | Electric Demand (MW) |  | 0.015582 | 0.015521 | 0.015459 | 0.015397 | 0.015336 | 0.015276 | 0.015218 | 0.015163 | 0.01511 | 0.01506 | 0.015014 | 0.014972
No | PG&E | Com | BldgEnv | 2022 T-24: NRNC - Reduce Infiltration - Require air barrier where not currently required | Possible | Electric Demand (MW) |  | 0.0075648 | 0.0075315 | 0.0075077 | 0.0074907 | 0.0074787 | 0.0074702 | 0.0074642 | 0.0074599 | 0.0074569 | 0.0074548 | 0.0074533 | 0.0074523
No | PG&E | Com | BldgEnv | 2019 T-24: NRNC-Envelope-Dock Seals | Possible | Electric Demand (MW) |  | -0.00038531 | -0.00035542 | -0.00032171 | -0.0002852 | -0.0002473 | -0.00020968 | -0.00017395 | -0.00014141 | -0.00011289 | -8.8734e-05 | -6.8842e-05 | -5.2846e-05
No | SCE | Com | BldgEnv | 2008 T-24: Cool Roof Expansion | On-the-books | Electric Demand (MW) | 0.35875 | 0.35855 | 0.35841 | 0.35831 | 0.35824 | 0.35819 | 0.35812 | 0.35807 | 0.35801 | 0.35795 | 0.35789 | 0.35783 | 0.35777
No | SCE | Com | BldgEnv | 2005 T-24: Cool roofs | On-the-books | Electric Demand (MW) | 0.25302 | 0.25302 | 0.25302 | 0.25301 | 0.25301 | 0.25301 | 0.25301 | 0.25301 | 0.25301 | 0.25301 | 0.25301 | 0.25301 | 0.25301
No | SCE | Com | BldgEnv | 2008 T-24: Envelope insulation | On-the-books | Electric Demand (MW) | 1.1004 | 1.0946 | 1.0903 | 1.0869 | 1.0844 | 1.0824 | 1.0801 | 1.078 | 1.0757 | 1.0736 | 1.0714 | 1.0692 | 1.067
No | SCE | Com | BldgEnv | 2013 T-24: NRA-Envelope-Cool Roofs | On-the-books | Electric Demand (MW) | 0.23682 | 0.23073 | 0.22574 | 0.22165 | 0.10826 | 0 | 0 | 0 | 0 | 0 | 0 | 0 | 0
No | SCE | Com | BldgEnv | 2025 T-24: NR High Performance Envelope - Prescriptive Heavy Mass Walls U-Value (New Construction + Additions) | On-the-books | Electric Demand (MW) | 0 | 0.00015412 | 0.00092051 | 0.00091883 | 0.00091713 | 0.00091542 | 0.00091369 | 0.00091194 | 0.00091018 | 0.0009084 | 0.00090661 | 0.0009048 | 0.00090297
No | SCE | Com | BldgEnv | 2025 T-24: NR High Performance Envelope - Prescriptive Light Mass Walls U-Value (New Construction + Additions) | On-the-books | Electric Demand (MW) | 0 | 0.00022861 | 0.0013049 | 0.0012432 | 0.0011828 | 0.0011239 | 0.0010666 | 0.001011 | 0.0009571 | 0.00090505 | 0.00085488 | 0.00080663 | 0.00076032
No | SCE | Com | BldgEnv | 2025 T-24: NR High Performance Envelope - Prescriptive Metal Building Walls U-Value (New Construction + Additions) | On-the-books | Electric Demand (MW) | 0 | 0.0003413 | 0.0020416 | 0.002041 | 0.0020403 | 0.0020397 | 0.0020391 | 0.0020385 | 0.0020378 | 0.0020372 | 0.0020366 | 0.002036 | 0.0020353
No | SCE | Com | BldgEnv | 2025 T-24: NR High Performance Envelope - Prescriptive Metal Roof U-Value (New Construction + Additions) | On-the-books | Electric Demand (MW) | 0 | 0.00023841 | 0.0014056 | 0.0013843 | 0.0013627 | 0.0013409 | 0.0013188 | 0.0012965 | 0.0012739 | 0.0012512 | 0.0012283 | 0.0012052 | 0.001182
No | SCE | Com | BldgEnv | 2025 T-24: NR High Performance Envelope - Prescriptive Woodframed and Other Roof U-Value (New Construction + Additions) | On-the-books | Electric Demand (MW) | 0 | 0.00080774 | 0.0046802 | 0.0045274 | 0.0043753 | 0.004224 | 0.0040739 | 0.0039253 | 0.0037783 | 0.0036334 | 0.0034907 | 0.0033505 | 0.003213
No | SCE | Com | BldgEnv | 2025 T-24: NR High Performance Envelope - Prescriptive Woodframed Walls U-Value (New Construction + Additions) | On-the-books | Electric Demand (MW) | 0 | 0.00016033 | 0.00095528 | 0.00095114 | 0.00094695 | 0.00094269 | 0.00093838 | 0.00093401 | 0.00092958 | 0.0009251 | 0.00092055 | 0.00091595 | 0.00091128
No | SCE | Com | BldgEnv | 2025 T-24: NR High Performance Envelope - Reduced Infiltration Vestibules: require vestibules for certain buildings (Thermal bridging) (New Construction + Additions) | On-the-books | Electric Demand (MW) | 0 | 0.0020355 | 0.012128 | 0.012075 | 0.012022 | 0.011968 | 0.011913 | 0.011858 | 0.011802 | 0.011745 | 0.011687 | 0.011628 | 0.011569
No | SCE | Com | BldgEnv | 2025 T-24: NR High Performance Envelope - Windows/Fenestration - Alterations (Alterations) | On-the-books | Electric Demand (MW) | 0 | 0.011732 | 0.012101 | 0.011368 | 0.01063 | 0.0098986 | 0.0091818 | 0.0084885 | 0.007826 | 0.0072004 | 0.006616 | 0.0060758 | 0.0055811
No | SCE | Com | BldgEnv | 2025 T-24: NR High Performance Envelope - Windows/Fenestration - New Construction (New Construction + Additions) | On-the-books | Electric Demand (MW) | 0 | 8.5441e-05 | 0.00048253 | 0.00045328 | 0.00042388 | 0.0003947 | 0.00036612 | 0.00033848 | 0.00031206 | 0.00028711 | 0.00026381 | 0.00024227 | 0.00022255
No | SCE | Com | BldgEnv | 2022 T-24: NRA - Envelope - Cool Roofs: Steep-Sloped | On-the-books | Electric Demand (MW) | 0.048857 | 0.048672 | 0.048483 | 0.04829 | 0.048097 | 0.047906 | 0.047719 | 0.047538 | 0.047364 | 0.047199 | 0.047044 | 0.0469 | 0.046767
No | SCE | Com | BldgEnv | 2022 T-24: NRA - Envelope - Roof Recovers | On-the-books | Electric Demand (MW) | 0.20764 | 0.20686 | 0.20605 | 0.20523 | 0.20441 | 0.2036 | 0.20281 | 0.20204 | 0.2013 | 0.2006 | 0.19994 | 0.19933 | 0.19876
No | SCE | Com | BldgEnv | 2022 T-24: NRA - Envelope - Roof Replacements | On-the-books | Electric Demand (MW) | 0.171 | 0.17035 | 0.16969 | 0.16902 | 0.16834 | 0.16767 | 0.16702 | 0.16638 | 0.16578 | 0.1652 | 0.16466 | 0.16415 | 0.16368
No | SCE | Com | BldgEnv | 2022 T-24: NRA - Reduce Infiltration - Require air barrier where not currently required | On-the-books | Electric Demand (MW) | 0.0090786 | 0.0090232 | 0.0089834 | 0.008955 | 0.0089348 | 0.0089204 | 0.0089103 | 0.0089031 | 0.0088981 | 0.0088945 | 0.008892 | 0.0088902 | 0.0088889
No | SCE | Com | BldgEnv | 2022 T-24: NRNC - Envelope - Cool Roofs: Steep-Sloped | On-the-books | Electric Demand (MW) | 0.01026 | 0.010221 | 0.010181 | 0.010141 | 0.0101 | 0.01006 | 0.010021 | 0.009983 | 0.0099465 | 0.0099119 | 0.0098793 | 0.009849 | 0.0098211
No | SCE | Com | BldgEnv | 2022 T-24: NRNC - Envelope - High Performance Windows | On-the-books | Electric Demand (MW) | 0.01293 | 0.012881 | 0.012831 | 0.01278 | 0.012729 | 0.012679 | 0.012629 | 0.012581 | 0.012535 | 0.012492 | 0.012451 | 0.012412 | 0.012377
No | SCE | Com | BldgEnv | 2022 T-24: NRNC - Envelope - Opaque Envelope: Wall | On-the-books | Electric Demand (MW) |  | 0.015612 | 0.015551 | 0.015489 | 0.015427 | 0.015366 | 0.015306 | 0.015248 | 0.015192 | 0.015139 | 0.01509 | 0.015043 | 0.015001
No | SCE | Com | BldgEnv | 2022 T-24: NRNC - Reduce Infiltration - Require air barrier where not currently required | On-the-books | Electric Demand (MW) |  | 0.0075795 | 0.007546 | 0.0075222 | 0.0075052 | 0.0074932 | 0.0074847 | 0.0074786 | 0.0074744 | 0.0074714 | 0.0074692 | 0.0074678 | 0.0074667
No | SCE | Com | BldgEnv | 2019 T-24: NRNC-Envelope-Dock Seals | On-the-books | Electric Demand (MW) |  | -0.00038605 | -0.0003561 | -0.00032234 | -0.00028575 | -0.00024778 | -0.00021008 | -0.00017428 | -0.00014168 | -0.00011311 | -8.8906e-05 | -6.8975e-05 | -5.2948e-05
No | SCE | Com | BldgEnv | 2008 T-24: Cool Roof Expansion | Expected | Electric Demand (MW) | 0.35875 | 0.35855 | 0.35841 | 0.35831 | 0.35824 | 0.35819 | 0.35812 | 0.35807 | 0.35801 | 0.35795 | 0.35789 | 0.35783 | 0.35777
No | SCE | Com | BldgEnv | 2005 T-24: Cool roofs | Expected | Electric Demand (MW) | 0.25302 | 0.25302 | 0.25302 | 0.25301 | 0.25301 | 0.25301 | 0.25301 | 0.25301 | 0.25301 | 0.25301 | 0.25301 | 0.25301 | 0.25301
No | SCE | Com | BldgEnv | 2008 T-24: Envelope insulation | Expected | Electric Demand (MW) | 1.1004 | 1.0946 | 1.0903 | 1.0869 | 1.0844 | 1.0824 | 1.0801 | 1.078 | 1.0757 | 1.0736 | 1.0714 | 1.0692 | 1.067
No | SCE | Com | BldgEnv | 2013 T-24: NRA-Envelope-Cool Roofs | Expected | Electric Demand (MW) | 0.23682 | 0.23073 | 0.22574 | 0.22165 | 0.10826 | 0 | 0 | 0 | 0 | 0 | 0 | 0 | 0
No | SCE | Com | BldgEnv | 2025 T-24: NR High Performance Envelope - Prescriptive Heavy Mass Walls U-Value (New Construction + Additions) | Expected | Electric Demand (MW) | 0 | 0.00015412 | 0.00092051 | 0.00091883 | 0.00091713 | 0.00091542 | 0.00091369 | 0.00091194 | 0.00091018 | 0.0009084 | 0.00090661 | 0.0009048 | 0.00090297
No | SCE | Com | BldgEnv | 2025 T-24: NR High Performance Envelope - Prescriptive Light Mass Walls U-Value (New Construction + Additions) | Expected | Electric Demand (MW) | 0 | 0.00022861 | 0.0013049 | 0.0012432 | 0.0011828 | 0.0011239 | 0.0010666 | 0.001011 | 0.0009571 | 0.00090505 | 0.00085488 | 0.00080663 | 0.00076032
No | SCE | Com | BldgEnv | 2025 T-24: NR High Performance Envelope - Prescriptive Metal Building Walls U-Value (New Construction + Additions) | Expected | Electric Demand (MW) | 0 | 0.0003413 | 0.0020416 | 0.002041 | 0.0020403 | 0.0020397 | 0.0020391 | 0.0020385 | 0.0020378 | 0.0020372 | 0.0020366 | 0.002036 | 0.0020353
No | SCE | Com | BldgEnv | 2025 T-24: NR High Performance Envelope - Prescriptive Metal Roof U-Value (New Construction + Additions) | Expected | Electric Demand (MW) | 0 | 0.00023841 | 0.0014056 | 0.0013843 | 0.0013627 | 0.0013409 | 0.0013188 | 0.0012965 | 0.0012739 | 0.0012512 | 0.0012283 | 0.0012052 | 0.001182
No | SCE | Com | BldgEnv | 2025 T-24: NR High Performance Envelope - Prescriptive Woodframed and Other Roof U-Value (New Construction + Additions) | Expected | Electric Demand (MW) | 0 | 0.00080774 | 0.0046802 | 0.0045274 | 0.0043753 | 0.004224 | 0.0040739 | 0.0039253 | 0.0037783 | 0.0036334 | 0.0034907 | 0.0033505 | 0.003213
No | SCE | Com | BldgEnv | 2025 T-24: NR High Performance Envelope - Prescriptive Woodframed Walls U-Value (New Construction + Additions) | Expected | Electric Demand (MW) | 0 | 0.00016033 | 0.00095528 | 0.00095114 | 0.00094695 | 0.00094269 | 0.00093838 | 0.00093401 | 0.00092958 | 0.0009251 | 0.00092055 | 0.00091595 | 0.00091128
No | SCE | Com | BldgEnv | 2025 T-24: NR High Performance Envelope - Reduced Infiltration Vestibules: require vestibules for certain buildings (Thermal bridging) (New Construction + Additions) | Expected | Electric Demand (MW) | 0 | 0.0020355 | 0.012128 | 0.012075 | 0.012022 | 0.011968 | 0.011913 | 0.011858 | 0.011802 | 0.011745 | 0.011687 | 0.011628 | 0.011569
No | SCE | Com | BldgEnv | 2025 T-24: NR High Performance Envelope - Windows/Fenestration - Alterations (Alterations) | Expected | Electric Demand (MW) | 0 | 0.011732 | 0.012101 | 0.011368 | 0.01063 | 0.0098986 | 0.0091818 | 0.0084885 | 0.007826 | 0.0072004 | 0.006616 | 0.0060758 | 0.0055811
No | SCE | Com | BldgEnv | 2025 T-24: NR High Performance Envelope - Windows/Fenestration - New Construction (New Construction + Additions) | Expected | Electric Demand (MW) | 0 | 8.5441e-05 | 0.00048253 | 0.00045328 | 0.00042388 | 0.0003947 | 0.00036612 | 0.00033848 | 0.00031206 | 0.00028711 | 0.00026381 | 0.00024227 | 0.00022255
No | SCE | Com | BldgEnv | 2022 T-24: NRA - Envelope - Cool Roofs: Steep-Sloped | Expected | Electric Demand (MW) | 0.048857 | 0.048672 | 0.048483 | 0.04829 | 0.048097 | 0.047906 | 0.047719 | 0.047538 | 0.047364 | 0.047199 | 0.047044 | 0.0469 | 0.046767
No | SCE | Com | BldgEnv | 2022 T-24: NRA - Envelope - Roof Recovers | Expected | Electric Demand (MW) | 0.20764 | 0.20686 | 0.20605 | 0.20523 | 0.20441 | 0.2036 | 0.20281 | 0.20204 | 0.2013 | 0.2006 | 0.19994 | 0.19933 | 0.19876
No | SCE | Com | BldgEnv | 2022 T-24: NRA - Envelope - Roof Replacements | Expected | Electric Demand (MW) | 0.171 | 0.17035 | 0.16969 | 0.16902 | 0.16834 | 0.16767 | 0.16702 | 0.16638 | 0.16578 | 0.1652 | 0.16466 | 0.16415 | 0.16368
No | SCE | Com | BldgEnv | 2022 T-24: NRA - Reduce Infiltration - Require air barrier where not currently required | Expected | Electric Demand (MW) | 0.0090786 | 0.0090232 | 0.0089834 | 0.008955 | 0.0089348 | 0.0089204 | 0.0089103 | 0.0089031 | 0.0088981 | 0.0088945 | 0.008892 | 0.0088902 | 0.0088889
No | SCE | Com | BldgEnv | 2022 T-24: NRNC - Envelope - Cool Roofs: Steep-Sloped | Expected | Electric Demand (MW) | 0.01026 | 0.010221 | 0.010181 | 0.010141 | 0.0101 | 0.01006 | 0.010021 | 0.009983 | 0.0099465 | 0.0099119 | 0.0098793 | 0.009849 | 0.0098211
No | SCE | Com | BldgEnv | 2022 T-24: NRNC - Envelope - High Performance Windows | Expected | Electric Demand (MW) | 0.01293 | 0.012881 | 0.012831 | 0.01278 | 0.012729 | 0.012679 | 0.012629 | 0.012581 | 0.012535 | 0.012492 | 0.012451 | 0.012412 | 0.012377
No | SCE | Com | BldgEnv | 2022 T-24: NRNC - Envelope - Opaque Envelope: Wall | Expected | Electric Demand (MW) |  | 0.015612 | 0.015551 | 0.015489 | 0.015427 | 0.015366 | 0.015306 | 0.015248 | 0.015192 | 0.015139 | 0.01509 | 0.015043 | 0.015001
No | SCE | Com | BldgEnv | 2022 T-24: NRNC - Reduce Infiltration - Require air barrier where not currently required | Expected | Electric Demand (MW) |  | 0.0075795 | 0.007546 | 0.0075222 | 0.0075052 | 0.0074932 | 0.0074847 | 0.0074786 | 0.0074744 | 0.0074714 | 0.0074692 | 0.0074678 | 0.0074667
No | SCE | Com | BldgEnv | 2019 T-24: NRNC-Envelope-Dock Seals | Expected | Electric Demand (MW) |  | -0.00038605 | -0.0003561 | -0.00032234 | -0.00028575 | -0.00024778 | -0.00021008 | -0.00017428 | -0.00014168 | -0.00011311 | -8.8906e-05 | -6.8975e-05 | -5.2948e-05
No | SCE | Com | BldgEnv | 2008 T-24: Cool Roof Expansion | Possible | Electric Demand (MW) | 0.35875 | 0.35855 | 0.35841 | 0.35831 | 0.35824 | 0.35819 | 0.35812 | 0.35807 | 0.35801 | 0.35795 | 0.35789 | 0.35783 | 0.35777
No | SCE | Com | BldgEnv | 2005 T-24: Cool roofs | Possible | Electric Demand (MW) | 0.25302 | 0.25302 | 0.25302 | 0.25301 | 0.25301 | 0.25301 | 0.25301 | 0.25301 | 0.25301 | 0.25301 | 0.25301 | 0.25301 | 0.25301
No | SCE | Com | BldgEnv | 2008 T-24: Envelope insulation | Possible | Electric Demand (MW) | 1.1004 | 1.0946 | 1.0903 | 1.0869 | 1.0844 | 1.0824 | 1.0801 | 1.078 | 1.0757 | 1.0736 | 1.0714 | 1.0692 | 1.067
No | SCE | Com | BldgEnv | 2013 T-24: NRA-Envelope-Cool Roofs | Possible | Electric Demand (MW) | 0.23682 | 0.23073 | 0.22574 | 0.22165 | 0.10826 | 0 | 0 | 0 | 0 | 0 | 0 | 0 | 0
No | SCE | Com | BldgEnv | 2025 T-24: NR High Performance Envelope - Prescriptive Heavy Mass Walls U-Value (New Construction + Additions) | Possible | Electric Demand (MW) | 0 | 0.00015412 | 0.00092051 | 0.00091883 | 0.00091713 | 0.00091542 | 0.00091369 | 0.00091194 | 0.00091018 | 0.0009084 | 0.00090661 | 0.0009048 | 0.00090297
No | SCE | Com | BldgEnv | 2025 T-24: NR High Performance Envelope - Prescriptive Light Mass Walls U-Value (New Construction + Additions) | Possible | Electric Demand (MW) | 0 | 0.00022861 | 0.0013049 | 0.0012432 | 0.0011828 | 0.0011239 | 0.0010666 | 0.001011 | 0.0009571 | 0.00090505 | 0.00085488 | 0.00080663 | 0.00076032
No | SCE | Com | BldgEnv | 2025 T-24: NR High Performance Envelope - Prescriptive Metal Building Walls U-Value (New Construction + Additions) | Possible | Electric Demand (MW) | 0 | 0.0003413 | 0.0020416 | 0.002041 | 0.0020403 | 0.0020397 | 0.0020391 | 0.0020385 | 0.0020378 | 0.0020372 | 0.0020366 | 0.002036 | 0.0020353
No | SCE | Com | BldgEnv | 2025 T-24: NR High Performance Envelope - Prescriptive Metal Roof U-Value (New Construction + Additions) | Possible | Electric Demand (MW) | 0 | 0.00023841 | 0.0014056 | 0.0013843 | 0.0013627 | 0.0013409 | 0.0013188 | 0.0012965 | 0.0012739 | 0.0012512 | 0.0012283 | 0.0012052 | 0.001182
No | SCE | Com | BldgEnv | 2025 T-24: NR High Performance Envelope - Prescriptive Woodframed and Other Roof U-Value (New Construction + Additions) | Possible | Electric Demand (MW) | 0 | 0.00080774 | 0.0046802 | 0.0045274 | 0.0043753 | 0.004224 | 0.0040739 | 0.0039253 | 0.0037783 | 0.0036334 | 0.0034907 | 0.0033505 | 0.003213
No | SCE | Com | BldgEnv | 2025 T-24: NR High Performance Envelope - Prescriptive Woodframed Walls U-Value (New Construction + Additions) | Possible | Electric Demand (MW) | 0 | 0.00016033 | 0.00095528 | 0.00095114 | 0.00094695 | 0.00094269 | 0.00093838 | 0.00093401 | 0.00092958 | 0.0009251 | 0.00092055 | 0.00091595 | 0.00091128
No | SCE | Com | BldgEnv | 2025 T-24: NR High Performance Envelope - Reduced Infiltration Vestibules: require vestibules for certain buildings (Thermal bridging) (New Construction + Additions) | Possible | Electric Demand (MW) | 0 | 0.0020355 | 0.012128 | 0.012075 | 0.012022 | 0.011968 | 0.011913 | 0.011858 | 0.011802 | 0.011745 | 0.011687 | 0.011628 | 0.011569
No | SCE | Com | BldgEnv | 2025 T-24: NR High Performance Envelope - Windows/Fenestration - Alterations (Alterations) | Possible | Electric Demand (MW) | 0 | 0.011732 | 0.012101 | 0.011368 | 0.01063 | 0.0098986 | 0.0091818 | 0.0084885 | 0.007826 | 0.0072004 | 0.006616 | 0.0060758 | 0.0055811
No | SCE | Com | BldgEnv | 2025 T-24: NR High Performance Envelope - Windows/Fenestration - New Construction (New Construction + Additions) | Possible | Electric Demand (MW) | 0 | 8.5441e-05 | 0.00048253 | 0.00045328 | 0.00042388 | 0.0003947 | 0.00036612 | 0.00033848 | 0.00031206 | 0.00028711 | 0.00026381 | 0.00024227 | 0.00022255
No | SCE | Com | BldgEnv | 2022 T-24: NRA - Envelope - Cool Roofs: Steep-Sloped | Possible | Electric Demand (MW) | 0.048857 | 0.048672 | 0.048483 | 0.04829 | 0.048097 | 0.047906 | 0.047719 | 0.047538 | 0.047364 | 0.047199 | 0.047044 | 0.0469 | 0.046767
No | SCE | Com | BldgEnv | 2022 T-24: NRA - Envelope - Roof Recovers | Possible | Electric Demand (MW) | 0.20764 | 0.20686 | 0.20605 | 0.20523 | 0.20441 | 0.2036 | 0.20281 | 0.20204 | 0.2013 | 0.2006 | 0.19994 | 0.19933 | 0.19876
No | SCE | Com | BldgEnv | 2022 T-24: NRA - Envelope - Roof Replacements | Possible | Electric Demand (MW) | 0.171 | 0.17035 | 0.16969 | 0.16902 | 0.16834 | 0.16767 | 0.16702 | 0.16638 | 0.16578 | 0.1652 | 0.16466 | 0.16415 | 0.16368
No | SCE | Com | BldgEnv | 2022 T-24: NRA - Reduce Infiltration - Require air barrier where not currently required | Possible | Electric Demand (MW) | 0.0090786 | 0.0090232 | 0.0089834 | 0.008955 | 0.0089348 | 0.0089204 | 0.0089103 | 0.0089031 | 0.0088981 | 0.0088945 | 0.008892 | 0.0088902 | 0.0088889
No | SCE | Com | BldgEnv | 2022 T-24: NRNC - Envelope - Cool Roofs: Steep-Sloped | Possible | Electric Demand (MW) | 0.01026 | 0.010221 | 0.010181 | 0.010141 | 0.0101 | 0.01006 | 0.010021 | 0.009983 | 0.0099465 | 0.0099119 | 0.0098793 | 0.009849 | 0.0098211
No | SCE | Com | BldgEnv | 2022 T-24: NRNC - Envelope - High Performance Windows | Possible | Electric Demand (MW) | 0.01293 | 0.012881 | 0.012831 | 0.01278 | 0.012729 | 0.012679 | 0.012629 | 0.012581 | 0.012535 | 0.012492 | 0.012451 | 0.012412 | 0.012377
No | SCE | Com | BldgEnv | 2022 T-24: NRNC - Envelope - Opaque Envelope: Wall | Possible | Electric Demand (MW) |  | 0.015612 | 0.015551 | 0.015489 | 0.015427 | 0.015366 | 0.015306 | 0.015248 | 0.015192 | 0.015139 | 0.01509 | 0.015043 | 0.015001
No | SCE | Com | BldgEnv | 2022 T-24: NRNC - Reduce Infiltration - Require air barrier where not currently required | Possible | Electric Demand (MW) |  | 0.0075795 | 0.007546 | 0.0075222 | 0.0075052 | 0.0074932 | 0.0074847 | 0.0074786 | 0.0074744 | 0.0074714 | 0.0074692 | 0.0074678 | 0.0074667
No | SCE | Com | BldgEnv | 2019 T-24: NRNC-Envelope-Dock Seals | Possible | Electric Demand (MW) |  | -0.00038605 | -0.0003561 | -0.00032234 | -0.00028575 | -0.00024778 | -0.00021008 | -0.00017428 | -0.00014168 | -0.00011311 | -8.8906e-05 | -6.8975e-05 | -5.2948e-05
No | SDG&E | Com | BldgEnv | 2008 T-24: Cool Roof Expansion | On-the-books | Electric Demand (MW) | 0.071795 | 0.071755 | 0.071727 | 0.071707 | 0.071693 | 0.071683 | 0.07167 | 0.071658 | 0.071646 | 0.071634 | 0.071622 | 0.07161 | 0.071598
No | SDG&E | Com | BldgEnv | 2005 T-24: Cool roofs | On-the-books | Electric Demand (MW) | 0.050636 | 0.050635 | 0.050635 | 0.050634 | 0.050634 | 0.050634 | 0.050634 | 0.050634 | 0.050634 | 0.050633 | 0.050633 | 0.050633 | 0.050633
No | SDG&E | Com | BldgEnv | 2008 T-24: Envelope insulation | On-the-books | Electric Demand (MW) | 0.22022 | 0.21907 | 0.21819 | 0.21752 | 0.21701 | 0.21662 | 0.21615 | 0.21574 | 0.21528 | 0.21486 | 0.21441 | 0.21398 | 0.21354
No | SDG&E | Com | BldgEnv | 2013 T-24: NRA-Envelope-Cool Roofs | On-the-books | Electric Demand (MW) | 0.047393 | 0.046175 | 0.045175 | 0.044358 | 0.021666 | 0 | 0 | 0 | 0 | 0 | 0 | 0 | 0
No | SDG&E | Com | BldgEnv | 2025 T-24: NR High Performance Envelope - Prescriptive Heavy Mass Walls U-Value (New Construction + Additions) | On-the-books | Electric Demand (MW) | 0 | 3.0843e-05 | 0.00018422 | 0.00018388 | 0.00018354 | 0.0001832 | 0.00018285 | 0.0001825 | 0.00018215 | 0.00018179 | 0.00018144 | 0.00018107 | 0.00018071
No | SDG&E | Com | BldgEnv | 2025 T-24: NR High Performance Envelope - Prescriptive Light Mass Walls U-Value (New Construction + Additions) | On-the-books | Electric Demand (MW) | 0 | 4.575e-05 | 0.00026115 | 0.0002488 | 0.00023672 | 0.00022493 | 0.00021346 | 0.00020232 | 0.00019154 | 0.00018112 | 0.00017108 | 0.00016143 | 0.00015216
No | SDG&E | Com | BldgEnv | 2025 T-24: NR High Performance Envelope - Prescriptive Metal Building Walls U-Value (New Construction + Additions) | On-the-books | Electric Demand (MW) | 0 | 6.8302e-05 | 0.00040857 | 0.00040845 | 0.00040832 | 0.0004082 | 0.00040807 | 0.00040795 | 0.00040782 | 0.0004077 | 0.00040757 | 0.00040745 | 0.00040732
No | SDG&E | Com | BldgEnv | 2025 T-24: NR High Performance Envelope - Prescriptive Metal Roof U-Value (New Construction + Additions) | On-the-books | Electric Demand (MW) | 0 | 4.7712e-05 | 0.00028129 | 0.00027703 | 0.00027271 | 0.00026834 | 0.00026392 | 0.00025945 | 0.00025494 | 0.00025039 | 0.00024581 | 0.00024119 | 0.00023655
No | SDG&E | Com | BldgEnv | 2025 T-24: NR High Performance Envelope - Prescriptive Woodframed and Other Roof U-Value (New Construction + Additions) | On-the-books | Electric Demand (MW) | 0 | 0.00016165 | 0.00093662 | 0.00090605 | 0.0008756 | 0.00084533 | 0.00081529 | 0.00078554 | 0.00075614 | 0.00072714 | 0.00069859 | 0.00067053 | 0.000643
No | SDG&E | Com | BldgEnv | 2025 T-24: NR High Performance Envelope - Prescriptive Woodframed Walls U-Value (New Construction + Additions) | On-the-books | Electric Demand (MW) | 0 | 3.2086e-05 | 0.00019117 | 0.00019035 | 0.00018951 | 0.00018866 | 0.00018779 | 0.00018692 | 0.00018603 | 0.00018513 | 0.00018423 | 0.0001833 | 0.00018237
No | SDG&E | Com | BldgEnv | 2025 T-24: NR High Performance Envelope - Reduced Infiltration Vestibules: require vestibules for certain buildings (Thermal bridging) (New Construction + Additions) | On-the-books | Electric Demand (MW) | 0 | 0.00040735 | 0.0024271 | 0.0024165 | 0.0024059 | 0.0023951 | 0.0023841 | 0.002373 | 0.0023618 | 0.0023504 | 0.0023388 | 0.0023271 | 0.0023153
No | SDG&E | Com | BldgEnv | 2025 T-24: NR High Performance Envelope - Windows/Fenestration - Alterations (Alterations) | On-the-books | Electric Demand (MW) | 0 | 0.0023479 | 0.0024217 | 0.0022749 | 0.0021274 | 0.001981 | 0.0018375 | 0.0016988 | 0.0015662 | 0.001441 | 0.001324 | 0.0012159 | 0.0011169
No | SDG&E | Com | BldgEnv | 2025 T-24: NR High Performance Envelope - Windows/Fenestration - New Construction (New Construction + Additions) | On-the-books | Electric Demand (MW) | 0 | 1.7099e-05 | 9.6566e-05 | 9.0713e-05 | 8.4829e-05 | 7.899e-05 | 7.3271e-05 | 6.7738e-05 | 6.2451e-05 | 5.7459e-05 | 5.2795e-05 | 4.8484e-05 | 4.4537e-05
No | SDG&E | Com | BldgEnv | 2022 T-24: NRA - Envelope - Cool Roofs: Steep-Sloped | On-the-books | Electric Demand (MW) | 0.0097776 | 0.0097405 | 0.0097026 | 0.0096641 | 0.0096255 | 0.0095873 | 0.0095498 | 0.0095136 | 0.0094788 | 0.0094458 | 0.0094148 | 0.0093859 | 0.0093593
No | SDG&E | Com | BldgEnv | 2022 T-24: NRA - Envelope - Roof Recovers | On-the-books | Electric Demand (MW) | 0.041555 | 0.041397 | 0.041236 | 0.041072 | 0.040908 | 0.040746 | 0.040587 | 0.040433 | 0.040285 | 0.040145 | 0.040013 | 0.03989 | 0.039777
No | SDG&E | Com | BldgEnv | 2022 T-24: NRA - Envelope - Roof Replacements | On-the-books | Electric Demand (MW) | 0.034222 | 0.034092 | 0.033959 | 0.033824 | 0.033689 | 0.033555 | 0.033424 | 0.033297 | 0.033176 | 0.03306 | 0.032952 | 0.032851 | 0.032757
No | SDG&E | Com | BldgEnv | 2022 T-24: NRA - Reduce Infiltration - Require air barrier where not currently required | On-the-books | Electric Demand (MW) | 0.0018169 | 0.0018058 | 0.0017978 | 0.0017921 | 0.0017881 | 0.0017852 | 0.0017832 | 0.0017817 | 0.0017807 | 0.00178 | 0.0017795 | 0.0017791 | 0.0017789
No | SDG&E | Com | BldgEnv | 2022 T-24: NRNC - Envelope - Cool Roofs: Steep-Sloped | On-the-books | Electric Demand (MW) | 0.0020533 | 0.0020455 | 0.0020375 | 0.0020295 | 0.0020214 | 0.0020133 | 0.0020055 | 0.0019978 | 0.0019905 | 0.0019836 | 0.0019771 | 0.001971 | 0.0019654
No | SDG&E | Com | BldgEnv | 2022 T-24: NRNC - Envelope - High Performance Windows | On-the-books | Electric Demand (MW) | 0.0025877 | 0.0025779 | 0.0025678 | 0.0025576 | 0.0025474 | 0.0025373 | 0.0025274 | 0.0025178 | 0.0025086 | 0.0024999 | 0.0024917 | 0.002484 | 0.002477
No | SDG&E | Com | BldgEnv | 2022 T-24: NRNC - Envelope - Opaque Envelope: Wall | On-the-books | Electric Demand (MW) |  | 0.0031243 | 0.0031121 | 0.0030998 | 0.0030874 | 0.0030751 | 0.0030631 | 0.0030515 | 0.0030403 | 0.0030297 | 0.0030198 | 0.0030105 | 0.003002
No | SDG&E | Com | BldgEnv | 2022 T-24: NRNC - Reduce Infiltration - Require air barrier where not currently required | On-the-books | Electric Demand (MW) |  | 0.0015168 | 0.0015102 | 0.0015054 | 0.001502 | 0.0014996 | 0.0014979 | 0.0014967 | 0.0014958 | 0.0014952 | 0.0014948 | 0.0014945 | 0.0014943
No | SDG&E | Com | BldgEnv | 2019 T-24: NRNC-Envelope-Dock Seals | On-the-books | Electric Demand (MW) |  | -7.7259e-05 | -7.1265e-05 | -6.4508e-05 | -5.7186e-05 | -4.9587e-05 | -4.2043e-05 | -3.4878e-05 | -2.8354e-05 | -2.2637e-05 | -1.7792e-05 | -1.3804e-05 | -1.0596e-05
No | SDG&E | Com | BldgEnv | 2008 T-24: Cool Roof Expansion | Expected | Electric Demand (MW) | 0.071795 | 0.071755 | 0.071727 | 0.071707 | 0.071693 | 0.071683 | 0.07167 | 0.071658 | 0.071646 | 0.071634 | 0.071622 | 0.07161 | 0.071598
No | SDG&E | Com | BldgEnv | 2005 T-24: Cool roofs | Expected | Electric Demand (MW) | 0.050636 | 0.050635 | 0.050635 | 0.050634 | 0.050634 | 0.050634 | 0.050634 | 0.050634 | 0.050634 | 0.050633 | 0.050633 | 0.050633 | 0.050633
No | SDG&E | Com | BldgEnv | 2008 T-24: Envelope insulation | Expected | Electric Demand (MW) | 0.22022 | 0.21907 | 0.21819 | 0.21752 | 0.21701 | 0.21662 | 0.21615 | 0.21574 | 0.21528 | 0.21486 | 0.21441 | 0.21398 | 0.21354
No | SDG&E | Com | BldgEnv | 2013 T-24: NRA-Envelope-Cool Roofs | Expected | Electric Demand (MW) | 0.047393 | 0.046175 | 0.045175 | 0.044358 | 0.021666 | 0 | 0 | 0 | 0 | 0 | 0 | 0 | 0
No | SDG&E | Com | BldgEnv | 2025 T-24: NR High Performance Envelope - Prescriptive Heavy Mass Walls U-Value (New Construction + Additions) | Expected | Electric Demand (MW) | 0 | 3.0843e-05 | 0.00018422 | 0.00018388 | 0.00018354 | 0.0001832 | 0.00018285 | 0.0001825 | 0.00018215 | 0.00018179 | 0.00018144 | 0.00018107 | 0.00018071
No | SDG&E | Com | BldgEnv | 2025 T-24: NR High Performance Envelope - Prescriptive Light Mass Walls U-Value (New Construction + Additions) | Expected | Electric Demand (MW) | 0 | 4.575e-05 | 0.00026115 | 0.0002488 | 0.00023672 | 0.00022493 | 0.00021346 | 0.00020232 | 0.00019154 | 0.00018112 | 0.00017108 | 0.00016143 | 0.00015216
No | SDG&E | Com | BldgEnv | 2025 T-24: NR High Performance Envelope - Prescriptive Metal Building Walls U-Value (New Construction + Additions) | Expected | Electric Demand (MW) | 0 | 6.8302e-05 | 0.00040857 | 0.00040845 | 0.00040832 | 0.0004082 | 0.00040807 | 0.00040795 | 0.00040782 | 0.0004077 | 0.00040757 | 0.00040745 | 0.00040732
No | SDG&E | Com | BldgEnv | 2025 T-24: NR High Performance Envelope - Prescriptive Metal Roof U-Value (New Construction + Additions) | Expected | Electric Demand (MW) | 0 | 4.7712e-05 | 0.00028129 | 0.00027703 | 0.00027271 | 0.00026834 | 0.00026392 | 0.00025945 | 0.00025494 | 0.00025039 | 0.00024581 | 0.00024119 | 0.00023655
No | SDG&E | Com | BldgEnv | 2025 T-24: NR High Performance Envelope - Prescriptive Woodframed and Other Roof U-Value (New Construction + Additions) | Expected | Electric Demand (MW) | 0 | 0.00016165 | 0.00093662 | 0.00090605 | 0.0008756 | 0.00084533 | 0.00081529 | 0.00078554 | 0.00075614 | 0.00072714 | 0.00069859 | 0.00067053 | 0.000643
No | SDG&E | Com | BldgEnv | 2025 T-24: NR High Performance Envelope - Prescriptive Woodframed Walls U-Value (New Construction + Additions) | Expected | Electric Demand (MW) | 0 | 3.2086e-05 | 0.00019117 | 0.00019035 | 0.00018951 | 0.00018866 | 0.00018779 | 0.00018692 | 0.00018603 | 0.00018513 | 0.00018423 | 0.0001833 | 0.00018237
No | SDG&E | Com | BldgEnv | 2025 T-24: NR High Performance Envelope - Reduced Infiltration Vestibules: require vestibules for certain buildings (Thermal bridging) (New Construction + Additions) | Expected | Electric Demand (MW) | 0 | 0.00040735 | 0.0024271 | 0.0024165 | 0.0024059 | 0.0023951 | 0.0023841 | 0.002373 | 0.0023618 | 0.0023504 | 0.0023388 | 0.0023271 | 0.0023153
No | SDG&E | Com | BldgEnv | 2025 T-24: NR High Performance Envelope - Windows/Fenestration - Alterations (Alterations) | Expected | Electric Demand (MW) | 0 | 0.0023479 | 0.0024217 | 0.0022749 | 0.0021274 | 0.001981 | 0.0018375 | 0.0016988 | 0.0015662 | 0.001441 | 0.001324 | 0.0012159 | 0.0011169
No | SDG&E | Com | BldgEnv | 2025 T-24: NR High Performance Envelope - Windows/Fenestration - New Construction (New Construction + Additions) | Expected | Electric Demand (MW) | 0 | 1.7099e-05 | 9.6566e-05 | 9.0713e-05 | 8.4829e-05 | 7.899e-05 | 7.3271e-05 | 6.7738e-05 | 6.2451e-05 | 5.7459e-05 | 5.2795e-05 | 4.8484e-05 | 4.4537e-05
No | SDG&E | Com | BldgEnv | 2022 T-24: NRA - Envelope - Cool Roofs: Steep-Sloped | Expected | Electric Demand (MW) | 0.0097776 | 0.0097405 | 0.0097026 | 0.0096641 | 0.0096255 | 0.0095873 | 0.0095498 | 0.0095136 | 0.0094788 | 0.0094458 | 0.0094148 | 0.0093859 | 0.0093593
No | SDG&E | Com | BldgEnv | 2022 T-24: NRA - Envelope - Roof Recovers | Expected | Electric Demand (MW) | 0.041555 | 0.041397 | 0.041236 | 0.041072 | 0.040908 | 0.040746 | 0.040587 | 0.040433 | 0.040285 | 0.040145 | 0.040013 | 0.03989 | 0.039777
No | SDG&E | Com | BldgEnv | 2022 T-24: NRA - Envelope - Roof Replacements | Expected | Electric Demand (MW) | 0.034222 | 0.034092 | 0.033959 | 0.033824 | 0.033689 | 0.033555 | 0.033424 | 0.033297 | 0.033176 | 0.03306 | 0.032952 | 0.032851 | 0.032757
No | SDG&E | Com | BldgEnv | 2022 T-24: NRA - Reduce Infiltration - Require air barrier where not currently required | Expected | Electric Demand (MW) | 0.0018169 | 0.0018058 | 0.0017978 | 0.0017921 | 0.0017881 | 0.0017852 | 0.0017832 | 0.0017817 | 0.0017807 | 0.00178 | 0.0017795 | 0.0017791 | 0.0017789
No | SDG&E | Com | BldgEnv | 2022 T-24: NRNC - Envelope - Cool Roofs: Steep-Sloped | Expected | Electric Demand (MW) | 0.0020533 | 0.0020455 | 0.0020375 | 0.0020295 | 0.0020214 | 0.0020133 | 0.0020055 | 0.0019978 | 0.0019905 | 0.0019836 | 0.0019771 | 0.001971 | 0.0019654
No | SDG&E | Com | BldgEnv | 2022 T-24: NRNC - Envelope - High Performance Windows | Expected | Electric Demand (MW) | 0.0025877 | 0.0025779 | 0.0025678 | 0.0025576 | 0.0025474 | 0.0025373 | 0.0025274 | 0.0025178 | 0.0025086 | 0.0024999 | 0.0024917 | 0.002484 | 0.002477
No | SDG&E | Com | BldgEnv | 2022 T-24: NRNC - Envelope - Opaque Envelope: Wall | Expected | Electric Demand (MW) |  | 0.0031243 | 0.0031121 | 0.0030998 | 0.0030874 | 0.0030751 | 0.0030631 | 0.0030515 | 0.0030403 | 0.0030297 | 0.0030198 | 0.0030105 | 0.003002
No | SDG&E | Com | BldgEnv | 2022 T-24: NRNC - Reduce Infiltration - Require air barrier where not currently required | Expected | Electric Demand (MW) |  | 0.0015168 | 0.0015102 | 0.0015054 | 0.001502 | 0.0014996 | 0.0014979 | 0.0014967 | 0.0014958 | 0.0014952 | 0.0014948 | 0.0014945 | 0.0014943
No | SDG&E | Com | BldgEnv | 2019 T-24: NRNC-Envelope-Dock Seals | Expected | Electric Demand (MW) |  | -7.7259e-05 | -7.1265e-05 | -6.4508e-05 | -5.7186e-05 | -4.9587e-05 | -4.2043e-05 | -3.4878e-05 | -2.8354e-05 | -2.2637e-05 | -1.7792e-05 | -1.3804e-05 | -1.0596e-05
No | SDG&E | Com | BldgEnv | 2008 T-24: Cool Roof Expansion | Possible | Electric Demand (MW) | 0.071795 | 0.071755 | 0.071727 | 0.071707 | 0.071693 | 0.071683 | 0.07167 | 0.071658 | 0.071646 | 0.071634 | 0.071622 | 0.07161 | 0.071598
No | SDG&E | Com | BldgEnv | 2005 T-24: Cool roofs | Possible | Electric Demand (MW) | 0.050636 | 0.050635 | 0.050635 | 0.050634 | 0.050634 | 0.050634 | 0.050634 | 0.050634 | 0.050634 | 0.050633 | 0.050633 | 0.050633 | 0.050633
No | SDG&E | Com | BldgEnv | 2008 T-24: Envelope insulation | Possible | Electric Demand (MW) | 0.22022 | 0.21907 | 0.21819 | 0.21752 | 0.21701 | 0.21662 | 0.21615 | 0.21574 | 0.21528 | 0.21486 | 0.21441 | 0.21398 | 0.21354
No | SDG&E | Com | BldgEnv | 2013 T-24: NRA-Envelope-Cool Roofs | Possible | Electric Demand (MW) | 0.047393 | 0.046175 | 0.045175 | 0.044358 | 0.021666 | 0 | 0 | 0 | 0 | 0 | 0 | 0 | 0
No | SDG&E | Com | BldgEnv | 2025 T-24: NR High Performance Envelope - Prescriptive Heavy Mass Walls U-Value (New Construction + Additions) | Possible | Electric Demand (MW) | 0 | 3.0843e-05 | 0.00018422 | 0.00018388 | 0.00018354 | 0.0001832 | 0.00018285 | 0.0001825 | 0.00018215 | 0.00018179 | 0.00018144 | 0.00018107 | 0.00018071
No | SDG&E | Com | BldgEnv | 2025 T-24: NR High Performance Envelope - Prescriptive Light Mass Walls U-Value (New Construction + Additions) | Possible | Electric Demand (MW) | 0 | 4.575e-05 | 0.00026115 | 0.0002488 | 0.00023672 | 0.00022493 | 0.00021346 | 0.00020232 | 0.00019154 | 0.00018112 | 0.00017108 | 0.00016143 | 0.00015216
No | SDG&E | Com | BldgEnv | 2025 T-24: NR High Performance Envelope - Prescriptive Metal Building Walls U-Value (New Construction + Additions) | Possible | Electric Demand (MW) | 0 | 6.8302e-05 | 0.00040857 | 0.00040845 | 0.00040832 | 0.0004082 | 0.00040807 | 0.00040795 | 0.00040782 | 0.0004077 | 0.00040757 | 0.00040745 | 0.00040732
No | SDG&E | Com | BldgEnv | 2025 T-24: NR High Performance Envelope - Prescriptive Metal Roof U-Value (New Construction + Additions) | Possible | Electric Demand (MW) | 0 | 4.7712e-05 | 0.00028129 | 0.00027703 | 0.00027271 | 0.00026834 | 0.00026392 | 0.00025945 | 0.00025494 | 0.00025039 | 0.00024581 | 0.00024119 | 0.00023655
No | SDG&E | Com | BldgEnv | 2025 T-24: NR High Performance Envelope - Prescriptive Woodframed and Other Roof U-Value (New Construction + Additions) | Possible | Electric Demand (MW) | 0 | 0.00016165 | 0.00093662 | 0.00090605 | 0.0008756 | 0.00084533 | 0.00081529 | 0.00078554 | 0.00075614 | 0.00072714 | 0.00069859 | 0.00067053 | 0.000643
No | SDG&E | Com | BldgEnv | 2025 T-24: NR High Performance Envelope - Prescriptive Woodframed Walls U-Value (New Construction + Additions) | Possible | Electric Demand (MW) | 0 | 3.2086e-05 | 0.00019117 | 0.00019035 | 0.00018951 | 0.00018866 | 0.00018779 | 0.00018692 | 0.00018603 | 0.00018513 | 0.00018423 | 0.0001833 | 0.00018237
No | SDG&E | Com | BldgEnv | 2025 T-24: NR High Performance Envelope - Reduced Infiltration Vestibules: require vestibules for certain buildings (Thermal bridging) (New Construction + Additions) | Possible | Electric Demand (MW) | 0 | 0.00040735 | 0.0024271 | 0.0024165 | 0.0024059 | 0.0023951 | 0.0023841 | 0.002373 | 0.0023618 | 0.0023504 | 0.0023388 | 0.0023271 | 0.0023153
No | SDG&E | Com | BldgEnv | 2025 T-24: NR High Performance Envelope - Windows/Fenestration - Alterations (Alterations) | Possible | Electric Demand (MW) | 0 | 0.0023479 | 0.0024217 | 0.0022749 | 0.0021274 | 0.001981 | 0.0018375 | 0.0016988 | 0.0015662 | 0.001441 | 0.001324 | 0.0012159 | 0.0011169
No | SDG&E | Com | BldgEnv | 2025 T-24: NR High Performance Envelope - Windows/Fenestration - New Construction (New Construction + Additions) | Possible | Electric Demand (MW) | 0 | 1.7099e-05 | 9.6566e-05 | 9.0713e-05 | 8.4829e-05 | 7.899e-05 | 7.3271e-05 | 6.7738e-05 | 6.2451e-05 | 5.7459e-05 | 5.2795e-05 | 4.8484e-05 | 4.4537e-05
No | SDG&E | Com | BldgEnv | 2022 T-24: NRA - Envelope - Cool Roofs: Steep-Sloped | Possible | Electric Demand (MW) | 0.0097776 | 0.0097405 | 0.0097026 | 0.0096641 | 0.0096255 | 0.0095873 | 0.0095498 | 0.0095136 | 0.0094788 | 0.0094458 | 0.0094148 | 0.0093859 | 0.0093593
No | SDG&E | Com | BldgEnv | 2022 T-24: NRA - Envelope - Roof Recovers | Possible | Electric Demand (MW) | 0.041555 | 0.041397 | 0.041236 | 0.041072 | 0.040908 | 0.040746 | 0.040587 | 0.040433 | 0.040285 | 0.040145 | 0.040013 | 0.03989 | 0.039777
No | SDG&E | Com | BldgEnv | 2022 T-24: NRA - Envelope - Roof Replacements | Possible | Electric Demand (MW) | 0.034222 | 0.034092 | 0.033959 | 0.033824 | 0.033689 | 0.033555 | 0.033424 | 0.033297 | 0.033176 | 0.03306 | 0.032952 | 0.032851 | 0.032757
No | SDG&E | Com | BldgEnv | 2022 T-24: NRA - Reduce Infiltration - Require air barrier where not currently required | Possible | Electric Demand (MW) | 0.0018169 | 0.0018058 | 0.0017978 | 0.0017921 | 0.0017881 | 0.0017852 | 0.0017832 | 0.0017817 | 0.0017807 | 0.00178 | 0.0017795 | 0.0017791 | 0.0017789
No | SDG&E | Com | BldgEnv | 2022 T-24: NRNC - Envelope - Cool Roofs: Steep-Sloped | Possible | Electric Demand (MW) | 0.0020533 | 0.0020455 | 0.0020375 | 0.0020295 | 0.0020214 | 0.0020133 | 0.0020055 | 0.0019978 | 0.0019905 | 0.0019836 | 0.0019771 | 0.001971 | 0.0019654
No | SDG&E | Com | BldgEnv | 2022 T-24: NRNC - Envelope - High Performance Windows | Possible | Electric Demand (MW) | 0.0025877 | 0.0025779 | 0.0025678 | 0.0025576 | 0.0025474 | 0.0025373 | 0.0025274 | 0.0025178 | 0.0025086 | 0.0024999 | 0.0024917 | 0.002484 | 0.002477
No | SDG&E | Com | BldgEnv | 2022 T-24: NRNC - Envelope - Opaque Envelope: Wall | Possible | Electric Demand (MW) |  | 0.0031243 | 0.0031121 | 0.0030998 | 0.0030874 | 0.0030751 | 0.0030631 | 0.0030515 | 0.0030403 | 0.0030297 | 0.0030198 | 0.0030105 | 0.003002
No | SDG&E | Com | BldgEnv | 2022 T-24: NRNC - Reduce Infiltration - Require air barrier where not currently required | Possible | Electric Demand (MW) |  | 0.0015168 | 0.0015102 | 0.0015054 | 0.001502 | 0.0014996 | 0.0014979 | 0.0014967 | 0.0014958 | 0.0014952 | 0.0014948 | 0.0014945 | 0.0014943
No | SDG&E | Com | BldgEnv | 2019 T-24: NRNC-Envelope-Dock Seals | Possible | Electric Demand (MW) |  | -7.7259e-05 | -7.1265e-05 | -6.4508e-05 | -5.7186e-05 | -4.9587e-05 | -4.2043e-05 | -3.4878e-05 | -2.8354e-05 | -2.2637e-05 | -1.7792e-05 | -1.3804e-05 | -1.0596e-05
No | PG&E | Res | BldgEnv | 2008 T-24: Residential Fenestration | On-the-books | Electric Demand (MW) | 0.23662 | 0.23579 | 0.23517 | 0.23472 | 0.23438 | 0.23413 | 0.23382 | 0.23355 | 0.23326 | 0.23298 | 0.23269 | 0.23241 | 0.23212
No | PG&E | Res | BldgEnv | 2005 T-24: Window replacement | On-the-books | Electric Demand (MW) | 0 | 0 | 0 | 0 | 0 | 0 | 0 | 0 | 0 | 0 | 0 | 0 | 0
No | PG&E | Res | BldgEnv | 2022 T-24: MFA - Restructuring - Fenestration Properties | On-the-books | Electric Demand (MW) | 0.21289 | 0.20772 | 0.20234 | 0.19676 | 0.19099 | 0.18506 | 0.179 | 0.17282 | 0.16657 | 0.16027 | 0.15396 | 0.14766 | 0.14141
No | PG&E | Res | BldgEnv | 2022 T-24: MFA - Restructuring - Roof Assemblies | On-the-books | Electric Demand (MW) | 0.022531 | 0.022531 | 0.022531 | 0.022531 | 0.022531 | 0.022531 | 0.022531 | 0.022531 | 0.022531 | 0.022531 | 0.022531 | 0.022531 | 0.022531
No | PG&E | Res | BldgEnv | 2022 T-24: MFNC - Restructuring - Duct Sealing and Testing | On-the-books | Electric Demand (MW) | 0.019768 | 0.019698 | 0.019633 | 0.019573 | 0.019517 | 0.019466 | 0.019419 | 0.019375 | 0.019335 | 0.019298 | 0.019264 | 0.019233 | 0.019204
No | PG&E | Res | BldgEnv | 2022 T-24: MFNC - Restructuring - Fenestration Properties | On-the-books | Electric Demand (MW) | 0.0017594 | 0.0017167 | 0.0016723 | 0.0016261 | 0.0015784 | 0.0015294 | 0.0014793 | 0.0014283 | 0.0013766 | 0.0013245 | 0.0012724 | 0.0012203 | 0.0011687
No | PG&E | Res | BldgEnv | 2022 T-24: MFNC - Restructuring - Roof Assemblies | On-the-books | Electric Demand (MW) | 0.014082 | 0.014082 | 0.014082 | 0.014082 | 0.014082 | 0.014082 | 0.014082 | 0.014082 | 0.014082 | 0.014082 | 0.014082 | 0.014082 | 0.014082
No | PG&E | Res | BldgEnv | 2022 T-24: MFNC - Restructuring - Wall U-Factor | On-the-books | Electric Demand (MW) | -0.0043504 | -0.0043504 | -0.0043504 | -0.0043504 | -0.0043504 | -0.0043504 | -0.0043504 | -0.0043504 | -0.0043504 | -0.0043504 | -0.0043504 | -0.0043504 | -0.0043504
No | PG&E | Res | BldgEnv | 2025 T-24: Multifamily Envelope - Cool Roof Improvements (New Construction + Additions) | On-the-books | Electric Demand (MW) | 0 | 0.00072109 | 0.0028597 | 0.0028585 | 0.0028573 | 0.0028561 | 0.002855 | 0.0028538 | 0.0028526 | 0.0028514 | 0.0028502 | 0.002849 | 0.0028478
No | PG&E | Res | BldgEnv | 2025 T-24: Multifamily Envelope - High Performance Windows (New Construction + Additions) | On-the-books | Electric Demand (MW) | 0 | 0.0018383 | 0.0067892 | 0.0062888 | 0.0057968 | 0.0053178 | 0.0048557 | 0.0044141 | 0.0039956 | 0.0036024 | 0.0032357 | 0.0028962 | 0.002584
No | PG&E | Res | BldgEnv | 2025 T-24: Multifamily Envelope - Window Alterations (Alterations) | On-the-books | Electric Demand (MW) | 0 | -0.00029758 | -0.00031594 | -0.00030668 | -0.00029741 | -0.00028816 | -0.00027894 | -0.00026977 | -0.00026067 | -0.00025165 | -0.00024273 | -0.00023392 | -0.00022524
No | PG&E | Res | BldgEnv | 2025 T-24: Multifamily Restructuring - Slab Perimeter Insulation (New Construction + Additions) | On-the-books | Electric Demand (MW) | 0 | -6.9882e-09 | -2.6936e-08 | -2.6146e-08 | -2.5356e-08 | -2.4567e-08 | -2.3781e-08 | -2.3e-08 | -2.2224e-08 | -2.1455e-08 | -2.0694e-08 | -1.9943e-08 | -1.9203e-08
No | PG&E | Res | BldgEnv | 2019 T-24: RA(MF)-Envelope-QII | On-the-books | Electric Demand (MW) |  | 0.005345 | 0.0049303 | 0.0044628 | 0.0039563 | 0.0034305 | 0.0029086 | 0.002413 | 0.0019616 | 0.0015661 | 0.0012309 | 0.00095497 | 0.00073307
No | PG&E | Res | BldgEnv | 2019 T-24: RA(MF)-Envelope-Windows and Doors | On-the-books | Electric Demand (MW) |  | 0.10401 | 0.095944 | 0.086847 | 0.076989 | 0.066758 | 0.056602 | 0.046956 | 0.038173 | 0.030475 | 0.023954 | 0.018584 | 0.014266
No | PG&E | Res | BldgEnv | 2019 T-24: RA(SF)-Envelope-High Performance Walls | On-the-books | Electric Demand (MW) |  | 0.011773 | 0.01086 | 0.0098302 | 0.0087145 | 0.0075564 | 0.0064068 | 0.005315 | 0.0043208 | 0.0034495 | 0.0027113 | 0.0021035 | 0.0016147
No | PG&E | Res | BldgEnv | 2019 T-24: RA(SF)-Envelope-QII | On-the-books | Electric Demand (MW) |  | 0.020993 | 0.019364 | 0.017528 | 0.015538 | 0.013473 | 0.011424 | 0.0094769 | 0.0077042 | 0.0061507 | 0.0048344 | 0.0037507 | 0.0028792
No | PG&E | Res | BldgEnv | 2019 T-24: RA(SF)-Envelope-Windows and Doors | On-the-books | Electric Demand (MW) |  | 0.22027 | 0.20318 | 0.18391 | 0.16304 | 0.14137 | 0.11987 | 0.099439 | 0.080838 | 0.064538 | 0.050726 | 0.039355 | 0.03021
No | PG&E | Res | BldgEnv | 2019 T-24: RNC(MF)-Envelope-High Performance Attics | On-the-books | Electric Demand (MW) |  | 0.045393 | 0.041871 | 0.037901 | 0.033599 | 0.029134 | 0.024702 | 0.020492 | 0.016659 | 0.0133 | 0.010454 | 0.0081101 | 0.0062257
No | PG&E | Res | BldgEnv | 2019 T-24: RNC(MF)-Envelope-QII | On-the-books | Electric Demand (MW) |  | 0.17346 | 0.16 | 0.14483 | 0.12839 | 0.11133 | 0.094393 | 0.078307 | 0.063659 | 0.050823 | 0.039947 | 0.030991 | 0.02379
No | PG&E | Res | BldgEnv | 2019 T-24: RNC(MF)-Envelope-Windows and Doors | On-the-books | Electric Demand (MW) |  | 0.18228 | 0.16814 | 0.15219 | 0.13492 | 0.11699 | 0.099192 | 0.082288 | 0.066896 | 0.053407 | 0.041977 | 0.032567 | 0.025
No | PG&E | Res | BldgEnv | 2019 T-24: RNC(SF)-Envelope-High Performance Attics | On-the-books | Electric Demand (MW) |  | 0.41459 | 0.38242 | 0.34616 | 0.30687 | 0.26609 | 0.22561 | 0.18716 | 0.15215 | 0.12147 | 0.095476 | 0.074073 | 0.056861
No | PG&E | Res | BldgEnv | 2019 T-24: RNC(SF)-Envelope-High Performance Walls | On-the-books | Electric Demand (MW) |  | 0.21347 | 0.19691 | 0.17824 | 0.15801 | 0.13701 | 0.11617 | 0.09637 | 0.078343 | 0.062546 | 0.049161 | 0.03814 | 0.029278
No | PG&E | Res | BldgEnv | 2019 T-24: RNC(SF)-Envelope-QII | On-the-books | Electric Demand (MW) |  | 1.008 | 0.92976 | 0.8416 | 0.74608 | 0.64693 | 0.54851 | 0.45504 | 0.36992 | 0.29533 | 0.23213 | 0.18009 | 0.13824
No | PG&E | Res | BldgEnv | 2019 T-24: RNC(SF)-Envelope-Windows and Doors | On-the-books | Electric Demand (MW) |  | 0.57112 | 0.52681 | 0.47686 | 0.42273 | 0.36656 | 0.31079 | 0.25783 | 0.2096 | 0.16733 | 0.13152 | 0.10204 | 0.07833
No | PG&E | Res | BldgEnv | 2022 T-24: SFA - Cool roof for low-sloped roof | On-the-books | Electric Demand (MW) |  | 6.176 | 6.0637 | 5.9717 | 5.8979 | 5.8398 | 5.7947 | 5.7602 | 5.7339 | 5.714 | 5.6991 | 5.6879 | 5.6796
No | PG&E | Res | BldgEnv | 2022 T-24: SFA - Cool roof for steep-sloped roofs | On-the-books | Electric Demand (MW) |  | 0.85505 | 0.83767 | 0.82199 | 0.80818 | 0.79628 | 0.78621 | 0.77783 | 0.77095 | 0.76535 | 0.76084 | 0.75724 | 0.75437
No | PG&E | Res | BldgEnv | 2022 T-24: SFA - Prescriptive attic insulation for alterations | On-the-books | Electric Demand (MW) |  | 0.76397 | 0.76326 | 0.76255 | 0.76184 | 0.76113 | 0.76042 | 0.7597 | 0.75899 | 0.75828 | 0.75756 | 0.75685 | 0.75613
No | PG&E | Res | BldgEnv | 2022 T-24: SFA - Roof deck insulation for low-sloped roofs | On-the-books | Electric Demand (MW) |  | 2.3931 | 2.3238 | 2.2565 | 2.192 | 2.1309 | 2.0739 | 2.0213 | 1.9733 | 1.9298 | 1.891 | 1.8564 | 1.8259
No | PG&E | Res | BldgEnv | 2022 T-24: SFNC - Prescriptive attic insulation for additions | On-the-books | Electric Demand (MW) |  | 0.0013978 | 0.0013729 | 0.0013528 | 0.0013367 | 0.0013239 | 0.0013137 | 0.0013056 | 0.0012993 | 0.0012943 | 0.0012905 | 0.0012874 | 0.001285
No | PG&E | Res | BldgEnv | 2025 T-24: Single Family High-Performance Envelope - High-Performance Windows (Alterations) | On-the-books | Electric Demand (MW) |  | 0.0013085 | 0.001428 | 0.001426 | 0.001424 | 0.001422 | 0.0014199 | 0.0014179 | 0.0014158 | 0.0014136 | 0.0014115 | 0.0014093 | 0.0014071
No | PG&E | Res | BldgEnv | 2025 T-24: Single Family High-Performance Envelope - High-Performance Windows (New Construction + Additions) | On-the-books | Electric Demand (MW) |  | 0.071286 | 0.14122 | 0.14102 | 0.14082 | 0.14062 | 0.14042 | 0.14022 | 0.14001 | 0.1398 | 0.13959 | 0.13937 | 0.13915
No | PG&E | Res | BldgEnv | 2008 T-24: Residential Fenestration | Expected | Electric Demand (MW) | 0.23662 | 0.23579 | 0.23517 | 0.23472 | 0.23438 | 0.23413 | 0.23382 | 0.23355 | 0.23326 | 0.23298 | 0.23269 | 0.23241 | 0.23212
No | PG&E | Res | BldgEnv | 2005 T-24: Window replacement | Expected | Electric Demand (MW) | 0 | 0 | 0 | 0 | 0 | 0 | 0 | 0 | 0 | 0 | 0 | 0 | 0
No | PG&E | Res | BldgEnv | 2022 T-24: MFA - Restructuring - Fenestration Properties | Expected | Electric Demand (MW) | 0.21289 | 0.20772 | 0.20234 | 0.19676 | 0.19099 | 0.18506 | 0.179 | 0.17282 | 0.16657 | 0.16027 | 0.15396 | 0.14766 | 0.14141
No | PG&E | Res | BldgEnv | 2022 T-24: MFA - Restructuring - Roof Assemblies | Expected | Electric Demand (MW) | 0.022531 | 0.022531 | 0.022531 | 0.022531 | 0.022531 | 0.022531 | 0.022531 | 0.022531 | 0.022531 | 0.022531 | 0.022531 | 0.022531 | 0.022531
No | PG&E | Res | BldgEnv | 2022 T-24: MFNC - Restructuring - Duct Sealing and Testing | Expected | Electric Demand (MW) | 0.019768 | 0.019698 | 0.019633 | 0.019573 | 0.019517 | 0.019466 | 0.019419 | 0.019375 | 0.019335 | 0.019298 | 0.019264 | 0.019233 | 0.019204
No | PG&E | Res | BldgEnv | 2022 T-24: MFNC - Restructuring - Fenestration Properties | Expected | Electric Demand (MW) | 0.0017594 | 0.0017167 | 0.0016723 | 0.0016261 | 0.0015784 | 0.0015294 | 0.0014793 | 0.0014283 | 0.0013766 | 0.0013245 | 0.0012724 | 0.0012203 | 0.0011687
No | PG&E | Res | BldgEnv | 2022 T-24: MFNC - Restructuring - Roof Assemblies | Expected | Electric Demand (MW) | 0.014082 | 0.014082 | 0.014082 | 0.014082 | 0.014082 | 0.014082 | 0.014082 | 0.014082 | 0.014082 | 0.014082 | 0.014082 | 0.014082 | 0.014082
No | PG&E | Res | BldgEnv | 2022 T-24: MFNC - Restructuring - Wall U-Factor | Expected | Electric Demand (MW) | -0.0043504 | -0.0043504 | -0.0043504 | -0.0043504 | -0.0043504 | -0.0043504 | -0.0043504 | -0.0043504 | -0.0043504 | -0.0043504 | -0.0043504 | -0.0043504 | -0.0043504
No | PG&E | Res | BldgEnv | 2025 T-24: Multifamily Envelope - Cool Roof Improvements (New Construction + Additions) | Expected | Electric Demand (MW) | 0 | 0.00072109 | 0.0028597 | 0.0028585 | 0.0028573 | 0.0028561 | 0.002855 | 0.0028538 | 0.0028526 | 0.0028514 | 0.0028502 | 0.002849 | 0.0028478
No | PG&E | Res | BldgEnv | 2025 T-24: Multifamily Envelope - High Performance Windows (New Construction + Additions) | Expected | Electric Demand (MW) | 0 | 0.0018383 | 0.0067892 | 0.0062888 | 0.0057968 | 0.0053178 | 0.0048557 | 0.0044141 | 0.0039956 | 0.0036024 | 0.0032357 | 0.0028962 | 0.002584
No | PG&E | Res | BldgEnv | 2025 T-24: Multifamily Envelope - Window Alterations (Alterations) | Expected | Electric Demand (MW) | 0 | -0.00029758 | -0.00031594 | -0.00030668 | -0.00029741 | -0.00028816 | -0.00027894 | -0.00026977 | -0.00026067 | -0.00025165 | -0.00024273 | -0.00023392 | -0.00022524
No | PG&E | Res | BldgEnv | 2025 T-24: Multifamily Restructuring - Slab Perimeter Insulation (New Construction + Additions) | Expected | Electric Demand (MW) | 0 | -6.9882e-09 | -2.6936e-08 | -2.6146e-08 | -2.5356e-08 | -2.4567e-08 | -2.3781e-08 | -2.3e-08 | -2.2224e-08 | -2.1455e-08 | -2.0694e-08 | -1.9943e-08 | -1.9203e-08
No | PG&E | Res | BldgEnv | 2019 T-24: RA(MF)-Envelope-QII | Expected | Electric Demand (MW) |  | 0.005345 | 0.0049303 | 0.0044628 | 0.0039563 | 0.0034305 | 0.0029086 | 0.002413 | 0.0019616 | 0.0015661 | 0.0012309 | 0.00095497 | 0.00073307
No | PG&E | Res | BldgEnv | 2019 T-24: RA(MF)-Envelope-Windows and Doors | Expected | Electric Demand (MW) |  | 0.10401 | 0.095944 | 0.086847 | 0.076989 | 0.066758 | 0.056602 | 0.046956 | 0.038173 | 0.030475 | 0.023954 | 0.018584 | 0.014266
No | PG&E | Res | BldgEnv | 2019 T-24: RA(SF)-Envelope-High Performance Walls | Expected | Electric Demand (MW) |  | 0.011773 | 0.01086 | 0.0098302 | 0.0087145 | 0.0075564 | 0.0064068 | 0.005315 | 0.0043208 | 0.0034495 | 0.0027113 | 0.0021035 | 0.0016147
No | PG&E | Res | BldgEnv | 2019 T-24: RA(SF)-Envelope-QII | Expected | Electric Demand (MW) |  | 0.020993 | 0.019364 | 0.017528 | 0.015538 | 0.013473 | 0.011424 | 0.0094769 | 0.0077042 | 0.0061507 | 0.0048344 | 0.0037507 | 0.0028792
No | PG&E | Res | BldgEnv | 2019 T-24: RA(SF)-Envelope-Windows and Doors | Expected | Electric Demand (MW) |  | 0.22027 | 0.20318 | 0.18391 | 0.16304 | 0.14137 | 0.11987 | 0.099439 | 0.080838 | 0.064538 | 0.050726 | 0.039355 | 0.03021
No | PG&E | Res | BldgEnv | 2019 T-24: RNC(MF)-Envelope-High Performance Attics | Expected | Electric Demand (MW) |  | 0.045393 | 0.041871 | 0.037901 | 0.033599 | 0.029134 | 0.024702 | 0.020492 | 0.016659 | 0.0133 | 0.010454 | 0.0081101 | 0.0062257
No | PG&E | Res | BldgEnv | 2019 T-24: RNC(MF)-Envelope-QII | Expected | Electric Demand (MW) |  | 0.17346 | 0.16 | 0.14483 | 0.12839 | 0.11133 | 0.094393 | 0.078307 | 0.063659 | 0.050823 | 0.039947 | 0.030991 | 0.02379
No | PG&E | Res | BldgEnv | 2019 T-24: RNC(MF)-Envelope-Windows and Doors | Expected | Electric Demand (MW) |  | 0.18228 | 0.16814 | 0.15219 | 0.13492 | 0.11699 | 0.099192 | 0.082288 | 0.066896 | 0.053407 | 0.041977 | 0.032567 | 0.025
No | PG&E | Res | BldgEnv | 2019 T-24: RNC(SF)-Envelope-High Performance Attics | Expected | Electric Demand (MW) |  | 0.41459 | 0.38242 | 0.34616 | 0.30687 | 0.26609 | 0.22561 | 0.18716 | 0.15215 | 0.12147 | 0.095476 | 0.074073 | 0.056861
No | PG&E | Res | BldgEnv | 2019 T-24: RNC(SF)-Envelope-High Performance Walls | Expected | Electric Demand (MW) |  | 0.21347 | 0.19691 | 0.17824 | 0.15801 | 0.13701 | 0.11617 | 0.09637 | 0.078343 | 0.062546 | 0.049161 | 0.03814 | 0.029278
No | PG&E | Res | BldgEnv | 2019 T-24: RNC(SF)-Envelope-QII | Expected | Electric Demand (MW) |  | 1.008 | 0.92976 | 0.8416 | 0.74608 | 0.64693 | 0.54851 | 0.45504 | 0.36992 | 0.29533 | 0.23213 | 0.18009 | 0.13824
No | PG&E | Res | BldgEnv | 2019 T-24: RNC(SF)-Envelope-Windows and Doors | Expected | Electric Demand (MW) |  | 0.57112 | 0.52681 | 0.47686 | 0.42273 | 0.36656 | 0.31079 | 0.25783 | 0.2096 | 0.16733 | 0.13152 | 0.10204 | 0.07833
No | PG&E | Res | BldgEnv | 2022 T-24: SFA - Cool roof for low-sloped roof | Expected | Electric Demand (MW) |  | 6.176 | 6.0637 | 5.9717 | 5.8979 | 5.8398 | 5.7947 | 5.7602 | 5.7339 | 5.714 | 5.6991 | 5.6879 | 5.6796
No | PG&E | Res | BldgEnv | 2022 T-24: SFA - Cool roof for steep-sloped roofs | Expected | Electric Demand (MW) |  | 0.85505 | 0.83767 | 0.82199 | 0.80818 | 0.79628 | 0.78621 | 0.77783 | 0.77095 | 0.76535 | 0.76084 | 0.75724 | 0.75437
No | PG&E | Res | BldgEnv | 2022 T-24: SFA - Prescriptive attic insulation for alterations | Expected | Electric Demand (MW) |  | 0.76397 | 0.76326 | 0.76255 | 0.76184 | 0.76113 | 0.76042 | 0.7597 | 0.75899 | 0.75828 | 0.75756 | 0.75685 | 0.75613
No | PG&E | Res | BldgEnv | 2022 T-24: SFA - Roof deck insulation for low-sloped roofs | Expected | Electric Demand (MW) |  | 2.3931 | 2.3238 | 2.2565 | 2.192 | 2.1309 | 2.0739 | 2.0213 | 1.9733 | 1.9298 | 1.891 | 1.8564 | 1.8259
No | PG&E | Res | BldgEnv | 2022 T-24: SFNC - Prescriptive attic insulation for additions | Expected | Electric Demand (MW) |  | 0.0013978 | 0.0013729 | 0.0013528 | 0.0013367 | 0.0013239 | 0.0013137 | 0.0013056 | 0.0012993 | 0.0012943 | 0.0012905 | 0.0012874 | 0.001285
No | PG&E | Res | BldgEnv | 2025 T-24: Single Family High-Performance Envelope - High-Performance Windows (Alterations) | Expected | Electric Demand (MW) |  | 0.0013085 | 0.001428 | 0.001426 | 0.001424 | 0.001422 | 0.0014199 | 0.0014179 | 0.0014158 | 0.0014136 | 0.0014115 | 0.0014093 | 0.0014071
No | PG&E | Res | BldgEnv | 2025 T-24: Single Family High-Performance Envelope - High-Performance Windows (New Construction + Additions) | Expected | Electric Demand (MW) |  | 0.071286 | 0.14122 | 0.14102 | 0.14082 | 0.14062 | 0.14042 | 0.14022 | 0.14001 | 0.1398 | 0.13959 | 0.13937 | 0.13915
No | PG&E | Res | BldgEnv | 2008 T-24: Residential Fenestration | Possible | Electric Demand (MW) | 0.23662 | 0.23579 | 0.23517 | 0.23472 | 0.23438 | 0.23413 | 0.23382 | 0.23355 | 0.23326 | 0.23298 | 0.23269 | 0.23241 | 0.23212
No | PG&E | Res | BldgEnv | 2005 T-24: Window replacement | Possible | Electric Demand (MW) | 0 | 0 | 0 | 0 | 0 | 0 | 0 | 0 | 0 | 0 | 0 | 0 | 0
No | PG&E | Res | BldgEnv | 2022 T-24: MFA - Restructuring - Fenestration Properties | Possible | Electric Demand (MW) | 0.21289 | 0.20772 | 0.20234 | 0.19676 | 0.19099 | 0.18506 | 0.179 | 0.17282 | 0.16657 | 0.16027 | 0.15396 | 0.14766 | 0.14141
No | PG&E | Res | BldgEnv | 2022 T-24: MFA - Restructuring - Roof Assemblies | Possible | Electric Demand (MW) | 0.022531 | 0.022531 | 0.022531 | 0.022531 | 0.022531 | 0.022531 | 0.022531 | 0.022531 | 0.022531 | 0.022531 | 0.022531 | 0.022531 | 0.022531
No | PG&E | Res | BldgEnv | 2022 T-24: MFNC - Restructuring - Duct Sealing and Testing | Possible | Electric Demand (MW) | 0.019768 | 0.019698 | 0.019633 | 0.019573 | 0.019517 | 0.019466 | 0.019419 | 0.019375 | 0.019335 | 0.019298 | 0.019264 | 0.019233 | 0.019204
No | PG&E | Res | BldgEnv | 2022 T-24: MFNC - Restructuring - Fenestration Properties | Possible | Electric Demand (MW) | 0.0017594 | 0.0017167 | 0.0016723 | 0.0016261 | 0.0015784 | 0.0015294 | 0.0014793 | 0.0014283 | 0.0013766 | 0.0013245 | 0.0012724 | 0.0012203 | 0.0011687
No | PG&E | Res | BldgEnv | 2022 T-24: MFNC - Restructuring - Roof Assemblies | Possible | Electric Demand (MW) | 0.014082 | 0.014082 | 0.014082 | 0.014082 | 0.014082 | 0.014082 | 0.014082 | 0.014082 | 0.014082 | 0.014082 | 0.014082 | 0.014082 | 0.014082
No | PG&E | Res | BldgEnv | 2022 T-24: MFNC - Restructuring - Wall U-Factor | Possible | Electric Demand (MW) | -0.0043504 | -0.0043504 | -0.0043504 | -0.0043504 | -0.0043504 | -0.0043504 | -0.0043504 | -0.0043504 | -0.0043504 | -0.0043504 | -0.0043504 | -0.0043504 | -0.0043504
No | PG&E | Res | BldgEnv | 2025 T-24: Multifamily Envelope - Cool Roof Improvements (New Construction + Additions) | Possible | Electric Demand (MW) | 0 | 0.00072109 | 0.0028597 | 0.0028585 | 0.0028573 | 0.0028561 | 0.002855 | 0.0028538 | 0.0028526 | 0.0028514 | 0.0028502 | 0.002849 | 0.0028478
No | PG&E | Res | BldgEnv | 2025 T-24: Multifamily Envelope - High Performance Windows (New Construction + Additions) | Possible | Electric Demand (MW) | 0 | 0.0018383 | 0.0067892 | 0.0062888 | 0.0057968 | 0.0053178 | 0.0048557 | 0.0044141 | 0.0039956 | 0.0036024 | 0.0032357 | 0.0028962 | 0.002584
No | PG&E | Res | BldgEnv | 2025 T-24: Multifamily Envelope - Window Alterations (Alterations) | Possible | Electric Demand (MW) | 0 | -0.00029758 | -0.00031594 | -0.00030668 | -0.00029741 | -0.00028816 | -0.00027894 | -0.00026977 | -0.00026067 | -0.00025165 | -0.00024273 | -0.00023392 | -0.00022524
No | PG&E | Res | BldgEnv | 2025 T-24: Multifamily Restructuring - Slab Perimeter Insulation (New Construction + Additions) | Possible | Electric Demand (MW) | 0 | -6.9882e-09 | -2.6936e-08 | -2.6146e-08 | -2.5356e-08 | -2.4567e-08 | -2.3781e-08 | -2.3e-08 | -2.2224e-08 | -2.1455e-08 | -2.0694e-08 | -1.9943e-08 | -1.9203e-08
No | PG&E | Res | BldgEnv | 2019 T-24: RA(MF)-Envelope-QII | Possible | Electric Demand (MW) |  | 0.005345 | 0.0049303 | 0.0044628 | 0.0039563 | 0.0034305 | 0.0029086 | 0.002413 | 0.0019616 | 0.0015661 | 0.0012309 | 0.00095497 | 0.00073307
No | PG&E | Res | BldgEnv | 2019 T-24: RA(MF)-Envelope-Windows and Doors | Possible | Electric Demand (MW) |  | 0.10401 | 0.095944 | 0.086847 | 0.076989 | 0.066758 | 0.056602 | 0.046956 | 0.038173 | 0.030475 | 0.023954 | 0.018584 | 0.014266
No | PG&E | Res | BldgEnv | 2019 T-24: RA(SF)-Envelope-High Performance Walls | Possible | Electric Demand (MW) |  | 0.011773 | 0.01086 | 0.0098302 | 0.0087145 | 0.0075564 | 0.0064068 | 0.005315 | 0.0043208 | 0.0034495 | 0.0027113 | 0.0021035 | 0.0016147
No | PG&E | Res | BldgEnv | 2019 T-24: RA(SF)-Envelope-QII | Possible | Electric Demand (MW) |  | 0.020993 | 0.019364 | 0.017528 | 0.015538 | 0.013473 | 0.011424 | 0.0094769 | 0.0077042 | 0.0061507 | 0.0048344 | 0.0037507 | 0.0028792
No | PG&E | Res | BldgEnv | 2019 T-24: RA(SF)-Envelope-Windows and Doors | Possible | Electric Demand (MW) |  | 0.22027 | 0.20318 | 0.18391 | 0.16304 | 0.14137 | 0.11987 | 0.099439 | 0.080838 | 0.064538 | 0.050726 | 0.039355 | 0.03021
No | PG&E | Res | BldgEnv | 2019 T-24: RNC(MF)-Envelope-High Performance Attics | Possible | Electric Demand (MW) |  | 0.045393 | 0.041871 | 0.037901 | 0.033599 | 0.029134 | 0.024702 | 0.020492 | 0.016659 | 0.0133 | 0.010454 | 0.0081101 | 0.0062257
No | PG&E | Res | BldgEnv | 2019 T-24: RNC(MF)-Envelope-QII | Possible | Electric Demand (MW) |  | 0.17346 | 0.16 | 0.14483 | 0.12839 | 0.11133 | 0.094393 | 0.078307 | 0.063659 | 0.050823 | 0.039947 | 0.030991 | 0.02379
No | PG&E | Res | BldgEnv | 2019 T-24: RNC(MF)-Envelope-Windows and Doors | Possible | Electric Demand (MW) |  | 0.18228 | 0.16814 | 0.15219 | 0.13492 | 0.11699 | 0.099192 | 0.082288 | 0.066896 | 0.053407 | 0.041977 | 0.032567 | 0.025
No | PG&E | Res | BldgEnv | 2019 T-24: RNC(SF)-Envelope-High Performance Attics | Possible | Electric Demand (MW) |  | 0.41459 | 0.38242 | 0.34616 | 0.30687 | 0.26609 | 0.22561 | 0.18716 | 0.15215 | 0.12147 | 0.095476 | 0.074073 | 0.056861
No | PG&E | Res | BldgEnv | 2019 T-24: RNC(SF)-Envelope-High Performance Walls | Possible | Electric Demand (MW) |  | 0.21347 | 0.19691 | 0.17824 | 0.15801 | 0.13701 | 0.11617 | 0.09637 | 0.078343 | 0.062546 | 0.049161 | 0.03814 | 0.029278
No | PG&E | Res | BldgEnv | 2019 T-24: RNC(SF)-Envelope-QII | Possible | Electric Demand (MW) |  | 1.008 | 0.92976 | 0.8416 | 0.74608 | 0.64693 | 0.54851 | 0.45504 | 0.36992 | 0.29533 | 0.23213 | 0.18009 | 0.13824
No | PG&E | Res | BldgEnv | 2019 T-24: RNC(SF)-Envelope-Windows and Doors | Possible | Electric Demand (MW) |  | 0.57112 | 0.52681 | 0.47686 | 0.42273 | 0.36656 | 0.31079 | 0.25783 | 0.2096 | 0.16733 | 0.13152 | 0.10204 | 0.07833
No | PG&E | Res | BldgEnv | 2022 T-24: SFA - Cool roof for low-sloped roof | Possible | Electric Demand (MW) |  | 6.176 | 6.0637 | 5.9717 | 5.8979 | 5.8398 | 5.7947 | 5.7602 | 5.7339 | 5.714 | 5.6991 | 5.6879 | 5.6796
No | PG&E | Res | BldgEnv | 2022 T-24: SFA - Cool roof for steep-sloped roofs | Possible | Electric Demand (MW) |  | 0.85505 | 0.83767 | 0.82199 | 0.80818 | 0.79628 | 0.78621 | 0.77783 | 0.77095 | 0.76535 | 0.76084 | 0.75724 | 0.75437
No | PG&E | Res | BldgEnv | 2022 T-24: SFA - Prescriptive attic insulation for alterations | Possible | Electric Demand (MW) |  | 0.76397 | 0.76326 | 0.76255 | 0.76184 | 0.76113 | 0.76042 | 0.7597 | 0.75899 | 0.75828 | 0.75756 | 0.75685 | 0.75613
No | PG&E | Res | BldgEnv | 2022 T-24: SFA - Roof deck insulation for low-sloped roofs | Possible | Electric Demand (MW) |  | 2.3931 | 2.3238 | 2.2565 | 2.192 | 2.1309 | 2.0739 | 2.0213 | 1.9733 | 1.9298 | 1.891 | 1.8564 | 1.8259
No | PG&E | Res | BldgEnv | 2022 T-24: SFNC - Prescriptive attic insulation for additions | Possible | Electric Demand (MW) |  | 0.0013978 | 0.0013729 | 0.0013528 | 0.0013367 | 0.0013239 | 0.0013137 | 0.0013056 | 0.0012993 | 0.0012943 | 0.0012905 | 0.0012874 | 0.001285
No | PG&E | Res | BldgEnv | 2025 T-24: Single Family High-Performance Envelope - High-Performance Windows (Alterations) | Possible | Electric Demand (MW) |  | 0.0013085 | 0.001428 | 0.001426 | 0.001424 | 0.001422 | 0.0014199 | 0.0014179 | 0.0014158 | 0.0014136 | 0.0014115 | 0.0014093 | 0.0014071
No | PG&E | Res | BldgEnv | 2025 T-24: Single Family High-Performance Envelope - High-Performance Windows (New Construction + Additions) | Possible | Electric Demand (MW) |  | 0.071286 | 0.14122 | 0.14102 | 0.14082 | 0.14062 | 0.14042 | 0.14022 | 0.14001 | 0.1398 | 0.13959 | 0.13937 | 0.13915
No | SCE | Res | BldgEnv | 2008 T-24: Residential Fenestration | On-the-books | Electric Demand (MW) | 0.18317 | 0.18253 | 0.18205 | 0.1817 | 0.18144 | 0.18124 | 0.18101 | 0.1808 | 0.18057 | 0.18035 | 0.18013 | 0.17991 | 0.17969
No | SCE | Res | BldgEnv | 2005 T-24: Window replacement | On-the-books | Electric Demand (MW) | 0 | 0 | 0 | 0 | 0 | 0 | 0 | 0 | 0 | 0 | 0 | 0 | 0
No | SCE | Res | BldgEnv | 2022 T-24: MFA - Restructuring - Fenestration Properties | On-the-books | Electric Demand (MW) | 0.1648 | 0.1608 | 0.15664 | 0.15231 | 0.14785 | 0.14326 | 0.13856 | 0.13379 | 0.12894 | 0.12407 | 0.11918 | 0.1143 | 0.10947
No | SCE | Res | BldgEnv | 2022 T-24: MFA - Restructuring - Roof Assemblies | On-the-books | Electric Demand (MW) | 0.017441 | 0.017441 | 0.017441 | 0.017441 | 0.017441 | 0.017441 | 0.017441 | 0.017441 | 0.017441 | 0.017441 | 0.017441 | 0.017441 | 0.017441
No | SCE | Res | BldgEnv | 2022 T-24: MFNC - Restructuring - Duct Sealing and Testing | On-the-books | Electric Demand (MW) | 0.015303 | 0.015249 | 0.015198 | 0.015152 | 0.015109 | 0.015069 | 0.015032 | 0.014999 | 0.014968 | 0.014939 | 0.014913 | 0.014889 | 0.014866
No | SCE | Res | BldgEnv | 2022 T-24: MFNC - Restructuring - Fenestration Properties | On-the-books | Electric Demand (MW) | 0.001362 | 0.0013289 | 0.0012945 | 0.0012588 | 0.0012219 | 0.001184 | 0.0011452 | 0.0011057 | 0.0010657 | 0.0010254 | 0.00098495 | 0.00094466 | 0.00090469
No | SCE | Res | BldgEnv | 2022 T-24: MFNC - Restructuring - Roof Assemblies | On-the-books | Electric Demand (MW) | 0.010901 | 0.010901 | 0.010901 | 0.010901 | 0.010901 | 0.010901 | 0.010901 | 0.010901 | 0.010901 | 0.010901 | 0.010901 | 0.010901 | 0.010901
No | SCE | Res | BldgEnv | 2022 T-24: MFNC - Restructuring - Wall U-Factor | On-the-books | Electric Demand (MW) | -0.0033677 | -0.0033677 | -0.0033677 | -0.0033677 | -0.0033677 | -0.0033677 | -0.0033677 | -0.0033677 | -0.0033677 | -0.0033677 | -0.0033677 | -0.0033677 | -0.0033677
No | SCE | Res | BldgEnv | 2025 T-24: Multifamily Envelope - Cool Roof Improvements (New Construction + Additions) | On-the-books | Electric Demand (MW) | 0 | 0.0005582 | 0.0022137 | 0.0022128 | 0.0022119 | 0.002211 | 0.0022101 | 0.0022092 | 0.0022082 | 0.0022073 | 0.0022064 | 0.0022055 | 0.0022045
No | SCE | Res | BldgEnv | 2025 T-24: Multifamily Envelope - High Performance Windows (New Construction + Additions) | On-the-books | Electric Demand (MW) | 0 | 0.001423 | 0.0052556 | 0.0048683 | 0.0044874 | 0.0041166 | 0.0037589 | 0.003417 | 0.0030931 | 0.0027886 | 0.0025048 | 0.002242 | 0.0020003
No | SCE | Res | BldgEnv | 2025 T-24: Multifamily Envelope - Window Alterations (Alterations) | On-the-books | Electric Demand (MW) | 0 | -0.00023036 | -0.00024458 | -0.0002374 | -0.00023023 | -0.00022307 | -0.00021593 | -0.00020883 | -0.00020179 | -0.00019481 | -0.0001879 | -0.00018108 | -0.00017436
No | SCE | Res | BldgEnv | 2025 T-24: Multifamily Restructuring - Slab Perimeter Insulation (New Construction + Additions) | On-the-books | Electric Demand (MW) | 0 | -5.4097e-09 | -2.0852e-08 | -2.024e-08 | -1.9628e-08 | -1.9018e-08 | -1.841e-08 | -1.7805e-08 | -1.7204e-08 | -1.6609e-08 | -1.602e-08 | -1.5439e-08 | -1.4865e-08
No | SCE | Res | BldgEnv | 2019 T-24: RA(MF)-Envelope-QII | On-the-books | Electric Demand (MW) |  | 0.0041376 | 0.0038166 | 0.0034547 | 0.0030626 | 0.0026556 | 0.0022516 | 0.0018679 | 0.0015185 | 0.0012123 | 0.00095287 | 0.00073926 | 0.00056748
No | SCE | Res | BldgEnv | 2019 T-24: RA(MF)-Envelope-Windows and Doors | On-the-books | Electric Demand (MW) |  | 0.080519 | 0.074272 | 0.067229 | 0.059599 | 0.051679 | 0.043817 | 0.03635 | 0.02955 | 0.023592 | 0.018543 | 0.014386 | 0.011043
No | SCE | Res | BldgEnv | 2019 T-24: RA(SF)-Envelope-High Performance Walls | On-the-books | Electric Demand (MW) |  | 0.009114 | 0.0084069 | 0.0076097 | 0.006746 | 0.0058495 | 0.0049596 | 0.0041144 | 0.0033448 | 0.0026703 | 0.0020989 | 0.0016284 | 0.00125
No | SCE | Res | BldgEnv | 2019 T-24: RA(SF)-Envelope-QII | On-the-books | Electric Demand (MW) |  | 0.016251 | 0.01499 | 0.013569 | 0.012028 | 0.01043 | 0.0088433 | 0.0073362 | 0.0059639 | 0.0047614 | 0.0037424 | 0.0029034 | 0.0022288
No | SCE | Res | BldgEnv | 2019 T-24: RA(SF)-Envelope-Windows and Doors | On-the-books | Electric Demand (MW) |  | 0.17051 | 0.15728 | 0.14237 | 0.12621 | 0.10944 | 0.09279 | 0.076977 | 0.062578 | 0.04996 | 0.039268 | 0.030465 | 0.023386
No | SCE | Res | BldgEnv | 2019 T-24: RNC(MF)-Envelope-High Performance Attics | On-the-books | Electric Demand (MW) |  | 0.035139 | 0.032413 | 0.02934 | 0.026009 | 0.022553 | 0.019122 | 0.015863 | 0.012896 | 0.010296 | 0.0080923 | 0.0062782 | 0.0048194
No | SCE | Res | BldgEnv | 2019 T-24: RNC(MF)-Envelope-QII | On-the-books | Electric Demand (MW) |  | 0.13428 | 0.12386 | 0.11212 | 0.09939 | 0.086182 | 0.073071 | 0.060619 | 0.04928 | 0.039343 | 0.030923 | 0.023991 | 0.018416
No | SCE | Res | BldgEnv | 2019 T-24: RNC(MF)-Envelope-Windows and Doors | On-the-books | Electric Demand (MW) |  | 0.1411 | 0.13016 | 0.11782 | 0.10444 | 0.090564 | 0.076786 | 0.063701 | 0.051785 | 0.041343 | 0.032495 | 0.025211 | 0.019353
No | SCE | Res | BldgEnv | 2019 T-24: RNC(SF)-Envelope-High Performance Attics | On-the-books | Electric Demand (MW) |  | 0.32094 | 0.29604 | 0.26797 | 0.23755 | 0.20598 | 0.17465 | 0.14489 | 0.11778 | 0.094033 | 0.07391 | 0.057341 | 0.044017
No | SCE | Res | BldgEnv | 2019 T-24: RNC(SF)-Envelope-High Performance Walls | On-the-books | Electric Demand (MW) |  | 0.16525 | 0.15243 | 0.13798 | 0.12232 | 0.10606 | 0.089926 | 0.074602 | 0.060647 | 0.048418 | 0.038056 | 0.029525 | 0.022664
No | SCE | Res | BldgEnv | 2019 T-24: RNC(SF)-Envelope-QII | On-the-books | Electric Demand (MW) |  | 0.78028 | 0.71974 | 0.6515 | 0.57755 | 0.5008 | 0.42461 | 0.35225 | 0.28636 | 0.22862 | 0.17969 | 0.13941 | 0.10702
No | SCE | Res | BldgEnv | 2019 T-24: RNC(SF)-Envelope-Windows and Doors | On-the-books | Electric Demand (MW) |  | 0.44211 | 0.40781 | 0.36914 | 0.32724 | 0.28376 | 0.24059 | 0.19959 | 0.16225 | 0.12954 | 0.10182 | 0.078991 | 0.060636
No | SCE | Res | BldgEnv | 2022 T-24: SFA - Cool roof for low-sloped roof | On-the-books | Electric Demand (MW) |  | 4.7809 | 4.694 | 4.6228 | 4.5656 | 4.5207 | 4.4858 | 4.459 | 4.4387 | 4.4233 | 4.4117 | 4.4031 | 4.3966
No | SCE | Res | BldgEnv | 2022 T-24: SFA - Cool roof for steep-sloped roofs | On-the-books | Electric Demand (MW) |  | 0.66191 | 0.64846 | 0.63631 | 0.62562 | 0.61641 | 0.60862 | 0.60213 | 0.5968 | 0.59247 | 0.58898 | 0.58619 | 0.58397
No | SCE | Res | BldgEnv | 2022 T-24: SFA - Prescriptive attic insulation for alterations | On-the-books | Electric Demand (MW) |  | 0.5914 | 0.59085 | 0.5903 | 0.58975 | 0.5892 | 0.58865 | 0.5881 | 0.58755 | 0.58699 | 0.58644 | 0.58589 | 0.58534
No | SCE | Res | BldgEnv | 2022 T-24: SFA - Roof deck insulation for low-sloped roofs | On-the-books | Electric Demand (MW) |  | 1.8526 | 1.7989 | 1.7468 | 1.6968 | 1.6496 | 1.6054 | 1.5647 | 1.5275 | 1.4939 | 1.4638 | 1.4371 | 1.4135
No | SCE | Res | BldgEnv | 2022 T-24: SFNC - Prescriptive attic insulation for additions | On-the-books | Electric Demand (MW) |  | 0.0010821 | 0.0010628 | 0.0010472 | 0.0010348 | 0.0010248 | 0.0010169 | 0.0010107 | 0.0010058 | 0.001002 | 0.00099896 | 0.00099661 | 0.00099477
No | SCE | Res | BldgEnv | 2025 T-24: Single Family High-Performance Envelope - High-Performance Windows (Alterations) | On-the-books | Electric Demand (MW) |  | 0.0010129 | 0.0011054 | 0.0011039 | 0.0011023 | 0.0011008 | 0.0010992 | 0.0010976 | 0.001096 | 0.0010943 | 0.0010927 | 0.001091 | 0.0010893
No | SCE | Res | BldgEnv | 2025 T-24: Single Family High-Performance Envelope - High-Performance Windows (New Construction + Additions) | On-the-books | Electric Demand (MW) |  | 0.055184 | 0.10932 | 0.10917 | 0.10901 | 0.10886 | 0.1087 | 0.10854 | 0.10838 | 0.10822 | 0.10806 | 0.10789 | 0.10772
No | SCE | Res | BldgEnv | 2008 T-24: Residential Fenestration | Expected | Electric Demand (MW) | 0.18317 | 0.18253 | 0.18205 | 0.1817 | 0.18144 | 0.18124 | 0.18101 | 0.1808 | 0.18057 | 0.18035 | 0.18013 | 0.17991 | 0.17969
No | SCE | Res | BldgEnv | 2005 T-24: Window replacement | Expected | Electric Demand (MW) | 0 | 0 | 0 | 0 | 0 | 0 | 0 | 0 | 0 | 0 | 0 | 0 | 0
No | SCE | Res | BldgEnv | 2022 T-24: MFA - Restructuring - Fenestration Properties | Expected | Electric Demand (MW) | 0.1648 | 0.1608 | 0.15664 | 0.15231 | 0.14785 | 0.14326 | 0.13856 | 0.13379 | 0.12894 | 0.12407 | 0.11918 | 0.1143 | 0.10947
No | SCE | Res | BldgEnv | 2022 T-24: MFA - Restructuring - Roof Assemblies | Expected | Electric Demand (MW) | 0.017441 | 0.017441 | 0.017441 | 0.017441 | 0.017441 | 0.017441 | 0.017441 | 0.017441 | 0.017441 | 0.017441 | 0.017441 | 0.017441 | 0.017441
No | SCE | Res | BldgEnv | 2022 T-24: MFNC - Restructuring - Duct Sealing and Testing | Expected | Electric Demand (MW) | 0.015303 | 0.015249 | 0.015198 | 0.015152 | 0.015109 | 0.015069 | 0.015032 | 0.014999 | 0.014968 | 0.014939 | 0.014913 | 0.014889 | 0.014866
No | SCE | Res | BldgEnv | 2022 T-24: MFNC - Restructuring - Fenestration Properties | Expected | Electric Demand (MW) | 0.001362 | 0.0013289 | 0.0012945 | 0.0012588 | 0.0012219 | 0.001184 | 0.0011452 | 0.0011057 | 0.0010657 | 0.0010254 | 0.00098495 | 0.00094466 | 0.00090469
No | SCE | Res | BldgEnv | 2022 T-24: MFNC - Restructuring - Roof Assemblies | Expected | Electric Demand (MW) | 0.010901 | 0.010901 | 0.010901 | 0.010901 | 0.010901 | 0.010901 | 0.010901 | 0.010901 | 0.010901 | 0.010901 | 0.010901 | 0.010901 | 0.010901
No | SCE | Res | BldgEnv | 2022 T-24: MFNC - Restructuring - Wall U-Factor | Expected | Electric Demand (MW) | -0.0033677 | -0.0033677 | -0.0033677 | -0.0033677 | -0.0033677 | -0.0033677 | -0.0033677 | -0.0033677 | -0.0033677 | -0.0033677 | -0.0033677 | -0.0033677 | -0.0033677
No | SCE | Res | BldgEnv | 2025 T-24: Multifamily Envelope - Cool Roof Improvements (New Construction + Additions) | Expected | Electric Demand (MW) | 0 | 0.0005582 | 0.0022137 | 0.0022128 | 0.0022119 | 0.002211 | 0.0022101 | 0.0022092 | 0.0022082 | 0.0022073 | 0.0022064 | 0.0022055 | 0.0022045
No | SCE | Res | BldgEnv | 2025 T-24: Multifamily Envelope - High Performance Windows (New Construction + Additions) | Expected | Electric Demand (MW) | 0 | 0.001423 | 0.0052556 | 0.0048683 | 0.0044874 | 0.0041166 | 0.0037589 | 0.003417 | 0.0030931 | 0.0027886 | 0.0025048 | 0.002242 | 0.0020003
No | SCE | Res | BldgEnv | 2025 T-24: Multifamily Envelope - Window Alterations (Alterations) | Expected | Electric Demand (MW) | 0 | -0.00023036 | -0.00024458 | -0.0002374 | -0.00023023 | -0.00022307 | -0.00021593 | -0.00020883 | -0.00020179 | -0.00019481 | -0.0001879 | -0.00018108 | -0.00017436
No | SCE | Res | BldgEnv | 2025 T-24: Multifamily Restructuring - Slab Perimeter Insulation (New Construction + Additions) | Expected | Electric Demand (MW) | 0 | -5.4097e-09 | -2.0852e-08 | -2.024e-08 | -1.9628e-08 | -1.9018e-08 | -1.841e-08 | -1.7805e-08 | -1.7204e-08 | -1.6609e-08 | -1.602e-08 | -1.5439e-08 | -1.4865e-08
No | SCE | Res | BldgEnv | 2019 T-24: RA(MF)-Envelope-QII | Expected | Electric Demand (MW) |  | 0.0041376 | 0.0038166 | 0.0034547 | 0.0030626 | 0.0026556 | 0.0022516 | 0.0018679 | 0.0015185 | 0.0012123 | 0.00095287 | 0.00073926 | 0.00056748
No | SCE | Res | BldgEnv | 2019 T-24: RA(MF)-Envelope-Windows and Doors | Expected | Electric Demand (MW) |  | 0.080519 | 0.074272 | 0.067229 | 0.059599 | 0.051679 | 0.043817 | 0.03635 | 0.02955 | 0.023592 | 0.018543 | 0.014386 | 0.011043
No | SCE | Res | BldgEnv | 2019 T-24: RA(SF)-Envelope-High Performance Walls | Expected | Electric Demand (MW) |  | 0.009114 | 0.0084069 | 0.0076097 | 0.006746 | 0.0058495 | 0.0049596 | 0.0041144 | 0.0033448 | 0.0026703 | 0.0020989 | 0.0016284 | 0.00125
No | SCE | Res | BldgEnv | 2019 T-24: RA(SF)-Envelope-QII | Expected | Electric Demand (MW) |  | 0.016251 | 0.01499 | 0.013569 | 0.012028 | 0.01043 | 0.0088433 | 0.0073362 | 0.0059639 | 0.0047614 | 0.0037424 | 0.0029034 | 0.0022288
No | SCE | Res | BldgEnv | 2019 T-24: RA(SF)-Envelope-Windows and Doors | Expected | Electric Demand (MW) |  | 0.17051 | 0.15728 | 0.14237 | 0.12621 | 0.10944 | 0.09279 | 0.076977 | 0.062578 | 0.04996 | 0.039268 | 0.030465 | 0.023386
No | SCE | Res | BldgEnv | 2019 T-24: RNC(MF)-Envelope-High Performance Attics | Expected | Electric Demand (MW) |  | 0.035139 | 0.032413 | 0.02934 | 0.026009 | 0.022553 | 0.019122 | 0.015863 | 0.012896 | 0.010296 | 0.0080923 | 0.0062782 | 0.0048194
No | SCE | Res | BldgEnv | 2019 T-24: RNC(MF)-Envelope-QII | Expected | Electric Demand (MW) |  | 0.13428 | 0.12386 | 0.11212 | 0.09939 | 0.086182 | 0.073071 | 0.060619 | 0.04928 | 0.039343 | 0.030923 | 0.023991 | 0.018416
No | SCE | Res | BldgEnv | 2019 T-24: RNC(MF)-Envelope-Windows and Doors | Expected | Electric Demand (MW) |  | 0.1411 | 0.13016 | 0.11782 | 0.10444 | 0.090564 | 0.076786 | 0.063701 | 0.051785 | 0.041343 | 0.032495 | 0.025211 | 0.019353
No | SCE | Res | BldgEnv | 2019 T-24: RNC(SF)-Envelope-High Performance Attics | Expected | Electric Demand (MW) |  | 0.32094 | 0.29604 | 0.26797 | 0.23755 | 0.20598 | 0.17465 | 0.14489 | 0.11778 | 0.094033 | 0.07391 | 0.057341 | 0.044017
No | SCE | Res | BldgEnv | 2019 T-24: RNC(SF)-Envelope-High Performance Walls | Expected | Electric Demand (MW) |  | 0.16525 | 0.15243 | 0.13798 | 0.12232 | 0.10606 | 0.089926 | 0.074602 | 0.060647 | 0.048418 | 0.038056 | 0.029525 | 0.022664
No | SCE | Res | BldgEnv | 2019 T-24: RNC(SF)-Envelope-QII | Expected | Electric Demand (MW) |  | 0.78028 | 0.71974 | 0.6515 | 0.57755 | 0.5008 | 0.42461 | 0.35225 | 0.28636 | 0.22862 | 0.17969 | 0.13941 | 0.10702
No | SCE | Res | BldgEnv | 2019 T-24: RNC(SF)-Envelope-Windows and Doors | Expected | Electric Demand (MW) |  | 0.44211 | 0.40781 | 0.36914 | 0.32724 | 0.28376 | 0.24059 | 0.19959 | 0.16225 | 0.12954 | 0.10182 | 0.078991 | 0.060636
No | SCE | Res | BldgEnv | 2022 T-24: SFA - Cool roof for low-sloped roof | Expected | Electric Demand (MW) |  | 4.7809 | 4.694 | 4.6228 | 4.5656 | 4.5207 | 4.4858 | 4.459 | 4.4387 | 4.4233 | 4.4117 | 4.4031 | 4.3966
No | SCE | Res | BldgEnv | 2022 T-24: SFA - Cool roof for steep-sloped roofs | Expected | Electric Demand (MW) |  | 0.66191 | 0.64846 | 0.63631 | 0.62562 | 0.61641 | 0.60862 | 0.60213 | 0.5968 | 0.59247 | 0.58898 | 0.58619 | 0.58397
No | SCE | Res | BldgEnv | 2022 T-24: SFA - Prescriptive attic insulation for alterations | Expected | Electric Demand (MW) |  | 0.5914 | 0.59085 | 0.5903 | 0.58975 | 0.5892 | 0.58865 | 0.5881 | 0.58755 | 0.58699 | 0.58644 | 0.58589 | 0.58534
No | SCE | Res | BldgEnv | 2022 T-24: SFA - Roof deck insulation for low-sloped roofs | Expected | Electric Demand (MW) |  | 1.8526 | 1.7989 | 1.7468 | 1.6968 | 1.6496 | 1.6054 | 1.5647 | 1.5275 | 1.4939 | 1.4638 | 1.4371 | 1.4135
No | SCE | Res | BldgEnv | 2022 T-24: SFNC - Prescriptive attic insulation for additions | Expected | Electric Demand (MW) |  | 0.0010821 | 0.0010628 | 0.0010472 | 0.0010348 | 0.0010248 | 0.0010169 | 0.0010107 | 0.0010058 | 0.001002 | 0.00099896 | 0.00099661 | 0.00099477
No | SCE | Res | BldgEnv | 2025 T-24: Single Family High-Performance Envelope - High-Performance Windows (Alterations) | Expected | Electric Demand (MW) |  | 0.0010129 | 0.0011054 | 0.0011039 | 0.0011023 | 0.0011008 | 0.0010992 | 0.0010976 | 0.001096 | 0.0010943 | 0.0010927 | 0.001091 | 0.0010893
No | SCE | Res | BldgEnv | 2025 T-24: Single Family High-Performance Envelope - High-Performance Windows (New Construction + Additions) | Expected | Electric Demand (MW) |  | 0.055184 | 0.10932 | 0.10917 | 0.10901 | 0.10886 | 0.1087 | 0.10854 | 0.10838 | 0.10822 | 0.10806 | 0.10789 | 0.10772
No | SCE | Res | BldgEnv | 2008 T-24: Residential Fenestration | Possible | Electric Demand (MW) | 0.18317 | 0.18253 | 0.18205 | 0.1817 | 0.18144 | 0.18124 | 0.18101 | 0.1808 | 0.18057 | 0.18035 | 0.18013 | 0.17991 | 0.17969
No | SCE | Res | BldgEnv | 2005 T-24: Window replacement | Possible | Electric Demand (MW) | 0 | 0 | 0 | 0 | 0 | 0 | 0 | 0 | 0 | 0 | 0 | 0 | 0
No | SCE | Res | BldgEnv | 2022 T-24: MFA - Restructuring - Fenestration Properties | Possible | Electric Demand (MW) | 0.1648 | 0.1608 | 0.15664 | 0.15231 | 0.14785 | 0.14326 | 0.13856 | 0.13379 | 0.12894 | 0.12407 | 0.11918 | 0.1143 | 0.10947
No | SCE | Res | BldgEnv | 2022 T-24: MFA - Restructuring - Roof Assemblies | Possible | Electric Demand (MW) | 0.017441 | 0.017441 | 0.017441 | 0.017441 | 0.017441 | 0.017441 | 0.017441 | 0.017441 | 0.017441 | 0.017441 | 0.017441 | 0.017441 | 0.017441
No | SCE | Res | BldgEnv | 2022 T-24: MFNC - Restructuring - Duct Sealing and Testing | Possible | Electric Demand (MW) | 0.015303 | 0.015249 | 0.015198 | 0.015152 | 0.015109 | 0.015069 | 0.015032 | 0.014999 | 0.014968 | 0.014939 | 0.014913 | 0.014889 | 0.014866
No | SCE | Res | BldgEnv | 2022 T-24: MFNC - Restructuring - Fenestration Properties | Possible | Electric Demand (MW) | 0.001362 | 0.0013289 | 0.0012945 | 0.0012588 | 0.0012219 | 0.001184 | 0.0011452 | 0.0011057 | 0.0010657 | 0.0010254 | 0.00098495 | 0.00094466 | 0.00090469
No | SCE | Res | BldgEnv | 2022 T-24: MFNC - Restructuring - Roof Assemblies | Possible | Electric Demand (MW) | 0.010901 | 0.010901 | 0.010901 | 0.010901 | 0.010901 | 0.010901 | 0.010901 | 0.010901 | 0.010901 | 0.010901 | 0.010901 | 0.010901 | 0.010901
No | SCE | Res | BldgEnv | 2022 T-24: MFNC - Restructuring - Wall U-Factor | Possible | Electric Demand (MW) | -0.0033677 | -0.0033677 | -0.0033677 | -0.0033677 | -0.0033677 | -0.0033677 | -0.0033677 | -0.0033677 | -0.0033677 | -0.0033677 | -0.0033677 | -0.0033677 | -0.0033677
No | SCE | Res | BldgEnv | 2025 T-24: Multifamily Envelope - Cool Roof Improvements (New Construction + Additions) | Possible | Electric Demand (MW) | 0 | 0.0005582 | 0.0022137 | 0.0022128 | 0.0022119 | 0.002211 | 0.0022101 | 0.0022092 | 0.0022082 | 0.0022073 | 0.0022064 | 0.0022055 | 0.0022045
No | SCE | Res | BldgEnv | 2025 T-24: Multifamily Envelope - High Performance Windows (New Construction + Additions) | Possible | Electric Demand (MW) | 0 | 0.001423 | 0.0052556 | 0.0048683 | 0.0044874 | 0.0041166 | 0.0037589 | 0.003417 | 0.0030931 | 0.0027886 | 0.0025048 | 0.002242 | 0.0020003
No | SCE | Res | BldgEnv | 2025 T-24: Multifamily Envelope - Window Alterations (Alterations) | Possible | Electric Demand (MW) | 0 | -0.00023036 | -0.00024458 | -0.0002374 | -0.00023023 | -0.00022307 | -0.00021593 | -0.00020883 | -0.00020179 | -0.00019481 | -0.0001879 | -0.00018108 | -0.00017436
No | SCE | Res | BldgEnv | 2025 T-24: Multifamily Restructuring - Slab Perimeter Insulation (New Construction + Additions) | Possible | Electric Demand (MW) | 0 | -5.4097e-09 | -2.0852e-08 | -2.024e-08 | -1.9628e-08 | -1.9018e-08 | -1.841e-08 | -1.7805e-08 | -1.7204e-08 | -1.6609e-08 | -1.602e-08 | -1.5439e-08 | -1.4865e-08
No | SCE | Res | BldgEnv | 2019 T-24: RA(MF)-Envelope-QII | Possible | Electric Demand (MW) |  | 0.0041376 | 0.0038166 | 0.0034547 | 0.0030626 | 0.0026556 | 0.0022516 | 0.0018679 | 0.0015185 | 0.0012123 | 0.00095287 | 0.00073926 | 0.00056748
No | SCE | Res | BldgEnv | 2019 T-24: RA(MF)-Envelope-Windows and Doors | Possible | Electric Demand (MW) |  | 0.080519 | 0.074272 | 0.067229 | 0.059599 | 0.051679 | 0.043817 | 0.03635 | 0.02955 | 0.023592 | 0.018543 | 0.014386 | 0.011043
No | SCE | Res | BldgEnv | 2019 T-24: RA(SF)-Envelope-High Performance Walls | Possible | Electric Demand (MW) |  | 0.009114 | 0.0084069 | 0.0076097 | 0.006746 | 0.0058495 | 0.0049596 | 0.0041144 | 0.0033448 | 0.0026703 | 0.0020989 | 0.0016284 | 0.00125
No | SCE | Res | BldgEnv | 2019 T-24: RA(SF)-Envelope-QII | Possible | Electric Demand (MW) |  | 0.016251 | 0.01499 | 0.013569 | 0.012028 | 0.01043 | 0.0088433 | 0.0073362 | 0.0059639 | 0.0047614 | 0.0037424 | 0.0029034 | 0.0022288
No | SCE | Res | BldgEnv | 2019 T-24: RA(SF)-Envelope-Windows and Doors | Possible | Electric Demand (MW) |  | 0.17051 | 0.15728 | 0.14237 | 0.12621 | 0.10944 | 0.09279 | 0.076977 | 0.062578 | 0.04996 | 0.039268 | 0.030465 | 0.023386
No | SCE | Res | BldgEnv | 2019 T-24: RNC(MF)-Envelope-High Performance Attics | Possible | Electric Demand (MW) |  | 0.035139 | 0.032413 | 0.02934 | 0.026009 | 0.022553 | 0.019122 | 0.015863 | 0.012896 | 0.010296 | 0.0080923 | 0.0062782 | 0.0048194
No | SCE | Res | BldgEnv | 2019 T-24: RNC(MF)-Envelope-QII | Possible | Electric Demand (MW) |  | 0.13428 | 0.12386 | 0.11212 | 0.09939 | 0.086182 | 0.073071 | 0.060619 | 0.04928 | 0.039343 | 0.030923 | 0.023991 | 0.018416
No | SCE | Res | BldgEnv | 2019 T-24: RNC(MF)-Envelope-Windows and Doors | Possible | Electric Demand (MW) |  | 0.1411 | 0.13016 | 0.11782 | 0.10444 | 0.090564 | 0.076786 | 0.063701 | 0.051785 | 0.041343 | 0.032495 | 0.025211 | 0.019353
No | SCE | Res | BldgEnv | 2019 T-24: RNC(SF)-Envelope-High Performance Attics | Possible | Electric Demand (MW) |  | 0.32094 | 0.29604 | 0.26797 | 0.23755 | 0.20598 | 0.17465 | 0.14489 | 0.11778 | 0.094033 | 0.07391 | 0.057341 | 0.044017
No | SCE | Res | BldgEnv | 2019 T-24: RNC(SF)-Envelope-High Performance Walls | Possible | Electric Demand (MW) |  | 0.16525 | 0.15243 | 0.13798 | 0.12232 | 0.10606 | 0.089926 | 0.074602 | 0.060647 | 0.048418 | 0.038056 | 0.029525 | 0.022664
No | SCE | Res | BldgEnv | 2019 T-24: RNC(SF)-Envelope-QII | Possible | Electric Demand (MW) |  | 0.78028 | 0.71974 | 0.6515 | 0.57755 | 0.5008 | 0.42461 | 0.35225 | 0.28636 | 0.22862 | 0.17969 | 0.13941 | 0.10702
No | SCE | Res | BldgEnv | 2019 T-24: RNC(SF)-Envelope-Windows and Doors | Possible | Electric Demand (MW) |  | 0.44211 | 0.40781 | 0.36914 | 0.32724 | 0.28376 | 0.24059 | 0.19959 | 0.16225 | 0.12954 | 0.10182 | 0.078991 | 0.060636
No | SCE | Res | BldgEnv | 2022 T-24: SFA - Cool roof for low-sloped roof | Possible | Electric Demand (MW) |  | 4.7809 | 4.694 | 4.6228 | 4.5656 | 4.5207 | 4.4858 | 4.459 | 4.4387 | 4.4233 | 4.4117 | 4.4031 | 4.3966
No | SCE | Res | BldgEnv | 2022 T-24: SFA - Cool roof for steep-sloped roofs | Possible | Electric Demand (MW) |  | 0.66191 | 0.64846 | 0.63631 | 0.62562 | 0.61641 | 0.60862 | 0.60213 | 0.5968 | 0.59247 | 0.58898 | 0.58619 | 0.58397
No | SCE | Res | BldgEnv | 2022 T-24: SFA - Prescriptive attic insulation for alterations | Possible | Electric Demand (MW) |  | 0.5914 | 0.59085 | 0.5903 | 0.58975 | 0.5892 | 0.58865 | 0.5881 | 0.58755 | 0.58699 | 0.58644 | 0.58589 | 0.58534
No | SCE | Res | BldgEnv | 2022 T-24: SFA - Roof deck insulation for low-sloped roofs | Possible | Electric Demand (MW) |  | 1.8526 | 1.7989 | 1.7468 | 1.6968 | 1.6496 | 1.6054 | 1.5647 | 1.5275 | 1.4939 | 1.4638 | 1.4371 | 1.4135
No | SCE | Res | BldgEnv | 2022 T-24: SFNC - Prescriptive attic insulation for additions | Possible | Electric Demand (MW) |  | 0.0010821 | 0.0010628 | 0.0010472 | 0.0010348 | 0.0010248 | 0.0010169 | 0.0010107 | 0.0010058 | 0.001002 | 0.00099896 | 0.00099661 | 0.00099477
No | SCE | Res | BldgEnv | 2025 T-24: Single Family High-Performance Envelope - High-Performance Windows (Alterations) | Possible | Electric Demand (MW) |  | 0.0010129 | 0.0011054 | 0.0011039 | 0.0011023 | 0.0011008 | 0.0010992 | 0.0010976 | 0.001096 | 0.0010943 | 0.0010927 | 0.001091 | 0.0010893
No | SCE | Res | BldgEnv | 2025 T-24: Single Family High-Performance Envelope - High-Performance Windows (New Construction + Additions) | Possible | Electric Demand (MW) |  | 0.055184 | 0.10932 | 0.10917 | 0.10901 | 0.10886 | 0.1087 | 0.10854 | 0.10838 | 0.10822 | 0.10806 | 0.10789 | 0.10772
No | SDG&E | Res | BldgEnv | 2008 T-24: Residential Fenestration | On-the-books | Electric Demand (MW) | 0.032431 | 0.032317 | 0.032232 | 0.03217 | 0.032124 | 0.032089 | 0.032047 | 0.03201 | 0.03197 | 0.031932 | 0.031892 | 0.031854 | 0.031814
No | SDG&E | Res | BldgEnv | 2005 T-24: Window replacement | On-the-books | Electric Demand (MW) | 0 | 0 | 0 | 0 | 0 | 0 | 0 | 0 | 0 | 0 | 0 | 0 | 0
No | SDG&E | Res | BldgEnv | 2022 T-24: MFA - Restructuring - Fenestration Properties | On-the-books | Electric Demand (MW) | 0.029178 | 0.02847 | 0.027733 | 0.026967 | 0.026177 | 0.025364 | 0.024533 | 0.023687 | 0.02283 | 0.021966 | 0.021101 | 0.020238 | 0.019381
No | SDG&E | Res | BldgEnv | 2022 T-24: MFA - Restructuring - Roof Assemblies | On-the-books | Electric Demand (MW) | 0.003088 | 0.003088 | 0.003088 | 0.003088 | 0.003088 | 0.003088 | 0.003088 | 0.003088 | 0.003088 | 0.003088 | 0.003088 | 0.003088 | 0.003088
No | SDG&E | Res | BldgEnv | 2022 T-24: MFNC - Restructuring - Duct Sealing and Testing | On-the-books | Electric Demand (MW) | 0.0027094 | 0.0026998 | 0.0026909 | 0.0026826 | 0.002675 | 0.002668 | 0.0026615 | 0.0026555 | 0.00265 | 0.002645 | 0.0026403 | 0.002636 | 0.0026321
No | SDG&E | Res | BldgEnv | 2022 T-24: MFNC - Restructuring - Fenestration Properties | On-the-books | Electric Demand (MW) | 0.00024114 | 0.00023529 | 0.0002292 | 0.00022287 | 0.00021634 | 0.00020962 | 0.00020275 | 0.00019576 | 0.00018868 | 0.00018154 | 0.00017439 | 0.00016725 | 0.00016018
No | SDG&E | Res | BldgEnv | 2022 T-24: MFNC - Restructuring - Roof Assemblies | On-the-books | Electric Demand (MW) | 0.00193 | 0.00193 | 0.00193 | 0.00193 | 0.00193 | 0.00193 | 0.00193 | 0.00193 | 0.00193 | 0.00193 | 0.00193 | 0.00193 | 0.00193
No | SDG&E | Res | BldgEnv | 2022 T-24: MFNC - Restructuring - Wall U-Factor | On-the-books | Electric Demand (MW) | -0.00059626 | -0.00059626 | -0.00059626 | -0.00059626 | -0.00059626 | -0.00059626 | -0.00059626 | -0.00059626 | -0.00059626 | -0.00059626 | -0.00059626 | -0.00059626 | -0.00059626
No | SDG&E | Res | BldgEnv | 2025 T-24: Multifamily Envelope - Cool Roof Improvements (New Construction + Additions) | On-the-books | Electric Demand (MW) | 0 | 9.883e-05 | 0.00039194 | 0.00039178 | 0.00039162 | 0.00039146 | 0.0003913 | 0.00039113 | 0.00039097 | 0.00039081 | 0.00039064 | 0.00039048 | 0.00039031
No | SDG&E | Res | BldgEnv | 2025 T-24: Multifamily Envelope - High Performance Windows (New Construction + Additions) | On-the-books | Electric Demand (MW) | 0 | 0.00025195 | 0.00093051 | 0.00086193 | 0.0007945 | 0.00072885 | 0.00066552 | 0.00060499 | 0.00054763 | 0.00049373 | 0.00044347 | 0.00039694 | 0.00035416
No | SDG&E | Res | BldgEnv | 2025 T-24: Multifamily Envelope - Window Alterations (Alterations) | On-the-books | Electric Demand (MW) | 0 | -4.0785e-05 | -4.3303e-05 | -4.2032e-05 | -4.0762e-05 | -3.9494e-05 | -3.8231e-05 | -3.6974e-05 | -3.5727e-05 | -3.4491e-05 | -3.3268e-05 | -3.2061e-05 | -3.0871e-05
No | SDG&E | Res | BldgEnv | 2025 T-24: Multifamily Restructuring - Slab Perimeter Insulation (New Construction + Additions) | On-the-books | Electric Demand (MW) | 0 | -9.5779e-10 | -3.6918e-09 | -3.5835e-09 | -3.4752e-09 | -3.3671e-09 | -3.2594e-09 | -3.1523e-09 | -3.046e-09 | -2.9406e-09 | -2.8363e-09 | -2.7334e-09 | -2.6319e-09
No | SDG&E | Res | BldgEnv | 2019 T-24: RA(MF)-Envelope-QII | On-the-books | Electric Demand (MW) |  | 0.00073257 | 0.00067574 | 0.00061166 | 0.00054224 | 0.00047018 | 0.00039865 | 0.00033072 | 0.00026885 | 0.00021464 | 0.00016871 | 0.00013089 | 0.00010047
No | SDG&E | Res | BldgEnv | 2019 T-24: RA(MF)-Envelope-Windows and Doors | On-the-books | Electric Demand (MW) |  | 0.014256 | 0.01315 | 0.011903 | 0.010552 | 0.0091497 | 0.0077577 | 0.0064357 | 0.0052319 | 0.0041769 | 0.003283 | 0.002547 | 0.0019552
No | SDG&E | Res | BldgEnv | 2019 T-24: RA(SF)-Envelope-High Performance Walls | On-the-books | Electric Demand (MW) |  | 0.0016136 | 0.0014884 | 0.0013473 | 0.0011944 | 0.0010357 | 0.00087811 | 0.00072847 | 0.0005922 | 0.00047279 | 0.00037161 | 0.0002883 | 0.00022131
No | SDG&E | Res | BldgEnv | 2019 T-24: RA(SF)-Envelope-QII | On-the-books | Electric Demand (MW) |  | 0.0028772 | 0.002654 | 0.0024023 | 0.0021296 | 0.0018466 | 0.0015657 | 0.0012989 | 0.0010559 | 0.000843 | 0.0006626 | 0.00051406 | 0.00039461
No | SDG&E | Res | BldgEnv | 2019 T-24: RA(SF)-Envelope-Windows and Doors | On-the-books | Electric Demand (MW) |  | 0.03019 | 0.027847 | 0.025207 | 0.022346 | 0.019376 | 0.016429 | 0.013629 | 0.011079 | 0.0088454 | 0.0069525 | 0.0053939 | 0.0041405
No | SDG&E | Res | BldgEnv | 2019 T-24: RNC(MF)-Envelope-High Performance Attics | On-the-books | Electric Demand (MW) |  | 0.0062214 | 0.0057387 | 0.0051946 | 0.004605 | 0.003993 | 0.0033856 | 0.0028086 | 0.0022832 | 0.0018228 | 0.0014327 | 0.0011116 | 0.00085328
No | SDG&E | Res | BldgEnv | 2019 T-24: RNC(MF)-Envelope-QII | On-the-books | Electric Demand (MW) |  | 0.023774 | 0.02193 | 0.01985 | 0.017597 | 0.015259 | 0.012937 | 0.010733 | 0.008725 | 0.0069656 | 0.005475 | 0.0042476 | 0.0032606
No | SDG&E | Res | BldgEnv | 2019 T-24: RNC(MF)-Envelope-Windows and Doors | On-the-books | Electric Demand (MW) |  | 0.024983 | 0.023044 | 0.020859 | 0.018492 | 0.016034 | 0.013595 | 0.011278 | 0.0091686 | 0.0073198 | 0.0057533 | 0.0044636 | 0.0034264
No | SDG&E | Res | BldgEnv | 2019 T-24: RNC(SF)-Envelope-High Performance Attics | On-the-books | Electric Demand (MW) |  | 0.056822 | 0.052414 | 0.047444 | 0.042059 | 0.03647 | 0.030921 | 0.025652 | 0.020854 | 0.016649 | 0.013086 | 0.010152 | 0.0077933
No | SDG&E | Res | BldgEnv | 2019 T-24: RNC(SF)-Envelope-High Performance Walls | On-the-books | Electric Demand (MW) |  | 0.029258 | 0.026988 | 0.024429 | 0.021656 | 0.018778 | 0.015922 | 0.013208 | 0.010738 | 0.0085724 | 0.0067379 | 0.0052274 | 0.0040128
No | SDG&E | Res | BldgEnv | 2019 T-24: RNC(SF)-Envelope-QII | On-the-books | Electric Demand (MW) |  | 0.13815 | 0.12743 | 0.11535 | 0.10226 | 0.088667 | 0.075178 | 0.062366 | 0.0507 | 0.040477 | 0.031815 | 0.024683 | 0.018947
No | SDG&E | Res | BldgEnv | 2019 T-24: RNC(SF)-Envelope-Windows and Doors | On-the-books | Electric Demand (MW) |  | 0.078276 | 0.072203 | 0.065357 | 0.057939 | 0.050239 | 0.042596 | 0.035337 | 0.028727 | 0.022935 | 0.018026 | 0.013985 | 0.010736
No | SDG&E | Res | BldgEnv | 2022 T-24: SFA - Cool roof for low-sloped roof | On-the-books | Electric Demand (MW) |  | 0.84646 | 0.83108 | 0.81846 | 0.80835 | 0.80039 | 0.79421 | 0.78947 | 0.78587 | 0.78315 | 0.7811 | 0.77957 | 0.77843
No | SDG&E | Res | BldgEnv | 2022 T-24: SFA - Cool roof for steep-sloped roofs | On-the-books | Electric Demand (MW) |  | 0.11719 | 0.11481 | 0.11266 | 0.11077 | 0.10914 | 0.10776 | 0.10661 | 0.10566 | 0.1049 | 0.10428 | 0.10379 | 0.10339
No | SDG&E | Res | BldgEnv | 2022 T-24: SFA - Prescriptive attic insulation for alterations | On-the-books | Electric Demand (MW) |  | 0.10471 | 0.10461 | 0.10451 | 0.10442 | 0.10432 | 0.10422 | 0.10412 | 0.10403 | 0.10393 | 0.10383 | 0.10373 | 0.10363
No | SDG&E | Res | BldgEnv | 2022 T-24: SFA - Roof deck insulation for low-sloped roofs | On-the-books | Electric Demand (MW) |  | 0.328 | 0.3185 | 0.30927 | 0.30043 | 0.29206 | 0.28424 | 0.27703 | 0.27045 | 0.2645 | 0.25917 | 0.25444 | 0.25026
No | SDG&E | Res | BldgEnv | 2022 T-24: SFNC - Prescriptive attic insulation for additions | On-the-books | Electric Demand (MW) |  | 0.00019158 | 0.00018817 | 0.00018541 | 0.0001832 | 0.00018144 | 0.00018005 | 0.00017895 | 0.00017808 | 0.0001774 | 0.00017687 | 0.00017645 | 0.00017612
No | SDG&E | Res | BldgEnv | 2025 T-24: Single Family High-Performance Envelope - High-Performance Windows (Alterations) | On-the-books | Electric Demand (MW) |  | 0.00017934 | 0.00019572 | 0.00019544 | 0.00019517 | 0.00019489 | 0.00019461 | 0.00019433 | 0.00019404 | 0.00019375 | 0.00019346 | 0.00019316 | 0.00019286
No | SDG&E | Res | BldgEnv | 2025 T-24: Single Family High-Performance Envelope - High-Performance Windows (New Construction + Additions) | On-the-books | Electric Demand (MW) |  | 0.0097703 | 0.019355 | 0.019328 | 0.019301 | 0.019274 | 0.019246 | 0.019218 | 0.019189 | 0.01916 | 0.019131 | 0.019102 | 0.019072
No | SDG&E | Res | BldgEnv | 2008 T-24: Residential Fenestration | Expected | Electric Demand (MW) | 0.032431 | 0.032317 | 0.032232 | 0.03217 | 0.032124 | 0.032089 | 0.032047 | 0.03201 | 0.03197 | 0.031932 | 0.031892 | 0.031854 | 0.031814
No | SDG&E | Res | BldgEnv | 2005 T-24: Window replacement | Expected | Electric Demand (MW) | 0 | 0 | 0 | 0 | 0 | 0 | 0 | 0 | 0 | 0 | 0 | 0 | 0
No | SDG&E | Res | BldgEnv | 2022 T-24: MFA - Restructuring - Fenestration Properties | Expected | Electric Demand (MW) | 0.029178 | 0.02847 | 0.027733 | 0.026967 | 0.026177 | 0.025364 | 0.024533 | 0.023687 | 0.02283 | 0.021966 | 0.021101 | 0.020238 | 0.019381
No | SDG&E | Res | BldgEnv | 2022 T-24: MFA - Restructuring - Roof Assemblies | Expected | Electric Demand (MW) | 0.003088 | 0.003088 | 0.003088 | 0.003088 | 0.003088 | 0.003088 | 0.003088 | 0.003088 | 0.003088 | 0.003088 | 0.003088 | 0.003088 | 0.003088
No | SDG&E | Res | BldgEnv | 2022 T-24: MFNC - Restructuring - Duct Sealing and Testing | Expected | Electric Demand (MW) | 0.0027094 | 0.0026998 | 0.0026909 | 0.0026826 | 0.002675 | 0.002668 | 0.0026615 | 0.0026555 | 0.00265 | 0.002645 | 0.0026403 | 0.002636 | 0.0026321
No | SDG&E | Res | BldgEnv | 2022 T-24: MFNC - Restructuring - Fenestration Properties | Expected | Electric Demand (MW) | 0.00024114 | 0.00023529 | 0.0002292 | 0.00022287 | 0.00021634 | 0.00020962 | 0.00020275 | 0.00019576 | 0.00018868 | 0.00018154 | 0.00017439 | 0.00016725 | 0.00016018
No | SDG&E | Res | BldgEnv | 2022 T-24: MFNC - Restructuring - Roof Assemblies | Expected | Electric Demand (MW) | 0.00193 | 0.00193 | 0.00193 | 0.00193 | 0.00193 | 0.00193 | 0.00193 | 0.00193 | 0.00193 | 0.00193 | 0.00193 | 0.00193 | 0.00193
No | SDG&E | Res | BldgEnv | 2022 T-24: MFNC - Restructuring - Wall U-Factor | Expected | Electric Demand (MW) | -0.00059626 | -0.00059626 | -0.00059626 | -0.00059626 | -0.00059626 | -0.00059626 | -0.00059626 | -0.00059626 | -0.00059626 | -0.00059626 | -0.00059626 | -0.00059626 | -0.00059626
No | SDG&E | Res | BldgEnv | 2025 T-24: Multifamily Envelope - Cool Roof Improvements (New Construction + Additions) | Expected | Electric Demand (MW) | 0 | 9.883e-05 | 0.00039194 | 0.00039178 | 0.00039162 | 0.00039146 | 0.0003913 | 0.00039113 | 0.00039097 | 0.00039081 | 0.00039064 | 0.00039048 | 0.00039031
No | SDG&E | Res | BldgEnv | 2025 T-24: Multifamily Envelope - High Performance Windows (New Construction + Additions) | Expected | Electric Demand (MW) | 0 | 0.00025195 | 0.00093051 | 0.00086193 | 0.0007945 | 0.00072885 | 0.00066552 | 0.00060499 | 0.00054763 | 0.00049373 | 0.00044347 | 0.00039694 | 0.00035416
No | SDG&E | Res | BldgEnv | 2025 T-24: Multifamily Envelope - Window Alterations (Alterations) | Expected | Electric Demand (MW) | 0 | -4.0785e-05 | -4.3303e-05 | -4.2032e-05 | -4.0762e-05 | -3.9494e-05 | -3.8231e-05 | -3.6974e-05 | -3.5727e-05 | -3.4491e-05 | -3.3268e-05 | -3.2061e-05 | -3.0871e-05
No | SDG&E | Res | BldgEnv | 2025 T-24: Multifamily Restructuring - Slab Perimeter Insulation (New Construction + Additions) | Expected | Electric Demand (MW) | 0 | -9.5779e-10 | -3.6918e-09 | -3.5835e-09 | -3.4752e-09 | -3.3671e-09 | -3.2594e-09 | -3.1523e-09 | -3.046e-09 | -2.9406e-09 | -2.8363e-09 | -2.7334e-09 | -2.6319e-09
No | SDG&E | Res | BldgEnv | 2019 T-24: RA(MF)-Envelope-QII | Expected | Electric Demand (MW) |  | 0.00073257 | 0.00067574 | 0.00061166 | 0.00054224 | 0.00047018 | 0.00039865 | 0.00033072 | 0.00026885 | 0.00021464 | 0.00016871 | 0.00013089 | 0.00010047
No | SDG&E | Res | BldgEnv | 2019 T-24: RA(MF)-Envelope-Windows and Doors | Expected | Electric Demand (MW) |  | 0.014256 | 0.01315 | 0.011903 | 0.010552 | 0.0091497 | 0.0077577 | 0.0064357 | 0.0052319 | 0.0041769 | 0.003283 | 0.002547 | 0.0019552
No | SDG&E | Res | BldgEnv | 2019 T-24: RA(SF)-Envelope-High Performance Walls | Expected | Electric Demand (MW) |  | 0.0016136 | 0.0014884 | 0.0013473 | 0.0011944 | 0.0010357 | 0.00087811 | 0.00072847 | 0.0005922 | 0.00047279 | 0.00037161 | 0.0002883 | 0.00022131
No | SDG&E | Res | BldgEnv | 2019 T-24: RA(SF)-Envelope-QII | Expected | Electric Demand (MW) |  | 0.0028772 | 0.002654 | 0.0024023 | 0.0021296 | 0.0018466 | 0.0015657 | 0.0012989 | 0.0010559 | 0.000843 | 0.0006626 | 0.00051406 | 0.00039461
No | SDG&E | Res | BldgEnv | 2019 T-24: RA(SF)-Envelope-Windows and Doors | Expected | Electric Demand (MW) |  | 0.03019 | 0.027847 | 0.025207 | 0.022346 | 0.019376 | 0.016429 | 0.013629 | 0.011079 | 0.0088454 | 0.0069525 | 0.0053939 | 0.0041405
No | SDG&E | Res | BldgEnv | 2019 T-24: RNC(MF)-Envelope-High Performance Attics | Expected | Electric Demand (MW) |  | 0.0062214 | 0.0057387 | 0.0051946 | 0.004605 | 0.003993 | 0.0033856 | 0.0028086 | 0.0022832 | 0.0018228 | 0.0014327 | 0.0011116 | 0.00085328
No | SDG&E | Res | BldgEnv | 2019 T-24: RNC(MF)-Envelope-QII | Expected | Electric Demand (MW) |  | 0.023774 | 0.02193 | 0.01985 | 0.017597 | 0.015259 | 0.012937 | 0.010733 | 0.008725 | 0.0069656 | 0.005475 | 0.0042476 | 0.0032606
No | SDG&E | Res | BldgEnv | 2019 T-24: RNC(MF)-Envelope-Windows and Doors | Expected | Electric Demand (MW) |  | 0.024983 | 0.023044 | 0.020859 | 0.018492 | 0.016034 | 0.013595 | 0.011278 | 0.0091686 | 0.0073198 | 0.0057533 | 0.0044636 | 0.0034264
No | SDG&E | Res | BldgEnv | 2019 T-24: RNC(SF)-Envelope-High Performance Attics | Expected | Electric Demand (MW) |  | 0.056822 | 0.052414 | 0.047444 | 0.042059 | 0.03647 | 0.030921 | 0.025652 | 0.020854 | 0.016649 | 0.013086 | 0.010152 | 0.0077933
No | SDG&E | Res | BldgEnv | 2019 T-24: RNC(SF)-Envelope-High Performance Walls | Expected | Electric Demand (MW) |  | 0.029258 | 0.026988 | 0.024429 | 0.021656 | 0.018778 | 0.015922 | 0.013208 | 0.010738 | 0.0085724 | 0.0067379 | 0.0052274 | 0.0040128
No | SDG&E | Res | BldgEnv | 2019 T-24: RNC(SF)-Envelope-QII | Expected | Electric Demand (MW) |  | 0.13815 | 0.12743 | 0.11535 | 0.10226 | 0.088667 | 0.075178 | 0.062366 | 0.0507 | 0.040477 | 0.031815 | 0.024683 | 0.018947
No | SDG&E | Res | BldgEnv | 2019 T-24: RNC(SF)-Envelope-Windows and Doors | Expected | Electric Demand (MW) |  | 0.078276 | 0.072203 | 0.065357 | 0.057939 | 0.050239 | 0.042596 | 0.035337 | 0.028727 | 0.022935 | 0.018026 | 0.013985 | 0.010736
No | SDG&E | Res | BldgEnv | 2022 T-24: SFA - Cool roof for low-sloped roof | Expected | Electric Demand (MW) |  | 0.84646 | 0.83108 | 0.81846 | 0.80835 | 0.80039 | 0.79421 | 0.78947 | 0.78587 | 0.78315 | 0.7811 | 0.77957 | 0.77843
No | SDG&E | Res | BldgEnv | 2022 T-24: SFA - Cool roof for steep-sloped roofs | Expected | Electric Demand (MW) |  | 0.11719 | 0.11481 | 0.11266 | 0.11077 | 0.10914 | 0.10776 | 0.10661 | 0.10566 | 0.1049 | 0.10428 | 0.10379 | 0.10339
No | SDG&E | Res | BldgEnv | 2022 T-24: SFA - Prescriptive attic insulation for alterations | Expected | Electric Demand (MW) |  | 0.10471 | 0.10461 | 0.10451 | 0.10442 | 0.10432 | 0.10422 | 0.10412 | 0.10403 | 0.10393 | 0.10383 | 0.10373 | 0.10363
No | SDG&E | Res | BldgEnv | 2022 T-24: SFA - Roof deck insulation for low-sloped roofs | Expected | Electric Demand (MW) |  | 0.328 | 0.3185 | 0.30927 | 0.30043 | 0.29206 | 0.28424 | 0.27703 | 0.27045 | 0.2645 | 0.25917 | 0.25444 | 0.25026
No | SDG&E | Res | BldgEnv | 2022 T-24: SFNC - Prescriptive attic insulation for additions | Expected | Electric Demand (MW) |  | 0.00019158 | 0.00018817 | 0.00018541 | 0.0001832 | 0.00018144 | 0.00018005 | 0.00017895 | 0.00017808 | 0.0001774 | 0.00017687 | 0.00017645 | 0.00017612
No | SDG&E | Res | BldgEnv | 2025 T-24: Single Family High-Performance Envelope - High-Performance Windows (Alterations) | Expected | Electric Demand (MW) |  | 0.00017934 | 0.00019572 | 0.00019544 | 0.00019517 | 0.00019489 | 0.00019461 | 0.00019433 | 0.00019404 | 0.00019375 | 0.00019346 | 0.00019316 | 0.00019286
No | SDG&E | Res | BldgEnv | 2025 T-24: Single Family High-Performance Envelope - High-Performance Windows (New Construction + Additions) | Expected | Electric Demand (MW) |  | 0.0097703 | 0.019355 | 0.019328 | 0.019301 | 0.019274 | 0.019246 | 0.019218 | 0.019189 | 0.01916 | 0.019131 | 0.019102 | 0.019072
No | SDG&E | Res | BldgEnv | 2008 T-24: Residential Fenestration | Possible | Electric Demand (MW) | 0.032431 | 0.032317 | 0.032232 | 0.03217 | 0.032124 | 0.032089 | 0.032047 | 0.03201 | 0.03197 | 0.031932 | 0.031892 | 0.031854 | 0.031814
No | SDG&E | Res | BldgEnv | 2005 T-24: Window replacement | Possible | Electric Demand (MW) | 0 | 0 | 0 | 0 | 0 | 0 | 0 | 0 | 0 | 0 | 0 | 0 | 0
No | SDG&E | Res | BldgEnv | 2022 T-24: MFA - Restructuring - Fenestration Properties | Possible | Electric Demand (MW) | 0.029178 | 0.02847 | 0.027733 | 0.026967 | 0.026177 | 0.025364 | 0.024533 | 0.023687 | 0.02283 | 0.021966 | 0.021101 | 0.020238 | 0.019381
No | SDG&E | Res | BldgEnv | 2022 T-24: MFA - Restructuring - Roof Assemblies | Possible | Electric Demand (MW) | 0.003088 | 0.003088 | 0.003088 | 0.003088 | 0.003088 | 0.003088 | 0.003088 | 0.003088 | 0.003088 | 0.003088 | 0.003088 | 0.003088 | 0.003088
No | SDG&E | Res | BldgEnv | 2022 T-24: MFNC - Restructuring - Duct Sealing and Testing | Possible | Electric Demand (MW) | 0.0027094 | 0.0026998 | 0.0026909 | 0.0026826 | 0.002675 | 0.002668 | 0.0026615 | 0.0026555 | 0.00265 | 0.002645 | 0.0026403 | 0.002636 | 0.0026321
No | SDG&E | Res | BldgEnv | 2022 T-24: MFNC - Restructuring - Fenestration Properties | Possible | Electric Demand (MW) | 0.00024114 | 0.00023529 | 0.0002292 | 0.00022287 | 0.00021634 | 0.00020962 | 0.00020275 | 0.00019576 | 0.00018868 | 0.00018154 | 0.00017439 | 0.00016725 | 0.00016018
No | SDG&E | Res | BldgEnv | 2022 T-24: MFNC - Restructuring - Roof Assemblies | Possible | Electric Demand (MW) | 0.00193 | 0.00193 | 0.00193 | 0.00193 | 0.00193 | 0.00193 | 0.00193 | 0.00193 | 0.00193 | 0.00193 | 0.00193 | 0.00193 | 0.00193
No | SDG&E | Res | BldgEnv | 2022 T-24: MFNC - Restructuring - Wall U-Factor | Possible | Electric Demand (MW) | -0.00059626 | -0.00059626 | -0.00059626 | -0.00059626 | -0.00059626 | -0.00059626 | -0.00059626 | -0.00059626 | -0.00059626 | -0.00059626 | -0.00059626 | -0.00059626 | -0.00059626
No | SDG&E | Res | BldgEnv | 2025 T-24: Multifamily Envelope - Cool Roof Improvements (New Construction + Additions) | Possible | Electric Demand (MW) | 0 | 9.883e-05 | 0.00039194 | 0.00039178 | 0.00039162 | 0.00039146 | 0.0003913 | 0.00039113 | 0.00039097 | 0.00039081 | 0.00039064 | 0.00039048 | 0.00039031
No | SDG&E | Res | BldgEnv | 2025 T-24: Multifamily Envelope - High Performance Windows (New Construction + Additions) | Possible | Electric Demand (MW) | 0 | 0.00025195 | 0.00093051 | 0.00086193 | 0.0007945 | 0.00072885 | 0.00066552 | 0.00060499 | 0.00054763 | 0.00049373 | 0.00044347 | 0.00039694 | 0.00035416
No | SDG&E | Res | BldgEnv | 2025 T-24: Multifamily Envelope - Window Alterations (Alterations) | Possible | Electric Demand (MW) | 0 | -4.0785e-05 | -4.3303e-05 | -4.2032e-05 | -4.0762e-05 | -3.9494e-05 | -3.8231e-05 | -3.6974e-05 | -3.5727e-05 | -3.4491e-05 | -3.3268e-05 | -3.2061e-05 | -3.0871e-05
No | SDG&E | Res | BldgEnv | 2025 T-24: Multifamily Restructuring - Slab Perimeter Insulation (New Construction + Additions) | Possible | Electric Demand (MW) | 0 | -9.5779e-10 | -3.6918e-09 | -3.5835e-09 | -3.4752e-09 | -3.3671e-09 | -3.2594e-09 | -3.1523e-09 | -3.046e-09 | -2.9406e-09 | -2.8363e-09 | -2.7334e-09 | -2.6319e-09
No | SDG&E | Res | BldgEnv | 2019 T-24: RA(MF)-Envelope-QII | Possible | Electric Demand (MW) |  | 0.00073257 | 0.00067574 | 0.00061166 | 0.00054224 | 0.00047018 | 0.00039865 | 0.00033072 | 0.00026885 | 0.00021464 | 0.00016871 | 0.00013089 | 0.00010047
No | SDG&E | Res | BldgEnv | 2019 T-24: RA(MF)-Envelope-Windows and Doors | Possible | Electric Demand (MW) |  | 0.014256 | 0.01315 | 0.011903 | 0.010552 | 0.0091497 | 0.0077577 | 0.0064357 | 0.0052319 | 0.0041769 | 0.003283 | 0.002547 | 0.0019552
No | SDG&E | Res | BldgEnv | 2019 T-24: RA(SF)-Envelope-High Performance Walls | Possible | Electric Demand (MW) |  | 0.0016136 | 0.0014884 | 0.0013473 | 0.0011944 | 0.0010357 | 0.00087811 | 0.00072847 | 0.0005922 | 0.00047279 | 0.00037161 | 0.0002883 | 0.00022131
No | SDG&E | Res | BldgEnv | 2019 T-24: RA(SF)-Envelope-QII | Possible | Electric Demand (MW) |  | 0.0028772 | 0.002654 | 0.0024023 | 0.0021296 | 0.0018466 | 0.0015657 | 0.0012989 | 0.0010559 | 0.000843 | 0.0006626 | 0.00051406 | 0.00039461
No | SDG&E | Res | BldgEnv | 2019 T-24: RA(SF)-Envelope-Windows and Doors | Possible | Electric Demand (MW) |  | 0.03019 | 0.027847 | 0.025207 | 0.022346 | 0.019376 | 0.016429 | 0.013629 | 0.011079 | 0.0088454 | 0.0069525 | 0.0053939 | 0.0041405
No | SDG&E | Res | BldgEnv | 2019 T-24: RNC(MF)-Envelope-High Performance Attics | Possible | Electric Demand (MW) |  | 0.0062214 | 0.0057387 | 0.0051946 | 0.004605 | 0.003993 | 0.0033856 | 0.0028086 | 0.0022832 | 0.0018228 | 0.0014327 | 0.0011116 | 0.00085328
No | SDG&E | Res | BldgEnv | 2019 T-24: RNC(MF)-Envelope-QII | Possible | Electric Demand (MW) |  | 0.023774 | 0.02193 | 0.01985 | 0.017597 | 0.015259 | 0.012937 | 0.010733 | 0.008725 | 0.0069656 | 0.005475 | 0.0042476 | 0.0032606
No | SDG&E | Res | BldgEnv | 2019 T-24: RNC(MF)-Envelope-Windows and Doors | Possible | Electric Demand (MW) |  | 0.024983 | 0.023044 | 0.020859 | 0.018492 | 0.016034 | 0.013595 | 0.011278 | 0.0091686 | 0.0073198 | 0.0057533 | 0.0044636 | 0.0034264
No | SDG&E | Res | BldgEnv | 2019 T-24: RNC(SF)-Envelope-High Performance Attics | Possible | Electric Demand (MW) |  | 0.056822 | 0.052414 | 0.047444 | 0.042059 | 0.03647 | 0.030921 | 0.025652 | 0.020854 | 0.016649 | 0.013086 | 0.010152 | 0.0077933
No | SDG&E | Res | BldgEnv | 2019 T-24: RNC(SF)-Envelope-High Performance Walls | Possible | Electric Demand (MW) |  | 0.029258 | 0.026988 | 0.024429 | 0.021656 | 0.018778 | 0.015922 | 0.013208 | 0.010738 | 0.0085724 | 0.0067379 | 0.0052274 | 0.0040128
No | SDG&E | Res | BldgEnv | 2019 T-24: RNC(SF)-Envelope-QII | Possible | Electric Demand (MW) |  | 0.13815 | 0.12743 | 0.11535 | 0.10226 | 0.088667 | 0.075178 | 0.062366 | 0.0507 | 0.040477 | 0.031815 | 0.024683 | 0.018947
No | SDG&E | Res | BldgEnv | 2019 T-24: RNC(SF)-Envelope-Windows and Doors | Possible | Electric Demand (MW) |  | 0.078276 | 0.072203 | 0.065357 | 0.057939 | 0.050239 | 0.042596 | 0.035337 | 0.028727 | 0.022935 | 0.018026 | 0.013985 | 0.010736
No | SDG&E | Res | BldgEnv | 2022 T-24: SFA - Cool roof for low-sloped roof | Possible | Electric Demand (MW) |  | 0.84646 | 0.83108 | 0.81846 | 0.80835 | 0.80039 | 0.79421 | 0.78947 | 0.78587 | 0.78315 | 0.7811 | 0.77957 | 0.77843
No | SDG&E | Res | BldgEnv | 2022 T-24: SFA - Cool roof for steep-sloped roofs | Possible | Electric Demand (MW) |  | 0.11719 | 0.11481 | 0.11266 | 0.11077 | 0.10914 | 0.10776 | 0.10661 | 0.10566 | 0.1049 | 0.10428 | 0.10379 | 0.10339
No | SDG&E | Res | BldgEnv | 2022 T-24: SFA - Prescriptive attic insulation for alterations | Possible | Electric Demand (MW) |  | 0.10471 | 0.10461 | 0.10451 | 0.10442 | 0.10432 | 0.10422 | 0.10412 | 0.10403 | 0.10393 | 0.10383 | 0.10373 | 0.10363
No | SDG&E | Res | BldgEnv | 2022 T-24: SFA - Roof deck insulation for low-sloped roofs | Possible | Electric Demand (MW) |  | 0.328 | 0.3185 | 0.30927 | 0.30043 | 0.29206 | 0.28424 | 0.27703 | 0.27045 | 0.2645 | 0.25917 | 0.25444 | 0.25026
No | SDG&E | Res | BldgEnv | 2022 T-24: SFNC - Prescriptive attic insulation for additions | Possible | Electric Demand (MW) |  | 0.00019158 | 0.00018817 | 0.00018541 | 0.0001832 | 0.00018144 | 0.00018005 | 0.00017895 | 0.00017808 | 0.0001774 | 0.00017687 | 0.00017645 | 0.00017612
No | SDG&E | Res | BldgEnv | 2025 T-24: Single Family High-Performance Envelope - High-Performance Windows (Alterations) | Possible | Electric Demand (MW) |  | 0.00017934 | 0.00019572 | 0.00019544 | 0.00019517 | 0.00019489 | 0.00019461 | 0.00019433 | 0.00019404 | 0.00019375 | 0.00019346 | 0.00019316 | 0.00019286
No | SDG&E | Res | BldgEnv | 2025 T-24: Single Family High-Performance Envelope - High-Performance Windows (New Construction + Additions) | Possible | Electric Demand (MW) |  | 0.0097703 | 0.019355 | 0.019328 | 0.019301 | 0.019274 | 0.019246 | 0.019218 | 0.019189 | 0.01916 | 0.019131 | 0.019102 | 0.019072
No | PG&E | Com | HVAC | Fed Appliance: Single package vertical AC and HP - >65,000 Btu/hr and <240,000 Btu/hr | On-the-books | Electric Demand (MW) | 0.090895 | 0.09004 | 0.089452 | 0.089025 | 0.088778 | 0.024462 | 0.024401 | 0.024361 | 0.024297 | 0.024238 | 0.024165 | 0.024091 | 0.024007
No | PG&E | Com | HVAC | Fed Appliance: Commercial CAC and HP - <65,000 Btu/hr | On-the-books | Electric Demand (MW) | 0.0033121 | 0.0033121 | 0.0033121 | 0.0033121 | 0.0033121 | 0.0033121 | 0.0033121 | 0.0033121 | 0.0033121 | 0.0033121 | 0.0033121 | 0.0033121 | 0.0033121
No | PG&E | Com | HVAC | Fed Appliance: Commercial CAC and HP - 65,000 Btu/hr to 760,000 Btu/hr - Tier 1 | On-the-books | Electric Demand (MW) | 0.73249 | 0.71784 | 0.70319 | 0.68854 | 0.67389 | 0.65924 | 0.64459 | 0.14833 | 0.14489 | 0.14144 | 0.13799 | 0.13454 | 0.13109
No | PG&E | Com | HVAC | Fed Appliance: Computer Room Acs >=65,000 Btu/h and < 760,000 Btu/h | On-the-books | Electric Demand (MW) | 6.5344e-06 | 6.5342e-06 | 6.5341e-06 | 5.675e-06 | 1.6212e-06 | 1.6212e-06 | 1.6212e-06 | 1.6212e-06 | 1.6212e-06 | 1.6212e-06 | 1.6212e-06 | 1.6212e-06 | 1.6212e-06
No | PG&E | Com | HVAC | 2008 T-24: DDC to Zone | On-the-books | Electric Demand (MW) | 4.9517 | 4.9332 | 4.9189 | 4.9079 | 4.8995 | 4.8931 | 4.8853 | 4.8785 | 4.871 | 4.8639 | 4.8566 | 4.8494 | 4.8422
No | PG&E | Com | HVAC | 2005 T-24: Ducts in existing commercial buildings | On-the-books | Electric Demand (MW) | 0 | 0 | 0 | 0 | 0 | 0 | 0 | 0 | 0 | 0 | 0 | 0 | 0
No | PG&E | Com | HVAC | Fed Appliance: Large and Very Large Commercial Package Air-Conditioners ≥135 kBtu/h | On-the-books | Electric Demand (MW) | 0.00026093 | 0.00025909 | 0.00025742 | 0.00025592 | 0.00014234 | 6.2853e-05 | 6.2526e-05 | 6.2213e-05 | 6.189e-05 | 6.1573e-05 | 6.1253e-05 | 6.0935e-05 | 6.0615e-05
No | PG&E | Com | HVAC | 2016 T-24: NRA-HVAC-ASHRAE Equipment Efficiency | On-the-books | Electric Demand (MW) | 0.54035 | 0.53564 | 0.53244 | 0.53027 | 0.52879 | 0.52779 | 0.52647 | 0.52537 | 0.52412 | 0.52297 | 0.52175 | 0.52057 | 0
No | PG&E | Com | HVAC | 2016 T-24: NRA-HVAC-ASHRAE Measure-DDC | On-the-books | Electric Demand (MW) | 0.025924 | 0.025698 | 0.025545 | 0.02544 | 0.025369 | 0.025321 | 0.025258 | 0 | 0 | 0 | 0 | 0 | 0
No | PG&E | Com | HVAC | 2013 T-24: NRA-HVAC-Equipment Efficiency | On-the-books | Electric Demand (MW) | 0.846 | 0.83922 | 0.83404 | 0.83009 | 0.8271 | 0.82483 | 0.82208 | 0.81965 | 0.817 | 0.4039 | 0 | 0 | 0
No | PG&E | Com | HVAC | 2013 T-24: NRNC-HVAC-Garage Exhaust | On-the-books | Electric Demand (MW) | 0.45529 | 0.45314 | 0.45178 | 0.45094 | 0.45043 | 0.45011 | 0.44966 | 0.4493 | 0.44888 | 0.4485 | 0.44809 | 0.4477 | 0.4473
No | PG&E | Com | HVAC | 2013 T-24: NRNC-HVAC-Laboratory Exhaust | On-the-books | Electric Demand (MW) | 1.0323 | 1.0274 | 1.0244 | 1.0225 | 1.0213 | 1.0206 | 1.0196 | 1.0187 | 1.0178 | 1.0169 | 1.016 | 1.0151 | 1.0142
No | PG&E | Com | HVAC | 2013 T-24: NRNC-HVAC-Occupant Controlled Smart Thermostats | On-the-books | Electric Demand (MW) | 0.21181 | 0.20917 | 0.20709 | 0.20545 | 0.20418 | 0.2032 | 0.20202 | 0.20097 | 0.19984 | 0.19876 | 0.19765 | 0.19656 | 0.19545
No | PG&E | Com | HVAC | 2013 T-24: NRNC-HVAC-Water & Space Heating ACM | On-the-books | Electric Demand (MW) | 0.021338 | 0.021072 | 0.020862 | 0.020698 | 0.020569 | 0.02047 | 0.020352 | 0.020246 | 0.020132 | 0.020023 | 0.019911 | 0.019801 | 0.01969
No | PG&E | Com | HVAC | 2013 T-24: NRNC-Process-Data Centers | On-the-books | Electric Demand (MW) | 0.086546 | 0.086539 | 0.086534 | 0.086531 | 0.086529 | 0.086527 | 0.086525 | 0.086523 | 0.086522 | 0.08652 | 0.086518 | 0.086516 | 0.086514
No | PG&E | Com | HVAC | Fed Appliance: Small Commercial Package Air-Conditioners ≥65 and <135 kBtu/h | On-the-books | Electric Demand (MW) | 1.292e-07 | 1.2664e-07 | 1.2432e-07 | 6.849e-08 | 2.9855e-08 | 2.9429e-08 | 2.8974e-08 | 2.8538e-08 | 2.8089e-08 | 2.7649e-08 | 2.7203e-08 | 2.6761e-08 | 2.6316e-08
No | PG&E | Com | HVAC | 2019-21 Fed App: Ceiling Fans | On-the-books | Electric Demand (MW) | 2.7157e-05 | 2.6629e-05 | 2.6136e-05 | 2.5665e-05 | 2.5384e-05 | 2.5212e-05 | 2.4847e-05 | 2.4535e-05 | 2.1173e-05 | 2.9158e-06 | 2.8928e-06 | 2.8734e-06 | 2.8571e-06
No | PG&E | Com | HVAC | 2022-24 Fed App: Commercial boilers | On-the-books | Electric Demand (MW) | -0.0064032 | -0.0063773 | -0.0062548 | -0.0061494 | -0.0060601 | -0.0059844 | -0.0058571 | -0.0057465 | -0.0056511 | -0.0055692 | -0.0054992 | -0.0054398 | -0.0053894
No | PG&E | Com | HVAC | 2016-18 Fed App: Commercial CAC and HP (65,000 Btu/hr to 760,000 Btu/hr) - Tier 2 | On-the-books | Electric Demand (MW) | 5.1467 | 5.1457 | 5.1449 | 5.1442 | 5.1436 | 5.1432 | 5.1428 | 5.1424 | 5.1422 | 5.1419 | 5.1417 | 5.1416 | 5.1414
No | PG&E | Com | HVAC | 2019-21 Fed App: Dehumidifiers | On-the-books | Electric Demand (MW) |  | 0.15827 | 0.15365 | 0.14888 | 0.14378 | 0.082806 | 0.019865 | 0.018969 | 0.018157 | 0.017423 | 0.016759 | 0.016158 | 0.015614
No | PG&E | Com | HVAC | 2025 T-24: NR HVAC - Limit Hot Water Supply Temperatures - Electric (Alterations) | On-the-books | Electric Demand (MW) | 0 | 0.020882 | 0.022519 | 0.022221 | 0.021925 | 0.021634 | 0.021346 | 0.021062 | 0.020782 | 0.020507 | 0.020236 | 0.0042125 | 0.0027183
No | PG&E | Com | HVAC | 2025 T-24: NR HVAC - Limit Hot Water Supply Temperatures - Electric (New Construction + Additions) | On-the-books | Electric Demand (MW) | 0 | 0.0017419 | 0.010285 | 0.010149 | 0.010014 | 0.0098808 | 0.0097493 | 0.0096196 | 0.0094918 | 0.009366 | 0.0092423 | 0.0078102 | 0.0012415
No | PG&E | Com | HVAC | 2025 T-24: NR HVAC - Mechanical Heat Recovery (without TES, waterside HR) (New Construction + Additions) | On-the-books | Electric Demand (MW) | 0 | 0.0018834 | 0.010912 | 0.010548 | 0.01018 | 0.00981 | 0.0094415 | 0.0090769 | 0.0087187 | 0.0083694 | 0.0080311 | 0.0065984 | 0.0010199
No | PG&E | Com | HVAC | 2025 T-24: NR HVAC - Mechanical Heat Recovery Scenario A - Gas Baseline (New Construction + Additions) | On-the-books | Electric Demand (MW) | 0 | -8.5609e-05 | -0.000496 | -0.00047945 | -0.00046271 | -0.00044591 | -0.00042916 | -0.00041258 | -0.00039631 | -0.00038043 | -0.00036505 | -0.00029993 | -4.636e-05
No | PG&E | Com | HVAC | 2025 T-24: NR HVAC Controls - Guideline 36 (Alterations) | On-the-books | Electric Demand (MW) | 0 | 2.0646 | 2.2488 | 2.2413 | 2.2335 | 2.2257 | 2.2176 | 2.2094 | 2.2009 | 2.1924 | 2.1836 | 2.1746 | 2.1655
No | PG&E | Com | HVAC | 2025 T-24: NR HVAC Controls - Guideline 36 (New Construction + Additions) | On-the-books | Electric Demand (MW) | 0 | 0.087775 | 0.52349 | 0.52173 | 0.51994 | 0.5181 | 0.51622 | 0.51431 | 0.51235 | 0.51035 | 0.50831 | 0.50622 | 0.50409
No | PG&E | Com | HVAC | 2022 T-24: NRA - Air Distribution - Duct Leakage Testing | On-the-books | Electric Demand (MW) | 0.17362 | 0.17146 | 0.16932 | 0.16722 | 0.16516 | 0.16315 | 0.1612 | 0.15932 | 0.15752 | 0.15579 | 0.15415 | 0.15258 | 0.15111
No | PG&E | Com | HVAC | 2022 T-24: NRA - Air Distribution - Fan Energy Index | On-the-books | Electric Demand (MW) | 0.010213 | 0.010086 | 0.0099601 | 0.0098364 | 0.0097152 | 0.0095971 | 0.0094826 | 0.009372 | 0.0092658 | 0.0091642 | 0.0090674 | 0.0089756 | 0.0088888
No | PG&E | Com | HVAC | 2022 T-24: NRA - Air Distribution - Fan Power Budget | On-the-books | Electric Demand (MW) | 0.25532 | 0.25214 | 0.249 | 0.24591 | 0.24288 | 0.23993 | 0.23707 | 0.2343 | 0.23165 | 0.22911 | 0.22669 | 0.22439 | 0.22222
No | PG&E | Com | HVAC | 2022 T-24: NRA - HVAC Controls - Dedicated Outdoor Air Systems (DOAS) | On-the-books | Electric Demand (MW) | 0.18496 | 0.18395 | 0.18289 | 0.1818 | 0.18068 | 0.17951 | 0.17831 | 0.17707 | 0.17579 | 0.17448 | 0.17313 | 0.17174 | 0.17032
No | PG&E | Com | HVAC | 2022 T-24: NRA - HVAC Controls - Exhaust Air Heat Recovery | On-the-books | Electric Demand (MW) | 0.0034873 | 0.003466 | 0.003444 | 0.0034215 | 0.0033985 | 0.0033748 | 0.0033507 | 0.003326 | 0.0033008 | 0.0032751 | 0.003249 | 0.0032225 | 0.0031956
No | PG&E | Com | HVAC | 2022 T-24: NRA - HVAC Controls - Expand Economizer Requirements | On-the-books | Electric Demand (MW) | 0.043313 | 0.042349 | 0.041432 | 0.040562 | 0.039739 | 0.02279 | 0 | 0 | 0 | 0 | 0 | 0 | 0
No | PG&E | Com | HVAC | 2022 T-24: NRA - HVAC Controls - VAV Deadband Airflow | On-the-books | Electric Demand (MW) | 0.0097636 | 0.0063578 | 0.0039623 | 0.0023969 | 0.0014227 | 0.0008347 | 0.00048632 | 0.00028218 | 0.00016334 | 9.4421e-05 | 5.4536e-05 | 3.1485e-05 | 1.8172e-05
No | PG&E | Com | HVAC | 2019 T-24: NRA-MECH-ASHRAE 90.1 | On-the-books | Electric Demand (MW) | 0.45508 | 0.42673 | 0.39362 | 0.3563 | 0.31586 | 0.27388 | 0.23222 | 0.19264 | 0.15661 | 0.12503 | 0.0083465 | 0 | 0
No | PG&E | Com | HVAC | 2019 T-24: NRA-MECH-Cooling Towers | On-the-books | Electric Demand (MW) | 0.042118 | 0.039494 | 0.03643 | 0.032976 | 0.029233 | 0.025348 | 0.021492 | 0.017829 | 0.014494 | 0.011572 | 0.00077247 | 0 | 0
No | PG&E | Com | HVAC | 2019 T-24: NRA-MECH-HE Fume Hoods in Lab Spaces | On-the-books | Electric Demand (MW) | 0.18799 | 0.17628 | 0.1626 | 0.14718 | 0.13048 | 0.11314 | 0.095927 | 0.07958 | 0.064694 | 0.051649 | 0.0034479 | 0 | 0
No | PG&E | Com | HVAC | 2019 T-24: NRA-MECH-Variable Exhaust Flow Control | On-the-books | Electric Demand (MW) | 0.062817 | 0.058904 | 0.054334 | 0.049182 | 0.0436 | 0.037806 | 0.032054 | 0.026592 | 0.021617 | 0.017258 | 0.0011521 | 1.6004e-17 | 1.6004e-17
No | PG&E | Com | HVAC | 2022 T-24: NRNC - Air Distribution - Duct Leakage Testing | On-the-books | Electric Demand (MW) | 0.094366 | 0.093193 | 0.092032 | 0.090888 | 0.089769 | 0.088678 | 0.087619 | 0.086598 | 0.085616 | 0.084677 | 0.083783 | 0.082934 | 0.082132
No | PG&E | Com | HVAC | 2022 T-24: NRNC - Air Distribution - Fan Energy Index | On-the-books | Electric Demand (MW) | 0.0042893 | 0.004236 | 0.0041833 | 0.0041313 | 0.0040804 | 0.0040308 | 0.0039827 | 0.0039363 | 0.0038916 | 0.003849 | 0.0038083 | 0.0037697 | 0.0037333
No | PG&E | Com | HVAC | 2022 T-24: NRNC - Air Distribution - Fan Power Budget | On-the-books | Electric Demand (MW) | 0.085787 | 0.08472 | 0.083665 | 0.082626 | 0.081608 | 0.080616 | 0.079654 | 0.078725 | 0.077833 | 0.076979 | 0.076166 | 0.075395 | 0.074666
No | PG&E | Com | HVAC | 2022 T-24: NRNC - Computer Room Efficiency - Increased Temperature Thresholds for Economizers | On-the-books | Electric Demand (MW) | 0.040822 | 0.038719 | 0.03681 | 0.035082 | 0.033521 | 0.032114 | 0.030848 | 0.02971 | 0.028689 | 0.027774 | 0.026954 | 0.026222 | 0.025567
No | PG&E | Com | HVAC | 2022 T-24: NRNC - HVAC Controls - Dedicated Outdoor Air Systems (DOAS) | On-the-books | Electric Demand (MW) |  | 0.33739 | 0.33595 | 0.33446 | 0.33291 | 0.3313 | 0.32963 | 0.32789 | 0.32609 | 0.32422 | 0.32229 | 0.32029 | 0.31823
No | PG&E | Com | HVAC | 2022 T-24: NRNC - HVAC Controls - Exhaust Air Heat Recovery | On-the-books | Electric Demand (MW) |  | 0.00097047 | 0.00096433 | 0.00095803 | 0.00095157 | 0.00094496 | 0.00093819 | 0.00093128 | 0.00092423 | 0.00091704 | 0.00090973 | 0.0009023 | 0.00089477
No | PG&E | Com | HVAC | 2022 T-24: NRNC - HVAC Controls - Expand Economizer Requirements | On-the-books | Electric Demand (MW) |  | 0.01625 | 0.015899 | 0.015565 | 0.015249 | 0.014951 | 0.01467 | 0.014406 | 0.014158 | 0.013927 | 0.01371 | 0.013508 | 0.01332
No | PG&E | Com | HVAC | 2022 T-24: NRNC - HVAC Controls - VAV Deadband Airflow | On-the-books | Electric Demand (MW) |  | 0.0022595 | 0.0014081 | 0.00085183 | 0.00050561 | 0.00029664 | 0.00017283 | 0.00010028 | 5.805e-05 | 3.3556e-05 | 1.9381e-05 | 1.1189e-05 | 6.458e-06
No | PG&E | Com | HVAC | 2019 T-24: NRNC-MECH-ASHRAE 90.1 | On-the-books | Electric Demand (MW) |  | 0.74529 | 0.63346 | 0.51794 | 0.40747 | 0.30938 | 0.22784 | 0.1637 | 0.11541 | 0.080227 | 0.055208 | 0.037721 | 0.025646
No | PG&E | Com | HVAC | 2019 T-24: NRNC-MECH-Cooling Towers | On-the-books | Electric Demand (MW) |  | 0.10018 | 0.092408 | 0.083646 | 0.074152 | 0.064298 | 0.054516 | 0.045226 | 0.036766 | 0.029352 | 0.023071 | 0.017899 | 0.01374
No | PG&E | Com | HVAC | 2019 T-24: NRNC-MECH-Economizer FDD | On-the-books | Electric Demand (MW) |  | 0.10307 | 0.095074 | 0.086059 | 0.076291 | 0.066153 | 0.056088 | 0.04653 | 0.037826 | 0.030199 | 0.023736 | 0.018415 | 0.014136
No | PG&E | Com | HVAC | 2019 T-24: NRNC-MECH-HE Fume Hoods in Lab Spaces | On-the-books | Electric Demand (MW) |  | 0.11848 | 0.10929 | 0.098927 | 0.087699 | 0.076045 | 0.064476 | 0.053488 | 0.043483 | 0.034715 | 0.027286 | 0.021169 | 0.01625
No | PG&E | Com | HVAC | 2019 T-24: NRNC-MECH-Variable Exhaust Flow Control | On-the-books | Electric Demand (MW) |  | 0.032126 | 0.029633 | 0.026823 | 0.023779 | 0.020619 | 0.017482 | 0.014503 | 0.01179 | 0.0094126 | 0.0073983 | 0.0057398 | 0.0044061
No | PG&E | Com | HVAC | 2019 T-24: NRNC-MECH-Ventilation & IAQ | On-the-books | Electric Demand (MW) |  | 0.057796 | 0.053312 | 0.048257 | 0.04278 | 0.037095 | 0.031451 | 0.026092 | 0.021211 | 0.016934 | 0.01331 | 0.010326 | 0.0079268
No | PG&E | Com | HVAC | 2019-21 Fed App: Single package vertical AC and HP - <65,000 Btu/hr | On-the-books | Electric Demand (MW) |  | 0.13595 | 0.13645 | 0.13789 | 0.14006 | 0.14223 | 0.14044 | 0.13892 | 0.13764 | 0.10638 | 0.026252 | 0.026103 | 0.025978
No | PG&E | Com | HVAC | Fed Appliance: Single package vertical AC and HP - >65,000 Btu/hr and <240,000 Btu/hr | Expected | Electric Demand (MW) | 0.090895 | 0.09004 | 0.089452 | 0.089025 | 0.088778 | 0.024462 | 0.024401 | 0.024361 | 0.024297 | 0.024238 | 0.024165 | 0.024091 | 0.024007
No | PG&E | Com | HVAC | Fed Appliance: Commercial CAC and HP - <65,000 Btu/hr | Expected | Electric Demand (MW) | 0.0033121 | 0.0033121 | 0.0033121 | 0.0033121 | 0.0033121 | 0.0033121 | 0.0033121 | 0.0033121 | 0.0033121 | 0.0033121 | 0.0033121 | 0.0033121 | 0.0033121
No | PG&E | Com | HVAC | Fed Appliance: Commercial CAC and HP - 65,000 Btu/hr to 760,000 Btu/hr - Tier 1 | Expected | Electric Demand (MW) | 0.73249 | 0.71784 | 0.70319 | 0.68854 | 0.67389 | 0.65924 | 0.64459 | 0.14833 | 0.14489 | 0.14144 | 0.13799 | 0.13454 | 0.13109
No | PG&E | Com | HVAC | Fed Appliance: Computer Room Acs >=65,000 Btu/h and < 760,000 Btu/h | Expected | Electric Demand (MW) | 6.5344e-06 | 6.5342e-06 | 6.5341e-06 | 5.675e-06 | 1.6212e-06 | 1.6212e-06 | 1.6212e-06 | 1.6212e-06 | 1.6212e-06 | 1.6212e-06 | 1.6212e-06 | 1.6212e-06 | 1.6212e-06
No | PG&E | Com | HVAC | 2008 T-24: DDC to Zone | Expected | Electric Demand (MW) | 4.9517 | 4.9332 | 4.9189 | 4.9079 | 4.8995 | 4.8931 | 4.8853 | 4.8785 | 4.871 | 4.8639 | 4.8566 | 4.8494 | 4.8422
No | PG&E | Com | HVAC | 2005 T-24: Ducts in existing commercial buildings | Expected | Electric Demand (MW) | 0 | 0 | 0 | 0 | 0 | 0 | 0 | 0 | 0 | 0 | 0 | 0 | 0
No | PG&E | Com | HVAC | Fed Appliance: Large and Very Large Commercial Package Air-Conditioners ≥135 kBtu/h | Expected | Electric Demand (MW) | 0.00026093 | 0.00025909 | 0.00025742 | 0.00025592 | 0.00014234 | 6.2853e-05 | 6.2526e-05 | 6.2213e-05 | 6.189e-05 | 6.1573e-05 | 6.1253e-05 | 6.0935e-05 | 6.0615e-05
No | PG&E | Com | HVAC | 2016 T-24: NRA-HVAC-ASHRAE Equipment Efficiency | Expected | Electric Demand (MW) | 0.54035 | 0.53564 | 0.53244 | 0.53027 | 0.52879 | 0.52779 | 0.52647 | 0.52537 | 0.52412 | 0.52297 | 0.52175 | 0.52057 | 0
No | PG&E | Com | HVAC | 2016 T-24: NRA-HVAC-ASHRAE Measure-DDC | Expected | Electric Demand (MW) | 0.025924 | 0.025698 | 0.025545 | 0.02544 | 0.025369 | 0.025321 | 0.025258 | 0 | 0 | 0 | 0 | 0 | 0
No | PG&E | Com | HVAC | 2013 T-24: NRA-HVAC-Equipment Efficiency | Expected | Electric Demand (MW) | 0.846 | 0.83922 | 0.83404 | 0.83009 | 0.8271 | 0.82483 | 0.82208 | 0.81965 | 0.817 | 0.4039 | 0 | 0 | 0
No | PG&E | Com | HVAC | 2013 T-24: NRNC-HVAC-Garage Exhaust | Expected | Electric Demand (MW) | 0.45529 | 0.45314 | 0.45178 | 0.45094 | 0.45043 | 0.45011 | 0.44966 | 0.4493 | 0.44888 | 0.4485 | 0.44809 | 0.4477 | 0.4473
No | PG&E | Com | HVAC | 2013 T-24: NRNC-HVAC-Laboratory Exhaust | Expected | Electric Demand (MW) | 1.0323 | 1.0274 | 1.0244 | 1.0225 | 1.0213 | 1.0206 | 1.0196 | 1.0187 | 1.0178 | 1.0169 | 1.016 | 1.0151 | 1.0142
No | PG&E | Com | HVAC | 2013 T-24: NRNC-HVAC-Occupant Controlled Smart Thermostats | Expected | Electric Demand (MW) | 0.21181 | 0.20917 | 0.20709 | 0.20545 | 0.20418 | 0.2032 | 0.20202 | 0.20097 | 0.19984 | 0.19876 | 0.19765 | 0.19656 | 0.19545
No | PG&E | Com | HVAC | 2013 T-24: NRNC-HVAC-Water & Space Heating ACM | Expected | Electric Demand (MW) | 0.021338 | 0.021072 | 0.020862 | 0.020698 | 0.020569 | 0.02047 | 0.020352 | 0.020246 | 0.020132 | 0.020023 | 0.019911 | 0.019801 | 0.01969
No | PG&E | Com | HVAC | 2013 T-24: NRNC-Process-Data Centers | Expected | Electric Demand (MW) | 0.086546 | 0.086539 | 0.086534 | 0.086531 | 0.086529 | 0.086527 | 0.086525 | 0.086523 | 0.086522 | 0.08652 | 0.086518 | 0.086516 | 0.086514
No | PG&E | Com | HVAC | Fed Appliance: Small Commercial Package Air-Conditioners ≥65 and <135 kBtu/h | Expected | Electric Demand (MW) | 1.292e-07 | 1.2664e-07 | 1.2432e-07 | 6.849e-08 | 2.9855e-08 | 2.9429e-08 | 2.8974e-08 | 2.8538e-08 | 2.8089e-08 | 2.7649e-08 | 2.7203e-08 | 2.6761e-08 | 2.6316e-08
No | PG&E | Com | HVAC | 2019-21 Fed App: Ceiling Fans | Expected | Electric Demand (MW) | 2.7157e-05 | 2.6629e-05 | 2.6136e-05 | 2.5665e-05 | 2.5384e-05 | 2.5212e-05 | 2.4847e-05 | 2.4535e-05 | 2.1173e-05 | 2.9158e-06 | 2.8928e-06 | 2.8734e-06 | 2.8571e-06
No | PG&E | Com | HVAC | 2022-24 Fed App: Commercial boilers | Expected | Electric Demand (MW) | -0.0064032 | -0.0063773 | -0.0062548 | -0.0061494 | -0.0060601 | -0.0059844 | -0.0058571 | -0.0057465 | -0.0056511 | -0.0055692 | -0.0054992 | -0.0054398 | -0.0053894
No | PG&E | Com | HVAC | 2016-18 Fed App: Commercial CAC and HP (65,000 Btu/hr to 760,000 Btu/hr) - Tier 2 | Expected | Electric Demand (MW) | 5.1467 | 5.1457 | 5.1449 | 5.1442 | 5.1436 | 5.1432 | 5.1428 | 5.1424 | 5.1422 | 5.1419 | 5.1417 | 5.1416 | 5.1414
No | PG&E | Com | HVAC | 2019-21 Fed App: Dehumidifiers | Expected | Electric Demand (MW) |  | 0.15827 | 0.15365 | 0.14888 | 0.14378 | 0.082806 | 0.019865 | 0.018969 | 0.018157 | 0.017423 | 0.016759 | 0.016158 | 0.015614
No | PG&E | Com | HVAC | 2025 T-24: NR HVAC - Limit Hot Water Supply Temperatures - Electric (Alterations) | Expected | Electric Demand (MW) | 0 | 0.020882 | 0.022519 | 0.022221 | 0.021925 | 0.021634 | 0.021346 | 0.021062 | 0.020782 | 0.020507 | 0.020236 | 0.0042125 | 0.0027183
No | PG&E | Com | HVAC | 2025 T-24: NR HVAC - Limit Hot Water Supply Temperatures - Electric (New Construction + Additions) | Expected | Electric Demand (MW) | 0 | 0.0017419 | 0.010285 | 0.010149 | 0.010014 | 0.0098808 | 0.0097493 | 0.0096196 | 0.0094918 | 0.009366 | 0.0092423 | 0.0078102 | 0.0012415
No | PG&E | Com | HVAC | 2025 T-24: NR HVAC - Mechanical Heat Recovery (without TES, waterside HR) (New Construction + Additions) | Expected | Electric Demand (MW) | 0 | 0.0018834 | 0.010912 | 0.010548 | 0.01018 | 0.00981 | 0.0094415 | 0.0090769 | 0.0087187 | 0.0083694 | 0.0080311 | 0.0065984 | 0.0010199
No | PG&E | Com | HVAC | 2025 T-24: NR HVAC - Mechanical Heat Recovery Scenario A - Gas Baseline (New Construction + Additions) | Expected | Electric Demand (MW) | 0 | -8.5609e-05 | -0.000496 | -0.00047945 | -0.00046271 | -0.00044591 | -0.00042916 | -0.00041258 | -0.00039631 | -0.00038043 | -0.00036505 | -0.00029993 | -4.636e-05
No | PG&E | Com | HVAC | 2025 T-24: NR HVAC Controls - Guideline 36 (Alterations) | Expected | Electric Demand (MW) | 0 | 2.0646 | 2.2488 | 2.2413 | 2.2335 | 2.2257 | 2.2176 | 2.2094 | 2.2009 | 2.1924 | 2.1836 | 2.1746 | 2.1655
No | PG&E | Com | HVAC | 2025 T-24: NR HVAC Controls - Guideline 36 (New Construction + Additions) | Expected | Electric Demand (MW) | 0 | 0.087775 | 0.52349 | 0.52173 | 0.51994 | 0.5181 | 0.51622 | 0.51431 | 0.51235 | 0.51035 | 0.50831 | 0.50622 | 0.50409
No | PG&E | Com | HVAC | 2022 T-24: NRA - Air Distribution - Duct Leakage Testing | Expected | Electric Demand (MW) | 0.17362 | 0.17146 | 0.16932 | 0.16722 | 0.16516 | 0.16315 | 0.1612 | 0.15932 | 0.15752 | 0.15579 | 0.15415 | 0.15258 | 0.15111
No | PG&E | Com | HVAC | 2022 T-24: NRA - Air Distribution - Fan Energy Index | Expected | Electric Demand (MW) | 0.010213 | 0.010086 | 0.0099601 | 0.0098364 | 0.0097152 | 0.0095971 | 0.0094826 | 0.009372 | 0.0092658 | 0.0091642 | 0.0090674 | 0.0089756 | 0.0088888
No | PG&E | Com | HVAC | 2022 T-24: NRA - Air Distribution - Fan Power Budget | Expected | Electric Demand (MW) | 0.25532 | 0.25214 | 0.249 | 0.24591 | 0.24288 | 0.23993 | 0.23707 | 0.2343 | 0.23165 | 0.22911 | 0.22669 | 0.22439 | 0.22222
No | PG&E | Com | HVAC | 2022 T-24: NRA - HVAC Controls - Dedicated Outdoor Air Systems (DOAS) | Expected | Electric Demand (MW) | 0.18496 | 0.18395 | 0.18289 | 0.1818 | 0.18068 | 0.17951 | 0.17831 | 0.17707 | 0.17579 | 0.17448 | 0.17313 | 0.17174 | 0.17032
No | PG&E | Com | HVAC | 2022 T-24: NRA - HVAC Controls - Exhaust Air Heat Recovery | Expected | Electric Demand (MW) | 0.0034873 | 0.003466 | 0.003444 | 0.0034215 | 0.0033985 | 0.0033748 | 0.0033507 | 0.003326 | 0.0033008 | 0.0032751 | 0.003249 | 0.0032225 | 0.0031956
No | PG&E | Com | HVAC | 2022 T-24: NRA - HVAC Controls - Expand Economizer Requirements | Expected | Electric Demand (MW) | 0.043313 | 0.042349 | 0.041432 | 0.040562 | 0.039739 | 0.02279 | 0 | 0 | 0 | 0 | 0 | 0 | 0
No | PG&E | Com | HVAC | 2022 T-24: NRA - HVAC Controls - VAV Deadband Airflow | Expected | Electric Demand (MW) | 0.0097636 | 0.0063578 | 0.0039623 | 0.0023969 | 0.0014227 | 0.0008347 | 0.00048632 | 0.00028218 | 0.00016334 | 9.4421e-05 | 5.4536e-05 | 3.1485e-05 | 1.8172e-05
No | PG&E | Com | HVAC | 2019 T-24: NRA-MECH-ASHRAE 90.1 | Expected | Electric Demand (MW) | 0.45508 | 0.42673 | 0.39362 | 0.3563 | 0.31586 | 0.27388 | 0.23222 | 0.19264 | 0.15661 | 0.12503 | 0.0083465 | 0 | 0
No | PG&E | Com | HVAC | 2019 T-24: NRA-MECH-Cooling Towers | Expected | Electric Demand (MW) | 0.042118 | 0.039494 | 0.03643 | 0.032976 | 0.029233 | 0.025348 | 0.021492 | 0.017829 | 0.014494 | 0.011572 | 0.00077247 | 0 | 0
No | PG&E | Com | HVAC | 2019 T-24: NRA-MECH-HE Fume Hoods in Lab Spaces | Expected | Electric Demand (MW) | 0.18799 | 0.17628 | 0.1626 | 0.14718 | 0.13048 | 0.11314 | 0.095927 | 0.07958 | 0.064694 | 0.051649 | 0.0034479 | 0 | 0
No | PG&E | Com | HVAC | 2019 T-24: NRA-MECH-Variable Exhaust Flow Control | Expected | Electric Demand (MW) | 0.062817 | 0.058904 | 0.054334 | 0.049182 | 0.0436 | 0.037806 | 0.032054 | 0.026592 | 0.021617 | 0.017258 | 0.0011521 | 1.6004e-17 | 1.6004e-17
No | PG&E | Com | HVAC | 2022 T-24: NRNC - Air Distribution - Duct Leakage Testing | Expected | Electric Demand (MW) | 0.094366 | 0.093193 | 0.092032 | 0.090888 | 0.089769 | 0.088678 | 0.087619 | 0.086598 | 0.085616 | 0.084677 | 0.083783 | 0.082934 | 0.082132
No | PG&E | Com | HVAC | 2022 T-24: NRNC - Air Distribution - Fan Energy Index | Expected | Electric Demand (MW) | 0.0042893 | 0.004236 | 0.0041833 | 0.0041313 | 0.0040804 | 0.0040308 | 0.0039827 | 0.0039363 | 0.0038916 | 0.003849 | 0.0038083 | 0.0037697 | 0.0037333
No | PG&E | Com | HVAC | 2022 T-24: NRNC - Air Distribution - Fan Power Budget | Expected | Electric Demand (MW) | 0.085787 | 0.08472 | 0.083665 | 0.082626 | 0.081608 | 0.080616 | 0.079654 | 0.078725 | 0.077833 | 0.076979 | 0.076166 | 0.075395 | 0.074666
No | PG&E | Com | HVAC | 2022 T-24: NRNC - Computer Room Efficiency - Increased Temperature Thresholds for Economizers | Expected | Electric Demand (MW) | 0.040822 | 0.038719 | 0.03681 | 0.035082 | 0.033521 | 0.032114 | 0.030848 | 0.02971 | 0.028689 | 0.027774 | 0.026954 | 0.026222 | 0.025567
No | PG&E | Com | HVAC | 2022 T-24: NRNC - HVAC Controls - Dedicated Outdoor Air Systems (DOAS) | Expected | Electric Demand (MW) |  | 0.33739 | 0.33595 | 0.33446 | 0.33291 | 0.3313 | 0.32963 | 0.32789 | 0.32609 | 0.32422 | 0.32229 | 0.32029 | 0.31823
No | PG&E | Com | HVAC | 2022 T-24: NRNC - HVAC Controls - Exhaust Air Heat Recovery | Expected | Electric Demand (MW) |  | 0.00097047 | 0.00096433 | 0.00095803 | 0.00095157 | 0.00094496 | 0.00093819 | 0.00093128 | 0.00092423 | 0.00091704 | 0.00090973 | 0.0009023 | 0.00089477
No | PG&E | Com | HVAC | 2022 T-24: NRNC - HVAC Controls - Expand Economizer Requirements | Expected | Electric Demand (MW) |  | 0.01625 | 0.015899 | 0.015565 | 0.015249 | 0.014951 | 0.01467 | 0.014406 | 0.014158 | 0.013927 | 0.01371 | 0.013508 | 0.01332
No | PG&E | Com | HVAC | 2022 T-24: NRNC - HVAC Controls - VAV Deadband Airflow | Expected | Electric Demand (MW) |  | 0.0022595 | 0.0014081 | 0.00085183 | 0.00050561 | 0.00029664 | 0.00017283 | 0.00010028 | 5.805e-05 | 3.3556e-05 | 1.9381e-05 | 1.1189e-05 | 6.458e-06
No | PG&E | Com | HVAC | 2019 T-24: NRNC-MECH-ASHRAE 90.1 | Expected | Electric Demand (MW) |  | 0.74529 | 0.63346 | 0.51794 | 0.40747 | 0.30938 | 0.22784 | 0.1637 | 0.11541 | 0.080227 | 0.055208 | 0.037721 | 0.025646
No | PG&E | Com | HVAC | 2019 T-24: NRNC-MECH-Cooling Towers | Expected | Electric Demand (MW) |  | 0.10018 | 0.092408 | 0.083646 | 0.074152 | 0.064298 | 0.054516 | 0.045226 | 0.036766 | 0.029352 | 0.023071 | 0.017899 | 0.01374
No | PG&E | Com | HVAC | 2019 T-24: NRNC-MECH-Economizer FDD | Expected | Electric Demand (MW) |  | 0.10307 | 0.095074 | 0.086059 | 0.076291 | 0.066153 | 0.056088 | 0.04653 | 0.037826 | 0.030199 | 0.023736 | 0.018415 | 0.014136
No | PG&E | Com | HVAC | 2019 T-24: NRNC-MECH-HE Fume Hoods in Lab Spaces | Expected | Electric Demand (MW) |  | 0.11848 | 0.10929 | 0.098927 | 0.087699 | 0.076045 | 0.064476 | 0.053488 | 0.043483 | 0.034715 | 0.027286 | 0.021169 | 0.01625
No | PG&E | Com | HVAC | 2019 T-24: NRNC-MECH-Variable Exhaust Flow Control | Expected | Electric Demand (MW) |  | 0.032126 | 0.029633 | 0.026823 | 0.023779 | 0.020619 | 0.017482 | 0.014503 | 0.01179 | 0.0094126 | 0.0073983 | 0.0057398 | 0.0044061
No | PG&E | Com | HVAC | 2019 T-24: NRNC-MECH-Ventilation & IAQ | Expected | Electric Demand (MW) |  | 0.057796 | 0.053312 | 0.048257 | 0.04278 | 0.037095 | 0.031451 | 0.026092 | 0.021211 | 0.016934 | 0.01331 | 0.010326 | 0.0079268
No | PG&E | Com | HVAC | 2019-21 Fed App: Single package vertical AC and HP - <65,000 Btu/hr | Expected | Electric Demand (MW) |  | 0.13595 | 0.13645 | 0.13789 | 0.14006 | 0.14223 | 0.14044 | 0.13892 | 0.13764 | 0.10638 | 0.026252 | 0.026103 | 0.025978
No | PG&E | Com | HVAC | Fed Appliance: Single package vertical AC and HP - >65,000 Btu/hr and <240,000 Btu/hr | Possible | Electric Demand (MW) | 0.090895 | 0.09004 | 0.089452 | 0.089025 | 0.088778 | 0.024462 | 0.024401 | 0.024361 | 0.024297 | 0.024238 | 0.024165 | 0.024091 | 0.024007
No | PG&E | Com | HVAC | Fed Appliance: Commercial CAC and HP - <65,000 Btu/hr | Possible | Electric Demand (MW) | 0.0033121 | 0.0033121 | 0.0033121 | 0.0033121 | 0.0033121 | 0.0033121 | 0.0033121 | 0.0033121 | 0.0033121 | 0.0033121 | 0.0033121 | 0.0033121 | 0.0033121
No | PG&E | Com | HVAC | Fed Appliance: Commercial CAC and HP - 65,000 Btu/hr to 760,000 Btu/hr - Tier 1 | Possible | Electric Demand (MW) | 0.73249 | 0.71784 | 0.70319 | 0.68854 | 0.67389 | 0.65924 | 0.64459 | 0.14833 | 0.14489 | 0.14144 | 0.13799 | 0.13454 | 0.13109
No | PG&E | Com | HVAC | Fed Appliance: Computer Room Acs >=65,000 Btu/h and < 760,000 Btu/h | Possible | Electric Demand (MW) | 6.5344e-06 | 6.5342e-06 | 6.5341e-06 | 5.675e-06 | 1.6212e-06 | 1.6212e-06 | 1.6212e-06 | 1.6212e-06 | 1.6212e-06 | 1.6212e-06 | 1.6212e-06 | 1.6212e-06 | 1.6212e-06
No | PG&E | Com | HVAC | 2008 T-24: DDC to Zone | Possible | Electric Demand (MW) | 4.9517 | 4.9332 | 4.9189 | 4.9079 | 4.8995 | 4.8931 | 4.8853 | 4.8785 | 4.871 | 4.8639 | 4.8566 | 4.8494 | 4.8422
No | PG&E | Com | HVAC | 2005 T-24: Ducts in existing commercial buildings | Possible | Electric Demand (MW) | 0 | 0 | 0 | 0 | 0 | 0 | 0 | 0 | 0 | 0 | 0 | 0 | 0
No | PG&E | Com | HVAC | Fed Appliance: Large and Very Large Commercial Package Air-Conditioners ≥135 kBtu/h | Possible | Electric Demand (MW) | 0.00026093 | 0.00025909 | 0.00025742 | 0.00025592 | 0.00014234 | 6.2853e-05 | 6.2526e-05 | 6.2213e-05 | 6.189e-05 | 6.1573e-05 | 6.1253e-05 | 6.0935e-05 | 6.0615e-05
No | PG&E | Com | HVAC | 2016 T-24: NRA-HVAC-ASHRAE Equipment Efficiency | Possible | Electric Demand (MW) | 0.54035 | 0.53564 | 0.53244 | 0.53027 | 0.52879 | 0.52779 | 0.52647 | 0.52537 | 0.52412 | 0.52297 | 0.52175 | 0.52057 | 0
No | PG&E | Com | HVAC | 2016 T-24: NRA-HVAC-ASHRAE Measure-DDC | Possible | Electric Demand (MW) | 0.025924 | 0.025698 | 0.025545 | 0.02544 | 0.025369 | 0.025321 | 0.025258 | 0 | 0 | 0 | 0 | 0 | 0
No | PG&E | Com | HVAC | 2013 T-24: NRA-HVAC-Equipment Efficiency | Possible | Electric Demand (MW) | 0.846 | 0.83922 | 0.83404 | 0.83009 | 0.8271 | 0.82483 | 0.82208 | 0.81965 | 0.817 | 0.4039 | 0 | 0 | 0
No | PG&E | Com | HVAC | 2013 T-24: NRNC-HVAC-Garage Exhaust | Possible | Electric Demand (MW) | 0.45529 | 0.45314 | 0.45178 | 0.45094 | 0.45043 | 0.45011 | 0.44966 | 0.4493 | 0.44888 | 0.4485 | 0.44809 | 0.4477 | 0.4473
No | PG&E | Com | HVAC | 2013 T-24: NRNC-HVAC-Laboratory Exhaust | Possible | Electric Demand (MW) | 1.0323 | 1.0274 | 1.0244 | 1.0225 | 1.0213 | 1.0206 | 1.0196 | 1.0187 | 1.0178 | 1.0169 | 1.016 | 1.0151 | 1.0142
No | PG&E | Com | HVAC | 2013 T-24: NRNC-HVAC-Occupant Controlled Smart Thermostats | Possible | Electric Demand (MW) | 0.21181 | 0.20917 | 0.20709 | 0.20545 | 0.20418 | 0.2032 | 0.20202 | 0.20097 | 0.19984 | 0.19876 | 0.19765 | 0.19656 | 0.19545
No | PG&E | Com | HVAC | 2013 T-24: NRNC-HVAC-Water & Space Heating ACM | Possible | Electric Demand (MW) | 0.021338 | 0.021072 | 0.020862 | 0.020698 | 0.020569 | 0.02047 | 0.020352 | 0.020246 | 0.020132 | 0.020023 | 0.019911 | 0.019801 | 0.01969
No | PG&E | Com | HVAC | 2013 T-24: NRNC-Process-Data Centers | Possible | Electric Demand (MW) | 0.086546 | 0.086539 | 0.086534 | 0.086531 | 0.086529 | 0.086527 | 0.086525 | 0.086523 | 0.086522 | 0.08652 | 0.086518 | 0.086516 | 0.086514
No | PG&E | Com | HVAC | Fed Appliance: Small Commercial Package Air-Conditioners ≥65 and <135 kBtu/h | Possible | Electric Demand (MW) | 1.292e-07 | 1.2664e-07 | 1.2432e-07 | 6.849e-08 | 2.9855e-08 | 2.9429e-08 | 2.8974e-08 | 2.8538e-08 | 2.8089e-08 | 2.7649e-08 | 2.7203e-08 | 2.6761e-08 | 2.6316e-08
No | PG&E | Com | HVAC | 2019-21 Fed App: Ceiling Fans | Possible | Electric Demand (MW) | 2.7157e-05 | 2.6629e-05 | 2.6136e-05 | 2.5665e-05 | 2.5384e-05 | 2.5212e-05 | 2.4847e-05 | 2.4535e-05 | 2.1173e-05 | 2.9158e-06 | 2.8928e-06 | 2.8734e-06 | 2.8571e-06
No | PG&E | Com | HVAC | 2022-24 Fed App: Commercial boilers | Possible | Electric Demand (MW) | -0.0064032 | -0.0063773 | -0.0062548 | -0.0061494 | -0.0060601 | -0.0059844 | -0.0058571 | -0.0057465 | -0.0056511 | -0.0055692 | -0.0054992 | -0.0054398 | -0.0053894
No | PG&E | Com | HVAC | 2016-18 Fed App: Commercial CAC and HP (65,000 Btu/hr to 760,000 Btu/hr) - Tier 2 | Possible | Electric Demand (MW) | 5.1467 | 5.1457 | 5.1449 | 5.1442 | 5.1436 | 5.1432 | 5.1428 | 5.1424 | 5.1422 | 5.1419 | 5.1417 | 5.1416 | 5.1414
No | PG&E | Com | HVAC | 2019-21 Fed App: Dehumidifiers | Possible | Electric Demand (MW) |  | 0.15827 | 0.15365 | 0.14888 | 0.14378 | 0.082806 | 0.019865 | 0.018969 | 0.018157 | 0.017423 | 0.016759 | 0.016158 | 0.015614
No | PG&E | Com | HVAC | 2025 T-24: NR HVAC - Limit Hot Water Supply Temperatures - Electric (Alterations) | Possible | Electric Demand (MW) | 0 | 0.020882 | 0.022519 | 0.022221 | 0.021925 | 0.021634 | 0.021346 | 0.021062 | 0.020782 | 0.020507 | 0.020236 | 0.0042125 | 0.0027183
No | PG&E | Com | HVAC | 2025 T-24: NR HVAC - Limit Hot Water Supply Temperatures - Electric (New Construction + Additions) | Possible | Electric Demand (MW) | 0 | 0.0017419 | 0.010285 | 0.010149 | 0.010014 | 0.0098808 | 0.0097493 | 0.0096196 | 0.0094918 | 0.009366 | 0.0092423 | 0.0078102 | 0.0012415
No | PG&E | Com | HVAC | 2025 T-24: NR HVAC - Mechanical Heat Recovery (without TES, waterside HR) (New Construction + Additions) | Possible | Electric Demand (MW) | 0 | 0.0018834 | 0.010912 | 0.010548 | 0.01018 | 0.00981 | 0.0094415 | 0.0090769 | 0.0087187 | 0.0083694 | 0.0080311 | 0.0065984 | 0.0010199
No | PG&E | Com | HVAC | 2025 T-24: NR HVAC - Mechanical Heat Recovery Scenario A - Gas Baseline (New Construction + Additions) | Possible | Electric Demand (MW) | 0 | -8.5609e-05 | -0.000496 | -0.00047945 | -0.00046271 | -0.00044591 | -0.00042916 | -0.00041258 | -0.00039631 | -0.00038043 | -0.00036505 | -0.00029993 | -4.636e-05
No | PG&E | Com | HVAC | 2025 T-24: NR HVAC Controls - Guideline 36 (Alterations) | Possible | Electric Demand (MW) | 0 | 2.0646 | 2.2488 | 2.2413 | 2.2335 | 2.2257 | 2.2176 | 2.2094 | 2.2009 | 2.1924 | 2.1836 | 2.1746 | 2.1655
No | PG&E | Com | HVAC | 2025 T-24: NR HVAC Controls - Guideline 36 (New Construction + Additions) | Possible | Electric Demand (MW) | 0 | 0.087775 | 0.52349 | 0.52173 | 0.51994 | 0.5181 | 0.51622 | 0.51431 | 0.51235 | 0.51035 | 0.50831 | 0.50622 | 0.50409
No | PG&E | Com | HVAC | 2022 T-24: NRA - Air Distribution - Duct Leakage Testing | Possible | Electric Demand (MW) | 0.17362 | 0.17146 | 0.16932 | 0.16722 | 0.16516 | 0.16315 | 0.1612 | 0.15932 | 0.15752 | 0.15579 | 0.15415 | 0.15258 | 0.15111
No | PG&E | Com | HVAC | 2022 T-24: NRA - Air Distribution - Fan Energy Index | Possible | Electric Demand (MW) | 0.010213 | 0.010086 | 0.0099601 | 0.0098364 | 0.0097152 | 0.0095971 | 0.0094826 | 0.009372 | 0.0092658 | 0.0091642 | 0.0090674 | 0.0089756 | 0.0088888
No | PG&E | Com | HVAC | 2022 T-24: NRA - Air Distribution - Fan Power Budget | Possible | Electric Demand (MW) | 0.25532 | 0.25214 | 0.249 | 0.24591 | 0.24288 | 0.23993 | 0.23707 | 0.2343 | 0.23165 | 0.22911 | 0.22669 | 0.22439 | 0.22222
No | PG&E | Com | HVAC | 2022 T-24: NRA - HVAC Controls - Dedicated Outdoor Air Systems (DOAS) | Possible | Electric Demand (MW) | 0.18496 | 0.18395 | 0.18289 | 0.1818 | 0.18068 | 0.17951 | 0.17831 | 0.17707 | 0.17579 | 0.17448 | 0.17313 | 0.17174 | 0.17032
No | PG&E | Com | HVAC | 2022 T-24: NRA - HVAC Controls - Exhaust Air Heat Recovery | Possible | Electric Demand (MW) | 0.0034873 | 0.003466 | 0.003444 | 0.0034215 | 0.0033985 | 0.0033748 | 0.0033507 | 0.003326 | 0.0033008 | 0.0032751 | 0.003249 | 0.0032225 | 0.0031956
No | PG&E | Com | HVAC | 2022 T-24: NRA - HVAC Controls - Expand Economizer Requirements | Possible | Electric Demand (MW) | 0.043313 | 0.042349 | 0.041432 | 0.040562 | 0.039739 | 0.02279 | 0 | 0 | 0 | 0 | 0 | 0 | 0
No | PG&E | Com | HVAC | 2022 T-24: NRA - HVAC Controls - VAV Deadband Airflow | Possible | Electric Demand (MW) | 0.0097636 | 0.0063578 | 0.0039623 | 0.0023969 | 0.0014227 | 0.0008347 | 0.00048632 | 0.00028218 | 0.00016334 | 9.4421e-05 | 5.4536e-05 | 3.1485e-05 | 1.8172e-05
No | PG&E | Com | HVAC | 2019 T-24: NRA-MECH-ASHRAE 90.1 | Possible | Electric Demand (MW) | 0.45508 | 0.42673 | 0.39362 | 0.3563 | 0.31586 | 0.27388 | 0.23222 | 0.19264 | 0.15661 | 0.12503 | 0.0083465 | 0 | 0
No | PG&E | Com | HVAC | 2019 T-24: NRA-MECH-Cooling Towers | Possible | Electric Demand (MW) | 0.042118 | 0.039494 | 0.03643 | 0.032976 | 0.029233 | 0.025348 | 0.021492 | 0.017829 | 0.014494 | 0.011572 | 0.00077247 | 0 | 0
No | PG&E | Com | HVAC | 2019 T-24: NRA-MECH-HE Fume Hoods in Lab Spaces | Possible | Electric Demand (MW) | 0.18799 | 0.17628 | 0.1626 | 0.14718 | 0.13048 | 0.11314 | 0.095927 | 0.07958 | 0.064694 | 0.051649 | 0.0034479 | 0 | 0
No | PG&E | Com | HVAC | 2019 T-24: NRA-MECH-Variable Exhaust Flow Control | Possible | Electric Demand (MW) | 0.062817 | 0.058904 | 0.054334 | 0.049182 | 0.0436 | 0.037806 | 0.032054 | 0.026592 | 0.021617 | 0.017258 | 0.0011521 | 1.6004e-17 | 1.6004e-17
No | PG&E | Com | HVAC | 2022 T-24: NRNC - Air Distribution - Duct Leakage Testing | Possible | Electric Demand (MW) | 0.094366 | 0.093193 | 0.092032 | 0.090888 | 0.089769 | 0.088678 | 0.087619 | 0.086598 | 0.085616 | 0.084677 | 0.083783 | 0.082934 | 0.082132
No | PG&E | Com | HVAC | 2022 T-24: NRNC - Air Distribution - Fan Energy Index | Possible | Electric Demand (MW) | 0.0042893 | 0.004236 | 0.0041833 | 0.0041313 | 0.0040804 | 0.0040308 | 0.0039827 | 0.0039363 | 0.0038916 | 0.003849 | 0.0038083 | 0.0037697 | 0.0037333
No | PG&E | Com | HVAC | 2022 T-24: NRNC - Air Distribution - Fan Power Budget | Possible | Electric Demand (MW) | 0.085787 | 0.08472 | 0.083665 | 0.082626 | 0.081608 | 0.080616 | 0.079654 | 0.078725 | 0.077833 | 0.076979 | 0.076166 | 0.075395 | 0.074666
No | PG&E | Com | HVAC | 2022 T-24: NRNC - Computer Room Efficiency - Increased Temperature Thresholds for Economizers | Possible | Electric Demand (MW) | 0.040822 | 0.038719 | 0.03681 | 0.035082 | 0.033521 | 0.032114 | 0.030848 | 0.02971 | 0.028689 | 0.027774 | 0.026954 | 0.026222 | 0.025567
No | PG&E | Com | HVAC | 2022 T-24: NRNC - HVAC Controls - Dedicated Outdoor Air Systems (DOAS) | Possible | Electric Demand (MW) |  | 0.33739 | 0.33595 | 0.33446 | 0.33291 | 0.3313 | 0.32963 | 0.32789 | 0.32609 | 0.32422 | 0.32229 | 0.32029 | 0.31823
No | PG&E | Com | HVAC | 2022 T-24: NRNC - HVAC Controls - Exhaust Air Heat Recovery | Possible | Electric Demand (MW) |  | 0.00097047 | 0.00096433 | 0.00095803 | 0.00095157 | 0.00094496 | 0.00093819 | 0.00093128 | 0.00092423 | 0.00091704 | 0.00090973 | 0.0009023 | 0.00089477
No | PG&E | Com | HVAC | 2022 T-24: NRNC - HVAC Controls - Expand Economizer Requirements | Possible | Electric Demand (MW) |  | 0.01625 | 0.015899 | 0.015565 | 0.015249 | 0.014951 | 0.01467 | 0.014406 | 0.014158 | 0.013927 | 0.01371 | 0.013508 | 0.01332
No | PG&E | Com | HVAC | 2022 T-24: NRNC - HVAC Controls - VAV Deadband Airflow | Possible | Electric Demand (MW) |  | 0.0022595 | 0.0014081 | 0.00085183 | 0.00050561 | 0.00029664 | 0.00017283 | 0.00010028 | 5.805e-05 | 3.3556e-05 | 1.9381e-05 | 1.1189e-05 | 6.458e-06
No | PG&E | Com | HVAC | 2019 T-24: NRNC-MECH-ASHRAE 90.1 | Possible | Electric Demand (MW) |  | 0.74529 | 0.63346 | 0.51794 | 0.40747 | 0.30938 | 0.22784 | 0.1637 | 0.11541 | 0.080227 | 0.055208 | 0.037721 | 0.025646
No | PG&E | Com | HVAC | 2019 T-24: NRNC-MECH-Cooling Towers | Possible | Electric Demand (MW) |  | 0.10018 | 0.092408 | 0.083646 | 0.074152 | 0.064298 | 0.054516 | 0.045226 | 0.036766 | 0.029352 | 0.023071 | 0.017899 | 0.01374
No | PG&E | Com | HVAC | 2019 T-24: NRNC-MECH-Economizer FDD | Possible | Electric Demand (MW) |  | 0.10307 | 0.095074 | 0.086059 | 0.076291 | 0.066153 | 0.056088 | 0.04653 | 0.037826 | 0.030199 | 0.023736 | 0.018415 | 0.014136
No | PG&E | Com | HVAC | 2019 T-24: NRNC-MECH-HE Fume Hoods in Lab Spaces | Possible | Electric Demand (MW) |  | 0.11848 | 0.10929 | 0.098927 | 0.087699 | 0.076045 | 0.064476 | 0.053488 | 0.043483 | 0.034715 | 0.027286 | 0.021169 | 0.01625
No | PG&E | Com | HVAC | 2019 T-24: NRNC-MECH-Variable Exhaust Flow Control | Possible | Electric Demand (MW) |  | 0.032126 | 0.029633 | 0.026823 | 0.023779 | 0.020619 | 0.017482 | 0.014503 | 0.01179 | 0.0094126 | 0.0073983 | 0.0057398 | 0.0044061
No | PG&E | Com | HVAC | 2019 T-24: NRNC-MECH-Ventilation & IAQ | Possible | Electric Demand (MW) |  | 0.057796 | 0.053312 | 0.048257 | 0.04278 | 0.037095 | 0.031451 | 0.026092 | 0.021211 | 0.016934 | 0.01331 | 0.010326 | 0.0079268
No | PG&E | Com | HVAC | 2019-21 Fed App: Single package vertical AC and HP - <65,000 Btu/hr | Possible | Electric Demand (MW) |  | 0.13595 | 0.13645 | 0.13789 | 0.14006 | 0.14223 | 0.14044 | 0.13892 | 0.13764 | 0.10638 | 0.026252 | 0.026103 | 0.025978
No | SCE | Com | HVAC | Fed Appliance: Single package vertical AC and HP - >65,000 Btu/hr and <240,000 Btu/hr | On-the-books | Electric Demand (MW) | 0.09107 | 0.090214 | 0.089625 | 0.089197 | 0.08895 | 0.024509 | 0.024448 | 0.024409 | 0.024344 | 0.024285 | 0.024212 | 0.024138 | 0.024053
No | SCE | Com | HVAC | Fed Appliance: Commercial CAC and HP - <65,000 Btu/hr | On-the-books | Electric Demand (MW) | 0.0033185 | 0.0033185 | 0.0033185 | 0.0033185 | 0.0033185 | 0.0033185 | 0.0033185 | 0.0033185 | 0.0033185 | 0.0033185 | 0.0033185 | 0.0033185 | 0.0033185
No | SCE | Com | HVAC | Fed Appliance: Commercial CAC and HP - 65,000 Btu/hr to 760,000 Btu/hr - Tier 1 | On-the-books | Electric Demand (MW) | 0.73391 | 0.71923 | 0.70455 | 0.68987 | 0.67519 | 0.66052 | 0.64584 | 0.14862 | 0.14517 | 0.14171 | 0.13825 | 0.1348 | 0.13134
No | SCE | Com | HVAC | Fed Appliance: Computer Room Acs >=65,000 Btu/h and < 760,000 Btu/h | On-the-books | Electric Demand (MW) | 6.547e-06 | 6.5468e-06 | 6.5467e-06 | 5.686e-06 | 1.6244e-06 | 1.6244e-06 | 1.6244e-06 | 1.6244e-06 | 1.6243e-06 | 1.6243e-06 | 1.6243e-06 | 1.6243e-06 | 1.6243e-06
No | SCE | Com | HVAC | 2008 T-24: DDC to Zone | On-the-books | Electric Demand (MW) | 4.9613 | 4.9427 | 4.9284 | 4.9174 | 4.909 | 4.9026 | 4.8948 | 4.8879 | 4.8804 | 4.8733 | 4.866 | 4.8588 | 4.8515
No | SCE | Com | HVAC | 2005 T-24: Ducts in existing commercial buildings | On-the-books | Electric Demand (MW) | 0 | 0 | 0 | 0 | 0 | 0 | 0 | 0 | 0 | 0 | 0 | 0 | 0
No | SCE | Com | HVAC | Fed Appliance: Large and Very Large Commercial Package Air-Conditioners ≥135 kBtu/h | On-the-books | Electric Demand (MW) | 0.00026144 | 0.00025959 | 0.00025792 | 0.00025641 | 0.00014261 | 6.2975e-05 | 6.2647e-05 | 6.2333e-05 | 6.201e-05 | 6.1693e-05 | 6.1371e-05 | 6.1053e-05 | 6.0732e-05
No | SCE | Com | HVAC | 2016 T-24: NRA-HVAC-ASHRAE Equipment Efficiency | On-the-books | Electric Demand (MW) | 0.54139 | 0.53668 | 0.53347 | 0.5313 | 0.52982 | 0.52881 | 0.52749 | 0.52638 | 0.52513 | 0.52398 | 0.52276 | 0.52158 | 0
No | SCE | Com | HVAC | 2016 T-24: NRA-HVAC-ASHRAE Measure-DDC | On-the-books | Electric Demand (MW) | 0.025974 | 0.025748 | 0.025594 | 0.02549 | 0.025419 | 0.02537 | 0.025307 | 0 | 0 | 0 | 0 | 0 | 0
No | SCE | Com | HVAC | 2013 T-24: NRA-HVAC-Equipment Efficiency | On-the-books | Electric Demand (MW) | 0.84764 | 0.84084 | 0.83565 | 0.8317 | 0.8287 | 0.82643 | 0.82367 | 0.82123 | 0.81858 | 0.40468 | 0 | 0 | 0
No | SCE | Com | HVAC | 2013 T-24: NRNC-HVAC-Garage Exhaust | On-the-books | Electric Demand (MW) | 0.45617 | 0.45401 | 0.45266 | 0.45181 | 0.4513 | 0.45098 | 0.45053 | 0.45017 | 0.44975 | 0.44937 | 0.44896 | 0.44857 | 0.44817
No | SCE | Com | HVAC | 2013 T-24: NRNC-HVAC-Laboratory Exhaust | On-the-books | Electric Demand (MW) | 1.0343 | 1.0294 | 1.0264 | 1.0245 | 1.0233 | 1.0226 | 1.0215 | 1.0207 | 1.0198 | 1.0189 | 1.018 | 1.0171 | 1.0162
No | SCE | Com | HVAC | 2013 T-24: NRNC-HVAC-Occupant Controlled Smart Thermostats | On-the-books | Electric Demand (MW) | 0.21222 | 0.20958 | 0.20749 | 0.20585 | 0.20458 | 0.20359 | 0.20241 | 0.20136 | 0.20022 | 0.19915 | 0.19803 | 0.19694 | 0.19583
No | SCE | Com | HVAC | 2013 T-24: NRNC-HVAC-Water & Space Heating ACM | On-the-books | Electric Demand (MW) | 0.02138 | 0.021113 | 0.020902 | 0.020738 | 0.020609 | 0.02051 | 0.020391 | 0.020285 | 0.020171 | 0.020062 | 0.01995 | 0.01984 | 0.019728
No | SCE | Com | HVAC | 2013 T-24: NRNC-Process-Data Centers | On-the-books | Electric Demand (MW) | 0.086714 | 0.086706 | 0.086702 | 0.086698 | 0.086696 | 0.086694 | 0.086692 | 0.086691 | 0.086689 | 0.086687 | 0.086685 | 0.086684 | 0.086682
No | SCE | Com | HVAC | Fed Appliance: Small Commercial Package Air-Conditioners ≥65 and <135 kBtu/h | On-the-books | Electric Demand (MW) | 1.2945e-07 | 1.2688e-07 | 1.2456e-07 | 6.8622e-08 | 2.9913e-08 | 2.9486e-08 | 2.903e-08 | 2.8593e-08 | 2.8143e-08 | 2.7702e-08 | 2.7255e-08 | 2.6812e-08 | 2.6367e-08
No | SCE | Com | HVAC | 2019-21 Fed App: Ceiling Fans | On-the-books | Electric Demand (MW) | 2.721e-05 | 2.6681e-05 | 2.6186e-05 | 2.5714e-05 | 2.5434e-05 | 2.5261e-05 | 2.4895e-05 | 2.4582e-05 | 2.1214e-05 | 2.9215e-06 | 2.8984e-06 | 2.879e-06 | 2.8626e-06
No | SCE | Com | HVAC | 2022-24 Fed App: Commercial boilers | On-the-books | Electric Demand (MW) | -0.0064156 | -0.0063896 | -0.0062669 | -0.0061613 | -0.0060718 | -0.0059959 | -0.0058684 | -0.0057576 | -0.005662 | -0.0055799 | -0.0055099 | -0.0054503 | -0.0053998
No | SCE | Com | HVAC | 2016-18 Fed App: Commercial CAC and HP (65,000 Btu/hr to 760,000 Btu/hr) - Tier 2 | On-the-books | Electric Demand (MW) | 5.1566 | 5.1557 | 5.1548 | 5.1542 | 5.1536 | 5.1531 | 5.1527 | 5.1524 | 5.1521 | 5.1519 | 5.1517 | 5.1515 | 5.1514
No | SCE | Com | HVAC | 2019-21 Fed App: Dehumidifiers | On-the-books | Electric Demand (MW) |  | 0.15858 | 0.15395 | 0.14917 | 0.14406 | 0.082966 | 0.019904 | 0.019005 | 0.018192 | 0.017457 | 0.016791 | 0.016189 | 0.015644
No | SCE | Com | HVAC | 2025 T-24: NR HVAC - Limit Hot Water Supply Temperatures - Electric (Alterations) | On-the-books | Electric Demand (MW) | 0 | 0.020923 | 0.022563 | 0.022263 | 0.021968 | 0.021676 | 0.021387 | 0.021103 | 0.020822 | 0.020546 | 0.020275 | 0.0042206 | 0.0027236
No | SCE | Com | HVAC | 2025 T-24: NR HVAC - Limit Hot Water Supply Temperatures - Electric (New Construction + Additions) | On-the-books | Electric Demand (MW) | 0 | 0.0017453 | 0.010305 | 0.010168 | 0.010033 | 0.0098999 | 0.0097682 | 0.0096382 | 0.0095102 | 0.0093841 | 0.0092601 | 0.0078253 | 0.0012439
No | SCE | Com | HVAC | 2025 T-24: NR HVAC - Mechanical Heat Recovery (without TES, waterside HR) (New Construction + Additions) | On-the-books | Electric Demand (MW) | 0 | 0.001887 | 0.010933 | 0.010568 | 0.010199 | 0.0098289 | 0.0094597 | 0.0090944 | 0.0087356 | 0.0083856 | 0.0080466 | 0.0066112 | 0.0010219
No | SCE | Com | HVAC | 2025 T-24: NR HVAC - Mechanical Heat Recovery Scenario A - Gas Baseline (New Construction + Additions) | On-the-books | Electric Demand (MW) | 0 | -8.5775e-05 | -0.00049696 | -0.00048038 | -0.00046361 | -0.00044677 | -0.00042999 | -0.00041338 | -0.00039707 | -0.00038116 | -0.00036576 | -0.00030051 | -4.6449e-05
No | SCE | Com | HVAC | 2025 T-24: NR HVAC Controls - Guideline 36 (Alterations) | On-the-books | Electric Demand (MW) | 0 | 2.0686 | 2.2532 | 2.2456 | 2.2379 | 2.23 | 2.2219 | 2.2136 | 2.2052 | 2.1966 | 2.1878 | 2.1788 | 2.1697
No | SCE | Com | HVAC | 2025 T-24: NR HVAC Controls - Guideline 36 (New Construction + Additions) | On-the-books | Electric Demand (MW) | 0 | 0.087944 | 0.5245 | 0.52274 | 0.52094 | 0.5191 | 0.51722 | 0.5153 | 0.51334 | 0.51133 | 0.50929 | 0.5072 | 0.50507
No | SCE | Com | HVAC | 2022 T-24: NRA - Air Distribution - Duct Leakage Testing | On-the-books | Electric Demand (MW) | 0.17395 | 0.17179 | 0.16965 | 0.16754 | 0.16548 | 0.16347 | 0.16152 | 0.15963 | 0.15782 | 0.15609 | 0.15444 | 0.15288 | 0.1514
No | SCE | Com | HVAC | 2022 T-24: NRA - Air Distribution - Fan Energy Index | On-the-books | Electric Demand (MW) | 0.010232 | 0.010105 | 0.0099794 | 0.0098554 | 0.009734 | 0.0096157 | 0.0095009 | 0.0093902 | 0.0092837 | 0.0091819 | 0.0090849 | 0.0089929 | 0.008906
No | SCE | Com | HVAC | 2022 T-24: NRA - Air Distribution - Fan Power Budget | On-the-books | Electric Demand (MW) | 0.25581 | 0.25263 | 0.24948 | 0.24639 | 0.24335 | 0.24039 | 0.23752 | 0.23475 | 0.23209 | 0.22955 | 0.22712 | 0.22482 | 0.22265
No | SCE | Com | HVAC | 2022 T-24: NRA - HVAC Controls - Dedicated Outdoor Air Systems (DOAS) | On-the-books | Electric Demand (MW) | 0.18532 | 0.1843 | 0.18325 | 0.18216 | 0.18103 | 0.17986 | 0.17866 | 0.17741 | 0.17613 | 0.17482 | 0.17347 | 0.17208 | 0.17065
No | SCE | Com | HVAC | 2022 T-24: NRA - HVAC Controls - Exhaust Air Heat Recovery | On-the-books | Electric Demand (MW) | 0.003494 | 0.0034727 | 0.0034507 | 0.0034282 | 0.003405 | 0.0033814 | 0.0033572 | 0.0033324 | 0.0033072 | 0.0032815 | 0.0032553 | 0.0032287 | 0.0032018
No | SCE | Com | HVAC | 2022 T-24: NRA - HVAC Controls - Expand Economizer Requirements | On-the-books | Electric Demand (MW) | 0.043397 | 0.042431 | 0.041512 | 0.040641 | 0.039816 | 0.022834 | 0 | 0 | 0 | 0 | 0 | 0 | 0
No | SCE | Com | HVAC | 2022 T-24: NRA - HVAC Controls - VAV Deadband Airflow | On-the-books | Electric Demand (MW) | 0.0097825 | 0.0063701 | 0.0039699 | 0.0024015 | 0.0014255 | 0.00083631 | 0.00048726 | 0.00028273 | 0.00016366 | 9.4604e-05 | 5.4642e-05 | 3.1546e-05 | 1.8207e-05
No | SCE | Com | HVAC | 2019 T-24: NRA-MECH-ASHRAE 90.1 | On-the-books | Electric Demand (MW) | 0.45596 | 0.42756 | 0.39438 | 0.35699 | 0.31647 | 0.27441 | 0.23267 | 0.19302 | 0.15691 | 0.12527 | 0.0083626 | 0 | 0
No | SCE | Com | HVAC | 2019 T-24: NRA-MECH-Cooling Towers | On-the-books | Electric Demand (MW) | 0.042199 | 0.039571 | 0.036501 | 0.03304 | 0.029289 | 0.025397 | 0.021533 | 0.017864 | 0.014522 | 0.011594 | 0.00077397 | 0 | 0
No | SCE | Com | HVAC | 2019 T-24: NRA-MECH-HE Fume Hoods in Lab Spaces | On-the-books | Electric Demand (MW) | 0.18835 | 0.17662 | 0.16292 | 0.14747 | 0.13073 | 0.11336 | 0.096113 | 0.079734 | 0.064819 | 0.051749 | 0.0034545 | 0 | 0
No | SCE | Com | HVAC | 2019 T-24: NRA-MECH-Variable Exhaust Flow Control | On-the-books | Electric Demand (MW) | 0.062938 | 0.059018 | 0.054439 | 0.049277 | 0.043684 | 0.037879 | 0.032116 | 0.026643 | 0.021659 | 0.017292 | 0.0011543 | 1.6035e-17 | 1.6035e-17
No | SCE | Com | HVAC | 2022 T-24: NRNC - Air Distribution - Duct Leakage Testing | On-the-books | Electric Demand (MW) | 0.094548 | 0.093373 | 0.09221 | 0.091064 | 0.089942 | 0.088849 | 0.087789 | 0.086765 | 0.085782 | 0.084841 | 0.083945 | 0.083095 | 0.082291
No | SCE | Com | HVAC | 2022 T-24: NRNC - Air Distribution - Fan Energy Index | On-the-books | Electric Demand (MW) | 0.0042976 | 0.0042442 | 0.0041913 | 0.0041393 | 0.0040883 | 0.0040386 | 0.0039904 | 0.0039439 | 0.0038992 | 0.0038564 | 0.0038157 | 0.003777 | 0.0037405
No | SCE | Com | HVAC | 2022 T-24: NRNC - Air Distribution - Fan Power Budget | On-the-books | Electric Demand (MW) | 0.085953 | 0.084884 | 0.083827 | 0.082786 | 0.081766 | 0.080772 | 0.079808 | 0.078877 | 0.077983 | 0.077128 | 0.076314 | 0.075541 | 0.07481
No | SCE | Com | HVAC | 2022 T-24: NRNC - Computer Room Efficiency - Increased Temperature Thresholds for Economizers | On-the-books | Electric Demand (MW) | 0.040901 | 0.038794 | 0.036881 | 0.03515 | 0.033586 | 0.032176 | 0.030908 | 0.029767 | 0.028744 | 0.027827 | 0.027007 | 0.026273 | 0.025617
No | SCE | Com | HVAC | 2022 T-24: NRNC - HVAC Controls - Dedicated Outdoor Air Systems (DOAS) | On-the-books | Electric Demand (MW) |  | 0.33804 | 0.3366 | 0.33511 | 0.33356 | 0.33194 | 0.33027 | 0.32852 | 0.32672 | 0.32485 | 0.32291 | 0.32091 | 0.31884
No | SCE | Com | HVAC | 2022 T-24: NRNC - HVAC Controls - Exhaust Air Heat Recovery | On-the-books | Electric Demand (MW) |  | 0.00097235 | 0.0009662 | 0.00095989 | 0.00095341 | 0.00094678 | 0.00094001 | 0.00093308 | 0.00092601 | 0.00091882 | 0.00091149 | 0.00090405 | 0.0008965
No | SCE | Com | HVAC | 2022 T-24: NRNC - HVAC Controls - Expand Economizer Requirements | On-the-books | Electric Demand (MW) |  | 0.016282 | 0.015929 | 0.015595 | 0.015278 | 0.014979 | 0.014698 | 0.014434 | 0.014186 | 0.013954 | 0.013737 | 0.013535 | 0.013346
No | SCE | Com | HVAC | 2022 T-24: NRNC - HVAC Controls - VAV Deadband Airflow | On-the-books | Electric Demand (MW) |  | 0.0022639 | 0.0014109 | 0.00085347 | 0.00050659 | 0.00029721 | 0.00017316 | 0.00010048 | 5.8162e-05 | 3.3621e-05 | 1.9419e-05 | 1.1211e-05 | 6.4705e-06
No | SCE | Com | HVAC | 2019 T-24: NRNC-MECH-ASHRAE 90.1 | On-the-books | Electric Demand (MW) |  | 0.74673 | 0.63469 | 0.51894 | 0.40826 | 0.30997 | 0.22828 | 0.16402 | 0.11563 | 0.080383 | 0.055315 | 0.037794 | 0.025695
No | SCE | Com | HVAC | 2019 T-24: NRNC-MECH-Cooling Towers | On-the-books | Electric Demand (MW) |  | 0.10037 | 0.092587 | 0.083808 | 0.074295 | 0.064422 | 0.054621 | 0.045313 | 0.036837 | 0.029409 | 0.023115 | 0.017933 | 0.013766
No | SCE | Com | HVAC | 2019 T-24: NRNC-MECH-Economizer FDD | On-the-books | Electric Demand (MW) |  | 0.10327 | 0.095258 | 0.086225 | 0.076438 | 0.066281 | 0.056197 | 0.04662 | 0.0379 | 0.030257 | 0.023782 | 0.018451 | 0.014164
No | SCE | Com | HVAC | 2019 T-24: NRNC-MECH-HE Fume Hoods in Lab Spaces | On-the-books | Electric Demand (MW) |  | 0.11871 | 0.1095 | 0.099119 | 0.087868 | 0.076192 | 0.0646 | 0.053592 | 0.043567 | 0.034782 | 0.027338 | 0.02121 | 0.016281
No | SCE | Com | HVAC | 2019 T-24: NRNC-MECH-Variable Exhaust Flow Control | On-the-books | Electric Demand (MW) |  | 0.032188 | 0.029691 | 0.026875 | 0.023825 | 0.020659 | 0.017516 | 0.014531 | 0.011813 | 0.0094308 | 0.0074126 | 0.0057509 | 0.0044146
No | SCE | Com | HVAC | 2019 T-24: NRNC-MECH-Ventilation & IAQ | On-the-books | Electric Demand (MW) |  | 0.057908 | 0.053415 | 0.048351 | 0.042863 | 0.037167 | 0.031512 | 0.026142 | 0.021252 | 0.016967 | 0.013336 | 0.010346 | 0.0079422
No | SCE | Com | HVAC | 2019-21 Fed App: Single package vertical AC and HP - <65,000 Btu/hr | On-the-books | Electric Demand (MW) |  | 0.13621 | 0.13672 | 0.13816 | 0.14033 | 0.1425 | 0.14071 | 0.13919 | 0.1379 | 0.10659 | 0.026303 | 0.026154 | 0.026028
No | SCE | Com | HVAC | Fed Appliance: Single package vertical AC and HP - >65,000 Btu/hr and <240,000 Btu/hr | Expected | Electric Demand (MW) | 0.09107 | 0.090214 | 0.089625 | 0.089197 | 0.08895 | 0.024509 | 0.024448 | 0.024409 | 0.024344 | 0.024285 | 0.024212 | 0.024138 | 0.024053
No | SCE | Com | HVAC | Fed Appliance: Commercial CAC and HP - <65,000 Btu/hr | Expected | Electric Demand (MW) | 0.0033185 | 0.0033185 | 0.0033185 | 0.0033185 | 0.0033185 | 0.0033185 | 0.0033185 | 0.0033185 | 0.0033185 | 0.0033185 | 0.0033185 | 0.0033185 | 0.0033185
No | SCE | Com | HVAC | Fed Appliance: Commercial CAC and HP - 65,000 Btu/hr to 760,000 Btu/hr - Tier 1 | Expected | Electric Demand (MW) | 0.73391 | 0.71923 | 0.70455 | 0.68987 | 0.67519 | 0.66052 | 0.64584 | 0.14862 | 0.14517 | 0.14171 | 0.13825 | 0.1348 | 0.13134
No | SCE | Com | HVAC | Fed Appliance: Computer Room Acs >=65,000 Btu/h and < 760,000 Btu/h | Expected | Electric Demand (MW) | 6.547e-06 | 6.5468e-06 | 6.5467e-06 | 5.686e-06 | 1.6244e-06 | 1.6244e-06 | 1.6244e-06 | 1.6244e-06 | 1.6243e-06 | 1.6243e-06 | 1.6243e-06 | 1.6243e-06 | 1.6243e-06
No | SCE | Com | HVAC | 2008 T-24: DDC to Zone | Expected | Electric Demand (MW) | 4.9613 | 4.9427 | 4.9284 | 4.9174 | 4.909 | 4.9026 | 4.8948 | 4.8879 | 4.8804 | 4.8733 | 4.866 | 4.8588 | 4.8515
No | SCE | Com | HVAC | 2005 T-24: Ducts in existing commercial buildings | Expected | Electric Demand (MW) | 0 | 0 | 0 | 0 | 0 | 0 | 0 | 0 | 0 | 0 | 0 | 0 | 0
No | SCE | Com | HVAC | Fed Appliance: Large and Very Large Commercial Package Air-Conditioners ≥135 kBtu/h | Expected | Electric Demand (MW) | 0.00026144 | 0.00025959 | 0.00025792 | 0.00025641 | 0.00014261 | 6.2975e-05 | 6.2647e-05 | 6.2333e-05 | 6.201e-05 | 6.1693e-05 | 6.1371e-05 | 6.1053e-05 | 6.0732e-05
No | SCE | Com | HVAC | 2016 T-24: NRA-HVAC-ASHRAE Equipment Efficiency | Expected | Electric Demand (MW) | 0.54139 | 0.53668 | 0.53347 | 0.5313 | 0.52982 | 0.52881 | 0.52749 | 0.52638 | 0.52513 | 0.52398 | 0.52276 | 0.52158 | 0
No | SCE | Com | HVAC | 2016 T-24: NRA-HVAC-ASHRAE Measure-DDC | Expected | Electric Demand (MW) | 0.025974 | 0.025748 | 0.025594 | 0.02549 | 0.025419 | 0.02537 | 0.025307 | 0 | 0 | 0 | 0 | 0 | 0
No | SCE | Com | HVAC | 2013 T-24: NRA-HVAC-Equipment Efficiency | Expected | Electric Demand (MW) | 0.84764 | 0.84084 | 0.83565 | 0.8317 | 0.8287 | 0.82643 | 0.82367 | 0.82123 | 0.81858 | 0.40468 | 0 | 0 | 0
No | SCE | Com | HVAC | 2013 T-24: NRNC-HVAC-Garage Exhaust | Expected | Electric Demand (MW) | 0.45617 | 0.45401 | 0.45266 | 0.45181 | 0.4513 | 0.45098 | 0.45053 | 0.45017 | 0.44975 | 0.44937 | 0.44896 | 0.44857 | 0.44817
No | SCE | Com | HVAC | 2013 T-24: NRNC-HVAC-Laboratory Exhaust | Expected | Electric Demand (MW) | 1.0343 | 1.0294 | 1.0264 | 1.0245 | 1.0233 | 1.0226 | 1.0215 | 1.0207 | 1.0198 | 1.0189 | 1.018 | 1.0171 | 1.0162
No | SCE | Com | HVAC | 2013 T-24: NRNC-HVAC-Occupant Controlled Smart Thermostats | Expected | Electric Demand (MW) | 0.21222 | 0.20958 | 0.20749 | 0.20585 | 0.20458 | 0.20359 | 0.20241 | 0.20136 | 0.20022 | 0.19915 | 0.19803 | 0.19694 | 0.19583
No | SCE | Com | HVAC | 2013 T-24: NRNC-HVAC-Water & Space Heating ACM | Expected | Electric Demand (MW) | 0.02138 | 0.021113 | 0.020902 | 0.020738 | 0.020609 | 0.02051 | 0.020391 | 0.020285 | 0.020171 | 0.020062 | 0.01995 | 0.01984 | 0.019728
No | SCE | Com | HVAC | 2013 T-24: NRNC-Process-Data Centers | Expected | Electric Demand (MW) | 0.086714 | 0.086706 | 0.086702 | 0.086698 | 0.086696 | 0.086694 | 0.086692 | 0.086691 | 0.086689 | 0.086687 | 0.086685 | 0.086684 | 0.086682
No | SCE | Com | HVAC | Fed Appliance: Small Commercial Package Air-Conditioners ≥65 and <135 kBtu/h | Expected | Electric Demand (MW) | 1.2945e-07 | 1.2688e-07 | 1.2456e-07 | 6.8622e-08 | 2.9913e-08 | 2.9486e-08 | 2.903e-08 | 2.8593e-08 | 2.8143e-08 | 2.7702e-08 | 2.7255e-08 | 2.6812e-08 | 2.6367e-08
No | SCE | Com | HVAC | 2019-21 Fed App: Ceiling Fans | Expected | Electric Demand (MW) | 2.721e-05 | 2.6681e-05 | 2.6186e-05 | 2.5714e-05 | 2.5434e-05 | 2.5261e-05 | 2.4895e-05 | 2.4582e-05 | 2.1214e-05 | 2.9215e-06 | 2.8984e-06 | 2.879e-06 | 2.8626e-06
No | SCE | Com | HVAC | 2022-24 Fed App: Commercial boilers | Expected | Electric Demand (MW) | -0.0064156 | -0.0063896 | -0.0062669 | -0.0061613 | -0.0060718 | -0.0059959 | -0.0058684 | -0.0057576 | -0.005662 | -0.0055799 | -0.0055099 | -0.0054503 | -0.0053998
No | SCE | Com | HVAC | 2016-18 Fed App: Commercial CAC and HP (65,000 Btu/hr to 760,000 Btu/hr) - Tier 2 | Expected | Electric Demand (MW) | 5.1566 | 5.1557 | 5.1548 | 5.1542 | 5.1536 | 5.1531 | 5.1527 | 5.1524 | 5.1521 | 5.1519 | 5.1517 | 5.1515 | 5.1514
No | SCE | Com | HVAC | 2019-21 Fed App: Dehumidifiers | Expected | Electric Demand (MW) |  | 0.15858 | 0.15395 | 0.14917 | 0.14406 | 0.082966 | 0.019904 | 0.019005 | 0.018192 | 0.017457 | 0.016791 | 0.016189 | 0.015644
No | SCE | Com | HVAC | 2025 T-24: NR HVAC - Limit Hot Water Supply Temperatures - Electric (Alterations) | Expected | Electric Demand (MW) | 0 | 0.020923 | 0.022563 | 0.022263 | 0.021968 | 0.021676 | 0.021387 | 0.021103 | 0.020822 | 0.020546 | 0.020275 | 0.0042206 | 0.0027236
No | SCE | Com | HVAC | 2025 T-24: NR HVAC - Limit Hot Water Supply Temperatures - Electric (New Construction + Additions) | Expected | Electric Demand (MW) | 0 | 0.0017453 | 0.010305 | 0.010168 | 0.010033 | 0.0098999 | 0.0097682 | 0.0096382 | 0.0095102 | 0.0093841 | 0.0092601 | 0.0078253 | 0.0012439
No | SCE | Com | HVAC | 2025 T-24: NR HVAC - Mechanical Heat Recovery (without TES, waterside HR) (New Construction + Additions) | Expected | Electric Demand (MW) | 0 | 0.001887 | 0.010933 | 0.010568 | 0.010199 | 0.0098289 | 0.0094597 | 0.0090944 | 0.0087356 | 0.0083856 | 0.0080466 | 0.0066112 | 0.0010219
No | SCE | Com | HVAC | 2025 T-24: NR HVAC - Mechanical Heat Recovery Scenario A - Gas Baseline (New Construction + Additions) | Expected | Electric Demand (MW) | 0 | -8.5775e-05 | -0.00049696 | -0.00048038 | -0.00046361 | -0.00044677 | -0.00042999 | -0.00041338 | -0.00039707 | -0.00038116 | -0.00036576 | -0.00030051 | -4.6449e-05
No | SCE | Com | HVAC | 2025 T-24: NR HVAC Controls - Guideline 36 (Alterations) | Expected | Electric Demand (MW) | 0 | 2.0686 | 2.2532 | 2.2456 | 2.2379 | 2.23 | 2.2219 | 2.2136 | 2.2052 | 2.1966 | 2.1878 | 2.1788 | 2.1697
No | SCE | Com | HVAC | 2025 T-24: NR HVAC Controls - Guideline 36 (New Construction + Additions) | Expected | Electric Demand (MW) | 0 | 0.087944 | 0.5245 | 0.52274 | 0.52094 | 0.5191 | 0.51722 | 0.5153 | 0.51334 | 0.51133 | 0.50929 | 0.5072 | 0.50507
No | SCE | Com | HVAC | 2022 T-24: NRA - Air Distribution - Duct Leakage Testing | Expected | Electric Demand (MW) | 0.17395 | 0.17179 | 0.16965 | 0.16754 | 0.16548 | 0.16347 | 0.16152 | 0.15963 | 0.15782 | 0.15609 | 0.15444 | 0.15288 | 0.1514
No | SCE | Com | HVAC | 2022 T-24: NRA - Air Distribution - Fan Energy Index | Expected | Electric Demand (MW) | 0.010232 | 0.010105 | 0.0099794 | 0.0098554 | 0.009734 | 0.0096157 | 0.0095009 | 0.0093902 | 0.0092837 | 0.0091819 | 0.0090849 | 0.0089929 | 0.008906
No | SCE | Com | HVAC | 2022 T-24: NRA - Air Distribution - Fan Power Budget | Expected | Electric Demand (MW) | 0.25581 | 0.25263 | 0.24948 | 0.24639 | 0.24335 | 0.24039 | 0.23752 | 0.23475 | 0.23209 | 0.22955 | 0.22712 | 0.22482 | 0.22265
No | SCE | Com | HVAC | 2022 T-24: NRA - HVAC Controls - Dedicated Outdoor Air Systems (DOAS) | Expected | Electric Demand (MW) | 0.18532 | 0.1843 | 0.18325 | 0.18216 | 0.18103 | 0.17986 | 0.17866 | 0.17741 | 0.17613 | 0.17482 | 0.17347 | 0.17208 | 0.17065
No | SCE | Com | HVAC | 2022 T-24: NRA - HVAC Controls - Exhaust Air Heat Recovery | Expected | Electric Demand (MW) | 0.003494 | 0.0034727 | 0.0034507 | 0.0034282 | 0.003405 | 0.0033814 | 0.0033572 | 0.0033324 | 0.0033072 | 0.0032815 | 0.0032553 | 0.0032287 | 0.0032018
No | SCE | Com | HVAC | 2022 T-24: NRA - HVAC Controls - Expand Economizer Requirements | Expected | Electric Demand (MW) | 0.043397 | 0.042431 | 0.041512 | 0.040641 | 0.039816 | 0.022834 | 0 | 0 | 0 | 0 | 0 | 0 | 0
No | SCE | Com | HVAC | 2022 T-24: NRA - HVAC Controls - VAV Deadband Airflow | Expected | Electric Demand (MW) | 0.0097825 | 0.0063701 | 0.0039699 | 0.0024015 | 0.0014255 | 0.00083631 | 0.00048726 | 0.00028273 | 0.00016366 | 9.4604e-05 | 5.4642e-05 | 3.1546e-05 | 1.8207e-05
No | SCE | Com | HVAC | 2019 T-24: NRA-MECH-ASHRAE 90.1 | Expected | Electric Demand (MW) | 0.45596 | 0.42756 | 0.39438 | 0.35699 | 0.31647 | 0.27441 | 0.23267 | 0.19302 | 0.15691 | 0.12527 | 0.0083626 | 0 | 0
No | SCE | Com | HVAC | 2019 T-24: NRA-MECH-Cooling Towers | Expected | Electric Demand (MW) | 0.042199 | 0.039571 | 0.036501 | 0.03304 | 0.029289 | 0.025397 | 0.021533 | 0.017864 | 0.014522 | 0.011594 | 0.00077397 | 0 | 0
No | SCE | Com | HVAC | 2019 T-24: NRA-MECH-HE Fume Hoods in Lab Spaces | Expected | Electric Demand (MW) | 0.18835 | 0.17662 | 0.16292 | 0.14747 | 0.13073 | 0.11336 | 0.096113 | 0.079734 | 0.064819 | 0.051749 | 0.0034545 | 0 | 0
No | SCE | Com | HVAC | 2019 T-24: NRA-MECH-Variable Exhaust Flow Control | Expected | Electric Demand (MW) | 0.062938 | 0.059018 | 0.054439 | 0.049277 | 0.043684 | 0.037879 | 0.032116 | 0.026643 | 0.021659 | 0.017292 | 0.0011543 | 1.6035e-17 | 1.6035e-17
No | SCE | Com | HVAC | 2022 T-24: NRNC - Air Distribution - Duct Leakage Testing | Expected | Electric Demand (MW) | 0.094548 | 0.093373 | 0.09221 | 0.091064 | 0.089942 | 0.088849 | 0.087789 | 0.086765 | 0.085782 | 0.084841 | 0.083945 | 0.083095 | 0.082291
No | SCE | Com | HVAC | 2022 T-24: NRNC - Air Distribution - Fan Energy Index | Expected | Electric Demand (MW) | 0.0042976 | 0.0042442 | 0.0041913 | 0.0041393 | 0.0040883 | 0.0040386 | 0.0039904 | 0.0039439 | 0.0038992 | 0.0038564 | 0.0038157 | 0.003777 | 0.0037405
No | SCE | Com | HVAC | 2022 T-24: NRNC - Air Distribution - Fan Power Budget | Expected | Electric Demand (MW) | 0.085953 | 0.084884 | 0.083827 | 0.082786 | 0.081766 | 0.080772 | 0.079808 | 0.078877 | 0.077983 | 0.077128 | 0.076314 | 0.075541 | 0.07481
No | SCE | Com | HVAC | 2022 T-24: NRNC - Computer Room Efficiency - Increased Temperature Thresholds for Economizers | Expected | Electric Demand (MW) | 0.040901 | 0.038794 | 0.036881 | 0.03515 | 0.033586 | 0.032176 | 0.030908 | 0.029767 | 0.028744 | 0.027827 | 0.027007 | 0.026273 | 0.025617
No | SCE | Com | HVAC | 2022 T-24: NRNC - HVAC Controls - Dedicated Outdoor Air Systems (DOAS) | Expected | Electric Demand (MW) |  | 0.33804 | 0.3366 | 0.33511 | 0.33356 | 0.33194 | 0.33027 | 0.32852 | 0.32672 | 0.32485 | 0.32291 | 0.32091 | 0.31884
No | SCE | Com | HVAC | 2022 T-24: NRNC - HVAC Controls - Exhaust Air Heat Recovery | Expected | Electric Demand (MW) |  | 0.00097235 | 0.0009662 | 0.00095989 | 0.00095341 | 0.00094678 | 0.00094001 | 0.00093308 | 0.00092601 | 0.00091882 | 0.00091149 | 0.00090405 | 0.0008965
No | SCE | Com | HVAC | 2022 T-24: NRNC - HVAC Controls - Expand Economizer Requirements | Expected | Electric Demand (MW) |  | 0.016282 | 0.015929 | 0.015595 | 0.015278 | 0.014979 | 0.014698 | 0.014434 | 0.014186 | 0.013954 | 0.013737 | 0.013535 | 0.013346
No | SCE | Com | HVAC | 2022 T-24: NRNC - HVAC Controls - VAV Deadband Airflow | Expected | Electric Demand (MW) |  | 0.0022639 | 0.0014109 | 0.00085347 | 0.00050659 | 0.00029721 | 0.00017316 | 0.00010048 | 5.8162e-05 | 3.3621e-05 | 1.9419e-05 | 1.1211e-05 | 6.4705e-06
No | SCE | Com | HVAC | 2019 T-24: NRNC-MECH-ASHRAE 90.1 | Expected | Electric Demand (MW) |  | 0.74673 | 0.63469 | 0.51894 | 0.40826 | 0.30997 | 0.22828 | 0.16402 | 0.11563 | 0.080383 | 0.055315 | 0.037794 | 0.025695
No | SCE | Com | HVAC | 2019 T-24: NRNC-MECH-Cooling Towers | Expected | Electric Demand (MW) |  | 0.10037 | 0.092587 | 0.083808 | 0.074295 | 0.064422 | 0.054621 | 0.045313 | 0.036837 | 0.029409 | 0.023115 | 0.017933 | 0.013766
No | SCE | Com | HVAC | 2019 T-24: NRNC-MECH-Economizer FDD | Expected | Electric Demand (MW) |  | 0.10327 | 0.095258 | 0.086225 | 0.076438 | 0.066281 | 0.056197 | 0.04662 | 0.0379 | 0.030257 | 0.023782 | 0.018451 | 0.014164
No | SCE | Com | HVAC | 2019 T-24: NRNC-MECH-HE Fume Hoods in Lab Spaces | Expected | Electric Demand (MW) |  | 0.11871 | 0.1095 | 0.099119 | 0.087868 | 0.076192 | 0.0646 | 0.053592 | 0.043567 | 0.034782 | 0.027338 | 0.02121 | 0.016281
No | SCE | Com | HVAC | 2019 T-24: NRNC-MECH-Variable Exhaust Flow Control | Expected | Electric Demand (MW) |  | 0.032188 | 0.029691 | 0.026875 | 0.023825 | 0.020659 | 0.017516 | 0.014531 | 0.011813 | 0.0094308 | 0.0074126 | 0.0057509 | 0.0044146
No | SCE | Com | HVAC | 2019 T-24: NRNC-MECH-Ventilation & IAQ | Expected | Electric Demand (MW) |  | 0.057908 | 0.053415 | 0.048351 | 0.042863 | 0.037167 | 0.031512 | 0.026142 | 0.021252 | 0.016967 | 0.013336 | 0.010346 | 0.0079422
No | SCE | Com | HVAC | 2019-21 Fed App: Single package vertical AC and HP - <65,000 Btu/hr | Expected | Electric Demand (MW) |  | 0.13621 | 0.13672 | 0.13816 | 0.14033 | 0.1425 | 0.14071 | 0.13919 | 0.1379 | 0.10659 | 0.026303 | 0.026154 | 0.026028
No | SCE | Com | HVAC | Fed Appliance: Single package vertical AC and HP - >65,000 Btu/hr and <240,000 Btu/hr | Possible | Electric Demand (MW) | 0.09107 | 0.090214 | 0.089625 | 0.089197 | 0.08895 | 0.024509 | 0.024448 | 0.024409 | 0.024344 | 0.024285 | 0.024212 | 0.024138 | 0.024053
No | SCE | Com | HVAC | Fed Appliance: Commercial CAC and HP - <65,000 Btu/hr | Possible | Electric Demand (MW) | 0.0033185 | 0.0033185 | 0.0033185 | 0.0033185 | 0.0033185 | 0.0033185 | 0.0033185 | 0.0033185 | 0.0033185 | 0.0033185 | 0.0033185 | 0.0033185 | 0.0033185
No | SCE | Com | HVAC | Fed Appliance: Commercial CAC and HP - 65,000 Btu/hr to 760,000 Btu/hr - Tier 1 | Possible | Electric Demand (MW) | 0.73391 | 0.71923 | 0.70455 | 0.68987 | 0.67519 | 0.66052 | 0.64584 | 0.14862 | 0.14517 | 0.14171 | 0.13825 | 0.1348 | 0.13134
No | SCE | Com | HVAC | Fed Appliance: Computer Room Acs >=65,000 Btu/h and < 760,000 Btu/h | Possible | Electric Demand (MW) | 6.547e-06 | 6.5468e-06 | 6.5467e-06 | 5.686e-06 | 1.6244e-06 | 1.6244e-06 | 1.6244e-06 | 1.6244e-06 | 1.6243e-06 | 1.6243e-06 | 1.6243e-06 | 1.6243e-06 | 1.6243e-06
No | SCE | Com | HVAC | 2008 T-24: DDC to Zone | Possible | Electric Demand (MW) | 4.9613 | 4.9427 | 4.9284 | 4.9174 | 4.909 | 4.9026 | 4.8948 | 4.8879 | 4.8804 | 4.8733 | 4.866 | 4.8588 | 4.8515
No | SCE | Com | HVAC | 2005 T-24: Ducts in existing commercial buildings | Possible | Electric Demand (MW) | 0 | 0 | 0 | 0 | 0 | 0 | 0 | 0 | 0 | 0 | 0 | 0 | 0
No | SCE | Com | HVAC | Fed Appliance: Large and Very Large Commercial Package Air-Conditioners ≥135 kBtu/h | Possible | Electric Demand (MW) | 0.00026144 | 0.00025959 | 0.00025792 | 0.00025641 | 0.00014261 | 6.2975e-05 | 6.2647e-05 | 6.2333e-05 | 6.201e-05 | 6.1693e-05 | 6.1371e-05 | 6.1053e-05 | 6.0732e-05
No | SCE | Com | HVAC | 2016 T-24: NRA-HVAC-ASHRAE Equipment Efficiency | Possible | Electric Demand (MW) | 0.54139 | 0.53668 | 0.53347 | 0.5313 | 0.52982 | 0.52881 | 0.52749 | 0.52638 | 0.52513 | 0.52398 | 0.52276 | 0.52158 | 0
No | SCE | Com | HVAC | 2016 T-24: NRA-HVAC-ASHRAE Measure-DDC | Possible | Electric Demand (MW) | 0.025974 | 0.025748 | 0.025594 | 0.02549 | 0.025419 | 0.02537 | 0.025307 | 0 | 0 | 0 | 0 | 0 | 0
No | SCE | Com | HVAC | 2013 T-24: NRA-HVAC-Equipment Efficiency | Possible | Electric Demand (MW) | 0.84764 | 0.84084 | 0.83565 | 0.8317 | 0.8287 | 0.82643 | 0.82367 | 0.82123 | 0.81858 | 0.40468 | 0 | 0 | 0
No | SCE | Com | HVAC | 2013 T-24: NRNC-HVAC-Garage Exhaust | Possible | Electric Demand (MW) | 0.45617 | 0.45401 | 0.45266 | 0.45181 | 0.4513 | 0.45098 | 0.45053 | 0.45017 | 0.44975 | 0.44937 | 0.44896 | 0.44857 | 0.44817
No | SCE | Com | HVAC | 2013 T-24: NRNC-HVAC-Laboratory Exhaust | Possible | Electric Demand (MW) | 1.0343 | 1.0294 | 1.0264 | 1.0245 | 1.0233 | 1.0226 | 1.0215 | 1.0207 | 1.0198 | 1.0189 | 1.018 | 1.0171 | 1.0162
No | SCE | Com | HVAC | 2013 T-24: NRNC-HVAC-Occupant Controlled Smart Thermostats | Possible | Electric Demand (MW) | 0.21222 | 0.20958 | 0.20749 | 0.20585 | 0.20458 | 0.20359 | 0.20241 | 0.20136 | 0.20022 | 0.19915 | 0.19803 | 0.19694 | 0.19583
No | SCE | Com | HVAC | 2013 T-24: NRNC-HVAC-Water & Space Heating ACM | Possible | Electric Demand (MW) | 0.02138 | 0.021113 | 0.020902 | 0.020738 | 0.020609 | 0.02051 | 0.020391 | 0.020285 | 0.020171 | 0.020062 | 0.01995 | 0.01984 | 0.019728
No | SCE | Com | HVAC | 2013 T-24: NRNC-Process-Data Centers | Possible | Electric Demand (MW) | 0.086714 | 0.086706 | 0.086702 | 0.086698 | 0.086696 | 0.086694 | 0.086692 | 0.086691 | 0.086689 | 0.086687 | 0.086685 | 0.086684 | 0.086682
No | SCE | Com | HVAC | Fed Appliance: Small Commercial Package Air-Conditioners ≥65 and <135 kBtu/h | Possible | Electric Demand (MW) | 1.2945e-07 | 1.2688e-07 | 1.2456e-07 | 6.8622e-08 | 2.9913e-08 | 2.9486e-08 | 2.903e-08 | 2.8593e-08 | 2.8143e-08 | 2.7702e-08 | 2.7255e-08 | 2.6812e-08 | 2.6367e-08
No | SCE | Com | HVAC | 2019-21 Fed App: Ceiling Fans | Possible | Electric Demand (MW) | 2.721e-05 | 2.6681e-05 | 2.6186e-05 | 2.5714e-05 | 2.5434e-05 | 2.5261e-05 | 2.4895e-05 | 2.4582e-05 | 2.1214e-05 | 2.9215e-06 | 2.8984e-06 | 2.879e-06 | 2.8626e-06
No | SCE | Com | HVAC | 2022-24 Fed App: Commercial boilers | Possible | Electric Demand (MW) | -0.0064156 | -0.0063896 | -0.0062669 | -0.0061613 | -0.0060718 | -0.0059959 | -0.0058684 | -0.0057576 | -0.005662 | -0.0055799 | -0.0055099 | -0.0054503 | -0.0053998
No | SCE | Com | HVAC | 2016-18 Fed App: Commercial CAC and HP (65,000 Btu/hr to 760,000 Btu/hr) - Tier 2 | Possible | Electric Demand (MW) | 5.1566 | 5.1557 | 5.1548 | 5.1542 | 5.1536 | 5.1531 | 5.1527 | 5.1524 | 5.1521 | 5.1519 | 5.1517 | 5.1515 | 5.1514
No | SCE | Com | HVAC | 2019-21 Fed App: Dehumidifiers | Possible | Electric Demand (MW) |  | 0.15858 | 0.15395 | 0.14917 | 0.14406 | 0.082966 | 0.019904 | 0.019005 | 0.018192 | 0.017457 | 0.016791 | 0.016189 | 0.015644
No | SCE | Com | HVAC | 2025 T-24: NR HVAC - Limit Hot Water Supply Temperatures - Electric (Alterations) | Possible | Electric Demand (MW) | 0 | 0.020923 | 0.022563 | 0.022263 | 0.021968 | 0.021676 | 0.021387 | 0.021103 | 0.020822 | 0.020546 | 0.020275 | 0.0042206 | 0.0027236
No | SCE | Com | HVAC | 2025 T-24: NR HVAC - Limit Hot Water Supply Temperatures - Electric (New Construction + Additions) | Possible | Electric Demand (MW) | 0 | 0.0017453 | 0.010305 | 0.010168 | 0.010033 | 0.0098999 | 0.0097682 | 0.0096382 | 0.0095102 | 0.0093841 | 0.0092601 | 0.0078253 | 0.0012439
No | SCE | Com | HVAC | 2025 T-24: NR HVAC - Mechanical Heat Recovery (without TES, waterside HR) (New Construction + Additions) | Possible | Electric Demand (MW) | 0 | 0.001887 | 0.010933 | 0.010568 | 0.010199 | 0.0098289 | 0.0094597 | 0.0090944 | 0.0087356 | 0.0083856 | 0.0080466 | 0.0066112 | 0.0010219
No | SCE | Com | HVAC | 2025 T-24: NR HVAC - Mechanical Heat Recovery Scenario A - Gas Baseline (New Construction + Additions) | Possible | Electric Demand (MW) | 0 | -8.5775e-05 | -0.00049696 | -0.00048038 | -0.00046361 | -0.00044677 | -0.00042999 | -0.00041338 | -0.00039707 | -0.00038116 | -0.00036576 | -0.00030051 | -4.6449e-05
No | SCE | Com | HVAC | 2025 T-24: NR HVAC Controls - Guideline 36 (Alterations) | Possible | Electric Demand (MW) | 0 | 2.0686 | 2.2532 | 2.2456 | 2.2379 | 2.23 | 2.2219 | 2.2136 | 2.2052 | 2.1966 | 2.1878 | 2.1788 | 2.1697
No | SCE | Com | HVAC | 2025 T-24: NR HVAC Controls - Guideline 36 (New Construction + Additions) | Possible | Electric Demand (MW) | 0 | 0.087944 | 0.5245 | 0.52274 | 0.52094 | 0.5191 | 0.51722 | 0.5153 | 0.51334 | 0.51133 | 0.50929 | 0.5072 | 0.50507
No | SCE | Com | HVAC | 2022 T-24: NRA - Air Distribution - Duct Leakage Testing | Possible | Electric Demand (MW) | 0.17395 | 0.17179 | 0.16965 | 0.16754 | 0.16548 | 0.16347 | 0.16152 | 0.15963 | 0.15782 | 0.15609 | 0.15444 | 0.15288 | 0.1514
No | SCE | Com | HVAC | 2022 T-24: NRA - Air Distribution - Fan Energy Index | Possible | Electric Demand (MW) | 0.010232 | 0.010105 | 0.0099794 | 0.0098554 | 0.009734 | 0.0096157 | 0.0095009 | 0.0093902 | 0.0092837 | 0.0091819 | 0.0090849 | 0.0089929 | 0.008906
No | SCE | Com | HVAC | 2022 T-24: NRA - Air Distribution - Fan Power Budget | Possible | Electric Demand (MW) | 0.25581 | 0.25263 | 0.24948 | 0.24639 | 0.24335 | 0.24039 | 0.23752 | 0.23475 | 0.23209 | 0.22955 | 0.22712 | 0.22482 | 0.22265
No | SCE | Com | HVAC | 2022 T-24: NRA - HVAC Controls - Dedicated Outdoor Air Systems (DOAS) | Possible | Electric Demand (MW) | 0.18532 | 0.1843 | 0.18325 | 0.18216 | 0.18103 | 0.17986 | 0.17866 | 0.17741 | 0.17613 | 0.17482 | 0.17347 | 0.17208 | 0.17065
No | SCE | Com | HVAC | 2022 T-24: NRA - HVAC Controls - Exhaust Air Heat Recovery | Possible | Electric Demand (MW) | 0.003494 | 0.0034727 | 0.0034507 | 0.0034282 | 0.003405 | 0.0033814 | 0.0033572 | 0.0033324 | 0.0033072 | 0.0032815 | 0.0032553 | 0.0032287 | 0.0032018
No | SCE | Com | HVAC | 2022 T-24: NRA - HVAC Controls - Expand Economizer Requirements | Possible | Electric Demand (MW) | 0.043397 | 0.042431 | 0.041512 | 0.040641 | 0.039816 | 0.022834 | 0 | 0 | 0 | 0 | 0 | 0 | 0
No | SCE | Com | HVAC | 2022 T-24: NRA - HVAC Controls - VAV Deadband Airflow | Possible | Electric Demand (MW) | 0.0097825 | 0.0063701 | 0.0039699 | 0.0024015 | 0.0014255 | 0.00083631 | 0.00048726 | 0.00028273 | 0.00016366 | 9.4604e-05 | 5.4642e-05 | 3.1546e-05 | 1.8207e-05
No | SCE | Com | HVAC | 2019 T-24: NRA-MECH-ASHRAE 90.1 | Possible | Electric Demand (MW) | 0.45596 | 0.42756 | 0.39438 | 0.35699 | 0.31647 | 0.27441 | 0.23267 | 0.19302 | 0.15691 | 0.12527 | 0.0083626 | 0 | 0
No | SCE | Com | HVAC | 2019 T-24: NRA-MECH-Cooling Towers | Possible | Electric Demand (MW) | 0.042199 | 0.039571 | 0.036501 | 0.03304 | 0.029289 | 0.025397 | 0.021533 | 0.017864 | 0.014522 | 0.011594 | 0.00077397 | 0 | 0
No | SCE | Com | HVAC | 2019 T-24: NRA-MECH-HE Fume Hoods in Lab Spaces | Possible | Electric Demand (MW) | 0.18835 | 0.17662 | 0.16292 | 0.14747 | 0.13073 | 0.11336 | 0.096113 | 0.079734 | 0.064819 | 0.051749 | 0.0034545 | 0 | 0
No | SCE | Com | HVAC | 2019 T-24: NRA-MECH-Variable Exhaust Flow Control | Possible | Electric Demand (MW) | 0.062938 | 0.059018 | 0.054439 | 0.049277 | 0.043684 | 0.037879 | 0.032116 | 0.026643 | 0.021659 | 0.017292 | 0.0011543 | 1.6035e-17 | 1.6035e-17
No | SCE | Com | HVAC | 2022 T-24: NRNC - Air Distribution - Duct Leakage Testing | Possible | Electric Demand (MW) | 0.094548 | 0.093373 | 0.09221 | 0.091064 | 0.089942 | 0.088849 | 0.087789 | 0.086765 | 0.085782 | 0.084841 | 0.083945 | 0.083095 | 0.082291
No | SCE | Com | HVAC | 2022 T-24: NRNC - Air Distribution - Fan Energy Index | Possible | Electric Demand (MW) | 0.0042976 | 0.0042442 | 0.0041913 | 0.0041393 | 0.0040883 | 0.0040386 | 0.0039904 | 0.0039439 | 0.0038992 | 0.0038564 | 0.0038157 | 0.003777 | 0.0037405
No | SCE | Com | HVAC | 2022 T-24: NRNC - Air Distribution - Fan Power Budget | Possible | Electric Demand (MW) | 0.085953 | 0.084884 | 0.083827 | 0.082786 | 0.081766 | 0.080772 | 0.079808 | 0.078877 | 0.077983 | 0.077128 | 0.076314 | 0.075541 | 0.07481
No | SCE | Com | HVAC | 2022 T-24: NRNC - Computer Room Efficiency - Increased Temperature Thresholds for Economizers | Possible | Electric Demand (MW) | 0.040901 | 0.038794 | 0.036881 | 0.03515 | 0.033586 | 0.032176 | 0.030908 | 0.029767 | 0.028744 | 0.027827 | 0.027007 | 0.026273 | 0.025617
No | SCE | Com | HVAC | 2022 T-24: NRNC - HVAC Controls - Dedicated Outdoor Air Systems (DOAS) | Possible | Electric Demand (MW) |  | 0.33804 | 0.3366 | 0.33511 | 0.33356 | 0.33194 | 0.33027 | 0.32852 | 0.32672 | 0.32485 | 0.32291 | 0.32091 | 0.31884
No | SCE | Com | HVAC | 2022 T-24: NRNC - HVAC Controls - Exhaust Air Heat Recovery | Possible | Electric Demand (MW) |  | 0.00097235 | 0.0009662 | 0.00095989 | 0.00095341 | 0.00094678 | 0.00094001 | 0.00093308 | 0.00092601 | 0.00091882 | 0.00091149 | 0.00090405 | 0.0008965
No | SCE | Com | HVAC | 2022 T-24: NRNC - HVAC Controls - Expand Economizer Requirements | Possible | Electric Demand (MW) |  | 0.016282 | 0.015929 | 0.015595 | 0.015278 | 0.014979 | 0.014698 | 0.014434 | 0.014186 | 0.013954 | 0.013737 | 0.013535 | 0.013346
No | SCE | Com | HVAC | 2022 T-24: NRNC - HVAC Controls - VAV Deadband Airflow | Possible | Electric Demand (MW) |  | 0.0022639 | 0.0014109 | 0.00085347 | 0.00050659 | 0.00029721 | 0.00017316 | 0.00010048 | 5.8162e-05 | 3.3621e-05 | 1.9419e-05 | 1.1211e-05 | 6.4705e-06
No | SCE | Com | HVAC | 2019 T-24: NRNC-MECH-ASHRAE 90.1 | Possible | Electric Demand (MW) |  | 0.74673 | 0.63469 | 0.51894 | 0.40826 | 0.30997 | 0.22828 | 0.16402 | 0.11563 | 0.080383 | 0.055315 | 0.037794 | 0.025695
No | SCE | Com | HVAC | 2019 T-24: NRNC-MECH-Cooling Towers | Possible | Electric Demand (MW) |  | 0.10037 | 0.092587 | 0.083808 | 0.074295 | 0.064422 | 0.054621 | 0.045313 | 0.036837 | 0.029409 | 0.023115 | 0.017933 | 0.013766
No | SCE | Com | HVAC | 2019 T-24: NRNC-MECH-Economizer FDD | Possible | Electric Demand (MW) |  | 0.10327 | 0.095258 | 0.086225 | 0.076438 | 0.066281 | 0.056197 | 0.04662 | 0.0379 | 0.030257 | 0.023782 | 0.018451 | 0.014164
No | SCE | Com | HVAC | 2019 T-24: NRNC-MECH-HE Fume Hoods in Lab Spaces | Possible | Electric Demand (MW) |  | 0.11871 | 0.1095 | 0.099119 | 0.087868 | 0.076192 | 0.0646 | 0.053592 | 0.043567 | 0.034782 | 0.027338 | 0.02121 | 0.016281
No | SCE | Com | HVAC | 2019 T-24: NRNC-MECH-Variable Exhaust Flow Control | Possible | Electric Demand (MW) |  | 0.032188 | 0.029691 | 0.026875 | 0.023825 | 0.020659 | 0.017516 | 0.014531 | 0.011813 | 0.0094308 | 0.0074126 | 0.0057509 | 0.0044146
No | SCE | Com | HVAC | 2019 T-24: NRNC-MECH-Ventilation & IAQ | Possible | Electric Demand (MW) |  | 0.057908 | 0.053415 | 0.048351 | 0.042863 | 0.037167 | 0.031512 | 0.026142 | 0.021252 | 0.016967 | 0.013336 | 0.010346 | 0.0079422
No | SCE | Com | HVAC | 2019-21 Fed App: Single package vertical AC and HP - <65,000 Btu/hr | Possible | Electric Demand (MW) |  | 0.13621 | 0.13672 | 0.13816 | 0.14033 | 0.1425 | 0.14071 | 0.13919 | 0.1379 | 0.10659 | 0.026303 | 0.026154 | 0.026028
No | SDG&E | Com | HVAC | Fed Appliance: Single package vertical AC and HP - >65,000 Btu/hr and <240,000 Btu/hr | On-the-books | Electric Demand (MW) | 0.018225 | 0.018054 | 0.017936 | 0.017851 | 0.017801 | 0.0049049 | 0.0048927 | 0.0048848 | 0.0048718 | 0.0048601 | 0.0048454 | 0.0048306 | 0.0048137
No | SDG&E | Com | HVAC | Fed Appliance: Commercial CAC and HP - <65,000 Btu/hr | On-the-books | Electric Demand (MW) | 0.00066411 | 0.00066411 | 0.00066411 | 0.00066411 | 0.00066411 | 0.00066411 | 0.00066411 | 0.00066411 | 0.00066411 | 0.00066411 | 0.00066411 | 0.00066411 | 0.00066411
No | SDG&E | Com | HVAC | Fed Appliance: Commercial CAC and HP - 65,000 Btu/hr to 760,000 Btu/hr - Tier 1 | On-the-books | Electric Demand (MW) | 0.14687 | 0.14394 | 0.141 | 0.13806 | 0.13512 | 0.13219 | 0.12925 | 0.029743 | 0.029051 | 0.02836 | 0.027668 | 0.026976 | 0.026284
No | SDG&E | Com | HVAC | Fed Appliance: Computer Room Acs >=65,000 Btu/h and < 760,000 Btu/h | On-the-books | Electric Demand (MW) | 1.3102e-06 | 1.3102e-06 | 1.3102e-06 | 1.1379e-06 | 3.2508e-07 | 3.2507e-07 | 3.2507e-07 | 3.2507e-07 | 3.2507e-07 | 3.2507e-07 | 3.2507e-07 | 3.2507e-07 | 3.2507e-07
No | SDG&E | Com | HVAC | 2008 T-24: DDC to Zone | On-the-books | Electric Demand (MW) | 0.99287 | 0.98916 | 0.9863 | 0.9841 | 0.98241 | 0.98112 | 0.97957 | 0.97819 | 0.9767 | 0.97528 | 0.97381 | 0.97237 | 0.97092
No | SDG&E | Com | HVAC | 2005 T-24: Ducts in existing commercial buildings | On-the-books | Electric Demand (MW) | 0 | 0 | 0 | 0 | 0 | 0 | 0 | 0 | 0 | 0 | 0 | 0 | 0
No | SDG&E | Com | HVAC | Fed Appliance: Large and Very Large Commercial Package Air-Conditioners ≥135 kBtu/h | On-the-books | Electric Demand (MW) | 5.232e-05 | 5.1951e-05 | 5.1616e-05 | 5.1314e-05 | 2.8541e-05 | 1.2603e-05 | 1.2537e-05 | 1.2474e-05 | 1.241e-05 | 1.2346e-05 | 1.2282e-05 | 1.2218e-05 | 1.2154e-05
No | SDG&E | Com | HVAC | 2016 T-24: NRA-HVAC-ASHRAE Equipment Efficiency | On-the-books | Electric Demand (MW) | 0.10835 | 0.1074 | 0.10676 | 0.10633 | 0.10603 | 0.10583 | 0.10556 | 0.10534 | 0.10509 | 0.10486 | 0.10462 | 0.10438 | 0
No | SDG&E | Com | HVAC | 2016 T-24: NRA-HVAC-ASHRAE Measure-DDC | On-the-books | Electric Demand (MW) | 0.005198 | 0.0051528 | 0.005122 | 0.0051011 | 0.0050869 | 0.0050773 | 0.0050646 | 0 | 0 | 0 | 0 | 0 | 0
No | SDG&E | Com | HVAC | 2013 T-24: NRA-HVAC-Equipment Efficiency | On-the-books | Electric Demand (MW) | 0.16963 | 0.16827 | 0.16723 | 0.16644 | 0.16584 | 0.16539 | 0.16484 | 0.16435 | 0.16382 | 0.080987 | 0 | 0 | 0
No | SDG&E | Com | HVAC | 2013 T-24: NRNC-HVAC-Garage Exhaust | On-the-books | Electric Demand (MW) | 0.091291 | 0.090859 | 0.090588 | 0.090419 | 0.090316 | 0.090252 | 0.090162 | 0.09009 | 0.090006 | 0.08993 | 0.089848 | 0.08977 | 0.08969
No | SDG&E | Com | HVAC | 2013 T-24: NRNC-HVAC-Laboratory Exhaust | On-the-books | Electric Demand (MW) | 0.20699 | 0.20602 | 0.2054 | 0.20502 | 0.20478 | 0.20464 | 0.20444 | 0.20427 | 0.20408 | 0.20391 | 0.20372 | 0.20355 | 0.20336
No | SDG&E | Com | HVAC | 2013 T-24: NRNC-HVAC-Occupant Controlled Smart Thermostats | On-the-books | Electric Demand (MW) | 0.042471 | 0.041941 | 0.041523 | 0.041196 | 0.040941 | 0.040743 | 0.040508 | 0.040297 | 0.04007 | 0.039854 | 0.039631 | 0.039412 | 0.03919
No | SDG&E | Com | HVAC | 2013 T-24: NRNC-HVAC-Water & Space Heating ACM | On-the-books | Electric Demand (MW) | 0.0042786 | 0.0042252 | 0.0041831 | 0.0041501 | 0.0041244 | 0.0041045 | 0.0040808 | 0.0040596 | 0.0040367 | 0.0040149 | 0.0039924 | 0.0039704 | 0.0039481
No | SDG&E | Com | HVAC | 2013 T-24: NRNC-Process-Data Centers | On-the-books | Electric Demand (MW) | 0.017354 | 0.017352 | 0.017351 | 0.01735 | 0.01735 | 0.01735 | 0.017349 | 0.017349 | 0.017349 | 0.017348 | 0.017348 | 0.017348 | 0.017347
No | SDG&E | Com | HVAC | Fed Appliance: Small Commercial Package Air-Conditioners ≥65 and <135 kBtu/h | On-the-books | Electric Demand (MW) | 2.5907e-08 | 2.5392e-08 | 2.4927e-08 | 1.3733e-08 | 5.9863e-09 | 5.9009e-09 | 5.8096e-09 | 5.7222e-09 | 5.6322e-09 | 5.5439e-09 | 5.4545e-09 | 5.3658e-09 | 5.2767e-09
No | SDG&E | Com | HVAC | 2019-21 Fed App: Ceiling Fans | On-the-books | Electric Demand (MW) | 5.4454e-06 | 5.3395e-06 | 5.2405e-06 | 5.1461e-06 | 5.0899e-06 | 5.0554e-06 | 4.9821e-06 | 4.9195e-06 | 4.2454e-06 | 5.8466e-07 | 5.8004e-07 | 5.7615e-07 | 5.7289e-07
No | SDG&E | Com | HVAC | 2022-24 Fed App: Commercial boilers | On-the-books | Electric Demand (MW) | -0.0012839 | -0.0012787 | -0.0012542 | -0.001233 | -0.0012151 | -0.0011999 | -0.0011744 | -0.0011522 | -0.0011331 | -0.0011167 | -0.0011027 | -0.0010907 | -0.0010806
No | SDG&E | Com | HVAC | 2016-18 Fed App: Commercial CAC and HP (65,000 Btu/hr to 760,000 Btu/hr) - Tier 2 | On-the-books | Electric Demand (MW) | 1.032 | 1.0318 | 1.0316 | 1.0315 | 1.0314 | 1.0313 | 1.0312 | 1.0311 | 1.0311 | 1.031 | 1.031 | 1.0309 | 1.0309
No | SDG&E | Com | HVAC | 2019-21 Fed App: Dehumidifiers | On-the-books | Electric Demand (MW) |  | 0.031736 | 0.030809 | 0.029852 | 0.02883 | 0.016604 | 0.0039833 | 0.0038035 | 0.0036408 | 0.0034936 | 0.0033604 | 0.0032398 | 0.0031308
No | SDG&E | Com | HVAC | 2025 T-24: NR HVAC - Limit Hot Water Supply Temperatures - Electric (Alterations) | On-the-books | Electric Demand (MW) | 0 | 0.0041871 | 0.0045153 | 0.0044555 | 0.0043963 | 0.0043378 | 0.0042801 | 0.0042232 | 0.0041671 | 0.0041118 | 0.0040575 | 0.00084466 | 0.00054506
No | SDG&E | Com | HVAC | 2025 T-24: NR HVAC - Limit Hot Water Supply Temperatures - Electric (New Construction + Additions) | On-the-books | Electric Demand (MW) | 0 | 0.00034927 | 0.0020623 | 0.002035 | 0.0020079 | 0.0019812 | 0.0019549 | 0.0019288 | 0.0019032 | 0.001878 | 0.0018532 | 0.001566 | 0.00024894
No | SDG&E | Com | HVAC | 2025 T-24: NR HVAC - Mechanical Heat Recovery (without TES, waterside HR) (New Construction + Additions) | On-the-books | Electric Demand (MW) | 0 | 0.00037764 | 0.002188 | 0.002115 | 0.0020411 | 0.001967 | 0.0018931 | 0.00182 | 0.0017482 | 0.0016782 | 0.0016103 | 0.0013231 | 0.00020451
No | SDG&E | Com | HVAC | 2025 T-24: NR HVAC - Mechanical Heat Recovery Scenario A - Gas Baseline (New Construction + Additions) | On-the-books | Electric Demand (MW) | 0 | -1.7166e-05 | -9.9455e-05 | -9.6136e-05 | -9.2779e-05 | -8.941e-05 | -8.6051e-05 | -8.2728e-05 | -7.9464e-05 | -7.6281e-05 | -7.3197e-05 | -6.0139e-05 | -9.2957e-06
No | SDG&E | Com | HVAC | 2025 T-24: NR HVAC Controls - Guideline 36 (Alterations) | On-the-books | Electric Demand (MW) | 0 | 0.41397 | 0.45091 | 0.4494 | 0.44785 | 0.44627 | 0.44466 | 0.443 | 0.44132 | 0.43959 | 0.43784 | 0.43604 | 0.43421
No | SDG&E | Com | HVAC | 2025 T-24: NR HVAC Controls - Guideline 36 (New Construction + Additions) | On-the-books | Electric Demand (MW) | 0 | 0.0176 | 0.10497 | 0.10461 | 0.10425 | 0.10389 | 0.10351 | 0.10312 | 0.10273 | 0.10233 | 0.10192 | 0.1015 | 0.10108
No | SDG&E | Com | HVAC | 2022 T-24: NRA - Air Distribution - Duct Leakage Testing | On-the-books | Electric Demand (MW) | 0.034812 | 0.034379 | 0.033951 | 0.033529 | 0.033116 | 0.032714 | 0.032323 | 0.031947 | 0.031584 | 0.031238 | 0.030908 | 0.030595 | 0.030299
No | SDG&E | Com | HVAC | 2022 T-24: NRA - Air Distribution - Fan Energy Index | On-the-books | Electric Demand (MW) | 0.0020478 | 0.0020223 | 0.0019971 | 0.0019723 | 0.001948 | 0.0019243 | 0.0019014 | 0.0018792 | 0.0018579 | 0.0018375 | 0.0018181 | 0.0017997 | 0.0017823
No | SDG&E | Com | HVAC | 2022 T-24: NRA - Air Distribution - Fan Power Budget | On-the-books | Electric Demand (MW) | 0.051194 | 0.050558 | 0.049928 | 0.049308 | 0.048701 | 0.048109 | 0.047534 | 0.04698 | 0.046448 | 0.045938 | 0.045453 | 0.044993 | 0.044558
No | SDG&E | Com | HVAC | 2022 T-24: NRA - HVAC Controls - Dedicated Outdoor Air Systems (DOAS) | On-the-books | Electric Demand (MW) | 0.037087 | 0.036884 | 0.036673 | 0.036454 | 0.036228 | 0.035994 | 0.035753 | 0.035505 | 0.035249 | 0.034985 | 0.034715 | 0.034437 | 0.034152
No | SDG&E | Com | HVAC | 2022 T-24: NRA - HVAC Controls - Exhaust Air Heat Recovery | On-the-books | Electric Demand (MW) | 0.00069924 | 0.00069497 | 0.00069057 | 0.00068606 | 0.00068143 | 0.0006767 | 0.00067185 | 0.0006669 | 0.00066185 | 0.00065671 | 0.00065147 | 0.00064615 | 0.00064076
No | SDG&E | Com | HVAC | 2022 T-24: NRA - HVAC Controls - Expand Economizer Requirements | On-the-books | Electric Demand (MW) | 0.0086849 | 0.0084916 | 0.0083077 | 0.0081332 | 0.0079681 | 0.0045697 | 0 | 0 | 0 | 0 | 0 | 0 | 0
No | SDG&E | Com | HVAC | 2022 T-24: NRA - HVAC Controls - VAV Deadband Airflow | On-the-books | Electric Demand (MW) | 0.0019577 | 0.0012748 | 0.00079448 | 0.00048061 | 0.00028527 | 0.00016737 | 9.7513e-05 | 5.6581e-05 | 3.2752e-05 | 1.8933e-05 | 1.0935e-05 | 6.3131e-06 | 3.6437e-06
No | SDG&E | Com | HVAC | 2019 T-24: NRA-MECH-ASHRAE 90.1 | On-the-books | Electric Demand (MW) | 0.091248 | 0.085565 | 0.078926 | 0.071442 | 0.063333 | 0.054917 | 0.046562 | 0.038627 | 0.031402 | 0.02507 | 0.0016736 | 0 | 0
No | SDG&E | Com | HVAC | 2019 T-24: NRA-MECH-Cooling Towers | On-the-books | Electric Demand (MW) | 0.0084451 | 0.0079191 | 0.0073047 | 0.006612 | 0.0058616 | 0.0050826 | 0.0043094 | 0.003575 | 0.0029063 | 0.0023202 | 0.00015489 | 0 | 0
No | SDG&E | Com | HVAC | 2019 T-24: NRA-MECH-HE Fume Hoods in Lab Spaces | On-the-books | Electric Demand (MW) | 0.037694 | 0.035346 | 0.032604 | 0.029512 | 0.026163 | 0.022686 | 0.019235 | 0.015957 | 0.012972 | 0.010356 | 0.00069134 | 0 | 0
No | SDG&E | Com | HVAC | 2019 T-24: NRA-MECH-Variable Exhaust Flow Control | On-the-books | Electric Demand (MW) | 0.012595 | 0.011811 | 0.010895 | 0.0098615 | 0.0087422 | 0.0075805 | 0.0064272 | 0.0053319 | 0.0043346 | 0.0034605 | 0.00023101 | 3.209e-18 | 3.209e-18
No | SDG&E | Com | HVAC | 2022 T-24: NRNC - Air Distribution - Duct Leakage Testing | On-the-books | Electric Demand (MW) | 0.018921 | 0.018686 | 0.018453 | 0.018224 | 0.018 | 0.017781 | 0.017569 | 0.017364 | 0.017167 | 0.016979 | 0.016799 | 0.016629 | 0.016469
No | SDG&E | Com | HVAC | 2022 T-24: NRNC - Air Distribution - Fan Energy Index | On-the-books | Electric Demand (MW) | 0.00086007 | 0.00084937 | 0.00083879 | 0.00082837 | 0.00081817 | 0.00080822 | 0.00079858 | 0.00078927 | 0.00078032 | 0.00077176 | 0.00076361 | 0.00075588 | 0.00074857
No | SDG&E | Com | HVAC | 2022 T-24: NRNC - Air Distribution - Fan Power Budget | On-the-books | Electric Demand (MW) | 0.017201 | 0.016987 | 0.016776 | 0.016567 | 0.016363 | 0.016164 | 0.015972 | 0.015785 | 0.015606 | 0.015435 | 0.015272 | 0.015118 | 0.014971
No | SDG&E | Com | HVAC | 2022 T-24: NRNC - Computer Room Efficiency - Increased Temperature Thresholds for Economizers | On-the-books | Electric Demand (MW) | 0.0081854 | 0.0077636 | 0.0073809 | 0.0070344 | 0.0067215 | 0.0064393 | 0.0061854 | 0.0059572 | 0.0057525 | 0.005569 | 0.0054047 | 0.0052578 | 0.0051266
No | SDG&E | Com | HVAC | 2022 T-24: NRNC - HVAC Controls - Dedicated Outdoor Air Systems (DOAS) | On-the-books | Electric Demand (MW) |  | 0.06765 | 0.067363 | 0.067064 | 0.066753 | 0.06643 | 0.066094 | 0.065746 | 0.065385 | 0.06501 | 0.064623 | 0.064222 | 0.063808
No | SDG&E | Com | HVAC | 2022 T-24: NRNC - HVAC Controls - Exhaust Air Heat Recovery | On-the-books | Electric Demand (MW) |  | 0.00019459 | 0.00019336 | 0.0001921 | 0.0001908 | 0.00018948 | 0.00018812 | 0.00018673 | 0.00018532 | 0.00018388 | 0.00018241 | 0.00018092 | 0.00017941
No | SDG&E | Com | HVAC | 2022 T-24: NRNC - HVAC Controls - Expand Economizer Requirements | On-the-books | Electric Demand (MW) |  | 0.0032584 | 0.0031878 | 0.0031209 | 0.0030576 | 0.0029978 | 0.0029415 | 0.0028885 | 0.0028389 | 0.0027925 | 0.0027491 | 0.0027086 | 0.0026709
No | SDG&E | Com | HVAC | 2022 T-24: NRNC - HVAC Controls - VAV Deadband Airflow | On-the-books | Electric Demand (MW) |  | 0.00045305 | 0.00028235 | 0.0001708 | 0.00010138 | 5.948e-05 | 3.4654e-05 | 2.0108e-05 | 1.164e-05 | 6.7283e-06 | 3.8862e-06 | 2.2436e-06 | 1.2949e-06
No | SDG&E | Com | HVAC | 2019 T-24: NRNC-MECH-ASHRAE 90.1 | On-the-books | Electric Demand (MW) |  | 0.14944 | 0.12702 | 0.10385 | 0.081702 | 0.062034 | 0.045685 | 0.032825 | 0.023141 | 0.016087 | 0.01107 | 0.0075635 | 0.0051423
No | SDG&E | Com | HVAC | 2019 T-24: NRNC-MECH-Cooling Towers | On-the-books | Electric Demand (MW) |  | 0.020087 | 0.018529 | 0.016772 | 0.014868 | 0.012893 | 0.010931 | 0.0090683 | 0.007372 | 0.0058855 | 0.004626 | 0.0035889 | 0.002755
No | SDG&E | Com | HVAC | 2019 T-24: NRNC-MECH-Economizer FDD | On-the-books | Electric Demand (MW) |  | 0.020667 | 0.019063 | 0.017256 | 0.015297 | 0.013264 | 0.011246 | 0.0093299 | 0.0075847 | 0.0060553 | 0.0047594 | 0.0036925 | 0.0028345
No | SDG&E | Com | HVAC | 2019 T-24: NRNC-MECH-HE Fume Hoods in Lab Spaces | On-the-books | Electric Demand (MW) |  | 0.023757 | 0.021914 | 0.019836 | 0.017585 | 0.015248 | 0.012928 | 0.010725 | 0.0087188 | 0.0069607 | 0.0054711 | 0.0042446 | 0.0032583
No | SDG&E | Com | HVAC | 2019 T-24: NRNC-MECH-Variable Exhaust Flow Control | On-the-books | Electric Demand (MW) |  | 0.0064416 | 0.0059418 | 0.0053784 | 0.0047679 | 0.0041343 | 0.0035054 | 0.002908 | 0.002364 | 0.0018873 | 0.0014834 | 0.0011509 | 0.00088347
No | SDG&E | Com | HVAC | 2019 T-24: NRNC-MECH-Ventilation & IAQ | On-the-books | Electric Demand (MW) |  | 0.011589 | 0.01069 | 0.0096761 | 0.0085779 | 0.007438 | 0.0063064 | 0.0052317 | 0.0042531 | 0.0033955 | 0.0026688 | 0.0020705 | 0.0015894
No | SDG&E | Com | HVAC | 2019-21 Fed App: Single package vertical AC and HP - <65,000 Btu/hr | On-the-books | Electric Demand (MW) |  | 0.027259 | 0.02736 | 0.027649 | 0.028084 | 0.028518 | 0.02816 | 0.027856 | 0.027598 | 0.02133 | 0.0052638 | 0.005234 | 0.0052089
No | SDG&E | Com | HVAC | Fed Appliance: Single package vertical AC and HP - >65,000 Btu/hr and <240,000 Btu/hr | Expected | Electric Demand (MW) | 0.018225 | 0.018054 | 0.017936 | 0.017851 | 0.017801 | 0.0049049 | 0.0048927 | 0.0048848 | 0.0048718 | 0.0048601 | 0.0048454 | 0.0048306 | 0.0048137
No | SDG&E | Com | HVAC | Fed Appliance: Commercial CAC and HP - <65,000 Btu/hr | Expected | Electric Demand (MW) | 0.00066411 | 0.00066411 | 0.00066411 | 0.00066411 | 0.00066411 | 0.00066411 | 0.00066411 | 0.00066411 | 0.00066411 | 0.00066411 | 0.00066411 | 0.00066411 | 0.00066411
No | SDG&E | Com | HVAC | Fed Appliance: Commercial CAC and HP - 65,000 Btu/hr to 760,000 Btu/hr - Tier 1 | Expected | Electric Demand (MW) | 0.14687 | 0.14394 | 0.141 | 0.13806 | 0.13512 | 0.13219 | 0.12925 | 0.029743 | 0.029051 | 0.02836 | 0.027668 | 0.026976 | 0.026284
No | SDG&E | Com | HVAC | Fed Appliance: Computer Room Acs >=65,000 Btu/h and < 760,000 Btu/h | Expected | Electric Demand (MW) | 1.3102e-06 | 1.3102e-06 | 1.3102e-06 | 1.1379e-06 | 3.2508e-07 | 3.2507e-07 | 3.2507e-07 | 3.2507e-07 | 3.2507e-07 | 3.2507e-07 | 3.2507e-07 | 3.2507e-07 | 3.2507e-07
No | SDG&E | Com | HVAC | 2008 T-24: DDC to Zone | Expected | Electric Demand (MW) | 0.99287 | 0.98916 | 0.9863 | 0.9841 | 0.98241 | 0.98112 | 0.97957 | 0.97819 | 0.9767 | 0.97528 | 0.97381 | 0.97237 | 0.97092
No | SDG&E | Com | HVAC | 2005 T-24: Ducts in existing commercial buildings | Expected | Electric Demand (MW) | 0 | 0 | 0 | 0 | 0 | 0 | 0 | 0 | 0 | 0 | 0 | 0 | 0
No | SDG&E | Com | HVAC | Fed Appliance: Large and Very Large Commercial Package Air-Conditioners ≥135 kBtu/h | Expected | Electric Demand (MW) | 5.232e-05 | 5.1951e-05 | 5.1616e-05 | 5.1314e-05 | 2.8541e-05 | 1.2603e-05 | 1.2537e-05 | 1.2474e-05 | 1.241e-05 | 1.2346e-05 | 1.2282e-05 | 1.2218e-05 | 1.2154e-05
No | SDG&E | Com | HVAC | 2016 T-24: NRA-HVAC-ASHRAE Equipment Efficiency | Expected | Electric Demand (MW) | 0.10835 | 0.1074 | 0.10676 | 0.10633 | 0.10603 | 0.10583 | 0.10556 | 0.10534 | 0.10509 | 0.10486 | 0.10462 | 0.10438 | 0
No | SDG&E | Com | HVAC | 2016 T-24: NRA-HVAC-ASHRAE Measure-DDC | Expected | Electric Demand (MW) | 0.005198 | 0.0051528 | 0.005122 | 0.0051011 | 0.0050869 | 0.0050773 | 0.0050646 | 0 | 0 | 0 | 0 | 0 | 0
No | SDG&E | Com | HVAC | 2013 T-24: NRA-HVAC-Equipment Efficiency | Expected | Electric Demand (MW) | 0.16963 | 0.16827 | 0.16723 | 0.16644 | 0.16584 | 0.16539 | 0.16484 | 0.16435 | 0.16382 | 0.080987 | 0 | 0 | 0
No | SDG&E | Com | HVAC | 2013 T-24: NRNC-HVAC-Garage Exhaust | Expected | Electric Demand (MW) | 0.091291 | 0.090859 | 0.090588 | 0.090419 | 0.090316 | 0.090252 | 0.090162 | 0.09009 | 0.090006 | 0.08993 | 0.089848 | 0.08977 | 0.08969
No | SDG&E | Com | HVAC | 2013 T-24: NRNC-HVAC-Laboratory Exhaust | Expected | Electric Demand (MW) | 0.20699 | 0.20602 | 0.2054 | 0.20502 | 0.20478 | 0.20464 | 0.20444 | 0.20427 | 0.20408 | 0.20391 | 0.20372 | 0.20355 | 0.20336
No | SDG&E | Com | HVAC | 2013 T-24: NRNC-HVAC-Occupant Controlled Smart Thermostats | Expected | Electric Demand (MW) | 0.042471 | 0.041941 | 0.041523 | 0.041196 | 0.040941 | 0.040743 | 0.040508 | 0.040297 | 0.04007 | 0.039854 | 0.039631 | 0.039412 | 0.03919
No | SDG&E | Com | HVAC | 2013 T-24: NRNC-HVAC-Water & Space Heating ACM | Expected | Electric Demand (MW) | 0.0042786 | 0.0042252 | 0.0041831 | 0.0041501 | 0.0041244 | 0.0041045 | 0.0040808 | 0.0040596 | 0.0040367 | 0.0040149 | 0.0039924 | 0.0039704 | 0.0039481
No | SDG&E | Com | HVAC | 2013 T-24: NRNC-Process-Data Centers | Expected | Electric Demand (MW) | 0.017354 | 0.017352 | 0.017351 | 0.01735 | 0.01735 | 0.01735 | 0.017349 | 0.017349 | 0.017349 | 0.017348 | 0.017348 | 0.017348 | 0.017347
No | SDG&E | Com | HVAC | Fed Appliance: Small Commercial Package Air-Conditioners ≥65 and <135 kBtu/h | Expected | Electric Demand (MW) | 2.5907e-08 | 2.5392e-08 | 2.4927e-08 | 1.3733e-08 | 5.9863e-09 | 5.9009e-09 | 5.8096e-09 | 5.7222e-09 | 5.6322e-09 | 5.5439e-09 | 5.4545e-09 | 5.3658e-09 | 5.2767e-09
No | SDG&E | Com | HVAC | 2019-21 Fed App: Ceiling Fans | Expected | Electric Demand (MW) | 5.4454e-06 | 5.3395e-06 | 5.2405e-06 | 5.1461e-06 | 5.0899e-06 | 5.0554e-06 | 4.9821e-06 | 4.9195e-06 | 4.2454e-06 | 5.8466e-07 | 5.8004e-07 | 5.7615e-07 | 5.7289e-07
No | SDG&E | Com | HVAC | 2022-24 Fed App: Commercial boilers | Expected | Electric Demand (MW) | -0.0012839 | -0.0012787 | -0.0012542 | -0.001233 | -0.0012151 | -0.0011999 | -0.0011744 | -0.0011522 | -0.0011331 | -0.0011167 | -0.0011027 | -0.0010907 | -0.0010806
No | SDG&E | Com | HVAC | 2016-18 Fed App: Commercial CAC and HP (65,000 Btu/hr to 760,000 Btu/hr) - Tier 2 | Expected | Electric Demand (MW) | 1.032 | 1.0318 | 1.0316 | 1.0315 | 1.0314 | 1.0313 | 1.0312 | 1.0311 | 1.0311 | 1.031 | 1.031 | 1.0309 | 1.0309
No | SDG&E | Com | HVAC | 2019-21 Fed App: Dehumidifiers | Expected | Electric Demand (MW) |  | 0.031736 | 0.030809 | 0.029852 | 0.02883 | 0.016604 | 0.0039833 | 0.0038035 | 0.0036408 | 0.0034936 | 0.0033604 | 0.0032398 | 0.0031308
No | SDG&E | Com | HVAC | 2025 T-24: NR HVAC - Limit Hot Water Supply Temperatures - Electric (Alterations) | Expected | Electric Demand (MW) | 0 | 0.0041871 | 0.0045153 | 0.0044555 | 0.0043963 | 0.0043378 | 0.0042801 | 0.0042232 | 0.0041671 | 0.0041118 | 0.0040575 | 0.00084466 | 0.00054506
No | SDG&E | Com | HVAC | 2025 T-24: NR HVAC - Limit Hot Water Supply Temperatures - Electric (New Construction + Additions) | Expected | Electric Demand (MW) | 0 | 0.00034927 | 0.0020623 | 0.002035 | 0.0020079 | 0.0019812 | 0.0019549 | 0.0019288 | 0.0019032 | 0.001878 | 0.0018532 | 0.001566 | 0.00024894
No | SDG&E | Com | HVAC | 2025 T-24: NR HVAC - Mechanical Heat Recovery (without TES, waterside HR) (New Construction + Additions) | Expected | Electric Demand (MW) | 0 | 0.00037764 | 0.002188 | 0.002115 | 0.0020411 | 0.001967 | 0.0018931 | 0.00182 | 0.0017482 | 0.0016782 | 0.0016103 | 0.0013231 | 0.00020451
No | SDG&E | Com | HVAC | 2025 T-24: NR HVAC - Mechanical Heat Recovery Scenario A - Gas Baseline (New Construction + Additions) | Expected | Electric Demand (MW) | 0 | -1.7166e-05 | -9.9455e-05 | -9.6136e-05 | -9.2779e-05 | -8.941e-05 | -8.6051e-05 | -8.2728e-05 | -7.9464e-05 | -7.6281e-05 | -7.3197e-05 | -6.0139e-05 | -9.2957e-06
No | SDG&E | Com | HVAC | 2025 T-24: NR HVAC Controls - Guideline 36 (Alterations) | Expected | Electric Demand (MW) | 0 | 0.41397 | 0.45091 | 0.4494 | 0.44785 | 0.44627 | 0.44466 | 0.443 | 0.44132 | 0.43959 | 0.43784 | 0.43604 | 0.43421
No | SDG&E | Com | HVAC | 2025 T-24: NR HVAC Controls - Guideline 36 (New Construction + Additions) | Expected | Electric Demand (MW) | 0 | 0.0176 | 0.10497 | 0.10461 | 0.10425 | 0.10389 | 0.10351 | 0.10312 | 0.10273 | 0.10233 | 0.10192 | 0.1015 | 0.10108
No | SDG&E | Com | HVAC | 2022 T-24: NRA - Air Distribution - Duct Leakage Testing | Expected | Electric Demand (MW) | 0.034812 | 0.034379 | 0.033951 | 0.033529 | 0.033116 | 0.032714 | 0.032323 | 0.031947 | 0.031584 | 0.031238 | 0.030908 | 0.030595 | 0.030299
No | SDG&E | Com | HVAC | 2022 T-24: NRA - Air Distribution - Fan Energy Index | Expected | Electric Demand (MW) | 0.0020478 | 0.0020223 | 0.0019971 | 0.0019723 | 0.001948 | 0.0019243 | 0.0019014 | 0.0018792 | 0.0018579 | 0.0018375 | 0.0018181 | 0.0017997 | 0.0017823
No | SDG&E | Com | HVAC | 2022 T-24: NRA - Air Distribution - Fan Power Budget | Expected | Electric Demand (MW) | 0.051194 | 0.050558 | 0.049928 | 0.049308 | 0.048701 | 0.048109 | 0.047534 | 0.04698 | 0.046448 | 0.045938 | 0.045453 | 0.044993 | 0.044558
No | SDG&E | Com | HVAC | 2022 T-24: NRA - HVAC Controls - Dedicated Outdoor Air Systems (DOAS) | Expected | Electric Demand (MW) | 0.037087 | 0.036884 | 0.036673 | 0.036454 | 0.036228 | 0.035994 | 0.035753 | 0.035505 | 0.035249 | 0.034985 | 0.034715 | 0.034437 | 0.034152
No | SDG&E | Com | HVAC | 2022 T-24: NRA - HVAC Controls - Exhaust Air Heat Recovery | Expected | Electric Demand (MW) | 0.00069924 | 0.00069497 | 0.00069057 | 0.00068606 | 0.00068143 | 0.0006767 | 0.00067185 | 0.0006669 | 0.00066185 | 0.00065671 | 0.00065147 | 0.00064615 | 0.00064076
No | SDG&E | Com | HVAC | 2022 T-24: NRA - HVAC Controls - Expand Economizer Requirements | Expected | Electric Demand (MW) | 0.0086849 | 0.0084916 | 0.0083077 | 0.0081332 | 0.0079681 | 0.0045697 | 0 | 0 | 0 | 0 | 0 | 0 | 0
No | SDG&E | Com | HVAC | 2022 T-24: NRA - HVAC Controls - VAV Deadband Airflow | Expected | Electric Demand (MW) | 0.0019577 | 0.0012748 | 0.00079448 | 0.00048061 | 0.00028527 | 0.00016737 | 9.7513e-05 | 5.6581e-05 | 3.2752e-05 | 1.8933e-05 | 1.0935e-05 | 6.3131e-06 | 3.6437e-06
No | SDG&E | Com | HVAC | 2019 T-24: NRA-MECH-ASHRAE 90.1 | Expected | Electric Demand (MW) | 0.091248 | 0.085565 | 0.078926 | 0.071442 | 0.063333 | 0.054917 | 0.046562 | 0.038627 | 0.031402 | 0.02507 | 0.0016736 | 0 | 0
No | SDG&E | Com | HVAC | 2019 T-24: NRA-MECH-Cooling Towers | Expected | Electric Demand (MW) | 0.0084451 | 0.0079191 | 0.0073047 | 0.006612 | 0.0058616 | 0.0050826 | 0.0043094 | 0.003575 | 0.0029063 | 0.0023202 | 0.00015489 | 0 | 0
No | SDG&E | Com | HVAC | 2019 T-24: NRA-MECH-HE Fume Hoods in Lab Spaces | Expected | Electric Demand (MW) | 0.037694 | 0.035346 | 0.032604 | 0.029512 | 0.026163 | 0.022686 | 0.019235 | 0.015957 | 0.012972 | 0.010356 | 0.00069134 | 0 | 0
No | SDG&E | Com | HVAC | 2019 T-24: NRA-MECH-Variable Exhaust Flow Control | Expected | Electric Demand (MW) | 0.012595 | 0.011811 | 0.010895 | 0.0098615 | 0.0087422 | 0.0075805 | 0.0064272 | 0.0053319 | 0.0043346 | 0.0034605 | 0.00023101 | 3.209e-18 | 3.209e-18
No | SDG&E | Com | HVAC | 2022 T-24: NRNC - Air Distribution - Duct Leakage Testing | Expected | Electric Demand (MW) | 0.018921 | 0.018686 | 0.018453 | 0.018224 | 0.018 | 0.017781 | 0.017569 | 0.017364 | 0.017167 | 0.016979 | 0.016799 | 0.016629 | 0.016469
No | SDG&E | Com | HVAC | 2022 T-24: NRNC - Air Distribution - Fan Energy Index | Expected | Electric Demand (MW) | 0.00086007 | 0.00084937 | 0.00083879 | 0.00082837 | 0.00081817 | 0.00080822 | 0.00079858 | 0.00078927 | 0.00078032 | 0.00077176 | 0.00076361 | 0.00075588 | 0.00074857
No | SDG&E | Com | HVAC | 2022 T-24: NRNC - Air Distribution - Fan Power Budget | Expected | Electric Demand (MW) | 0.017201 | 0.016987 | 0.016776 | 0.016567 | 0.016363 | 0.016164 | 0.015972 | 0.015785 | 0.015606 | 0.015435 | 0.015272 | 0.015118 | 0.014971
No | SDG&E | Com | HVAC | 2022 T-24: NRNC - Computer Room Efficiency - Increased Temperature Thresholds for Economizers | Expected | Electric Demand (MW) | 0.0081854 | 0.0077636 | 0.0073809 | 0.0070344 | 0.0067215 | 0.0064393 | 0.0061854 | 0.0059572 | 0.0057525 | 0.005569 | 0.0054047 | 0.0052578 | 0.0051266
No | SDG&E | Com | HVAC | 2022 T-24: NRNC - HVAC Controls - Dedicated Outdoor Air Systems (DOAS) | Expected | Electric Demand (MW) |  | 0.06765 | 0.067363 | 0.067064 | 0.066753 | 0.06643 | 0.066094 | 0.065746 | 0.065385 | 0.06501 | 0.064623 | 0.064222 | 0.063808
No | SDG&E | Com | HVAC | 2022 T-24: NRNC - HVAC Controls - Exhaust Air Heat Recovery | Expected | Electric Demand (MW) |  | 0.00019459 | 0.00019336 | 0.0001921 | 0.0001908 | 0.00018948 | 0.00018812 | 0.00018673 | 0.00018532 | 0.00018388 | 0.00018241 | 0.00018092 | 0.00017941
No | SDG&E | Com | HVAC | 2022 T-24: NRNC - HVAC Controls - Expand Economizer Requirements | Expected | Electric Demand (MW) |  | 0.0032584 | 0.0031878 | 0.0031209 | 0.0030576 | 0.0029978 | 0.0029415 | 0.0028885 | 0.0028389 | 0.0027925 | 0.0027491 | 0.0027086 | 0.0026709
No | SDG&E | Com | HVAC | 2022 T-24: NRNC - HVAC Controls - VAV Deadband Airflow | Expected | Electric Demand (MW) |  | 0.00045305 | 0.00028235 | 0.0001708 | 0.00010138 | 5.948e-05 | 3.4654e-05 | 2.0108e-05 | 1.164e-05 | 6.7283e-06 | 3.8862e-06 | 2.2436e-06 | 1.2949e-06
No | SDG&E | Com | HVAC | 2019 T-24: NRNC-MECH-ASHRAE 90.1 | Expected | Electric Demand (MW) |  | 0.14944 | 0.12702 | 0.10385 | 0.081702 | 0.062034 | 0.045685 | 0.032825 | 0.023141 | 0.016087 | 0.01107 | 0.0075635 | 0.0051423
No | SDG&E | Com | HVAC | 2019 T-24: NRNC-MECH-Cooling Towers | Expected | Electric Demand (MW) |  | 0.020087 | 0.018529 | 0.016772 | 0.014868 | 0.012893 | 0.010931 | 0.0090683 | 0.007372 | 0.0058855 | 0.004626 | 0.0035889 | 0.002755
No | SDG&E | Com | HVAC | 2019 T-24: NRNC-MECH-Economizer FDD | Expected | Electric Demand (MW) |  | 0.020667 | 0.019063 | 0.017256 | 0.015297 | 0.013264 | 0.011246 | 0.0093299 | 0.0075847 | 0.0060553 | 0.0047594 | 0.0036925 | 0.0028345
No | SDG&E | Com | HVAC | 2019 T-24: NRNC-MECH-HE Fume Hoods in Lab Spaces | Expected | Electric Demand (MW) |  | 0.023757 | 0.021914 | 0.019836 | 0.017585 | 0.015248 | 0.012928 | 0.010725 | 0.0087188 | 0.0069607 | 0.0054711 | 0.0042446 | 0.0032583
No | SDG&E | Com | HVAC | 2019 T-24: NRNC-MECH-Variable Exhaust Flow Control | Expected | Electric Demand (MW) |  | 0.0064416 | 0.0059418 | 0.0053784 | 0.0047679 | 0.0041343 | 0.0035054 | 0.002908 | 0.002364 | 0.0018873 | 0.0014834 | 0.0011509 | 0.00088347
No | SDG&E | Com | HVAC | 2019 T-24: NRNC-MECH-Ventilation & IAQ | Expected | Electric Demand (MW) |  | 0.011589 | 0.01069 | 0.0096761 | 0.0085779 | 0.007438 | 0.0063064 | 0.0052317 | 0.0042531 | 0.0033955 | 0.0026688 | 0.0020705 | 0.0015894
No | SDG&E | Com | HVAC | 2019-21 Fed App: Single package vertical AC and HP - <65,000 Btu/hr | Expected | Electric Demand (MW) |  | 0.027259 | 0.02736 | 0.027649 | 0.028084 | 0.028518 | 0.02816 | 0.027856 | 0.027598 | 0.02133 | 0.0052638 | 0.005234 | 0.0052089
No | SDG&E | Com | HVAC | Fed Appliance: Single package vertical AC and HP - >65,000 Btu/hr and <240,000 Btu/hr | Possible | Electric Demand (MW) | 0.018225 | 0.018054 | 0.017936 | 0.017851 | 0.017801 | 0.0049049 | 0.0048927 | 0.0048848 | 0.0048718 | 0.0048601 | 0.0048454 | 0.0048306 | 0.0048137
No | SDG&E | Com | HVAC | Fed Appliance: Commercial CAC and HP - <65,000 Btu/hr | Possible | Electric Demand (MW) | 0.00066411 | 0.00066411 | 0.00066411 | 0.00066411 | 0.00066411 | 0.00066411 | 0.00066411 | 0.00066411 | 0.00066411 | 0.00066411 | 0.00066411 | 0.00066411 | 0.00066411
No | SDG&E | Com | HVAC | Fed Appliance: Commercial CAC and HP - 65,000 Btu/hr to 760,000 Btu/hr - Tier 1 | Possible | Electric Demand (MW) | 0.14687 | 0.14394 | 0.141 | 0.13806 | 0.13512 | 0.13219 | 0.12925 | 0.029743 | 0.029051 | 0.02836 | 0.027668 | 0.026976 | 0.026284
No | SDG&E | Com | HVAC | Fed Appliance: Computer Room Acs >=65,000 Btu/h and < 760,000 Btu/h | Possible | Electric Demand (MW) | 1.3102e-06 | 1.3102e-06 | 1.3102e-06 | 1.1379e-06 | 3.2508e-07 | 3.2507e-07 | 3.2507e-07 | 3.2507e-07 | 3.2507e-07 | 3.2507e-07 | 3.2507e-07 | 3.2507e-07 | 3.2507e-07
No | SDG&E | Com | HVAC | 2008 T-24: DDC to Zone | Possible | Electric Demand (MW) | 0.99287 | 0.98916 | 0.9863 | 0.9841 | 0.98241 | 0.98112 | 0.97957 | 0.97819 | 0.9767 | 0.97528 | 0.97381 | 0.97237 | 0.97092
No | SDG&E | Com | HVAC | 2005 T-24: Ducts in existing commercial buildings | Possible | Electric Demand (MW) | 0 | 0 | 0 | 0 | 0 | 0 | 0 | 0 | 0 | 0 | 0 | 0 | 0
No | SDG&E | Com | HVAC | Fed Appliance: Large and Very Large Commercial Package Air-Conditioners ≥135 kBtu/h | Possible | Electric Demand (MW) | 5.232e-05 | 5.1951e-05 | 5.1616e-05 | 5.1314e-05 | 2.8541e-05 | 1.2603e-05 | 1.2537e-05 | 1.2474e-05 | 1.241e-05 | 1.2346e-05 | 1.2282e-05 | 1.2218e-05 | 1.2154e-05
No | SDG&E | Com | HVAC | 2016 T-24: NRA-HVAC-ASHRAE Equipment Efficiency | Possible | Electric Demand (MW) | 0.10835 | 0.1074 | 0.10676 | 0.10633 | 0.10603 | 0.10583 | 0.10556 | 0.10534 | 0.10509 | 0.10486 | 0.10462 | 0.10438 | 0
No | SDG&E | Com | HVAC | 2016 T-24: NRA-HVAC-ASHRAE Measure-DDC | Possible | Electric Demand (MW) | 0.005198 | 0.0051528 | 0.005122 | 0.0051011 | 0.0050869 | 0.0050773 | 0.0050646 | 0 | 0 | 0 | 0 | 0 | 0
No | SDG&E | Com | HVAC | 2013 T-24: NRA-HVAC-Equipment Efficiency | Possible | Electric Demand (MW) | 0.16963 | 0.16827 | 0.16723 | 0.16644 | 0.16584 | 0.16539 | 0.16484 | 0.16435 | 0.16382 | 0.080987 | 0 | 0 | 0
No | SDG&E | Com | HVAC | 2013 T-24: NRNC-HVAC-Garage Exhaust | Possible | Electric Demand (MW) | 0.091291 | 0.090859 | 0.090588 | 0.090419 | 0.090316 | 0.090252 | 0.090162 | 0.09009 | 0.090006 | 0.08993 | 0.089848 | 0.08977 | 0.08969
No | SDG&E | Com | HVAC | 2013 T-24: NRNC-HVAC-Laboratory Exhaust | Possible | Electric Demand (MW) | 0.20699 | 0.20602 | 0.2054 | 0.20502 | 0.20478 | 0.20464 | 0.20444 | 0.20427 | 0.20408 | 0.20391 | 0.20372 | 0.20355 | 0.20336
No | SDG&E | Com | HVAC | 2013 T-24: NRNC-HVAC-Occupant Controlled Smart Thermostats | Possible | Electric Demand (MW) | 0.042471 | 0.041941 | 0.041523 | 0.041196 | 0.040941 | 0.040743 | 0.040508 | 0.040297 | 0.04007 | 0.039854 | 0.039631 | 0.039412 | 0.03919
No | SDG&E | Com | HVAC | 2013 T-24: NRNC-HVAC-Water & Space Heating ACM | Possible | Electric Demand (MW) | 0.0042786 | 0.0042252 | 0.0041831 | 0.0041501 | 0.0041244 | 0.0041045 | 0.0040808 | 0.0040596 | 0.0040367 | 0.0040149 | 0.0039924 | 0.0039704 | 0.0039481
No | SDG&E | Com | HVAC | 2013 T-24: NRNC-Process-Data Centers | Possible | Electric Demand (MW) | 0.017354 | 0.017352 | 0.017351 | 0.01735 | 0.01735 | 0.01735 | 0.017349 | 0.017349 | 0.017349 | 0.017348 | 0.017348 | 0.017348 | 0.017347
No | SDG&E | Com | HVAC | Fed Appliance: Small Commercial Package Air-Conditioners ≥65 and <135 kBtu/h | Possible | Electric Demand (MW) | 2.5907e-08 | 2.5392e-08 | 2.4927e-08 | 1.3733e-08 | 5.9863e-09 | 5.9009e-09 | 5.8096e-09 | 5.7222e-09 | 5.6322e-09 | 5.5439e-09 | 5.4545e-09 | 5.3658e-09 | 5.2767e-09
No | SDG&E | Com | HVAC | 2019-21 Fed App: Ceiling Fans | Possible | Electric Demand (MW) | 5.4454e-06 | 5.3395e-06 | 5.2405e-06 | 5.1461e-06 | 5.0899e-06 | 5.0554e-06 | 4.9821e-06 | 4.9195e-06 | 4.2454e-06 | 5.8466e-07 | 5.8004e-07 | 5.7615e-07 | 5.7289e-07
No | SDG&E | Com | HVAC | 2022-24 Fed App: Commercial boilers | Possible | Electric Demand (MW) | -0.0012839 | -0.0012787 | -0.0012542 | -0.001233 | -0.0012151 | -0.0011999 | -0.0011744 | -0.0011522 | -0.0011331 | -0.0011167 | -0.0011027 | -0.0010907 | -0.0010806
No | SDG&E | Com | HVAC | 2016-18 Fed App: Commercial CAC and HP (65,000 Btu/hr to 760,000 Btu/hr) - Tier 2 | Possible | Electric Demand (MW) | 1.032 | 1.0318 | 1.0316 | 1.0315 | 1.0314 | 1.0313 | 1.0312 | 1.0311 | 1.0311 | 1.031 | 1.031 | 1.0309 | 1.0309
No | SDG&E | Com | HVAC | 2019-21 Fed App: Dehumidifiers | Possible | Electric Demand (MW) |  | 0.031736 | 0.030809 | 0.029852 | 0.02883 | 0.016604 | 0.0039833 | 0.0038035 | 0.0036408 | 0.0034936 | 0.0033604 | 0.0032398 | 0.0031308
No | SDG&E | Com | HVAC | 2025 T-24: NR HVAC - Limit Hot Water Supply Temperatures - Electric (Alterations) | Possible | Electric Demand (MW) | 0 | 0.0041871 | 0.0045153 | 0.0044555 | 0.0043963 | 0.0043378 | 0.0042801 | 0.0042232 | 0.0041671 | 0.0041118 | 0.0040575 | 0.00084466 | 0.00054506
No | SDG&E | Com | HVAC | 2025 T-24: NR HVAC - Limit Hot Water Supply Temperatures - Electric (New Construction + Additions) | Possible | Electric Demand (MW) | 0 | 0.00034927 | 0.0020623 | 0.002035 | 0.0020079 | 0.0019812 | 0.0019549 | 0.0019288 | 0.0019032 | 0.001878 | 0.0018532 | 0.001566 | 0.00024894
No | SDG&E | Com | HVAC | 2025 T-24: NR HVAC - Mechanical Heat Recovery (without TES, waterside HR) (New Construction + Additions) | Possible | Electric Demand (MW) | 0 | 0.00037764 | 0.002188 | 0.002115 | 0.0020411 | 0.001967 | 0.0018931 | 0.00182 | 0.0017482 | 0.0016782 | 0.0016103 | 0.0013231 | 0.00020451
No | SDG&E | Com | HVAC | 2025 T-24: NR HVAC - Mechanical Heat Recovery Scenario A - Gas Baseline (New Construction + Additions) | Possible | Electric Demand (MW) | 0 | -1.7166e-05 | -9.9455e-05 | -9.6136e-05 | -9.2779e-05 | -8.941e-05 | -8.6051e-05 | -8.2728e-05 | -7.9464e-05 | -7.6281e-05 | -7.3197e-05 | -6.0139e-05 | -9.2957e-06
No | SDG&E | Com | HVAC | 2025 T-24: NR HVAC Controls - Guideline 36 (Alterations) | Possible | Electric Demand (MW) | 0 | 0.41397 | 0.45091 | 0.4494 | 0.44785 | 0.44627 | 0.44466 | 0.443 | 0.44132 | 0.43959 | 0.43784 | 0.43604 | 0.43421
No | SDG&E | Com | HVAC | 2025 T-24: NR HVAC Controls - Guideline 36 (New Construction + Additions) | Possible | Electric Demand (MW) | 0 | 0.0176 | 0.10497 | 0.10461 | 0.10425 | 0.10389 | 0.10351 | 0.10312 | 0.10273 | 0.10233 | 0.10192 | 0.1015 | 0.10108
No | SDG&E | Com | HVAC | 2022 T-24: NRA - Air Distribution - Duct Leakage Testing | Possible | Electric Demand (MW) | 0.034812 | 0.034379 | 0.033951 | 0.033529 | 0.033116 | 0.032714 | 0.032323 | 0.031947 | 0.031584 | 0.031238 | 0.030908 | 0.030595 | 0.030299
No | SDG&E | Com | HVAC | 2022 T-24: NRA - Air Distribution - Fan Energy Index | Possible | Electric Demand (MW) | 0.0020478 | 0.0020223 | 0.0019971 | 0.0019723 | 0.001948 | 0.0019243 | 0.0019014 | 0.0018792 | 0.0018579 | 0.0018375 | 0.0018181 | 0.0017997 | 0.0017823
No | SDG&E | Com | HVAC | 2022 T-24: NRA - Air Distribution - Fan Power Budget | Possible | Electric Demand (MW) | 0.051194 | 0.050558 | 0.049928 | 0.049308 | 0.048701 | 0.048109 | 0.047534 | 0.04698 | 0.046448 | 0.045938 | 0.045453 | 0.044993 | 0.044558
No | SDG&E | Com | HVAC | 2022 T-24: NRA - HVAC Controls - Dedicated Outdoor Air Systems (DOAS) | Possible | Electric Demand (MW) | 0.037087 | 0.036884 | 0.036673 | 0.036454 | 0.036228 | 0.035994 | 0.035753 | 0.035505 | 0.035249 | 0.034985 | 0.034715 | 0.034437 | 0.034152
No | SDG&E | Com | HVAC | 2022 T-24: NRA - HVAC Controls - Exhaust Air Heat Recovery | Possible | Electric Demand (MW) | 0.00069924 | 0.00069497 | 0.00069057 | 0.00068606 | 0.00068143 | 0.0006767 | 0.00067185 | 0.0006669 | 0.00066185 | 0.00065671 | 0.00065147 | 0.00064615 | 0.00064076
No | SDG&E | Com | HVAC | 2022 T-24: NRA - HVAC Controls - Expand Economizer Requirements | Possible | Electric Demand (MW) | 0.0086849 | 0.0084916 | 0.0083077 | 0.0081332 | 0.0079681 | 0.0045697 | 0 | 0 | 0 | 0 | 0 | 0 | 0
No | SDG&E | Com | HVAC | 2022 T-24: NRA - HVAC Controls - VAV Deadband Airflow | Possible | Electric Demand (MW) | 0.0019577 | 0.0012748 | 0.00079448 | 0.00048061 | 0.00028527 | 0.00016737 | 9.7513e-05 | 5.6581e-05 | 3.2752e-05 | 1.8933e-05 | 1.0935e-05 | 6.3131e-06 | 3.6437e-06
No | SDG&E | Com | HVAC | 2019 T-24: NRA-MECH-ASHRAE 90.1 | Possible | Electric Demand (MW) | 0.091248 | 0.085565 | 0.078926 | 0.071442 | 0.063333 | 0.054917 | 0.046562 | 0.038627 | 0.031402 | 0.02507 | 0.0016736 | 0 | 0
No | SDG&E | Com | HVAC | 2019 T-24: NRA-MECH-Cooling Towers | Possible | Electric Demand (MW) | 0.0084451 | 0.0079191 | 0.0073047 | 0.006612 | 0.0058616 | 0.0050826 | 0.0043094 | 0.003575 | 0.0029063 | 0.0023202 | 0.00015489 | 0 | 0
No | SDG&E | Com | HVAC | 2019 T-24: NRA-MECH-HE Fume Hoods in Lab Spaces | Possible | Electric Demand (MW) | 0.037694 | 0.035346 | 0.032604 | 0.029512 | 0.026163 | 0.022686 | 0.019235 | 0.015957 | 0.012972 | 0.010356 | 0.00069134 | 0 | 0
No | SDG&E | Com | HVAC | 2019 T-24: NRA-MECH-Variable Exhaust Flow Control | Possible | Electric Demand (MW) | 0.012595 | 0.011811 | 0.010895 | 0.0098615 | 0.0087422 | 0.0075805 | 0.0064272 | 0.0053319 | 0.0043346 | 0.0034605 | 0.00023101 | 3.209e-18 | 3.209e-18
No | SDG&E | Com | HVAC | 2022 T-24: NRNC - Air Distribution - Duct Leakage Testing | Possible | Electric Demand (MW) | 0.018921 | 0.018686 | 0.018453 | 0.018224 | 0.018 | 0.017781 | 0.017569 | 0.017364 | 0.017167 | 0.016979 | 0.016799 | 0.016629 | 0.016469
No | SDG&E | Com | HVAC | 2022 T-24: NRNC - Air Distribution - Fan Energy Index | Possible | Electric Demand (MW) | 0.00086007 | 0.00084937 | 0.00083879 | 0.00082837 | 0.00081817 | 0.00080822 | 0.00079858 | 0.00078927 | 0.00078032 | 0.00077176 | 0.00076361 | 0.00075588 | 0.00074857
No | SDG&E | Com | HVAC | 2022 T-24: NRNC - Air Distribution - Fan Power Budget | Possible | Electric Demand (MW) | 0.017201 | 0.016987 | 0.016776 | 0.016567 | 0.016363 | 0.016164 | 0.015972 | 0.015785 | 0.015606 | 0.015435 | 0.015272 | 0.015118 | 0.014971
No | SDG&E | Com | HVAC | 2022 T-24: NRNC - Computer Room Efficiency - Increased Temperature Thresholds for Economizers | Possible | Electric Demand (MW) | 0.0081854 | 0.0077636 | 0.0073809 | 0.0070344 | 0.0067215 | 0.0064393 | 0.0061854 | 0.0059572 | 0.0057525 | 0.005569 | 0.0054047 | 0.0052578 | 0.0051266
No | SDG&E | Com | HVAC | 2022 T-24: NRNC - HVAC Controls - Dedicated Outdoor Air Systems (DOAS) | Possible | Electric Demand (MW) |  | 0.06765 | 0.067363 | 0.067064 | 0.066753 | 0.06643 | 0.066094 | 0.065746 | 0.065385 | 0.06501 | 0.064623 | 0.064222 | 0.063808
No | SDG&E | Com | HVAC | 2022 T-24: NRNC - HVAC Controls - Exhaust Air Heat Recovery | Possible | Electric Demand (MW) |  | 0.00019459 | 0.00019336 | 0.0001921 | 0.0001908 | 0.00018948 | 0.00018812 | 0.00018673 | 0.00018532 | 0.00018388 | 0.00018241 | 0.00018092 | 0.00017941
No | SDG&E | Com | HVAC | 2022 T-24: NRNC - HVAC Controls - Expand Economizer Requirements | Possible | Electric Demand (MW) |  | 0.0032584 | 0.0031878 | 0.0031209 | 0.0030576 | 0.0029978 | 0.0029415 | 0.0028885 | 0.0028389 | 0.0027925 | 0.0027491 | 0.0027086 | 0.0026709
No | SDG&E | Com | HVAC | 2022 T-24: NRNC - HVAC Controls - VAV Deadband Airflow | Possible | Electric Demand (MW) |  | 0.00045305 | 0.00028235 | 0.0001708 | 0.00010138 | 5.948e-05 | 3.4654e-05 | 2.0108e-05 | 1.164e-05 | 6.7283e-06 | 3.8862e-06 | 2.2436e-06 | 1.2949e-06
No | SDG&E | Com | HVAC | 2019 T-24: NRNC-MECH-ASHRAE 90.1 | Possible | Electric Demand (MW) |  | 0.14944 | 0.12702 | 0.10385 | 0.081702 | 0.062034 | 0.045685 | 0.032825 | 0.023141 | 0.016087 | 0.01107 | 0.0075635 | 0.0051423
No | SDG&E | Com | HVAC | 2019 T-24: NRNC-MECH-Cooling Towers | Possible | Electric Demand (MW) |  | 0.020087 | 0.018529 | 0.016772 | 0.014868 | 0.012893 | 0.010931 | 0.0090683 | 0.007372 | 0.0058855 | 0.004626 | 0.0035889 | 0.002755
No | SDG&E | Com | HVAC | 2019 T-24: NRNC-MECH-Economizer FDD | Possible | Electric Demand (MW) |  | 0.020667 | 0.019063 | 0.017256 | 0.015297 | 0.013264 | 0.011246 | 0.0093299 | 0.0075847 | 0.0060553 | 0.0047594 | 0.0036925 | 0.0028345
No | SDG&E | Com | HVAC | 2019 T-24: NRNC-MECH-HE Fume Hoods in Lab Spaces | Possible | Electric Demand (MW) |  | 0.023757 | 0.021914 | 0.019836 | 0.017585 | 0.015248 | 0.012928 | 0.010725 | 0.0087188 | 0.0069607 | 0.0054711 | 0.0042446 | 0.0032583
No | SDG&E | Com | HVAC | 2019 T-24: NRNC-MECH-Variable Exhaust Flow Control | Possible | Electric Demand (MW) |  | 0.0064416 | 0.0059418 | 0.0053784 | 0.0047679 | 0.0041343 | 0.0035054 | 0.002908 | 0.002364 | 0.0018873 | 0.0014834 | 0.0011509 | 0.00088347
No | SDG&E | Com | HVAC | 2019 T-24: NRNC-MECH-Ventilation & IAQ | Possible | Electric Demand (MW) |  | 0.011589 | 0.01069 | 0.0096761 | 0.0085779 | 0.007438 | 0.0063064 | 0.0052317 | 0.0042531 | 0.0033955 | 0.0026688 | 0.0020705 | 0.0015894
No | SDG&E | Com | HVAC | 2019-21 Fed App: Single package vertical AC and HP - <65,000 Btu/hr | Possible | Electric Demand (MW) |  | 0.027259 | 0.02736 | 0.027649 | 0.028084 | 0.028518 | 0.02816 | 0.027856 | 0.027598 | 0.02133 | 0.0052638 | 0.005234 | 0.0052089
No | PG&E | Res | HVAC | 2005 T-24: Duct improvement | On-the-books | Electric Demand (MW) | 0 | 0 | 0 | 0 | 0 | 0 | 0 | 0 | 0 | 0 | 0 | 0 | 0
No | PG&E | Res | HVAC | Fed Appliance: Residential Central AC, Heat Pumps and Furnaces | On-the-books | Electric Demand (MW) | 1.4126 | 1.3845 | 1.3614 | 1.3424 | 1.327 | 1.3145 | 1.3001 | 1.2869 | 0.19417 | 0.19213 | 0.19002 | 0.18795 | 0.18586
No | PG&E | Res | HVAC | Fed Appliance: Residential Room AC | On-the-books | Electric Demand (MW) | 0.78722 | 0.16191 | 0.15907 | 0.15675 | 0.15487 | 0.15334 | 0.15158 | 0.14998 | 0.14827 | 0.14663 | 0.14494 | 0.14328 | 0.14161
No | PG&E | Res | HVAC | 2016 T-20: Air Filter Labeling | On-the-books | Electric Demand (MW) | 0.0012928 | 0.0012882 | 0.0012846 | 0.0012816 | 0.0012793 | 0.0012774 | 0.001276 | 0.0012748 | 0.0012739 | 0.0012731 | 0.0012726 | 0.0012721 | 0.0012718
No | PG&E | Res | HVAC | 2024 T-20: Air Filter Labeling | On-the-books | Electric Demand (MW) | 0.036031 | 0.036251 | 0.036471 | 0.036691 | 0.036911 | 0.037132 | 0.037132 | 0.037132 | 0.037131 | 0.037131 | 0.037131 | 0.037131 | 0.037131
No | PG&E | Res | HVAC | 2019-21 Fed App: Ceiling Fans | On-the-books | Electric Demand (MW) | 0.0009325 | 0.00091438 | 0.00089742 | 0.00088125 | 0.00087163 | 0.00086572 | 0.00085317 | 0.00084246 | 0.00072702 | 0.00010012 | 9.933e-05 | 9.8665e-05 | 9.8105e-05
No | PG&E | Res | HVAC | 2019-21 Fed App: Dehumidifiers | On-the-books | Electric Demand (MW) |  | 0.28604 | 0.27768 | 0.26906 | 0.25984 | 0.14965 | 0.035901 | 0.034281 | 0.032814 | 0.031487 | 0.030287 | 0.029201 | 0.028218
No | PG&E | Res | HVAC | 2022 T-24: MFA - Restructuring - Airflow and Fan Watt Draw | On-the-books | Electric Demand (MW) | 0.19549 | 0.19482 | 0.19428 | 0.19385 | 0.19352 | 0.19326 | 0.19306 | 0.1929 | 0.19277 | 0.19267 | 0.1926 | 0.19254 | 0.19249
No | PG&E | Res | HVAC | 2022 T-24: MFA - Restructuring - Duct Sealing and Testing | On-the-books | Electric Demand (MW) | 0.02516 | 0.02507 | 0.024988 | 0.024911 | 0.02484 | 0.024775 | 0.024715 | 0.024659 | 0.024608 | 0.024561 | 0.024518 | 0.024478 | 0.024442
No | PG&E | Res | HVAC | 2022 T-24: MFA - Restructuring - Refrigerant Charge Verification | On-the-books | Electric Demand (MW) | 0.18058 | 0.17719 | 0.17389 | 0.17068 | 0.16759 | 0.16461 | 0.16177 | 0.15906 | 0.15649 | 0.15406 | 0.15178 | 0.14964 | 0.14765
No | PG&E | Res | HVAC | 2022 T-24: MFNC - Indoor Air Quality - Central Ventilation Duct Sealing | On-the-books | Electric Demand (MW) | 0.15029 | 0.14853 | 0.1468 | 0.14512 | 0.14348 | 0.1419 | 0.14038 | 0.13893 | 0.13754 | 0.13623 | 0.13499 | 0.13383 | 0.13274
No | PG&E | Res | HVAC | 2022 T-24: MFNC - Indoor Air Quality - Heat or Energy Recovery Ventilator | On-the-books | Electric Demand (MW) | 0.22822 | 0.22554 | 0.22292 | 0.22036 | 0.21788 | 0.21548 | 0.21317 | 0.21097 | 0.20886 | 0.20687 | 0.20499 | 0.20322 | 0.20156
No | PG&E | Res | HVAC | 2022 T-24: MFNC - Restructuring - Airflow and Fan Watt Draw | On-the-books | Electric Demand (MW) | 0.087274 | 0.086971 | 0.086731 | 0.086542 | 0.086394 | 0.086277 | 0.086186 | 0.086114 | 0.086059 | 0.086015 | 0.085981 | 0.085955 | 0.085935
No | PG&E | Res | HVAC | 2022 T-24: MFNC - Restructuring - Refrigerant Charge Verification | On-the-books | Electric Demand (MW) | 0.052532 | 0.051547 | 0.050586 | 0.049653 | 0.048753 | 0.047887 | 0.047059 | 0.046271 | 0.045523 | 0.044818 | 0.044154 | 0.043532 | 0.042951
No | PG&E | Res | HVAC | 2025 T-24: Multifamily IAQ - Compartmentalization and Balanced or supply-only ventilation (New Construction + Additions) | On-the-books | Electric Demand (MW) | 0 | 0.0084105 | 0.033292 | 0.033211 | 0.033127 | 0.033038 | 0.032945 | 0.032848 | 0.032746 | 0.03264 | 0.03253 | 0.032416 | 0.032298
No | PG&E | Res | HVAC | 2025 T-24: Multifamily Restructuring - Central Ventilation Shaft Sealing (New Construction + Additions) | On-the-books | Electric Demand (MW) | 0 | 0.00019037 | 0.0007338 | 0.00071227 | 0.00069074 | 0.00066926 | 0.00064785 | 0.00062656 | 0.00060542 | 0.00058448 | 0.00056376 | 0.0005433 | 0.00052313
No | PG&E | Res | HVAC | 2019 T-24: RA(MF)-MECH-Quality HVAC | On-the-books | Electric Demand (MW) |  | 0.0065199 | 0.006014 | 0.0054438 | 0.0048259 | 0.0041846 | 0.003548 | 0.0029433 | 0.0023928 | 0.0019103 | 0.0015015 | 0.0011649 | 0.00089421
No | PG&E | Res | HVAC | 2019 T-24: RA(SF)-MECH-Quality HVAC | On-the-books | Electric Demand (MW) |  | 0.01136 | 0.010478 | 0.0094847 | 0.0084082 | 0.0072908 | 0.0061816 | 0.0051282 | 0.0041689 | 0.0033283 | 0.002616 | 0.0020296 | 0.001558
No | PG&E | Res | HVAC | 2019-21 Fed App: Residential boilers - gas-fired hot water and electric hot water | On-the-books | Electric Demand (MW) |  | 0.00039597 | 0.00039384 | 0.00039263 | 0.00039272 | 0.00039258 | 0.00039148 | 0.00039052 | 0.0003897 | 0.00038899 | 0.00038838 | 0.00038787 | 0.00038743
No | PG&E | Res | HVAC | 2019-21 Fed App: Residential boilers - gas-fired steam and electric steam | On-the-books | Electric Demand (MW) |  | 1.984e-05 | 1.8615e-05 | 1.751e-05 | 1.6639e-05 | 1.5758e-05 | 1.5089e-05 | 1.4507e-05 | 1.4004e-05 | 1.3573e-05 | 1.3205e-05 | 1.2892e-05 | 1.2627e-05
No | PG&E | Res | HVAC | 2022-24 Fed App: Residential central AC & HP | On-the-books | Electric Demand (MW) |  | 22.6152 | 22.1984 | 21.777 | 21.5171 | 21.3429 | 20.8891 | 20.4947 | 20.1543 | 19.8622 | 19.6127 | 19.4006 | 19.221
No | PG&E | Res | HVAC | 2019-21 Fed App: Residential furnace fans | On-the-books | Electric Demand (MW) |  | 1.2681 | 1.2735 | 1.2786 | 1.2862 | 1.2953 | 1.2953 | 1.2952 | 1.2952 | 1.2952 | 1.2952 | 1.2952 | 1.2952
No | PG&E | Res | HVAC | 2025 T-24: Residential HVAC Performance - Multifamily Design (Alterations) | On-the-books | Electric Demand (MW) |  | 0.019599 | 0.021413 | 0.021408 | 0.021403 | 0.021398 | 0.021393 | 0.021388 | 0.021383 | 0.021378 | 0.021372 | 0.021367 | 0.021362
No | PG&E | Res | HVAC | 2025 T-24: Residential HVAC Performance - Refrigerant Charge Verification (Alterations) | On-the-books | Electric Demand (MW) |  | 0.072773 | 0.079491 | 0.079454 | 0.079417 | 0.07938 | 0.079343 | 0.079306 | 0.079268 | 0.079231 | 0.079193 | 0.079155 | 0.079117
No | PG&E | Res | HVAC | 2025 T-24: Residential HVAC Performance - Refrigerant Charge Verification (New Construction + Additions) | On-the-books | Electric Demand (MW) |  | 0.012829 | 0.025437 | 0.025425 | 0.025414 | 0.025402 | 0.02539 | 0.025378 | 0.025366 | 0.025354 | 0.025342 | 0.02533 | 0.025318
No | PG&E | Res | HVAC | 2025 T-24: Residential HVAC Performance - Single Family Defrost (Alterations) | On-the-books | Electric Demand (MW) |  | 0.27851 | 0.30423 | 0.3041 | 0.30397 | 0.30384 | 0.30371 | 0.30357 | 0.30344 | 0.30331 | 0.30318 | 0.30304 | 0.30291
No | PG&E | Res | HVAC | 2025 T-24: Residential HVAC Performance - Single Family Defrost (New Construction + Additions) | On-the-books | Electric Demand (MW) |  | 0.070436 | 0.13966 | 0.13961 | 0.13955 | 0.13948 | 0.13942 | 0.13936 | 0.1393 | 0.13924 | 0.13918 | 0.13912 | 0.13906
No | PG&E | Res | HVAC | 2025 T-24: Residential HVAC Performance - Single Family Design (Alterations) | On-the-books | Electric Demand (MW) |  | 0.001108 | 0.0012105 | 0.0012102 | 0.00121 | 0.0012097 | 0.0012094 | 0.0012091 | 0.0012088 | 0.0012085 | 0.0012082 | 0.0012079 | 0.0012077
No | PG&E | Res | HVAC | 2025 T-24: Residential HVAC Performance - Single Family Design (New Construction + Additions) | On-the-books | Electric Demand (MW) |  | 0.00040487 | 0.00080295 | 0.00080276 | 0.00080257 | 0.00080238 | 0.00080219 | 0.000802 | 0.00080181 | 0.00080162 | 0.00080143 | 0.00080124 | 0.00080104
No | PG&E | Res | HVAC | 2019 T-24: RNC(MF)-MECH-Quality HVAC | On-the-books | Electric Demand (MW) |  | 0.25968 | 0.23953 | 0.21682 | 0.19221 | 0.16666 | 0.14131 | 0.11723 | 0.0953 | 0.076083 | 0.059801 | 0.046395 | 0.035615
No | PG&E | Res | HVAC | 2019 T-24: RNC(SF)-MECH-Quality HVAC | On-the-books | Electric Demand (MW) |  | 0.6694 | 0.61746 | 0.55891 | 0.49548 | 0.42963 | 0.36427 | 0.30219 | 0.24567 | 0.19613 | 0.15416 | 0.1196 | 0.091809
No | PG&E | Res | HVAC | 2022 T-24: SFA - Electric resistance space heating | On-the-books | Electric Demand (MW) |  | 0.015308 | 0.014944 | 0.014543 | 0.014105 | 0.013632 | 0.013129 | 0.012599 | 0.012049 | 0.011486 | 0.010918 | 0.010353 | 0.0097994
No | PG&E | Res | HVAC | 2022 T-24: SFA - Prescriptive duct insulation | On-the-books | Electric Demand (MW) |  | 0.027411 | 0.027182 | 0.026966 | 0.026766 | 0.026581 | 0.026411 | 0.026255 | 0.026113 | 0.025985 | 0.025869 | 0.025765 | 0.025672
No | PG&E | Res | HVAC | 2022 T-24: SFA - Prescriptive duct sealing | On-the-books | Electric Demand (MW) |  | 0.31282 | 0.3095 | 0.30679 | 0.30458 | 0.30279 | 0.30134 | 0.30017 | 0.29923 | 0.29848 | 0.29787 | 0.29738 | 0.29699
No | PG&E | Res | HVAC | 2025 T-24: Single Family HVAC - Supplemental Heating Combined (New Construction + Additions) | On-the-books | Electric Demand (MW) |  | 0.089823 | 0.17814 | 0.1781 | 0.17806 | 0.17801 | 0.17797 | 0.17793 | 0.17789 | 0.17785 | 0.1778 | 0.17776 | 0.17772
No | PG&E | Res | HVAC | 2005 T-24: Duct improvement | Expected | Electric Demand (MW) | 0 | 0 | 0 | 0 | 0 | 0 | 0 | 0 | 0 | 0 | 0 | 0 | 0
No | PG&E | Res | HVAC | Fed Appliance: Residential Central AC, Heat Pumps and Furnaces | Expected | Electric Demand (MW) | 1.4126 | 1.3845 | 1.3614 | 1.3424 | 1.327 | 1.3145 | 1.3001 | 1.2869 | 0.19417 | 0.19213 | 0.19002 | 0.18795 | 0.18586
No | PG&E | Res | HVAC | Fed Appliance: Residential Room AC | Expected | Electric Demand (MW) | 0.78722 | 0.16191 | 0.15907 | 0.15675 | 0.15487 | 0.15334 | 0.15158 | 0.14998 | 0.14827 | 0.14663 | 0.14494 | 0.14328 | 0.14161
No | PG&E | Res | HVAC | 2016 T-20: Air Filter Labeling | Expected | Electric Demand (MW) | 0.0012928 | 0.0012882 | 0.0012846 | 0.0012816 | 0.0012793 | 0.0012774 | 0.001276 | 0.0012748 | 0.0012739 | 0.0012731 | 0.0012726 | 0.0012721 | 0.0012718
No | PG&E | Res | HVAC | 2024 T-20: Air Filter Labeling | Expected | Electric Demand (MW) | 0.036031 | 0.036251 | 0.036471 | 0.036691 | 0.036911 | 0.037132 | 0.037132 | 0.037132 | 0.037131 | 0.037131 | 0.037131 | 0.037131 | 0.037131
No | PG&E | Res | HVAC | 2019-21 Fed App: Ceiling Fans | Expected | Electric Demand (MW) | 0.0009325 | 0.00091438 | 0.00089742 | 0.00088125 | 0.00087163 | 0.00086572 | 0.00085317 | 0.00084246 | 0.00072702 | 0.00010012 | 9.933e-05 | 9.8665e-05 | 9.8105e-05
No | PG&E | Res | HVAC | 2019-21 Fed App: Dehumidifiers | Expected | Electric Demand (MW) |  | 0.28604 | 0.27768 | 0.26906 | 0.25984 | 0.14965 | 0.035901 | 0.034281 | 0.032814 | 0.031487 | 0.030287 | 0.029201 | 0.028218
No | PG&E | Res | HVAC | 2022 T-24: MFA - Restructuring - Airflow and Fan Watt Draw | Expected | Electric Demand (MW) | 0.19549 | 0.19482 | 0.19428 | 0.19385 | 0.19352 | 0.19326 | 0.19306 | 0.1929 | 0.19277 | 0.19267 | 0.1926 | 0.19254 | 0.19249
No | PG&E | Res | HVAC | 2022 T-24: MFA - Restructuring - Duct Sealing and Testing | Expected | Electric Demand (MW) | 0.02516 | 0.02507 | 0.024988 | 0.024911 | 0.02484 | 0.024775 | 0.024715 | 0.024659 | 0.024608 | 0.024561 | 0.024518 | 0.024478 | 0.024442
No | PG&E | Res | HVAC | 2022 T-24: MFA - Restructuring - Refrigerant Charge Verification | Expected | Electric Demand (MW) | 0.18058 | 0.17719 | 0.17389 | 0.17068 | 0.16759 | 0.16461 | 0.16177 | 0.15906 | 0.15649 | 0.15406 | 0.15178 | 0.14964 | 0.14765
No | PG&E | Res | HVAC | 2022 T-24: MFNC - Indoor Air Quality - Central Ventilation Duct Sealing | Expected | Electric Demand (MW) | 0.15029 | 0.14853 | 0.1468 | 0.14512 | 0.14348 | 0.1419 | 0.14038 | 0.13893 | 0.13754 | 0.13623 | 0.13499 | 0.13383 | 0.13274
No | PG&E | Res | HVAC | 2022 T-24: MFNC - Indoor Air Quality - Heat or Energy Recovery Ventilator | Expected | Electric Demand (MW) | 0.22822 | 0.22554 | 0.22292 | 0.22036 | 0.21788 | 0.21548 | 0.21317 | 0.21097 | 0.20886 | 0.20687 | 0.20499 | 0.20322 | 0.20156
No | PG&E | Res | HVAC | 2022 T-24: MFNC - Restructuring - Airflow and Fan Watt Draw | Expected | Electric Demand (MW) | 0.087274 | 0.086971 | 0.086731 | 0.086542 | 0.086394 | 0.086277 | 0.086186 | 0.086114 | 0.086059 | 0.086015 | 0.085981 | 0.085955 | 0.085935
No | PG&E | Res | HVAC | 2022 T-24: MFNC - Restructuring - Refrigerant Charge Verification | Expected | Electric Demand (MW) | 0.052532 | 0.051547 | 0.050586 | 0.049653 | 0.048753 | 0.047887 | 0.047059 | 0.046271 | 0.045523 | 0.044818 | 0.044154 | 0.043532 | 0.042951
No | PG&E | Res | HVAC | 2025 T-24: Multifamily IAQ - Compartmentalization and Balanced or supply-only ventilation (New Construction + Additions) | Expected | Electric Demand (MW) | 0 | 0.0084105 | 0.033292 | 0.033211 | 0.033127 | 0.033038 | 0.032945 | 0.032848 | 0.032746 | 0.03264 | 0.03253 | 0.032416 | 0.032298
No | PG&E | Res | HVAC | 2025 T-24: Multifamily Restructuring - Central Ventilation Shaft Sealing (New Construction + Additions) | Expected | Electric Demand (MW) | 0 | 0.00019037 | 0.0007338 | 0.00071227 | 0.00069074 | 0.00066926 | 0.00064785 | 0.00062656 | 0.00060542 | 0.00058448 | 0.00056376 | 0.0005433 | 0.00052313
No | PG&E | Res | HVAC | 2019 T-24: RA(MF)-MECH-Quality HVAC | Expected | Electric Demand (MW) |  | 0.0065199 | 0.006014 | 0.0054438 | 0.0048259 | 0.0041846 | 0.003548 | 0.0029433 | 0.0023928 | 0.0019103 | 0.0015015 | 0.0011649 | 0.00089421
No | PG&E | Res | HVAC | 2019 T-24: RA(SF)-MECH-Quality HVAC | Expected | Electric Demand (MW) |  | 0.01136 | 0.010478 | 0.0094847 | 0.0084082 | 0.0072908 | 0.0061816 | 0.0051282 | 0.0041689 | 0.0033283 | 0.002616 | 0.0020296 | 0.001558
No | PG&E | Res | HVAC | 2019-21 Fed App: Residential boilers - gas-fired hot water and electric hot water | Expected | Electric Demand (MW) |  | 0.00039597 | 0.00039384 | 0.00039263 | 0.00039272 | 0.00039258 | 0.00039148 | 0.00039052 | 0.0003897 | 0.00038899 | 0.00038838 | 0.00038787 | 0.00038743
No | PG&E | Res | HVAC | 2019-21 Fed App: Residential boilers - gas-fired steam and electric steam | Expected | Electric Demand (MW) |  | 1.984e-05 | 1.8615e-05 | 1.751e-05 | 1.6639e-05 | 1.5758e-05 | 1.5089e-05 | 1.4507e-05 | 1.4004e-05 | 1.3573e-05 | 1.3205e-05 | 1.2892e-05 | 1.2627e-05
No | PG&E | Res | HVAC | 2022-24 Fed App: Residential central AC & HP | Expected | Electric Demand (MW) |  | 22.6152 | 22.1984 | 21.777 | 21.5171 | 21.3429 | 20.8891 | 20.4947 | 20.1543 | 19.8622 | 19.6127 | 19.4006 | 19.221
No | PG&E | Res | HVAC | 2019-21 Fed App: Residential furnace fans | Expected | Electric Demand (MW) |  | 1.2681 | 1.2735 | 1.2786 | 1.2862 | 1.2953 | 1.2953 | 1.2952 | 1.2952 | 1.2952 | 1.2952 | 1.2952 | 1.2952
No | PG&E | Res | HVAC | 2025 T-24: Residential HVAC Performance - Multifamily Design (Alterations) | Expected | Electric Demand (MW) |  | 0.019599 | 0.021413 | 0.021408 | 0.021403 | 0.021398 | 0.021393 | 0.021388 | 0.021383 | 0.021378 | 0.021372 | 0.021367 | 0.021362
No | PG&E | Res | HVAC | 2025 T-24: Residential HVAC Performance - Refrigerant Charge Verification (Alterations) | Expected | Electric Demand (MW) |  | 0.072773 | 0.079491 | 0.079454 | 0.079417 | 0.07938 | 0.079343 | 0.079306 | 0.079268 | 0.079231 | 0.079193 | 0.079155 | 0.079117
No | PG&E | Res | HVAC | 2025 T-24: Residential HVAC Performance - Refrigerant Charge Verification (New Construction + Additions) | Expected | Electric Demand (MW) |  | 0.012829 | 0.025437 | 0.025425 | 0.025414 | 0.025402 | 0.02539 | 0.025378 | 0.025366 | 0.025354 | 0.025342 | 0.02533 | 0.025318
No | PG&E | Res | HVAC | 2025 T-24: Residential HVAC Performance - Single Family Defrost (Alterations) | Expected | Electric Demand (MW) |  | 0.27851 | 0.30423 | 0.3041 | 0.30397 | 0.30384 | 0.30371 | 0.30357 | 0.30344 | 0.30331 | 0.30318 | 0.30304 | 0.30291
No | PG&E | Res | HVAC | 2025 T-24: Residential HVAC Performance - Single Family Defrost (New Construction + Additions) | Expected | Electric Demand (MW) |  | 0.070436 | 0.13966 | 0.13961 | 0.13955 | 0.13948 | 0.13942 | 0.13936 | 0.1393 | 0.13924 | 0.13918 | 0.13912 | 0.13906
No | PG&E | Res | HVAC | 2025 T-24: Residential HVAC Performance - Single Family Design (Alterations) | Expected | Electric Demand (MW) |  | 0.001108 | 0.0012105 | 0.0012102 | 0.00121 | 0.0012097 | 0.0012094 | 0.0012091 | 0.0012088 | 0.0012085 | 0.0012082 | 0.0012079 | 0.0012077
No | PG&E | Res | HVAC | 2025 T-24: Residential HVAC Performance - Single Family Design (New Construction + Additions) | Expected | Electric Demand (MW) |  | 0.00040487 | 0.00080295 | 0.00080276 | 0.00080257 | 0.00080238 | 0.00080219 | 0.000802 | 0.00080181 | 0.00080162 | 0.00080143 | 0.00080124 | 0.00080104
No | PG&E | Res | HVAC | 2019 T-24: RNC(MF)-MECH-Quality HVAC | Expected | Electric Demand (MW) |  | 0.25968 | 0.23953 | 0.21682 | 0.19221 | 0.16666 | 0.14131 | 0.11723 | 0.0953 | 0.076083 | 0.059801 | 0.046395 | 0.035615
No | PG&E | Res | HVAC | 2019 T-24: RNC(SF)-MECH-Quality HVAC | Expected | Electric Demand (MW) |  | 0.6694 | 0.61746 | 0.55891 | 0.49548 | 0.42963 | 0.36427 | 0.30219 | 0.24567 | 0.19613 | 0.15416 | 0.1196 | 0.091809
No | PG&E | Res | HVAC | 2022 T-24: SFA - Electric resistance space heating | Expected | Electric Demand (MW) |  | 0.015308 | 0.014944 | 0.014543 | 0.014105 | 0.013632 | 0.013129 | 0.012599 | 0.012049 | 0.011486 | 0.010918 | 0.010353 | 0.0097994
No | PG&E | Res | HVAC | 2022 T-24: SFA - Prescriptive duct insulation | Expected | Electric Demand (MW) |  | 0.027411 | 0.027182 | 0.026966 | 0.026766 | 0.026581 | 0.026411 | 0.026255 | 0.026113 | 0.025985 | 0.025869 | 0.025765 | 0.025672
No | PG&E | Res | HVAC | 2022 T-24: SFA - Prescriptive duct sealing | Expected | Electric Demand (MW) |  | 0.31282 | 0.3095 | 0.30679 | 0.30458 | 0.30279 | 0.30134 | 0.30017 | 0.29923 | 0.29848 | 0.29787 | 0.29738 | 0.29699
No | PG&E | Res | HVAC | 2025 T-24: Single Family HVAC - Supplemental Heating Combined (New Construction + Additions) | Expected | Electric Demand (MW) |  | 0.089823 | 0.17814 | 0.1781 | 0.17806 | 0.17801 | 0.17797 | 0.17793 | 0.17789 | 0.17785 | 0.1778 | 0.17776 | 0.17772
No | PG&E | Res | HVAC | 2005 T-24: Duct improvement | Possible | Electric Demand (MW) | 0 | 0 | 0 | 0 | 0 | 0 | 0 | 0 | 0 | 0 | 0 | 0 | 0
No | PG&E | Res | HVAC | Fed Appliance: Residential Central AC, Heat Pumps and Furnaces | Possible | Electric Demand (MW) | 1.4126 | 1.3845 | 1.3614 | 1.3424 | 1.327 | 1.3145 | 1.3001 | 1.2869 | 0.19417 | 0.19213 | 0.19002 | 0.18795 | 0.18586
No | PG&E | Res | HVAC | Fed Appliance: Residential Room AC | Possible | Electric Demand (MW) | 0.78722 | 0.16191 | 0.15907 | 0.15675 | 0.15487 | 0.15334 | 0.15158 | 0.14998 | 0.14827 | 0.14663 | 0.14494 | 0.14328 | 0.14161
No | PG&E | Res | HVAC | 2016 T-20: Air Filter Labeling | Possible | Electric Demand (MW) | 0.0012928 | 0.0012882 | 0.0012846 | 0.0012816 | 0.0012793 | 0.0012774 | 0.001276 | 0.0012748 | 0.0012739 | 0.0012731 | 0.0012726 | 0.0012721 | 0.0012718
No | PG&E | Res | HVAC | 2024 T-20: Air Filter Labeling | Possible | Electric Demand (MW) | 0.036031 | 0.036251 | 0.036471 | 0.036691 | 0.036911 | 0.037132 | 0.037132 | 0.037132 | 0.037131 | 0.037131 | 0.037131 | 0.037131 | 0.037131
No | PG&E | Res | HVAC | 2019-21 Fed App: Ceiling Fans | Possible | Electric Demand (MW) | 0.0009325 | 0.00091438 | 0.00089742 | 0.00088125 | 0.00087163 | 0.00086572 | 0.00085317 | 0.00084246 | 0.00072702 | 0.00010012 | 9.933e-05 | 9.8665e-05 | 9.8105e-05
No | PG&E | Res | HVAC | 2019-21 Fed App: Dehumidifiers | Possible | Electric Demand (MW) |  | 0.28604 | 0.27768 | 0.26906 | 0.25984 | 0.14965 | 0.035901 | 0.034281 | 0.032814 | 0.031487 | 0.030287 | 0.029201 | 0.028218
No | PG&E | Res | HVAC | 2022 T-24: MFA - Restructuring - Airflow and Fan Watt Draw | Possible | Electric Demand (MW) | 0.19549 | 0.19482 | 0.19428 | 0.19385 | 0.19352 | 0.19326 | 0.19306 | 0.1929 | 0.19277 | 0.19267 | 0.1926 | 0.19254 | 0.19249
No | PG&E | Res | HVAC | 2022 T-24: MFA - Restructuring - Duct Sealing and Testing | Possible | Electric Demand (MW) | 0.02516 | 0.02507 | 0.024988 | 0.024911 | 0.02484 | 0.024775 | 0.024715 | 0.024659 | 0.024608 | 0.024561 | 0.024518 | 0.024478 | 0.024442
No | PG&E | Res | HVAC | 2022 T-24: MFA - Restructuring - Refrigerant Charge Verification | Possible | Electric Demand (MW) | 0.18058 | 0.17719 | 0.17389 | 0.17068 | 0.16759 | 0.16461 | 0.16177 | 0.15906 | 0.15649 | 0.15406 | 0.15178 | 0.14964 | 0.14765
No | PG&E | Res | HVAC | 2022 T-24: MFNC - Indoor Air Quality - Central Ventilation Duct Sealing | Possible | Electric Demand (MW) | 0.15029 | 0.14853 | 0.1468 | 0.14512 | 0.14348 | 0.1419 | 0.14038 | 0.13893 | 0.13754 | 0.13623 | 0.13499 | 0.13383 | 0.13274
No | PG&E | Res | HVAC | 2022 T-24: MFNC - Indoor Air Quality - Heat or Energy Recovery Ventilator | Possible | Electric Demand (MW) | 0.22822 | 0.22554 | 0.22292 | 0.22036 | 0.21788 | 0.21548 | 0.21317 | 0.21097 | 0.20886 | 0.20687 | 0.20499 | 0.20322 | 0.20156
No | PG&E | Res | HVAC | 2022 T-24: MFNC - Restructuring - Airflow and Fan Watt Draw | Possible | Electric Demand (MW) | 0.087274 | 0.086971 | 0.086731 | 0.086542 | 0.086394 | 0.086277 | 0.086186 | 0.086114 | 0.086059 | 0.086015 | 0.085981 | 0.085955 | 0.085935
No | PG&E | Res | HVAC | 2022 T-24: MFNC - Restructuring - Refrigerant Charge Verification | Possible | Electric Demand (MW) | 0.052532 | 0.051547 | 0.050586 | 0.049653 | 0.048753 | 0.047887 | 0.047059 | 0.046271 | 0.045523 | 0.044818 | 0.044154 | 0.043532 | 0.042951
No | PG&E | Res | HVAC | 2025 T-24: Multifamily IAQ - Compartmentalization and Balanced or supply-only ventilation (New Construction + Additions) | Possible | Electric Demand (MW) | 0 | 0.0084105 | 0.033292 | 0.033211 | 0.033127 | 0.033038 | 0.032945 | 0.032848 | 0.032746 | 0.03264 | 0.03253 | 0.032416 | 0.032298
No | PG&E | Res | HVAC | 2025 T-24: Multifamily Restructuring - Central Ventilation Shaft Sealing (New Construction + Additions) | Possible | Electric Demand (MW) | 0 | 0.00019037 | 0.0007338 | 0.00071227 | 0.00069074 | 0.00066926 | 0.00064785 | 0.00062656 | 0.00060542 | 0.00058448 | 0.00056376 | 0.0005433 | 0.00052313
No | PG&E | Res | HVAC | 2019 T-24: RA(MF)-MECH-Quality HVAC | Possible | Electric Demand (MW) |  | 0.0065199 | 0.006014 | 0.0054438 | 0.0048259 | 0.0041846 | 0.003548 | 0.0029433 | 0.0023928 | 0.0019103 | 0.0015015 | 0.0011649 | 0.00089421
No | PG&E | Res | HVAC | 2019 T-24: RA(SF)-MECH-Quality HVAC | Possible | Electric Demand (MW) |  | 0.01136 | 0.010478 | 0.0094847 | 0.0084082 | 0.0072908 | 0.0061816 | 0.0051282 | 0.0041689 | 0.0033283 | 0.002616 | 0.0020296 | 0.001558
No | PG&E | Res | HVAC | 2019-21 Fed App: Residential boilers - gas-fired hot water and electric hot water | Possible | Electric Demand (MW) |  | 0.00039597 | 0.00039384 | 0.00039263 | 0.00039272 | 0.00039258 | 0.00039148 | 0.00039052 | 0.0003897 | 0.00038899 | 0.00038838 | 0.00038787 | 0.00038743
No | PG&E | Res | HVAC | 2019-21 Fed App: Residential boilers - gas-fired steam and electric steam | Possible | Electric Demand (MW) |  | 1.984e-05 | 1.8615e-05 | 1.751e-05 | 1.6639e-05 | 1.5758e-05 | 1.5089e-05 | 1.4507e-05 | 1.4004e-05 | 1.3573e-05 | 1.3205e-05 | 1.2892e-05 | 1.2627e-05
No | PG&E | Res | HVAC | 2022-24 Fed App: Residential central AC & HP | Possible | Electric Demand (MW) |  | 22.6152 | 22.1984 | 21.777 | 21.5171 | 21.3429 | 20.8891 | 20.4947 | 20.1543 | 19.8622 | 19.6127 | 19.4006 | 19.221
No | PG&E | Res | HVAC | 2019-21 Fed App: Residential furnace fans | Possible | Electric Demand (MW) |  | 1.2681 | 1.2735 | 1.2786 | 1.2862 | 1.2953 | 1.2953 | 1.2952 | 1.2952 | 1.2952 | 1.2952 | 1.2952 | 1.2952
No | PG&E | Res | HVAC | 2025 T-24: Residential HVAC Performance - Multifamily Design (Alterations) | Possible | Electric Demand (MW) |  | 0.019599 | 0.021413 | 0.021408 | 0.021403 | 0.021398 | 0.021393 | 0.021388 | 0.021383 | 0.021378 | 0.021372 | 0.021367 | 0.021362
No | PG&E | Res | HVAC | 2025 T-24: Residential HVAC Performance - Refrigerant Charge Verification (Alterations) | Possible | Electric Demand (MW) |  | 0.072773 | 0.079491 | 0.079454 | 0.079417 | 0.07938 | 0.079343 | 0.079306 | 0.079268 | 0.079231 | 0.079193 | 0.079155 | 0.079117
No | PG&E | Res | HVAC | 2025 T-24: Residential HVAC Performance - Refrigerant Charge Verification (New Construction + Additions) | Possible | Electric Demand (MW) |  | 0.012829 | 0.025437 | 0.025425 | 0.025414 | 0.025402 | 0.02539 | 0.025378 | 0.025366 | 0.025354 | 0.025342 | 0.02533 | 0.025318
No | PG&E | Res | HVAC | 2025 T-24: Residential HVAC Performance - Single Family Defrost (Alterations) | Possible | Electric Demand (MW) |  | 0.27851 | 0.30423 | 0.3041 | 0.30397 | 0.30384 | 0.30371 | 0.30357 | 0.30344 | 0.30331 | 0.30318 | 0.30304 | 0.30291
No | PG&E | Res | HVAC | 2025 T-24: Residential HVAC Performance - Single Family Defrost (New Construction + Additions) | Possible | Electric Demand (MW) |  | 0.070436 | 0.13966 | 0.13961 | 0.13955 | 0.13948 | 0.13942 | 0.13936 | 0.1393 | 0.13924 | 0.13918 | 0.13912 | 0.13906
No | PG&E | Res | HVAC | 2025 T-24: Residential HVAC Performance - Single Family Design (Alterations) | Possible | Electric Demand (MW) |  | 0.001108 | 0.0012105 | 0.0012102 | 0.00121 | 0.0012097 | 0.0012094 | 0.0012091 | 0.0012088 | 0.0012085 | 0.0012082 | 0.0012079 | 0.0012077
No | PG&E | Res | HVAC | 2025 T-24: Residential HVAC Performance - Single Family Design (New Construction + Additions) | Possible | Electric Demand (MW) |  | 0.00040487 | 0.00080295 | 0.00080276 | 0.00080257 | 0.00080238 | 0.00080219 | 0.000802 | 0.00080181 | 0.00080162 | 0.00080143 | 0.00080124 | 0.00080104
No | PG&E | Res | HVAC | 2019 T-24: RNC(MF)-MECH-Quality HVAC | Possible | Electric Demand (MW) |  | 0.25968 | 0.23953 | 0.21682 | 0.19221 | 0.16666 | 0.14131 | 0.11723 | 0.0953 | 0.076083 | 0.059801 | 0.046395 | 0.035615
No | PG&E | Res | HVAC | 2019 T-24: RNC(SF)-MECH-Quality HVAC | Possible | Electric Demand (MW) |  | 0.6694 | 0.61746 | 0.55891 | 0.49548 | 0.42963 | 0.36427 | 0.30219 | 0.24567 | 0.19613 | 0.15416 | 0.1196 | 0.091809
No | PG&E | Res | HVAC | 2022 T-24: SFA - Electric resistance space heating | Possible | Electric Demand (MW) |  | 0.015308 | 0.014944 | 0.014543 | 0.014105 | 0.013632 | 0.013129 | 0.012599 | 0.012049 | 0.011486 | 0.010918 | 0.010353 | 0.0097994
No | PG&E | Res | HVAC | 2022 T-24: SFA - Prescriptive duct insulation | Possible | Electric Demand (MW) |  | 0.027411 | 0.027182 | 0.026966 | 0.026766 | 0.026581 | 0.026411 | 0.026255 | 0.026113 | 0.025985 | 0.025869 | 0.025765 | 0.025672
No | PG&E | Res | HVAC | 2022 T-24: SFA - Prescriptive duct sealing | Possible | Electric Demand (MW) |  | 0.31282 | 0.3095 | 0.30679 | 0.30458 | 0.30279 | 0.30134 | 0.30017 | 0.29923 | 0.29848 | 0.29787 | 0.29738 | 0.29699
No | PG&E | Res | HVAC | 2025 T-24: Single Family HVAC - Supplemental Heating Combined (New Construction + Additions) | Possible | Electric Demand (MW) |  | 0.089823 | 0.17814 | 0.1781 | 0.17806 | 0.17801 | 0.17797 | 0.17793 | 0.17789 | 0.17785 | 0.1778 | 0.17776 | 0.17772
No | SCE | Res | HVAC | 2005 T-24: Duct improvement | On-the-books | Electric Demand (MW) | 0 | 0 | 0 | 0 | 0 | 0 | 0 | 0 | 0 | 0 | 0 | 0 | 0
No | SCE | Res | HVAC | Fed Appliance: Residential Central AC, Heat Pumps and Furnaces | On-the-books | Electric Demand (MW) | 1.0935 | 1.0718 | 1.0538 | 1.0392 | 1.0272 | 1.0176 | 1.0064 | 0.99623 | 0.15031 | 0.14873 | 0.1471 | 0.1455 | 0.14388
No | SCE | Res | HVAC | Fed Appliance: Residential Room AC | On-the-books | Electric Demand (MW) | 0.6094 | 0.12534 | 0.12314 | 0.12134 | 0.11989 | 0.11871 | 0.11734 | 0.1161 | 0.11477 | 0.11351 | 0.1122 | 0.11092 | 0.10962
No | SCE | Res | HVAC | 2016 T-20: Air Filter Labeling | On-the-books | Electric Demand (MW) | 0.0010008 | 0.00099723 | 0.00099439 | 0.00099212 | 0.00099032 | 0.00098888 | 0.00098774 | 0.00098684 | 0.00098613 | 0.00098556 | 0.00098512 | 0.00098477 | 0.00098449
No | SCE | Res | HVAC | 2024 T-20: Air Filter Labeling | On-the-books | Electric Demand (MW) | 0.027892 | 0.028063 | 0.028233 | 0.028403 | 0.028574 | 0.028744 | 0.028744 | 0.028744 | 0.028744 | 0.028744 | 0.028744 | 0.028744 | 0.028744
No | SCE | Res | HVAC | 2019-21 Fed App: Ceiling Fans | On-the-books | Electric Demand (MW) | 0.00072186 | 0.00070783 | 0.0006947 | 0.00068219 | 0.00067474 | 0.00067017 | 0.00066045 | 0.00065216 | 0.00056279 | 7.7505e-05 | 7.6893e-05 | 7.6378e-05 | 7.5945e-05
No | SCE | Res | HVAC | 2019-21 Fed App: Dehumidifiers | On-the-books | Electric Demand (MW) |  | 0.22142 | 0.21496 | 0.20828 | 0.20115 | 0.11585 | 0.027792 | 0.026537 | 0.025402 | 0.024375 | 0.023446 | 0.022605 | 0.021844
No | SCE | Res | HVAC | 2022 T-24: MFA - Restructuring - Airflow and Fan Watt Draw | On-the-books | Electric Demand (MW) | 0.15133 | 0.15081 | 0.15039 | 0.15007 | 0.14981 | 0.14961 | 0.14945 | 0.14932 | 0.14923 | 0.14915 | 0.14909 | 0.14905 | 0.14901
No | SCE | Res | HVAC | 2022 T-24: MFA - Restructuring - Duct Sealing and Testing | On-the-books | Electric Demand (MW) | 0.019476 | 0.019407 | 0.019343 | 0.019284 | 0.019229 | 0.019179 | 0.019132 | 0.019089 | 0.01905 | 0.019013 | 0.01898 | 0.018949 | 0.018921
No | SCE | Res | HVAC | 2022 T-24: MFA - Restructuring - Refrigerant Charge Verification | On-the-books | Electric Demand (MW) | 0.13979 | 0.13717 | 0.13461 | 0.13213 | 0.12973 | 0.12743 | 0.12523 | 0.12313 | 0.12114 | 0.11926 | 0.1175 | 0.11584 | 0.11429
No | SCE | Res | HVAC | 2022 T-24: MFNC - Indoor Air Quality - Central Ventilation Duct Sealing | On-the-books | Electric Demand (MW) | 0.11634 | 0.11498 | 0.11364 | 0.11234 | 0.11107 | 0.10985 | 0.10867 | 0.10755 | 0.10648 | 0.10546 | 0.1045 | 0.1036 | 0.10275
No | SCE | Res | HVAC | 2022 T-24: MFNC - Indoor Air Quality - Heat or Energy Recovery Ventilator | On-the-books | Electric Demand (MW) | 0.17667 | 0.1746 | 0.17257 | 0.17058 | 0.16866 | 0.1668 | 0.16502 | 0.16331 | 0.16169 | 0.16014 | 0.15869 | 0.15732 | 0.15603
No | SCE | Res | HVAC | 2022 T-24: MFNC - Restructuring - Airflow and Fan Watt Draw | On-the-books | Electric Demand (MW) | 0.06756 | 0.067326 | 0.06714 | 0.066994 | 0.066879 | 0.066788 | 0.066718 | 0.066662 | 0.066619 | 0.066586 | 0.06656 | 0.066539 | 0.066523
No | SCE | Res | HVAC | 2022 T-24: MFNC - Restructuring - Refrigerant Charge Verification | On-the-books | Electric Demand (MW) | 0.040666 | 0.039903 | 0.039159 | 0.038437 | 0.03774 | 0.03707 | 0.036429 | 0.035819 | 0.03524 | 0.034694 | 0.03418 | 0.033699 | 0.033249
No | SCE | Res | HVAC | 2025 T-24: Multifamily IAQ - Compartmentalization and Balanced or supply-only ventilation (New Construction + Additions) | On-the-books | Electric Demand (MW) | 0 | 0.0065107 | 0.025772 | 0.02571 | 0.025644 | 0.025575 | 0.025503 | 0.025428 | 0.025349 | 0.025267 | 0.025182 | 0.025094 | 0.025002
No | SCE | Res | HVAC | 2025 T-24: Multifamily Restructuring - Central Ventilation Shaft Sealing (New Construction + Additions) | On-the-books | Electric Demand (MW) | 0 | 0.00014737 | 0.00056804 | 0.00055138 | 0.00053472 | 0.00051808 | 0.00050151 | 0.00048503 | 0.00046867 | 0.00045245 | 0.00043641 | 0.00042057 | 0.00040496
No | SCE | Res | HVAC | 2019 T-24: RA(MF)-MECH-Quality HVAC | On-the-books | Electric Demand (MW) |  | 0.0050471 | 0.0046556 | 0.0042141 | 0.0037358 | 0.0032394 | 0.0027465 | 0.0022785 | 0.0018523 | 0.0014788 | 0.0011623 | 0.00090175 | 0.00069222
No | SCE | Res | HVAC | 2019 T-24: RA(SF)-MECH-Quality HVAC | On-the-books | Electric Demand (MW) |  | 0.0087936 | 0.0081114 | 0.0073423 | 0.0065089 | 0.0056439 | 0.0047853 | 0.0039698 | 0.0032272 | 0.0025765 | 0.0020251 | 0.0015711 | 0.0012061
No | SCE | Res | HVAC | 2019-21 Fed App: Residential boilers - gas-fired hot water and electric hot water | On-the-books | Electric Demand (MW) |  | 0.00030653 | 0.00030488 | 0.00030394 | 0.00030401 | 0.00030391 | 0.00030305 | 0.00030231 | 0.00030167 | 0.00030112 | 0.00030065 | 0.00030025 | 0.00029992
No | SCE | Res | HVAC | 2019-21 Fed App: Residential boilers - gas-fired steam and electric steam | On-the-books | Electric Demand (MW) |  | 1.5359e-05 | 1.441e-05 | 1.3555e-05 | 1.288e-05 | 1.2199e-05 | 1.168e-05 | 1.123e-05 | 1.0841e-05 | 1.0507e-05 | 1.0222e-05 | 9.9802e-06 | 9.7749e-06
No | SCE | Res | HVAC | 2022-24 Fed App: Residential central AC & HP | On-the-books | Electric Demand (MW) |  | 17.5068 | 17.1841 | 16.8579 | 16.6567 | 16.5219 | 16.1706 | 15.8653 | 15.6018 | 15.3756 | 15.1825 | 15.0183 | 14.8793
No | SCE | Res | HVAC | 2019-21 Fed App: Residential furnace fans | On-the-books | Electric Demand (MW) |  | 0.98163 | 0.9858 | 0.98976 | 0.99565 | 1.0027 | 1.0027 | 1.0027 | 1.0026 | 1.0026 | 1.0026 | 1.0026 | 1.0026
No | SCE | Res | HVAC | 2025 T-24: Residential HVAC Performance - Multifamily Design (Alterations) | On-the-books | Electric Demand (MW) |  | 0.015172 | 0.016576 | 0.016572 | 0.016568 | 0.016564 | 0.016561 | 0.016557 | 0.016553 | 0.016549 | 0.016545 | 0.016541 | 0.016537
No | SCE | Res | HVAC | 2025 T-24: Residential HVAC Performance - Refrigerant Charge Verification (Alterations) | On-the-books | Electric Demand (MW) |  | 0.056335 | 0.061535 | 0.061507 | 0.061478 | 0.06145 | 0.061421 | 0.061392 | 0.061363 | 0.061334 | 0.061305 | 0.061275 | 0.061246
No | SCE | Res | HVAC | 2025 T-24: Residential HVAC Performance - Refrigerant Charge Verification (New Construction + Additions) | On-the-books | Electric Demand (MW) |  | 0.0099312 | 0.019691 | 0.019682 | 0.019673 | 0.019664 | 0.019655 | 0.019645 | 0.019636 | 0.019627 | 0.019617 | 0.019608 | 0.019599
No | SCE | Res | HVAC | 2025 T-24: Residential HVAC Performance - Single Family Defrost (Alterations) | On-the-books | Electric Demand (MW) |  | 0.2156 | 0.23551 | 0.23541 | 0.23531 | 0.23521 | 0.2351 | 0.235 | 0.2349 | 0.2348 | 0.23469 | 0.23459 | 0.23449
No | SCE | Res | HVAC | 2025 T-24: Residential HVAC Performance - Single Family Defrost (New Construction + Additions) | On-the-books | Electric Demand (MW) |  | 0.054526 | 0.10812 | 0.10807 | 0.10802 | 0.10798 | 0.10793 | 0.10788 | 0.10784 | 0.10779 | 0.10774 | 0.10769 | 0.10765
No | SCE | Res | HVAC | 2025 T-24: Residential HVAC Performance - Single Family Design (Alterations) | On-the-books | Electric Demand (MW) |  | 0.0008577 | 0.00093709 | 0.00093687 | 0.00093664 | 0.00093642 | 0.0009362 | 0.00093598 | 0.00093576 | 0.00093553 | 0.00093531 | 0.00093509 | 0.00093486
No | SCE | Res | HVAC | 2025 T-24: Residential HVAC Performance - Single Family Design (New Construction + Additions) | On-the-books | Electric Demand (MW) |  | 0.00031342 | 0.00062157 | 0.00062143 | 0.00062128 | 0.00062114 | 0.00062099 | 0.00062084 | 0.00062069 | 0.00062055 | 0.0006204 | 0.00062025 | 0.0006201
No | SCE | Res | HVAC | 2019 T-24: RNC(MF)-MECH-Quality HVAC | On-the-books | Electric Demand (MW) |  | 0.20102 | 0.18542 | 0.16784 | 0.14879 | 0.12902 | 0.10939 | 0.090748 | 0.073773 | 0.058897 | 0.046293 | 0.035915 | 0.02757
No | SCE | Res | HVAC | 2019 T-24: RNC(SF)-MECH-Quality HVAC | On-the-books | Electric Demand (MW) |  | 0.51819 | 0.47799 | 0.43266 | 0.38356 | 0.33259 | 0.28199 | 0.23393 | 0.19017 | 0.15183 | 0.11934 | 0.092583 | 0.07107
No | SCE | Res | HVAC | 2022 T-24: SFA - Electric resistance space heating | On-the-books | Electric Demand (MW) |  | 0.011851 | 0.011568 | 0.011258 | 0.010919 | 0.010553 | 0.010163 | 0.0097533 | 0.0093276 | 0.0088919 | 0.0084521 | 0.0080147 | 0.0075859
No | SCE | Res | HVAC | 2022 T-24: SFA - Prescriptive duct insulation | On-the-books | Electric Demand (MW) |  | 0.02122 | 0.021042 | 0.020875 | 0.02072 | 0.020577 | 0.020445 | 0.020324 | 0.020215 | 0.020116 | 0.020026 | 0.019945 | 0.019873
No | SCE | Res | HVAC | 2022 T-24: SFA - Prescriptive duct sealing | On-the-books | Electric Demand (MW) |  | 0.24216 | 0.23959 | 0.23749 | 0.23578 | 0.23439 | 0.23327 | 0.23237 | 0.23164 | 0.23105 | 0.23058 | 0.23021 | 0.2299
No | SCE | Res | HVAC | 2025 T-24: Single Family HVAC - Supplemental Heating Combined (New Construction + Additions) | On-the-books | Electric Demand (MW) |  | 0.069534 | 0.1379 | 0.13787 | 0.13784 | 0.1378 | 0.13777 | 0.13774 | 0.13771 | 0.13767 | 0.13764 | 0.13761 | 0.13757
No | SCE | Res | HVAC | 2005 T-24: Duct improvement | Expected | Electric Demand (MW) | 0 | 0 | 0 | 0 | 0 | 0 | 0 | 0 | 0 | 0 | 0 | 0 | 0
No | SCE | Res | HVAC | Fed Appliance: Residential Central AC, Heat Pumps and Furnaces | Expected | Electric Demand (MW) | 1.0935 | 1.0718 | 1.0538 | 1.0392 | 1.0272 | 1.0176 | 1.0064 | 0.99623 | 0.15031 | 0.14873 | 0.1471 | 0.1455 | 0.14388
No | SCE | Res | HVAC | Fed Appliance: Residential Room AC | Expected | Electric Demand (MW) | 0.6094 | 0.12534 | 0.12314 | 0.12134 | 0.11989 | 0.11871 | 0.11734 | 0.1161 | 0.11477 | 0.11351 | 0.1122 | 0.11092 | 0.10962
No | SCE | Res | HVAC | 2016 T-20: Air Filter Labeling | Expected | Electric Demand (MW) | 0.0010008 | 0.00099723 | 0.00099439 | 0.00099212 | 0.00099032 | 0.00098888 | 0.00098774 | 0.00098684 | 0.00098613 | 0.00098556 | 0.00098512 | 0.00098477 | 0.00098449
No | SCE | Res | HVAC | 2024 T-20: Air Filter Labeling | Expected | Electric Demand (MW) | 0.027892 | 0.028063 | 0.028233 | 0.028403 | 0.028574 | 0.028744 | 0.028744 | 0.028744 | 0.028744 | 0.028744 | 0.028744 | 0.028744 | 0.028744
No | SCE | Res | HVAC | 2019-21 Fed App: Ceiling Fans | Expected | Electric Demand (MW) | 0.00072186 | 0.00070783 | 0.0006947 | 0.00068219 | 0.00067474 | 0.00067017 | 0.00066045 | 0.00065216 | 0.00056279 | 7.7505e-05 | 7.6893e-05 | 7.6378e-05 | 7.5945e-05
No | SCE | Res | HVAC | 2019-21 Fed App: Dehumidifiers | Expected | Electric Demand (MW) |  | 0.22142 | 0.21496 | 0.20828 | 0.20115 | 0.11585 | 0.027792 | 0.026537 | 0.025402 | 0.024375 | 0.023446 | 0.022605 | 0.021844
No | SCE | Res | HVAC | 2022 T-24: MFA - Restructuring - Airflow and Fan Watt Draw | Expected | Electric Demand (MW) | 0.15133 | 0.15081 | 0.15039 | 0.15007 | 0.14981 | 0.14961 | 0.14945 | 0.14932 | 0.14923 | 0.14915 | 0.14909 | 0.14905 | 0.14901
No | SCE | Res | HVAC | 2022 T-24: MFA - Restructuring - Duct Sealing and Testing | Expected | Electric Demand (MW) | 0.019476 | 0.019407 | 0.019343 | 0.019284 | 0.019229 | 0.019179 | 0.019132 | 0.019089 | 0.01905 | 0.019013 | 0.01898 | 0.018949 | 0.018921
No | SCE | Res | HVAC | 2022 T-24: MFA - Restructuring - Refrigerant Charge Verification | Expected | Electric Demand (MW) | 0.13979 | 0.13717 | 0.13461 | 0.13213 | 0.12973 | 0.12743 | 0.12523 | 0.12313 | 0.12114 | 0.11926 | 0.1175 | 0.11584 | 0.11429
No | SCE | Res | HVAC | 2022 T-24: MFNC - Indoor Air Quality - Central Ventilation Duct Sealing | Expected | Electric Demand (MW) | 0.11634 | 0.11498 | 0.11364 | 0.11234 | 0.11107 | 0.10985 | 0.10867 | 0.10755 | 0.10648 | 0.10546 | 0.1045 | 0.1036 | 0.10275
No | SCE | Res | HVAC | 2022 T-24: MFNC - Indoor Air Quality - Heat or Energy Recovery Ventilator | Expected | Electric Demand (MW) | 0.17667 | 0.1746 | 0.17257 | 0.17058 | 0.16866 | 0.1668 | 0.16502 | 0.16331 | 0.16169 | 0.16014 | 0.15869 | 0.15732 | 0.15603
No | SCE | Res | HVAC | 2022 T-24: MFNC - Restructuring - Airflow and Fan Watt Draw | Expected | Electric Demand (MW) | 0.06756 | 0.067326 | 0.06714 | 0.066994 | 0.066879 | 0.066788 | 0.066718 | 0.066662 | 0.066619 | 0.066586 | 0.06656 | 0.066539 | 0.066523
No | SCE | Res | HVAC | 2022 T-24: MFNC - Restructuring - Refrigerant Charge Verification | Expected | Electric Demand (MW) | 0.040666 | 0.039903 | 0.039159 | 0.038437 | 0.03774 | 0.03707 | 0.036429 | 0.035819 | 0.03524 | 0.034694 | 0.03418 | 0.033699 | 0.033249
No | SCE | Res | HVAC | 2025 T-24: Multifamily IAQ - Compartmentalization and Balanced or supply-only ventilation (New Construction + Additions) | Expected | Electric Demand (MW) | 0 | 0.0065107 | 0.025772 | 0.02571 | 0.025644 | 0.025575 | 0.025503 | 0.025428 | 0.025349 | 0.025267 | 0.025182 | 0.025094 | 0.025002
No | SCE | Res | HVAC | 2025 T-24: Multifamily Restructuring - Central Ventilation Shaft Sealing (New Construction + Additions) | Expected | Electric Demand (MW) | 0 | 0.00014737 | 0.00056804 | 0.00055138 | 0.00053472 | 0.00051808 | 0.00050151 | 0.00048503 | 0.00046867 | 0.00045245 | 0.00043641 | 0.00042057 | 0.00040496
No | SCE | Res | HVAC | 2019 T-24: RA(MF)-MECH-Quality HVAC | Expected | Electric Demand (MW) |  | 0.0050471 | 0.0046556 | 0.0042141 | 0.0037358 | 0.0032394 | 0.0027465 | 0.0022785 | 0.0018523 | 0.0014788 | 0.0011623 | 0.00090175 | 0.00069222
No | SCE | Res | HVAC | 2019 T-24: RA(SF)-MECH-Quality HVAC | Expected | Electric Demand (MW) |  | 0.0087936 | 0.0081114 | 0.0073423 | 0.0065089 | 0.0056439 | 0.0047853 | 0.0039698 | 0.0032272 | 0.0025765 | 0.0020251 | 0.0015711 | 0.0012061
No | SCE | Res | HVAC | 2019-21 Fed App: Residential boilers - gas-fired hot water and electric hot water | Expected | Electric Demand (MW) |  | 0.00030653 | 0.00030488 | 0.00030394 | 0.00030401 | 0.00030391 | 0.00030305 | 0.00030231 | 0.00030167 | 0.00030112 | 0.00030065 | 0.00030025 | 0.00029992
No | SCE | Res | HVAC | 2019-21 Fed App: Residential boilers - gas-fired steam and electric steam | Expected | Electric Demand (MW) |  | 1.5359e-05 | 1.441e-05 | 1.3555e-05 | 1.288e-05 | 1.2199e-05 | 1.168e-05 | 1.123e-05 | 1.0841e-05 | 1.0507e-05 | 1.0222e-05 | 9.9802e-06 | 9.7749e-06
No | SCE | Res | HVAC | 2022-24 Fed App: Residential central AC & HP | Expected | Electric Demand (MW) |  | 17.5068 | 17.1841 | 16.8579 | 16.6567 | 16.5219 | 16.1706 | 15.8653 | 15.6018 | 15.3756 | 15.1825 | 15.0183 | 14.8793
No | SCE | Res | HVAC | 2019-21 Fed App: Residential furnace fans | Expected | Electric Demand (MW) |  | 0.98163 | 0.9858 | 0.98976 | 0.99565 | 1.0027 | 1.0027 | 1.0027 | 1.0026 | 1.0026 | 1.0026 | 1.0026 | 1.0026
No | SCE | Res | HVAC | 2025 T-24: Residential HVAC Performance - Multifamily Design (Alterations) | Expected | Electric Demand (MW) |  | 0.015172 | 0.016576 | 0.016572 | 0.016568 | 0.016564 | 0.016561 | 0.016557 | 0.016553 | 0.016549 | 0.016545 | 0.016541 | 0.016537
No | SCE | Res | HVAC | 2025 T-24: Residential HVAC Performance - Refrigerant Charge Verification (Alterations) | Expected | Electric Demand (MW) |  | 0.056335 | 0.061535 | 0.061507 | 0.061478 | 0.06145 | 0.061421 | 0.061392 | 0.061363 | 0.061334 | 0.061305 | 0.061275 | 0.061246
No | SCE | Res | HVAC | 2025 T-24: Residential HVAC Performance - Refrigerant Charge Verification (New Construction + Additions) | Expected | Electric Demand (MW) |  | 0.0099312 | 0.019691 | 0.019682 | 0.019673 | 0.019664 | 0.019655 | 0.019645 | 0.019636 | 0.019627 | 0.019617 | 0.019608 | 0.019599
No | SCE | Res | HVAC | 2025 T-24: Residential HVAC Performance - Single Family Defrost (Alterations) | Expected | Electric Demand (MW) |  | 0.2156 | 0.23551 | 0.23541 | 0.23531 | 0.23521 | 0.2351 | 0.235 | 0.2349 | 0.2348 | 0.23469 | 0.23459 | 0.23449
No | SCE | Res | HVAC | 2025 T-24: Residential HVAC Performance - Single Family Defrost (New Construction + Additions) | Expected | Electric Demand (MW) |  | 0.054526 | 0.10812 | 0.10807 | 0.10802 | 0.10798 | 0.10793 | 0.10788 | 0.10784 | 0.10779 | 0.10774 | 0.10769 | 0.10765
No | SCE | Res | HVAC | 2025 T-24: Residential HVAC Performance - Single Family Design (Alterations) | Expected | Electric Demand (MW) |  | 0.0008577 | 0.00093709 | 0.00093687 | 0.00093664 | 0.00093642 | 0.0009362 | 0.00093598 | 0.00093576 | 0.00093553 | 0.00093531 | 0.00093509 | 0.00093486
No | SCE | Res | HVAC | 2025 T-24: Residential HVAC Performance - Single Family Design (New Construction + Additions) | Expected | Electric Demand (MW) |  | 0.00031342 | 0.00062157 | 0.00062143 | 0.00062128 | 0.00062114 | 0.00062099 | 0.00062084 | 0.00062069 | 0.00062055 | 0.0006204 | 0.00062025 | 0.0006201
No | SCE | Res | HVAC | 2019 T-24: RNC(MF)-MECH-Quality HVAC | Expected | Electric Demand (MW) |  | 0.20102 | 0.18542 | 0.16784 | 0.14879 | 0.12902 | 0.10939 | 0.090748 | 0.073773 | 0.058897 | 0.046293 | 0.035915 | 0.02757
No | SCE | Res | HVAC | 2019 T-24: RNC(SF)-MECH-Quality HVAC | Expected | Electric Demand (MW) |  | 0.51819 | 0.47799 | 0.43266 | 0.38356 | 0.33259 | 0.28199 | 0.23393 | 0.19017 | 0.15183 | 0.11934 | 0.092583 | 0.07107
No | SCE | Res | HVAC | 2022 T-24: SFA - Electric resistance space heating | Expected | Electric Demand (MW) |  | 0.011851 | 0.011568 | 0.011258 | 0.010919 | 0.010553 | 0.010163 | 0.0097533 | 0.0093276 | 0.0088919 | 0.0084521 | 0.0080147 | 0.0075859
No | SCE | Res | HVAC | 2022 T-24: SFA - Prescriptive duct insulation | Expected | Electric Demand (MW) |  | 0.02122 | 0.021042 | 0.020875 | 0.02072 | 0.020577 | 0.020445 | 0.020324 | 0.020215 | 0.020116 | 0.020026 | 0.019945 | 0.019873
No | SCE | Res | HVAC | 2022 T-24: SFA - Prescriptive duct sealing | Expected | Electric Demand (MW) |  | 0.24216 | 0.23959 | 0.23749 | 0.23578 | 0.23439 | 0.23327 | 0.23237 | 0.23164 | 0.23105 | 0.23058 | 0.23021 | 0.2299
No | SCE | Res | HVAC | 2025 T-24: Single Family HVAC - Supplemental Heating Combined (New Construction + Additions) | Expected | Electric Demand (MW) |  | 0.069534 | 0.1379 | 0.13787 | 0.13784 | 0.1378 | 0.13777 | 0.13774 | 0.13771 | 0.13767 | 0.13764 | 0.13761 | 0.13757
No | SCE | Res | HVAC | 2005 T-24: Duct improvement | Possible | Electric Demand (MW) | 0 | 0 | 0 | 0 | 0 | 0 | 0 | 0 | 0 | 0 | 0 | 0 | 0
No | SCE | Res | HVAC | Fed Appliance: Residential Central AC, Heat Pumps and Furnaces | Possible | Electric Demand (MW) | 1.0935 | 1.0718 | 1.0538 | 1.0392 | 1.0272 | 1.0176 | 1.0064 | 0.99623 | 0.15031 | 0.14873 | 0.1471 | 0.1455 | 0.14388
No | SCE | Res | HVAC | Fed Appliance: Residential Room AC | Possible | Electric Demand (MW) | 0.6094 | 0.12534 | 0.12314 | 0.12134 | 0.11989 | 0.11871 | 0.11734 | 0.1161 | 0.11477 | 0.11351 | 0.1122 | 0.11092 | 0.10962
No | SCE | Res | HVAC | 2016 T-20: Air Filter Labeling | Possible | Electric Demand (MW) | 0.0010008 | 0.00099723 | 0.00099439 | 0.00099212 | 0.00099032 | 0.00098888 | 0.00098774 | 0.00098684 | 0.00098613 | 0.00098556 | 0.00098512 | 0.00098477 | 0.00098449
No | SCE | Res | HVAC | 2024 T-20: Air Filter Labeling | Possible | Electric Demand (MW) | 0.027892 | 0.028063 | 0.028233 | 0.028403 | 0.028574 | 0.028744 | 0.028744 | 0.028744 | 0.028744 | 0.028744 | 0.028744 | 0.028744 | 0.028744
No | SCE | Res | HVAC | 2019-21 Fed App: Ceiling Fans | Possible | Electric Demand (MW) | 0.00072186 | 0.00070783 | 0.0006947 | 0.00068219 | 0.00067474 | 0.00067017 | 0.00066045 | 0.00065216 | 0.00056279 | 7.7505e-05 | 7.6893e-05 | 7.6378e-05 | 7.5945e-05
No | SCE | Res | HVAC | 2019-21 Fed App: Dehumidifiers | Possible | Electric Demand (MW) |  | 0.22142 | 0.21496 | 0.20828 | 0.20115 | 0.11585 | 0.027792 | 0.026537 | 0.025402 | 0.024375 | 0.023446 | 0.022605 | 0.021844
No | SCE | Res | HVAC | 2022 T-24: MFA - Restructuring - Airflow and Fan Watt Draw | Possible | Electric Demand (MW) | 0.15133 | 0.15081 | 0.15039 | 0.15007 | 0.14981 | 0.14961 | 0.14945 | 0.14932 | 0.14923 | 0.14915 | 0.14909 | 0.14905 | 0.14901
No | SCE | Res | HVAC | 2022 T-24: MFA - Restructuring - Duct Sealing and Testing | Possible | Electric Demand (MW) | 0.019476 | 0.019407 | 0.019343 | 0.019284 | 0.019229 | 0.019179 | 0.019132 | 0.019089 | 0.01905 | 0.019013 | 0.01898 | 0.018949 | 0.018921
No | SCE | Res | HVAC | 2022 T-24: MFA - Restructuring - Refrigerant Charge Verification | Possible | Electric Demand (MW) | 0.13979 | 0.13717 | 0.13461 | 0.13213 | 0.12973 | 0.12743 | 0.12523 | 0.12313 | 0.12114 | 0.11926 | 0.1175 | 0.11584 | 0.11429
No | SCE | Res | HVAC | 2022 T-24: MFNC - Indoor Air Quality - Central Ventilation Duct Sealing | Possible | Electric Demand (MW) | 0.11634 | 0.11498 | 0.11364 | 0.11234 | 0.11107 | 0.10985 | 0.10867 | 0.10755 | 0.10648 | 0.10546 | 0.1045 | 0.1036 | 0.10275
No | SCE | Res | HVAC | 2022 T-24: MFNC - Indoor Air Quality - Heat or Energy Recovery Ventilator | Possible | Electric Demand (MW) | 0.17667 | 0.1746 | 0.17257 | 0.17058 | 0.16866 | 0.1668 | 0.16502 | 0.16331 | 0.16169 | 0.16014 | 0.15869 | 0.15732 | 0.15603
No | SCE | Res | HVAC | 2022 T-24: MFNC - Restructuring - Airflow and Fan Watt Draw | Possible | Electric Demand (MW) | 0.06756 | 0.067326 | 0.06714 | 0.066994 | 0.066879 | 0.066788 | 0.066718 | 0.066662 | 0.066619 | 0.066586 | 0.06656 | 0.066539 | 0.066523
No | SCE | Res | HVAC | 2022 T-24: MFNC - Restructuring - Refrigerant Charge Verification | Possible | Electric Demand (MW) | 0.040666 | 0.039903 | 0.039159 | 0.038437 | 0.03774 | 0.03707 | 0.036429 | 0.035819 | 0.03524 | 0.034694 | 0.03418 | 0.033699 | 0.033249
No | SCE | Res | HVAC | 2025 T-24: Multifamily IAQ - Compartmentalization and Balanced or supply-only ventilation (New Construction + Additions) | Possible | Electric Demand (MW) | 0 | 0.0065107 | 0.025772 | 0.02571 | 0.025644 | 0.025575 | 0.025503 | 0.025428 | 0.025349 | 0.025267 | 0.025182 | 0.025094 | 0.025002
No | SCE | Res | HVAC | 2025 T-24: Multifamily Restructuring - Central Ventilation Shaft Sealing (New Construction + Additions) | Possible | Electric Demand (MW) | 0 | 0.00014737 | 0.00056804 | 0.00055138 | 0.00053472 | 0.00051808 | 0.00050151 | 0.00048503 | 0.00046867 | 0.00045245 | 0.00043641 | 0.00042057 | 0.00040496
No | SCE | Res | HVAC | 2019 T-24: RA(MF)-MECH-Quality HVAC | Possible | Electric Demand (MW) |  | 0.0050471 | 0.0046556 | 0.0042141 | 0.0037358 | 0.0032394 | 0.0027465 | 0.0022785 | 0.0018523 | 0.0014788 | 0.0011623 | 0.00090175 | 0.00069222
No | SCE | Res | HVAC | 2019 T-24: RA(SF)-MECH-Quality HVAC | Possible | Electric Demand (MW) |  | 0.0087936 | 0.0081114 | 0.0073423 | 0.0065089 | 0.0056439 | 0.0047853 | 0.0039698 | 0.0032272 | 0.0025765 | 0.0020251 | 0.0015711 | 0.0012061
No | SCE | Res | HVAC | 2019-21 Fed App: Residential boilers - gas-fired hot water and electric hot water | Possible | Electric Demand (MW) |  | 0.00030653 | 0.00030488 | 0.00030394 | 0.00030401 | 0.00030391 | 0.00030305 | 0.00030231 | 0.00030167 | 0.00030112 | 0.00030065 | 0.00030025 | 0.00029992
No | SCE | Res | HVAC | 2019-21 Fed App: Residential boilers - gas-fired steam and electric steam | Possible | Electric Demand (MW) |  | 1.5359e-05 | 1.441e-05 | 1.3555e-05 | 1.288e-05 | 1.2199e-05 | 1.168e-05 | 1.123e-05 | 1.0841e-05 | 1.0507e-05 | 1.0222e-05 | 9.9802e-06 | 9.7749e-06
No | SCE | Res | HVAC | 2022-24 Fed App: Residential central AC & HP | Possible | Electric Demand (MW) |  | 17.5068 | 17.1841 | 16.8579 | 16.6567 | 16.5219 | 16.1706 | 15.8653 | 15.6018 | 15.3756 | 15.1825 | 15.0183 | 14.8793
No | SCE | Res | HVAC | 2019-21 Fed App: Residential furnace fans | Possible | Electric Demand (MW) |  | 0.98163 | 0.9858 | 0.98976 | 0.99565 | 1.0027 | 1.0027 | 1.0027 | 1.0026 | 1.0026 | 1.0026 | 1.0026 | 1.0026
No | SCE | Res | HVAC | 2025 T-24: Residential HVAC Performance - Multifamily Design (Alterations) | Possible | Electric Demand (MW) |  | 0.015172 | 0.016576 | 0.016572 | 0.016568 | 0.016564 | 0.016561 | 0.016557 | 0.016553 | 0.016549 | 0.016545 | 0.016541 | 0.016537
No | SCE | Res | HVAC | 2025 T-24: Residential HVAC Performance - Refrigerant Charge Verification (Alterations) | Possible | Electric Demand (MW) |  | 0.056335 | 0.061535 | 0.061507 | 0.061478 | 0.06145 | 0.061421 | 0.061392 | 0.061363 | 0.061334 | 0.061305 | 0.061275 | 0.061246
No | SCE | Res | HVAC | 2025 T-24: Residential HVAC Performance - Refrigerant Charge Verification (New Construction + Additions) | Possible | Electric Demand (MW) |  | 0.0099312 | 0.019691 | 0.019682 | 0.019673 | 0.019664 | 0.019655 | 0.019645 | 0.019636 | 0.019627 | 0.019617 | 0.019608 | 0.019599
No | SCE | Res | HVAC | 2025 T-24: Residential HVAC Performance - Single Family Defrost (Alterations) | Possible | Electric Demand (MW) |  | 0.2156 | 0.23551 | 0.23541 | 0.23531 | 0.23521 | 0.2351 | 0.235 | 0.2349 | 0.2348 | 0.23469 | 0.23459 | 0.23449
No | SCE | Res | HVAC | 2025 T-24: Residential HVAC Performance - Single Family Defrost (New Construction + Additions) | Possible | Electric Demand (MW) |  | 0.054526 | 0.10812 | 0.10807 | 0.10802 | 0.10798 | 0.10793 | 0.10788 | 0.10784 | 0.10779 | 0.10774 | 0.10769 | 0.10765
No | SCE | Res | HVAC | 2025 T-24: Residential HVAC Performance - Single Family Design (Alterations) | Possible | Electric Demand (MW) |  | 0.0008577 | 0.00093709 | 0.00093687 | 0.00093664 | 0.00093642 | 0.0009362 | 0.00093598 | 0.00093576 | 0.00093553 | 0.00093531 | 0.00093509 | 0.00093486
No | SCE | Res | HVAC | 2025 T-24: Residential HVAC Performance - Single Family Design (New Construction + Additions) | Possible | Electric Demand (MW) |  | 0.00031342 | 0.00062157 | 0.00062143 | 0.00062128 | 0.00062114 | 0.00062099 | 0.00062084 | 0.00062069 | 0.00062055 | 0.0006204 | 0.00062025 | 0.0006201
No | SCE | Res | HVAC | 2019 T-24: RNC(MF)-MECH-Quality HVAC | Possible | Electric Demand (MW) |  | 0.20102 | 0.18542 | 0.16784 | 0.14879 | 0.12902 | 0.10939 | 0.090748 | 0.073773 | 0.058897 | 0.046293 | 0.035915 | 0.02757
No | SCE | Res | HVAC | 2019 T-24: RNC(SF)-MECH-Quality HVAC | Possible | Electric Demand (MW) |  | 0.51819 | 0.47799 | 0.43266 | 0.38356 | 0.33259 | 0.28199 | 0.23393 | 0.19017 | 0.15183 | 0.11934 | 0.092583 | 0.07107
No | SCE | Res | HVAC | 2022 T-24: SFA - Electric resistance space heating | Possible | Electric Demand (MW) |  | 0.011851 | 0.011568 | 0.011258 | 0.010919 | 0.010553 | 0.010163 | 0.0097533 | 0.0093276 | 0.0088919 | 0.0084521 | 0.0080147 | 0.0075859
No | SCE | Res | HVAC | 2022 T-24: SFA - Prescriptive duct insulation | Possible | Electric Demand (MW) |  | 0.02122 | 0.021042 | 0.020875 | 0.02072 | 0.020577 | 0.020445 | 0.020324 | 0.020215 | 0.020116 | 0.020026 | 0.019945 | 0.019873
No | SCE | Res | HVAC | 2022 T-24: SFA - Prescriptive duct sealing | Possible | Electric Demand (MW) |  | 0.24216 | 0.23959 | 0.23749 | 0.23578 | 0.23439 | 0.23327 | 0.23237 | 0.23164 | 0.23105 | 0.23058 | 0.23021 | 0.2299
No | SCE | Res | HVAC | 2025 T-24: Single Family HVAC - Supplemental Heating Combined (New Construction + Additions) | Possible | Electric Demand (MW) |  | 0.069534 | 0.1379 | 0.13787 | 0.13784 | 0.1378 | 0.13777 | 0.13774 | 0.13771 | 0.13767 | 0.13764 | 0.13761 | 0.13757
No | SDG&E | Res | HVAC | 2005 T-24: Duct improvement | On-the-books | Electric Demand (MW) | 0 | 0 | 0 | 0 | 0 | 0 | 0 | 0 | 0 | 0 | 0 | 0 | 0
No | SDG&E | Res | HVAC | Fed Appliance: Residential Central AC, Heat Pumps and Furnaces | On-the-books | Electric Demand (MW) | 0.19361 | 0.18976 | 0.18658 | 0.18399 | 0.18187 | 0.18016 | 0.17818 | 0.17638 | 0.026613 | 0.026332 | 0.026044 | 0.02576 | 0.025473
No | SDG&E | Res | HVAC | Fed Appliance: Residential Room AC | On-the-books | Electric Demand (MW) | 0.10789 | 0.022191 | 0.021802 | 0.021484 | 0.021226 | 0.021017 | 0.020775 | 0.020555 | 0.020321 | 0.020096 | 0.019865 | 0.019638 | 0.019408
No | SDG&E | Res | HVAC | 2016 T-20: Air Filter Labeling | On-the-books | Electric Demand (MW) | 0.00017718 | 0.00017656 | 0.00017606 | 0.00017566 | 0.00017534 | 0.00017508 | 0.00017488 | 0.00017472 | 0.00017459 | 0.00017449 | 0.00017442 | 0.00017435 | 0.00017431
No | SDG&E | Res | HVAC | 2024 T-20: Air Filter Labeling | On-the-books | Electric Demand (MW) | 0.0049384 | 0.0049685 | 0.0049986 | 0.0050288 | 0.005059 | 0.0050892 | 0.0050892 | 0.0050892 | 0.0050892 | 0.0050892 | 0.0050892 | 0.0050892 | 0.0050892
No | SDG&E | Res | HVAC | 2019-21 Fed App: Ceiling Fans | On-the-books | Electric Demand (MW) | 0.00012781 | 0.00012532 | 0.000123 | 0.00012078 | 0.00011946 | 0.00011865 | 0.00011693 | 0.00011547 | 9.9643e-05 | 1.3722e-05 | 1.3614e-05 | 1.3523e-05 | 1.3446e-05
No | SDG&E | Res | HVAC | 2019-21 Fed App: Dehumidifiers | On-the-books | Electric Demand (MW) |  | 0.039203 | 0.038058 | 0.036877 | 0.035614 | 0.020511 | 0.0049205 | 0.0046984 | 0.0044974 | 0.0043156 | 0.0041511 | 0.0040022 | 0.0038675
No | SDG&E | Res | HVAC | 2022 T-24: MFA - Restructuring - Airflow and Fan Watt Draw | On-the-books | Electric Demand (MW) | 0.026794 | 0.026701 | 0.026627 | 0.026569 | 0.026524 | 0.026488 | 0.02646 | 0.026438 | 0.026421 | 0.026407 | 0.026397 | 0.026389 | 0.026383
No | SDG&E | Res | HVAC | 2022 T-24: MFA - Restructuring - Duct Sealing and Testing | On-the-books | Electric Demand (MW) | 0.0034483 | 0.0034361 | 0.0034247 | 0.0034142 | 0.0034046 | 0.0033956 | 0.0033874 | 0.0033798 | 0.0033728 | 0.0033663 | 0.0033604 | 0.0033549 | 0.0033499
No | SDG&E | Res | HVAC | 2022 T-24: MFA - Restructuring - Refrigerant Charge Verification | On-the-books | Electric Demand (MW) | 0.02475 | 0.024286 | 0.023833 | 0.023393 | 0.022969 | 0.022561 | 0.022171 | 0.0218 | 0.021448 | 0.021115 | 0.020803 | 0.02051 | 0.020236
No | SDG&E | Res | HVAC | 2022 T-24: MFNC - Indoor Air Quality - Central Ventilation Duct Sealing | On-the-books | Electric Demand (MW) | 0.020598 | 0.020357 | 0.02012 | 0.019889 | 0.019665 | 0.019448 | 0.01924 | 0.019041 | 0.018852 | 0.018672 | 0.018502 | 0.018342 | 0.018192
No | SDG&E | Res | HVAC | 2022 T-24: MFNC - Indoor Air Quality - Heat or Energy Recovery Ventilator | On-the-books | Electric Demand (MW) | 0.031279 | 0.030912 | 0.030553 | 0.030202 | 0.029862 | 0.029533 | 0.029217 | 0.028914 | 0.028627 | 0.028353 | 0.028096 | 0.027853 | 0.027626
No | SDG&E | Res | HVAC | 2022 T-24: MFNC - Restructuring - Airflow and Fan Watt Draw | On-the-books | Electric Demand (MW) | 0.011962 | 0.01192 | 0.011887 | 0.011861 | 0.011841 | 0.011825 | 0.011812 | 0.011803 | 0.011795 | 0.011789 | 0.011784 | 0.011781 | 0.011778
No | SDG&E | Res | HVAC | 2022 T-24: MFNC - Restructuring - Refrigerant Charge Verification | On-the-books | Electric Demand (MW) | 0.0071999 | 0.0070649 | 0.0069332 | 0.0068054 | 0.0066819 | 0.0065633 | 0.0064498 | 0.0063418 | 0.0062393 | 0.0061426 | 0.0060517 | 0.0059664 | 0.0058868
No | SDG&E | Res | HVAC | 2025 T-24: Multifamily IAQ - Compartmentalization and Balanced or supply-only ventilation (New Construction + Additions) | On-the-books | Electric Demand (MW) | 0 | 0.0011527 | 0.0045629 | 0.0045519 | 0.0045403 | 0.0045282 | 0.0045154 | 0.004502 | 0.0044881 | 0.0044736 | 0.0044585 | 0.0044428 | 0.0044266
No | SDG&E | Res | HVAC | 2025 T-24: Multifamily Restructuring - Central Ventilation Shaft Sealing (New Construction + Additions) | On-the-books | Electric Demand (MW) | 0 | 2.6092e-05 | 0.00010057 | 9.7622e-05 | 9.4672e-05 | 9.1727e-05 | 8.8793e-05 | 8.5875e-05 | 8.2978e-05 | 8.0107e-05 | 7.7267e-05 | 7.4463e-05 | 7.1699e-05
No | SDG&E | Res | HVAC | 2019 T-24: RA(MF)-MECH-Quality HVAC | On-the-books | Electric Demand (MW) |  | 0.0008936 | 0.00082427 | 0.00074611 | 0.00066143 | 0.00057353 | 0.00048628 | 0.00040341 | 0.00032795 | 0.00026182 | 0.00020579 | 0.00015966 | 0.00012256
No | SDG&E | Res | HVAC | 2019 T-24: RA(SF)-MECH-Quality HVAC | On-the-books | Electric Demand (MW) |  | 0.0015569 | 0.0014361 | 0.0013 | 0.0011524 | 0.00099926 | 0.00084724 | 0.00070286 | 0.00057138 | 0.00045617 | 0.00035855 | 0.00027817 | 0.00021353
No | SDG&E | Res | HVAC | 2019-21 Fed App: Residential boilers - gas-fired hot water and electric hot water | On-the-books | Electric Demand (MW) |  | 5.4271e-05 | 5.3978e-05 | 5.3813e-05 | 5.3825e-05 | 5.3807e-05 | 5.3656e-05 | 5.3524e-05 | 5.3411e-05 | 5.3314e-05 | 5.3231e-05 | 5.316e-05 | 5.3101e-05
No | SDG&E | Res | HVAC | 2019-21 Fed App: Residential boilers - gas-fired steam and electric steam | On-the-books | Electric Demand (MW) |  | 2.7192e-06 | 2.5513e-06 | 2.3999e-06 | 2.2805e-06 | 2.1598e-06 | 2.068e-06 | 1.9883e-06 | 1.9194e-06 | 1.8603e-06 | 1.8099e-06 | 1.767e-06 | 1.7307e-06
No | SDG&E | Res | HVAC | 2022-24 Fed App: Residential central AC & HP | On-the-books | Electric Demand (MW) |  | 3.0996 | 3.0425 | 2.9847 | 2.9491 | 2.9252 | 2.863 | 2.809 | 2.7623 | 2.7223 | 2.6881 | 2.659 | 2.6344
No | SDG&E | Res | HVAC | 2019-21 Fed App: Residential furnace fans | On-the-books | Electric Demand (MW) |  | 0.1738 | 0.17454 | 0.17524 | 0.17628 | 0.17753 | 0.17753 | 0.17752 | 0.17752 | 0.17752 | 0.17752 | 0.17752 | 0.17752
No | SDG&E | Res | HVAC | 2025 T-24: Residential HVAC Performance - Multifamily Design (Alterations) | On-the-books | Electric Demand (MW) |  | 0.0026862 | 0.0029348 | 0.0029341 | 0.0029334 | 0.0029327 | 0.0029321 | 0.0029314 | 0.0029307 | 0.00293 | 0.0029293 | 0.0029286 | 0.0029279
No | SDG&E | Res | HVAC | 2025 T-24: Residential HVAC Performance - Refrigerant Charge Verification (Alterations) | On-the-books | Electric Demand (MW) |  | 0.0099741 | 0.010895 | 0.01089 | 0.010885 | 0.01088 | 0.010875 | 0.010869 | 0.010864 | 0.010859 | 0.010854 | 0.010849 | 0.010844
No | SDG&E | Res | HVAC | 2025 T-24: Residential HVAC Performance - Refrigerant Charge Verification (New Construction + Additions) | On-the-books | Electric Demand (MW) |  | 0.0017583 | 0.0034864 | 0.0034847 | 0.0034831 | 0.0034815 | 0.0034799 | 0.0034782 | 0.0034766 | 0.0034749 | 0.0034733 | 0.0034716 | 0.00347
No | SDG&E | Res | HVAC | 2025 T-24: Residential HVAC Performance - Single Family Defrost (Alterations) | On-the-books | Electric Demand (MW) |  | 0.038172 | 0.041697 | 0.041679 | 0.041661 | 0.041643 | 0.041625 | 0.041607 | 0.041589 | 0.041571 | 0.041553 | 0.041534 | 0.041516
No | SDG&E | Res | HVAC | 2025 T-24: Residential HVAC Performance - Single Family Defrost (New Construction + Additions) | On-the-books | Electric Demand (MW) |  | 0.0096538 | 0.019142 | 0.019134 | 0.019126 | 0.019117 | 0.019109 | 0.019101 | 0.019093 | 0.019084 | 0.019076 | 0.019067 | 0.019059
No | SDG&E | Res | HVAC | 2025 T-24: Residential HVAC Performance - Single Family Design (Alterations) | On-the-books | Electric Demand (MW) |  | 0.00015186 | 0.00016591 | 0.00016587 | 0.00016583 | 0.00016579 | 0.00016576 | 0.00016572 | 0.00016568 | 0.00016564 | 0.0001656 | 0.00016556 | 0.00016552
No | SDG&E | Res | HVAC | 2025 T-24: Residential HVAC Performance - Single Family Design (New Construction + Additions) | On-the-books | Electric Demand (MW) |  | 5.549e-05 | 0.00011005 | 0.00011002 | 0.00011 | 0.00010997 | 0.00010995 | 0.00010992 | 0.00010989 | 0.00010987 | 0.00010984 | 0.00010982 | 0.00010979
No | SDG&E | Res | HVAC | 2019 T-24: RNC(MF)-MECH-Quality HVAC | On-the-books | Electric Demand (MW) |  | 0.03559 | 0.032829 | 0.029716 | 0.026343 | 0.022843 | 0.019368 | 0.016067 | 0.013062 | 0.010428 | 0.0081962 | 0.0063588 | 0.0048813
No | SDG&E | Res | HVAC | 2019 T-24: RNC(SF)-MECH-Quality HVAC | On-the-books | Electric Demand (MW) |  | 0.091746 | 0.084628 | 0.076603 | 0.067909 | 0.058884 | 0.049926 | 0.041418 | 0.03367 | 0.026881 | 0.021128 | 0.016392 | 0.012583
No | SDG&E | Res | HVAC | 2022 T-24: SFA - Electric resistance space heating | On-the-books | Electric Demand (MW) |  | 0.0020981 | 0.0020482 | 0.0019932 | 0.0019332 | 0.0018684 | 0.0017994 | 0.0017268 | 0.0016515 | 0.0015743 | 0.0014965 | 0.001419 | 0.0013431
No | SDG&E | Res | HVAC | 2022 T-24: SFA - Prescriptive duct insulation | On-the-books | Electric Demand (MW) |  | 0.003757 | 0.0037254 | 0.0036959 | 0.0036685 | 0.0036431 | 0.0036198 | 0.0035984 | 0.003579 | 0.0035615 | 0.0035456 | 0.0035314 | 0.0035186
No | SDG&E | Res | HVAC | 2022 T-24: SFA - Prescriptive duct sealing | On-the-books | Electric Demand (MW) |  | 0.042875 | 0.042419 | 0.042047 | 0.041745 | 0.041499 | 0.041301 | 0.041141 | 0.041012 | 0.040908 | 0.040825 | 0.040758 | 0.040705
No | SDG&E | Res | HVAC | 2025 T-24: Single Family HVAC - Supplemental Heating Combined (New Construction + Additions) | On-the-books | Electric Demand (MW) |  | 0.012311 | 0.024416 | 0.02441 | 0.024404 | 0.024398 | 0.024392 | 0.024387 | 0.024381 | 0.024375 | 0.024369 | 0.024363 | 0.024358
No | SDG&E | Res | HVAC | 2005 T-24: Duct improvement | Expected | Electric Demand (MW) | 0 | 0 | 0 | 0 | 0 | 0 | 0 | 0 | 0 | 0 | 0 | 0 | 0
No | SDG&E | Res | HVAC | Fed Appliance: Residential Central AC, Heat Pumps and Furnaces | Expected | Electric Demand (MW) | 0.19361 | 0.18976 | 0.18658 | 0.18399 | 0.18187 | 0.18016 | 0.17818 | 0.17638 | 0.026613 | 0.026332 | 0.026044 | 0.02576 | 0.025473
No | SDG&E | Res | HVAC | Fed Appliance: Residential Room AC | Expected | Electric Demand (MW) | 0.10789 | 0.022191 | 0.021802 | 0.021484 | 0.021226 | 0.021017 | 0.020775 | 0.020555 | 0.020321 | 0.020096 | 0.019865 | 0.019638 | 0.019408
No | SDG&E | Res | HVAC | 2016 T-20: Air Filter Labeling | Expected | Electric Demand (MW) | 0.00017718 | 0.00017656 | 0.00017606 | 0.00017566 | 0.00017534 | 0.00017508 | 0.00017488 | 0.00017472 | 0.00017459 | 0.00017449 | 0.00017442 | 0.00017435 | 0.00017431
No | SDG&E | Res | HVAC | 2024 T-20: Air Filter Labeling | Expected | Electric Demand (MW) | 0.0049384 | 0.0049685 | 0.0049986 | 0.0050288 | 0.005059 | 0.0050892 | 0.0050892 | 0.0050892 | 0.0050892 | 0.0050892 | 0.0050892 | 0.0050892 | 0.0050892
No | SDG&E | Res | HVAC | 2019-21 Fed App: Ceiling Fans | Expected | Electric Demand (MW) | 0.00012781 | 0.00012532 | 0.000123 | 0.00012078 | 0.00011946 | 0.00011865 | 0.00011693 | 0.00011547 | 9.9643e-05 | 1.3722e-05 | 1.3614e-05 | 1.3523e-05 | 1.3446e-05
No | SDG&E | Res | HVAC | 2019-21 Fed App: Dehumidifiers | Expected | Electric Demand (MW) |  | 0.039203 | 0.038058 | 0.036877 | 0.035614 | 0.020511 | 0.0049205 | 0.0046984 | 0.0044974 | 0.0043156 | 0.0041511 | 0.0040022 | 0.0038675
No | SDG&E | Res | HVAC | 2022 T-24: MFA - Restructuring - Airflow and Fan Watt Draw | Expected | Electric Demand (MW) | 0.026794 | 0.026701 | 0.026627 | 0.026569 | 0.026524 | 0.026488 | 0.02646 | 0.026438 | 0.026421 | 0.026407 | 0.026397 | 0.026389 | 0.026383
No | SDG&E | Res | HVAC | 2022 T-24: MFA - Restructuring - Duct Sealing and Testing | Expected | Electric Demand (MW) | 0.0034483 | 0.0034361 | 0.0034247 | 0.0034142 | 0.0034046 | 0.0033956 | 0.0033874 | 0.0033798 | 0.0033728 | 0.0033663 | 0.0033604 | 0.0033549 | 0.0033499
No | SDG&E | Res | HVAC | 2022 T-24: MFA - Restructuring - Refrigerant Charge Verification | Expected | Electric Demand (MW) | 0.02475 | 0.024286 | 0.023833 | 0.023393 | 0.022969 | 0.022561 | 0.022171 | 0.0218 | 0.021448 | 0.021115 | 0.020803 | 0.02051 | 0.020236
No | SDG&E | Res | HVAC | 2022 T-24: MFNC - Indoor Air Quality - Central Ventilation Duct Sealing | Expected | Electric Demand (MW) | 0.020598 | 0.020357 | 0.02012 | 0.019889 | 0.019665 | 0.019448 | 0.01924 | 0.019041 | 0.018852 | 0.018672 | 0.018502 | 0.018342 | 0.018192
No | SDG&E | Res | HVAC | 2022 T-24: MFNC - Indoor Air Quality - Heat or Energy Recovery Ventilator | Expected | Electric Demand (MW) | 0.031279 | 0.030912 | 0.030553 | 0.030202 | 0.029862 | 0.029533 | 0.029217 | 0.028914 | 0.028627 | 0.028353 | 0.028096 | 0.027853 | 0.027626
No | SDG&E | Res | HVAC | 2022 T-24: MFNC - Restructuring - Airflow and Fan Watt Draw | Expected | Electric Demand (MW) | 0.011962 | 0.01192 | 0.011887 | 0.011861 | 0.011841 | 0.011825 | 0.011812 | 0.011803 | 0.011795 | 0.011789 | 0.011784 | 0.011781 | 0.011778
No | SDG&E | Res | HVAC | 2022 T-24: MFNC - Restructuring - Refrigerant Charge Verification | Expected | Electric Demand (MW) | 0.0071999 | 0.0070649 | 0.0069332 | 0.0068054 | 0.0066819 | 0.0065633 | 0.0064498 | 0.0063418 | 0.0062393 | 0.0061426 | 0.0060517 | 0.0059664 | 0.0058868
No | SDG&E | Res | HVAC | 2025 T-24: Multifamily IAQ - Compartmentalization and Balanced or supply-only ventilation (New Construction + Additions) | Expected | Electric Demand (MW) | 0 | 0.0011527 | 0.0045629 | 0.0045519 | 0.0045403 | 0.0045282 | 0.0045154 | 0.004502 | 0.0044881 | 0.0044736 | 0.0044585 | 0.0044428 | 0.0044266
No | SDG&E | Res | HVAC | 2025 T-24: Multifamily Restructuring - Central Ventilation Shaft Sealing (New Construction + Additions) | Expected | Electric Demand (MW) | 0 | 2.6092e-05 | 0.00010057 | 9.7622e-05 | 9.4672e-05 | 9.1727e-05 | 8.8793e-05 | 8.5875e-05 | 8.2978e-05 | 8.0107e-05 | 7.7267e-05 | 7.4463e-05 | 7.1699e-05
No | SDG&E | Res | HVAC | 2019 T-24: RA(MF)-MECH-Quality HVAC | Expected | Electric Demand (MW) |  | 0.0008936 | 0.00082427 | 0.00074611 | 0.00066143 | 0.00057353 | 0.00048628 | 0.00040341 | 0.00032795 | 0.00026182 | 0.00020579 | 0.00015966 | 0.00012256
No | SDG&E | Res | HVAC | 2019 T-24: RA(SF)-MECH-Quality HVAC | Expected | Electric Demand (MW) |  | 0.0015569 | 0.0014361 | 0.0013 | 0.0011524 | 0.00099926 | 0.00084724 | 0.00070286 | 0.00057138 | 0.00045617 | 0.00035855 | 0.00027817 | 0.00021353
No | SDG&E | Res | HVAC | 2019-21 Fed App: Residential boilers - gas-fired hot water and electric hot water | Expected | Electric Demand (MW) |  | 5.4271e-05 | 5.3978e-05 | 5.3813e-05 | 5.3825e-05 | 5.3807e-05 | 5.3656e-05 | 5.3524e-05 | 5.3411e-05 | 5.3314e-05 | 5.3231e-05 | 5.316e-05 | 5.3101e-05
No | SDG&E | Res | HVAC | 2019-21 Fed App: Residential boilers - gas-fired steam and electric steam | Expected | Electric Demand (MW) |  | 2.7192e-06 | 2.5513e-06 | 2.3999e-06 | 2.2805e-06 | 2.1598e-06 | 2.068e-06 | 1.9883e-06 | 1.9194e-06 | 1.8603e-06 | 1.8099e-06 | 1.767e-06 | 1.7307e-06
No | SDG&E | Res | HVAC | 2022-24 Fed App: Residential central AC & HP | Expected | Electric Demand (MW) |  | 3.0996 | 3.0425 | 2.9847 | 2.9491 | 2.9252 | 2.863 | 2.809 | 2.7623 | 2.7223 | 2.6881 | 2.659 | 2.6344
No | SDG&E | Res | HVAC | 2019-21 Fed App: Residential furnace fans | Expected | Electric Demand (MW) |  | 0.1738 | 0.17454 | 0.17524 | 0.17628 | 0.17753 | 0.17753 | 0.17752 | 0.17752 | 0.17752 | 0.17752 | 0.17752 | 0.17752
No | SDG&E | Res | HVAC | 2025 T-24: Residential HVAC Performance - Multifamily Design (Alterations) | Expected | Electric Demand (MW) |  | 0.0026862 | 0.0029348 | 0.0029341 | 0.0029334 | 0.0029327 | 0.0029321 | 0.0029314 | 0.0029307 | 0.00293 | 0.0029293 | 0.0029286 | 0.0029279
No | SDG&E | Res | HVAC | 2025 T-24: Residential HVAC Performance - Refrigerant Charge Verification (Alterations) | Expected | Electric Demand (MW) |  | 0.0099741 | 0.010895 | 0.01089 | 0.010885 | 0.01088 | 0.010875 | 0.010869 | 0.010864 | 0.010859 | 0.010854 | 0.010849 | 0.010844
No | SDG&E | Res | HVAC | 2025 T-24: Residential HVAC Performance - Refrigerant Charge Verification (New Construction + Additions) | Expected | Electric Demand (MW) |  | 0.0017583 | 0.0034864 | 0.0034847 | 0.0034831 | 0.0034815 | 0.0034799 | 0.0034782 | 0.0034766 | 0.0034749 | 0.0034733 | 0.0034716 | 0.00347
No | SDG&E | Res | HVAC | 2025 T-24: Residential HVAC Performance - Single Family Defrost (Alterations) | Expected | Electric Demand (MW) |  | 0.038172 | 0.041697 | 0.041679 | 0.041661 | 0.041643 | 0.041625 | 0.041607 | 0.041589 | 0.041571 | 0.041553 | 0.041534 | 0.041516
No | SDG&E | Res | HVAC | 2025 T-24: Residential HVAC Performance - Single Family Defrost (New Construction + Additions) | Expected | Electric Demand (MW) |  | 0.0096538 | 0.019142 | 0.019134 | 0.019126 | 0.019117 | 0.019109 | 0.019101 | 0.019093 | 0.019084 | 0.019076 | 0.019067 | 0.019059
No | SDG&E | Res | HVAC | 2025 T-24: Residential HVAC Performance - Single Family Design (Alterations) | Expected | Electric Demand (MW) |  | 0.00015186 | 0.00016591 | 0.00016587 | 0.00016583 | 0.00016579 | 0.00016576 | 0.00016572 | 0.00016568 | 0.00016564 | 0.0001656 | 0.00016556 | 0.00016552
No | SDG&E | Res | HVAC | 2025 T-24: Residential HVAC Performance - Single Family Design (New Construction + Additions) | Expected | Electric Demand (MW) |  | 5.549e-05 | 0.00011005 | 0.00011002 | 0.00011 | 0.00010997 | 0.00010995 | 0.00010992 | 0.00010989 | 0.00010987 | 0.00010984 | 0.00010982 | 0.00010979
No | SDG&E | Res | HVAC | 2019 T-24: RNC(MF)-MECH-Quality HVAC | Expected | Electric Demand (MW) |  | 0.03559 | 0.032829 | 0.029716 | 0.026343 | 0.022843 | 0.019368 | 0.016067 | 0.013062 | 0.010428 | 0.0081962 | 0.0063588 | 0.0048813
No | SDG&E | Res | HVAC | 2019 T-24: RNC(SF)-MECH-Quality HVAC | Expected | Electric Demand (MW) |  | 0.091746 | 0.084628 | 0.076603 | 0.067909 | 0.058884 | 0.049926 | 0.041418 | 0.03367 | 0.026881 | 0.021128 | 0.016392 | 0.012583
No | SDG&E | Res | HVAC | 2022 T-24: SFA - Electric resistance space heating | Expected | Electric Demand (MW) |  | 0.0020981 | 0.0020482 | 0.0019932 | 0.0019332 | 0.0018684 | 0.0017994 | 0.0017268 | 0.0016515 | 0.0015743 | 0.0014965 | 0.001419 | 0.0013431
No | SDG&E | Res | HVAC | 2022 T-24: SFA - Prescriptive duct insulation | Expected | Electric Demand (MW) |  | 0.003757 | 0.0037254 | 0.0036959 | 0.0036685 | 0.0036431 | 0.0036198 | 0.0035984 | 0.003579 | 0.0035615 | 0.0035456 | 0.0035314 | 0.0035186
No | SDG&E | Res | HVAC | 2022 T-24: SFA - Prescriptive duct sealing | Expected | Electric Demand (MW) |  | 0.042875 | 0.042419 | 0.042047 | 0.041745 | 0.041499 | 0.041301 | 0.041141 | 0.041012 | 0.040908 | 0.040825 | 0.040758 | 0.040705
No | SDG&E | Res | HVAC | 2025 T-24: Single Family HVAC - Supplemental Heating Combined (New Construction + Additions) | Expected | Electric Demand (MW) |  | 0.012311 | 0.024416 | 0.02441 | 0.024404 | 0.024398 | 0.024392 | 0.024387 | 0.024381 | 0.024375 | 0.024369 | 0.024363 | 0.024358
No | SDG&E | Res | HVAC | 2005 T-24: Duct improvement | Possible | Electric Demand (MW) | 0 | 0 | 0 | 0 | 0 | 0 | 0 | 0 | 0 | 0 | 0 | 0 | 0
No | SDG&E | Res | HVAC | Fed Appliance: Residential Central AC, Heat Pumps and Furnaces | Possible | Electric Demand (MW) | 0.19361 | 0.18976 | 0.18658 | 0.18399 | 0.18187 | 0.18016 | 0.17818 | 0.17638 | 0.026613 | 0.026332 | 0.026044 | 0.02576 | 0.025473
No | SDG&E | Res | HVAC | Fed Appliance: Residential Room AC | Possible | Electric Demand (MW) | 0.10789 | 0.022191 | 0.021802 | 0.021484 | 0.021226 | 0.021017 | 0.020775 | 0.020555 | 0.020321 | 0.020096 | 0.019865 | 0.019638 | 0.019408
No | SDG&E | Res | HVAC | 2016 T-20: Air Filter Labeling | Possible | Electric Demand (MW) | 0.00017718 | 0.00017656 | 0.00017606 | 0.00017566 | 0.00017534 | 0.00017508 | 0.00017488 | 0.00017472 | 0.00017459 | 0.00017449 | 0.00017442 | 0.00017435 | 0.00017431
No | SDG&E | Res | HVAC | 2024 T-20: Air Filter Labeling | Possible | Electric Demand (MW) | 0.0049384 | 0.0049685 | 0.0049986 | 0.0050288 | 0.005059 | 0.0050892 | 0.0050892 | 0.0050892 | 0.0050892 | 0.0050892 | 0.0050892 | 0.0050892 | 0.0050892
No | SDG&E | Res | HVAC | 2019-21 Fed App: Ceiling Fans | Possible | Electric Demand (MW) | 0.00012781 | 0.00012532 | 0.000123 | 0.00012078 | 0.00011946 | 0.00011865 | 0.00011693 | 0.00011547 | 9.9643e-05 | 1.3722e-05 | 1.3614e-05 | 1.3523e-05 | 1.3446e-05
No | SDG&E | Res | HVAC | 2019-21 Fed App: Dehumidifiers | Possible | Electric Demand (MW) |  | 0.039203 | 0.038058 | 0.036877 | 0.035614 | 0.020511 | 0.0049205 | 0.0046984 | 0.0044974 | 0.0043156 | 0.0041511 | 0.0040022 | 0.0038675
No | SDG&E | Res | HVAC | 2022 T-24: MFA - Restructuring - Airflow and Fan Watt Draw | Possible | Electric Demand (MW) | 0.026794 | 0.026701 | 0.026627 | 0.026569 | 0.026524 | 0.026488 | 0.02646 | 0.026438 | 0.026421 | 0.026407 | 0.026397 | 0.026389 | 0.026383
No | SDG&E | Res | HVAC | 2022 T-24: MFA - Restructuring - Duct Sealing and Testing | Possible | Electric Demand (MW) | 0.0034483 | 0.0034361 | 0.0034247 | 0.0034142 | 0.0034046 | 0.0033956 | 0.0033874 | 0.0033798 | 0.0033728 | 0.0033663 | 0.0033604 | 0.0033549 | 0.0033499
No | SDG&E | Res | HVAC | 2022 T-24: MFA - Restructuring - Refrigerant Charge Verification | Possible | Electric Demand (MW) | 0.02475 | 0.024286 | 0.023833 | 0.023393 | 0.022969 | 0.022561 | 0.022171 | 0.0218 | 0.021448 | 0.021115 | 0.020803 | 0.02051 | 0.020236
No | SDG&E | Res | HVAC | 2022 T-24: MFNC - Indoor Air Quality - Central Ventilation Duct Sealing | Possible | Electric Demand (MW) | 0.020598 | 0.020357 | 0.02012 | 0.019889 | 0.019665 | 0.019448 | 0.01924 | 0.019041 | 0.018852 | 0.018672 | 0.018502 | 0.018342 | 0.018192
No | SDG&E | Res | HVAC | 2022 T-24: MFNC - Indoor Air Quality - Heat or Energy Recovery Ventilator | Possible | Electric Demand (MW) | 0.031279 | 0.030912 | 0.030553 | 0.030202 | 0.029862 | 0.029533 | 0.029217 | 0.028914 | 0.028627 | 0.028353 | 0.028096 | 0.027853 | 0.027626
No | SDG&E | Res | HVAC | 2022 T-24: MFNC - Restructuring - Airflow and Fan Watt Draw | Possible | Electric Demand (MW) | 0.011962 | 0.01192 | 0.011887 | 0.011861 | 0.011841 | 0.011825 | 0.011812 | 0.011803 | 0.011795 | 0.011789 | 0.011784 | 0.011781 | 0.011778
No | SDG&E | Res | HVAC | 2022 T-24: MFNC - Restructuring - Refrigerant Charge Verification | Possible | Electric Demand (MW) | 0.0071999 | 0.0070649 | 0.0069332 | 0.0068054 | 0.0066819 | 0.0065633 | 0.0064498 | 0.0063418 | 0.0062393 | 0.0061426 | 0.0060517 | 0.0059664 | 0.0058868
No | SDG&E | Res | HVAC | 2025 T-24: Multifamily IAQ - Compartmentalization and Balanced or supply-only ventilation (New Construction + Additions) | Possible | Electric Demand (MW) | 0 | 0.0011527 | 0.0045629 | 0.0045519 | 0.0045403 | 0.0045282 | 0.0045154 | 0.004502 | 0.0044881 | 0.0044736 | 0.0044585 | 0.0044428 | 0.0044266
No | SDG&E | Res | HVAC | 2025 T-24: Multifamily Restructuring - Central Ventilation Shaft Sealing (New Construction + Additions) | Possible | Electric Demand (MW) | 0 | 2.6092e-05 | 0.00010057 | 9.7622e-05 | 9.4672e-05 | 9.1727e-05 | 8.8793e-05 | 8.5875e-05 | 8.2978e-05 | 8.0107e-05 | 7.7267e-05 | 7.4463e-05 | 7.1699e-05
No | SDG&E | Res | HVAC | 2019 T-24: RA(MF)-MECH-Quality HVAC | Possible | Electric Demand (MW) |  | 0.0008936 | 0.00082427 | 0.00074611 | 0.00066143 | 0.00057353 | 0.00048628 | 0.00040341 | 0.00032795 | 0.00026182 | 0.00020579 | 0.00015966 | 0.00012256
No | SDG&E | Res | HVAC | 2019 T-24: RA(SF)-MECH-Quality HVAC | Possible | Electric Demand (MW) |  | 0.0015569 | 0.0014361 | 0.0013 | 0.0011524 | 0.00099926 | 0.00084724 | 0.00070286 | 0.00057138 | 0.00045617 | 0.00035855 | 0.00027817 | 0.00021353
No | SDG&E | Res | HVAC | 2019-21 Fed App: Residential boilers - gas-fired hot water and electric hot water | Possible | Electric Demand (MW) |  | 5.4271e-05 | 5.3978e-05 | 5.3813e-05 | 5.3825e-05 | 5.3807e-05 | 5.3656e-05 | 5.3524e-05 | 5.3411e-05 | 5.3314e-05 | 5.3231e-05 | 5.316e-05 | 5.3101e-05
No | SDG&E | Res | HVAC | 2019-21 Fed App: Residential boilers - gas-fired steam and electric steam | Possible | Electric Demand (MW) |  | 2.7192e-06 | 2.5513e-06 | 2.3999e-06 | 2.2805e-06 | 2.1598e-06 | 2.068e-06 | 1.9883e-06 | 1.9194e-06 | 1.8603e-06 | 1.8099e-06 | 1.767e-06 | 1.7307e-06
No | SDG&E | Res | HVAC | 2022-24 Fed App: Residential central AC & HP | Possible | Electric Demand (MW) |  | 3.0996 | 3.0425 | 2.9847 | 2.9491 | 2.9252 | 2.863 | 2.809 | 2.7623 | 2.7223 | 2.6881 | 2.659 | 2.6344
No | SDG&E | Res | HVAC | 2019-21 Fed App: Residential furnace fans | Possible | Electric Demand (MW) |  | 0.1738 | 0.17454 | 0.17524 | 0.17628 | 0.17753 | 0.17753 | 0.17752 | 0.17752 | 0.17752 | 0.17752 | 0.17752 | 0.17752
No | SDG&E | Res | HVAC | 2025 T-24: Residential HVAC Performance - Multifamily Design (Alterations) | Possible | Electric Demand (MW) |  | 0.0026862 | 0.0029348 | 0.0029341 | 0.0029334 | 0.0029327 | 0.0029321 | 0.0029314 | 0.0029307 | 0.00293 | 0.0029293 | 0.0029286 | 0.0029279
No | SDG&E | Res | HVAC | 2025 T-24: Residential HVAC Performance - Refrigerant Charge Verification (Alterations) | Possible | Electric Demand (MW) |  | 0.0099741 | 0.010895 | 0.01089 | 0.010885 | 0.01088 | 0.010875 | 0.010869 | 0.010864 | 0.010859 | 0.010854 | 0.010849 | 0.010844
No | SDG&E | Res | HVAC | 2025 T-24: Residential HVAC Performance - Refrigerant Charge Verification (New Construction + Additions) | Possible | Electric Demand (MW) |  | 0.0017583 | 0.0034864 | 0.0034847 | 0.0034831 | 0.0034815 | 0.0034799 | 0.0034782 | 0.0034766 | 0.0034749 | 0.0034733 | 0.0034716 | 0.00347
No | SDG&E | Res | HVAC | 2025 T-24: Residential HVAC Performance - Single Family Defrost (Alterations) | Possible | Electric Demand (MW) |  | 0.038172 | 0.041697 | 0.041679 | 0.041661 | 0.041643 | 0.041625 | 0.041607 | 0.041589 | 0.041571 | 0.041553 | 0.041534 | 0.041516
No | SDG&E | Res | HVAC | 2025 T-24: Residential HVAC Performance - Single Family Defrost (New Construction + Additions) | Possible | Electric Demand (MW) |  | 0.0096538 | 0.019142 | 0.019134 | 0.019126 | 0.019117 | 0.019109 | 0.019101 | 0.019093 | 0.019084 | 0.019076 | 0.019067 | 0.019059
No | SDG&E | Res | HVAC | 2025 T-24: Residential HVAC Performance - Single Family Design (Alterations) | Possible | Electric Demand (MW) |  | 0.00015186 | 0.00016591 | 0.00016587 | 0.00016583 | 0.00016579 | 0.00016576 | 0.00016572 | 0.00016568 | 0.00016564 | 0.0001656 | 0.00016556 | 0.00016552
No | SDG&E | Res | HVAC | 2025 T-24: Residential HVAC Performance - Single Family Design (New Construction + Additions) | Possible | Electric Demand (MW) |  | 5.549e-05 | 0.00011005 | 0.00011002 | 0.00011 | 0.00010997 | 0.00010995 | 0.00010992 | 0.00010989 | 0.00010987 | 0.00010984 | 0.00010982 | 0.00010979
No | SDG&E | Res | HVAC | 2019 T-24: RNC(MF)-MECH-Quality HVAC | Possible | Electric Demand (MW) |  | 0.03559 | 0.032829 | 0.029716 | 0.026343 | 0.022843 | 0.019368 | 0.016067 | 0.013062 | 0.010428 | 0.0081962 | 0.0063588 | 0.0048813
No | SDG&E | Res | HVAC | 2019 T-24: RNC(SF)-MECH-Quality HVAC | Possible | Electric Demand (MW) |  | 0.091746 | 0.084628 | 0.076603 | 0.067909 | 0.058884 | 0.049926 | 0.041418 | 0.03367 | 0.026881 | 0.021128 | 0.016392 | 0.012583
No | SDG&E | Res | HVAC | 2022 T-24: SFA - Electric resistance space heating | Possible | Electric Demand (MW) |  | 0.0020981 | 0.0020482 | 0.0019932 | 0.0019332 | 0.0018684 | 0.0017994 | 0.0017268 | 0.0016515 | 0.0015743 | 0.0014965 | 0.001419 | 0.0013431
No | SDG&E | Res | HVAC | 2022 T-24: SFA - Prescriptive duct insulation | Possible | Electric Demand (MW) |  | 0.003757 | 0.0037254 | 0.0036959 | 0.0036685 | 0.0036431 | 0.0036198 | 0.0035984 | 0.003579 | 0.0035615 | 0.0035456 | 0.0035314 | 0.0035186
No | SDG&E | Res | HVAC | 2022 T-24: SFA - Prescriptive duct sealing | Possible | Electric Demand (MW) |  | 0.042875 | 0.042419 | 0.042047 | 0.041745 | 0.041499 | 0.041301 | 0.041141 | 0.041012 | 0.040908 | 0.040825 | 0.040758 | 0.040705
No | SDG&E | Res | HVAC | 2025 T-24: Single Family HVAC - Supplemental Heating Combined (New Construction + Additions) | Possible | Electric Demand (MW) |  | 0.012311 | 0.024416 | 0.02441 | 0.024404 | 0.024398 | 0.024392 | 0.024387 | 0.024381 | 0.024375 | 0.024369 | 0.024363 | 0.024358
No | PG&E | Com | WaterHeat | 2013 T-24: NRNC-DHW-Solar Water Heating | On-the-books | Electric Demand (MW) | 0.035571 | 0.035522 | 0.035482 | 0.035452 | 0.035428 | 0.03541 | 0.035388 | 0.035368 | 0.035347 | 0.035327 | 0.035306 | 0.035285 | 0.035265
No | PG&E | Com | WaterHeat | T-20: Public Lavatory Faucets | On-the-books | Electric Demand (MW) | 0 | 0 | 0 | 0 | 0 | 0 | 0 | 0 | 0 | 0 | 0 | 0 | 0
No | PG&E | Com | WaterHeat | T-20: Showerheads - w/ Electric Water Heaters - Tier 1 | On-the-books | Electric Demand (MW) | 0.078751 | 0 | 0 | 0 | 0 | 0 | 0 | 0 | 0 | 0 | 0 | 0 | 0
No | PG&E | Com | WaterHeat | 2019-21 Fed App: Pre-rinse spray valves | On-the-books | Electric Demand (MW) |  | 0.026118 | 0.026377 | 0.026639 | 0.026904 | 0.027172 | 0.027171 | 0.027171 | 0.02717 | 0.027169 | 0.027169 | 0.027169 | 0.027168
No | PG&E | Com | WaterHeat | 2013 T-24: NRNC-DHW-Solar Water Heating | Expected | Electric Demand (MW) | 0.035571 | 0.035522 | 0.035482 | 0.035452 | 0.035428 | 0.03541 | 0.035388 | 0.035368 | 0.035347 | 0.035327 | 0.035306 | 0.035285 | 0.035265
No | PG&E | Com | WaterHeat | T-20: Public Lavatory Faucets | Expected | Electric Demand (MW) | 0 | 0 | 0 | 0 | 0 | 0 | 0 | 0 | 0 | 0 | 0 | 0 | 0
No | PG&E | Com | WaterHeat | T-20: Showerheads - w/ Electric Water Heaters - Tier 1 | Expected | Electric Demand (MW) | 0.078751 | 0 | 0 | 0 | 0 | 0 | 0 | 0 | 0 | 0 | 0 | 0 | 0
No | PG&E | Com | WaterHeat | 2019-21 Fed App: Pre-rinse spray valves | Expected | Electric Demand (MW) |  | 0.026118 | 0.026377 | 0.026639 | 0.026904 | 0.027172 | 0.027171 | 0.027171 | 0.02717 | 0.027169 | 0.027169 | 0.027169 | 0.027168
No | PG&E | Com | WaterHeat | 2013 T-24: NRNC-DHW-Solar Water Heating | Possible | Electric Demand (MW) | 0.035571 | 0.035522 | 0.035482 | 0.035452 | 0.035428 | 0.03541 | 0.035388 | 0.035368 | 0.035347 | 0.035327 | 0.035306 | 0.035285 | 0.035265
No | PG&E | Com | WaterHeat | T-20: Public Lavatory Faucets | Possible | Electric Demand (MW) | 0 | 0 | 0 | 0 | 0 | 0 | 0 | 0 | 0 | 0 | 0 | 0 | 0
No | PG&E | Com | WaterHeat | T-20: Showerheads - w/ Electric Water Heaters - Tier 1 | Possible | Electric Demand (MW) | 0.078751 | 0 | 0 | 0 | 0 | 0 | 0 | 0 | 0 | 0 | 0 | 0 | 0
No | PG&E | Com | WaterHeat | 2019-21 Fed App: Pre-rinse spray valves | Possible | Electric Demand (MW) |  | 0.026118 | 0.026377 | 0.026639 | 0.026904 | 0.027172 | 0.027171 | 0.027171 | 0.02717 | 0.027169 | 0.027169 | 0.027169 | 0.027168
No | SCE | Com | WaterHeat | 2013 T-24: NRNC-DHW-Solar Water Heating | On-the-books | Electric Demand (MW) | 0.035571 | 0.035522 | 0.035482 | 0.035452 | 0.035428 | 0.03541 | 0.035388 | 0.035368 | 0.035347 | 0.035327 | 0.035306 | 0.035285 | 0.035265
No | SCE | Com | WaterHeat | T-20: Public Lavatory Faucets | On-the-books | Electric Demand (MW) | 0 | 0 | 0 | 0 | 0 | 0 | 0 | 0 | 0 | 0 | 0 | 0 | 0
No | SCE | Com | WaterHeat | T-20: Showerheads - w/ Electric Water Heaters - Tier 1 | On-the-books | Electric Demand (MW) | 0.078751 | 0 | 0 | 0 | 0 | 0 | 0 | 0 | 0 | 0 | 0 | 0 | 0
No | SCE | Com | WaterHeat | 2019-21 Fed App: Pre-rinse spray valves | On-the-books | Electric Demand (MW) |  | 0.026118 | 0.026377 | 0.026639 | 0.026904 | 0.027172 | 0.027171 | 0.027171 | 0.02717 | 0.027169 | 0.027169 | 0.027169 | 0.027168
No | SCE | Com | WaterHeat | 2013 T-24: NRNC-DHW-Solar Water Heating | Expected | Electric Demand (MW) | 0.035571 | 0.035522 | 0.035482 | 0.035452 | 0.035428 | 0.03541 | 0.035388 | 0.035368 | 0.035347 | 0.035327 | 0.035306 | 0.035285 | 0.035265
No | SCE | Com | WaterHeat | T-20: Public Lavatory Faucets | Expected | Electric Demand (MW) | 0 | 0 | 0 | 0 | 0 | 0 | 0 | 0 | 0 | 0 | 0 | 0 | 0
No | SCE | Com | WaterHeat | T-20: Showerheads - w/ Electric Water Heaters - Tier 1 | Expected | Electric Demand (MW) | 0.078751 | 0 | 0 | 0 | 0 | 0 | 0 | 0 | 0 | 0 | 0 | 0 | 0
No | SCE | Com | WaterHeat | 2019-21 Fed App: Pre-rinse spray valves | Expected | Electric Demand (MW) |  | 0.026118 | 0.026377 | 0.026639 | 0.026904 | 0.027172 | 0.027171 | 0.027171 | 0.02717 | 0.027169 | 0.027169 | 0.027169 | 0.027168
No | SCE | Com | WaterHeat | 2013 T-24: NRNC-DHW-Solar Water Heating | Possible | Electric Demand (MW) | 0.035571 | 0.035522 | 0.035482 | 0.035452 | 0.035428 | 0.03541 | 0.035388 | 0.035368 | 0.035347 | 0.035327 | 0.035306 | 0.035285 | 0.035265
No | SCE | Com | WaterHeat | T-20: Public Lavatory Faucets | Possible | Electric Demand (MW) | 0 | 0 | 0 | 0 | 0 | 0 | 0 | 0 | 0 | 0 | 0 | 0 | 0
No | SCE | Com | WaterHeat | T-20: Showerheads - w/ Electric Water Heaters - Tier 1 | Possible | Electric Demand (MW) | 0.078751 | 0 | 0 | 0 | 0 | 0 | 0 | 0 | 0 | 0 | 0 | 0 | 0
No | SCE | Com | WaterHeat | 2019-21 Fed App: Pre-rinse spray valves | Possible | Electric Demand (MW) |  | 0.026118 | 0.026377 | 0.026639 | 0.026904 | 0.027172 | 0.027171 | 0.027171 | 0.02717 | 0.027169 | 0.027169 | 0.027169 | 0.027168
No | SDG&E | Com | WaterHeat | 2013 T-24: NRNC-DHW-Solar Water Heating | On-the-books | Electric Demand (MW) | 0.0072848 | 0.0072747 | 0.0072667 | 0.0072604 | 0.0072555 | 0.0072518 | 0.0072473 | 0.0072433 | 0.0072389 | 0.0072348 | 0.0072305 | 0.0072264 | 0.0072221
No | SDG&E | Com | WaterHeat | T-20: Public Lavatory Faucets | On-the-books | Electric Demand (MW) | 0 | 0 | 0 | 0 | 0 | 0 | 0 | 0 | 0 | 0 | 0 | 0 | 0
No | SDG&E | Com | WaterHeat | T-20: Showerheads - w/ Electric Water Heaters - Tier 1 | On-the-books | Electric Demand (MW) | 0.016128 | 0 | 0 | 0 | 0 | 0 | 0 | 0 | 0 | 0 | 0 | 0 | 0
No | SDG&E | Com | WaterHeat | 2019-21 Fed App: Pre-rinse spray valves | On-the-books | Electric Demand (MW) |  | 0.0053489 | 0.005402 | 0.0054557 | 0.0055099 | 0.0055648 | 0.0055646 | 0.0055644 | 0.0055643 | 0.0055642 | 0.0055641 | 0.005564 | 0.005564
No | SDG&E | Com | WaterHeat | 2013 T-24: NRNC-DHW-Solar Water Heating | Expected | Electric Demand (MW) | 0.0072848 | 0.0072747 | 0.0072667 | 0.0072604 | 0.0072555 | 0.0072518 | 0.0072473 | 0.0072433 | 0.0072389 | 0.0072348 | 0.0072305 | 0.0072264 | 0.0072221
No | SDG&E | Com | WaterHeat | T-20: Public Lavatory Faucets | Expected | Electric Demand (MW) | 0 | 0 | 0 | 0 | 0 | 0 | 0 | 0 | 0 | 0 | 0 | 0 | 0
No | SDG&E | Com | WaterHeat | T-20: Showerheads - w/ Electric Water Heaters - Tier 1 | Expected | Electric Demand (MW) | 0.016128 | 0 | 0 | 0 | 0 | 0 | 0 | 0 | 0 | 0 | 0 | 0 | 0
No | SDG&E | Com | WaterHeat | 2019-21 Fed App: Pre-rinse spray valves | Expected | Electric Demand (MW) |  | 0.0053489 | 0.005402 | 0.0054557 | 0.0055099 | 0.0055648 | 0.0055646 | 0.0055644 | 0.0055643 | 0.0055642 | 0.0055641 | 0.005564 | 0.005564
No | SDG&E | Com | WaterHeat | 2013 T-24: NRNC-DHW-Solar Water Heating | Possible | Electric Demand (MW) | 0.0072848 | 0.0072747 | 0.0072667 | 0.0072604 | 0.0072555 | 0.0072518 | 0.0072473 | 0.0072433 | 0.0072389 | 0.0072348 | 0.0072305 | 0.0072264 | 0.0072221
No | SDG&E | Com | WaterHeat | T-20: Public Lavatory Faucets | Possible | Electric Demand (MW) | 0 | 0 | 0 | 0 | 0 | 0 | 0 | 0 | 0 | 0 | 0 | 0 | 0
No | SDG&E | Com | WaterHeat | T-20: Showerheads - w/ Electric Water Heaters - Tier 1 | Possible | Electric Demand (MW) | 0.016128 | 0 | 0 | 0 | 0 | 0 | 0 | 0 | 0 | 0 | 0 | 0 | 0
No | SDG&E | Com | WaterHeat | 2019-21 Fed App: Pre-rinse spray valves | Possible | Electric Demand (MW) |  | 0.0053489 | 0.005402 | 0.0054557 | 0.0055099 | 0.0055648 | 0.0055646 | 0.0055644 | 0.0055643 | 0.0055642 | 0.0055641 | 0.005564 | 0.005564
No | PG&E | Res | WaterHeat | T-20: Residential Faucets & Aerators - Kitchen w/ Electric Water Heating | On-the-books | Electric Demand (MW) | 0.48682 | 0 | 0 | 0 | 0 | 0 | 0 | 0 | 0 | 0 | 0 | 0 | 0
No | PG&E | Res | WaterHeat | T-20: Residential Faucets & Aerators - Lavatory w/ Electric Water Heating - Tier 1 | On-the-books | Electric Demand (MW) | 0 | 0 | 0 | 0 | 0 | 0 | 0 | 0 | 0 | 0 | 0 | 0 | 0
No | PG&E | Res | WaterHeat | T-20: Residential Faucets & Aerators - Lavatory w/ Electric Water Heating - Tier 2 | On-the-books | Electric Demand (MW) | 0.19057 | 0 | 0 | 0 | 0 | 0 | 0 | 0 | 0 | 0 | 0 | 0 | 0
No | PG&E | Res | WaterHeat | Fed Appliance: Residential Electric storage water heater | On-the-books | Electric Demand (MW) | 0.092112 | 0.092104 | 0.092098 | 0.034198 | 0.010594 | 0.010594 | 0.010594 | 0.010594 | 0.010593 | 0.010593 | 0.010593 | 0.010592 | 0.010592
No | PG&E | Res | WaterHeat | Fed Appliance: Residential Gas-fired instantaneous water heater | On-the-books | Electric Demand (MW) | -0.0018621 | -0.0018621 | -0.0018621 | -0.0018621 | -0.0018621 | -0.0018621 | -0.0018621 | -0.0018621 | -0.0018621 | -0.0018621 | -0.00075673 | -0.00031034 | -0.00031034
No | PG&E | Res | WaterHeat | 2013 T-24: RNC-DHW - Solar for Electrically Heated Homes | On-the-books | Electric Demand (MW) | 0.0020999 | 0.0020969 | 0.0020946 | 0.0020928 | 0.0020914 | 0.0020903 | 0.002089 | 0.0020879 | 0.0020866 | 0.0020854 | 0.0020842 | 0.002083 | 0.0020818
No | PG&E | Res | WaterHeat | T-20: Showerheads - w/ Electric Water Heaters - Tier 1 | On-the-books | Electric Demand (MW) | 0.70876 | 0 | 0 | 0 | 0 | 0 | 0 | 0 | 0 | 0 | 0 | 0 | 0
No | PG&E | Res | WaterHeat | 2022 T-24: MFNC - All Electric Package - Prescriptive Alternative for Central HPWH | On-the-books | Electric Demand (MW) | -0.8725 | -0.86539 | -0.85737 | -0.8485 | -0.83891 | -0.82879 | -0.81839 | -0.80796 | -0.79779 | -0.78811 | -0.77912 | -0.77097 | -0.76372
No | PG&E | Res | WaterHeat | 2025 T-24: Multifamily Domestic Hot Water - CPC Appendix M Pipe Sizing-HPWH (New Construction + Additions) | On-the-books | Electric Demand (MW) | 0 | 0.0019517 | 0.0077312 | 0.0077191 | 0.0077068 | 0.0076944 | 0.0076818 | 0.007669 | 0.0076561 | 0.007643 | 0.0076297 | 0.0058759 | 0.00069116
No | PG&E | Res | WaterHeat | 2025 T-24: Multifamily Domestic Hot Water - DHW Balancing Valves-HPWH (Alterations) | On-the-books | Electric Demand (MW) | 0 | 0.00048095 | 0.00050548 | 0.0004848 | 0.00046363 | 0.00044211 | 0.00042035 | 0.00039849 | 0.00037665 | 0.00035498 | 0.00033359 | 5.2491e-05 | 2.656e-05
No | PG&E | Res | WaterHeat | 2025 T-24: Multifamily Domestic Hot Water - DHW Balancing Valves-HPWH (New Construction + Additions) | On-the-books | Electric Demand (MW) | 0 | 1.5566e-05 | 5.9393e-05 | 5.6962e-05 | 5.4476e-05 | 5.1947e-05 | 4.939e-05 | 4.6821e-05 | 4.4256e-05 | 4.1709e-05 | 3.9196e-05 | 2.8338e-05 | 3.1208e-06
No | PG&E | Res | WaterHeat | 2025 T-24: Multifamily Domestic Hot Water - DHW Master Mixing Valves-HPWH (New Construction + Additions) | On-the-books | Electric Demand (MW) | 0 | 0.0083627 | 0.032957 | 0.03273 | 0.032497 | 0.032259 | 0.032016 | 0.031768 | 0.031514 | 0.031255 | 0.03099 | 0.0237 | 0.0027678
No | PG&E | Res | WaterHeat | 2025 T-24: Multifamily Domestic Hot Water - DHW Pipe Insulation Enhancement-HPWH (New Construction + Additions) | On-the-books | Electric Demand (MW) | 0 | 0.0030369 | 0.012047 | 0.012046 | 0.012044 | 0.012043 | 0.012042 | 0.01204 | 0.012039 | 0.012038 | 0.012036 | 0.0092848 | 0.001094
No | PG&E | Res | WaterHeat | 2025 T-24: Multifamily Domestic Hot Water - Individual HPWH Ventilation - Exterior (Alterations) | On-the-books | Electric Demand (MW) | 0 | 0.0014918 | 0.0015469 | 0.0014627 | 0.0013783 | 0.0012942 | 0.0012111 | 0.0011294 | 0.0010497 | 0.00097246 | 0.00089808 | 0.00013884 | 6.9015e-05
No | PG&E | Res | WaterHeat | 2025 T-24: Multifamily Domestic Hot Water - Individual HPWH Ventilation - Exterior (New Construction + Additions) | On-the-books | Electric Demand (MW) | 0 | 0.0019014 | 0.0071579 | 0.0067684 | 0.0063777 | 0.0059887 | 0.0056039 | 0.005226 | 0.0048572 | 0.0044999 | 0.0041557 | 0.0029519 | 0.00031935
No | PG&E | Res | WaterHeat | 2025 T-24: Multifamily Domestic Hot Water - Individual HPWH Ventilation - Interior (Alterations) | On-the-books | Electric Demand (MW) | 0 | 0.00219 | 0.0022709 | 0.0021473 | 0.0020234 | 0.0018999 | 0.0017779 | 0.001658 | 0.001541 | 0.0014276 | 0.0013184 | 0.00020383 | 0.00010132
No | PG&E | Res | WaterHeat | 2025 T-24: Multifamily Domestic Hot Water - Individual HPWH Ventilation - Interior (New Construction + Additions) | On-the-books | Electric Demand (MW) | 0 | 0.0027607 | 0.010393 | 0.0098273 | 0.0092601 | 0.0086952 | 0.0081366 | 0.0075878 | 0.0070524 | 0.0065336 | 0.0060339 | 0.0042861 | 0.00046368
No | PG&E | Res | WaterHeat | T-20: Residential Faucets & Aerators - Kitchen w/ Electric Water Heating | Expected | Electric Demand (MW) | 0.48682 | 0 | 0 | 0 | 0 | 0 | 0 | 0 | 0 | 0 | 0 | 0 | 0
No | PG&E | Res | WaterHeat | T-20: Residential Faucets & Aerators - Lavatory w/ Electric Water Heating - Tier 1 | Expected | Electric Demand (MW) | 0 | 0 | 0 | 0 | 0 | 0 | 0 | 0 | 0 | 0 | 0 | 0 | 0
No | PG&E | Res | WaterHeat | T-20: Residential Faucets & Aerators - Lavatory w/ Electric Water Heating - Tier 2 | Expected | Electric Demand (MW) | 0.19057 | 0 | 0 | 0 | 0 | 0 | 0 | 0 | 0 | 0 | 0 | 0 | 0
No | PG&E | Res | WaterHeat | Fed Appliance: Residential Electric storage water heater | Expected | Electric Demand (MW) | 0.092112 | 0.092104 | 0.092098 | 0.034198 | 0.010594 | 0.010594 | 0.010594 | 0.010594 | 0.010593 | 0.010593 | 0.010593 | 0.010592 | 0.010592
No | PG&E | Res | WaterHeat | Fed Appliance: Residential Gas-fired instantaneous water heater | Expected | Electric Demand (MW) | -0.0018621 | -0.0018621 | -0.0018621 | -0.0018621 | -0.0018621 | -0.0018621 | -0.0018621 | -0.0018621 | -0.0018621 | -0.0018621 | -0.00075673 | -0.00031034 | -0.00031034
No | PG&E | Res | WaterHeat | 2013 T-24: RNC-DHW - Solar for Electrically Heated Homes | Expected | Electric Demand (MW) | 0.0020999 | 0.0020969 | 0.0020946 | 0.0020928 | 0.0020914 | 0.0020903 | 0.002089 | 0.0020879 | 0.0020866 | 0.0020854 | 0.0020842 | 0.002083 | 0.0020818
No | PG&E | Res | WaterHeat | T-20: Showerheads - w/ Electric Water Heaters - Tier 1 | Expected | Electric Demand (MW) | 0.70876 | 0 | 0 | 0 | 0 | 0 | 0 | 0 | 0 | 0 | 0 | 0 | 0
No | PG&E | Res | WaterHeat | 2022 T-24: MFNC - All Electric Package - Prescriptive Alternative for Central HPWH | Expected | Electric Demand (MW) | -0.8725 | -0.86539 | -0.85737 | -0.8485 | -0.83891 | -0.82879 | -0.81839 | -0.80796 | -0.79779 | -0.78811 | -0.77912 | -0.77097 | -0.76372
No | PG&E | Res | WaterHeat | 2025 T-24: Multifamily Domestic Hot Water - CPC Appendix M Pipe Sizing-HPWH (New Construction + Additions) | Expected | Electric Demand (MW) | 0 | 0.0019517 | 0.0077312 | 0.0077191 | 0.0077068 | 0.0076944 | 0.0076818 | 0.007669 | 0.0076561 | 0.007643 | 0.0076297 | 0.0058759 | 0.00069116
No | PG&E | Res | WaterHeat | 2025 T-24: Multifamily Domestic Hot Water - DHW Balancing Valves-HPWH (Alterations) | Expected | Electric Demand (MW) | 0 | 0.00048095 | 0.00050548 | 0.0004848 | 0.00046363 | 0.00044211 | 0.00042035 | 0.00039849 | 0.00037665 | 0.00035498 | 0.00033359 | 5.2491e-05 | 2.656e-05
No | PG&E | Res | WaterHeat | 2025 T-24: Multifamily Domestic Hot Water - DHW Balancing Valves-HPWH (New Construction + Additions) | Expected | Electric Demand (MW) | 0 | 1.5566e-05 | 5.9393e-05 | 5.6962e-05 | 5.4476e-05 | 5.1947e-05 | 4.939e-05 | 4.6821e-05 | 4.4256e-05 | 4.1709e-05 | 3.9196e-05 | 2.8338e-05 | 3.1208e-06
No | PG&E | Res | WaterHeat | 2025 T-24: Multifamily Domestic Hot Water - DHW Master Mixing Valves-HPWH (New Construction + Additions) | Expected | Electric Demand (MW) | 0 | 0.0083627 | 0.032957 | 0.03273 | 0.032497 | 0.032259 | 0.032016 | 0.031768 | 0.031514 | 0.031255 | 0.03099 | 0.0237 | 0.0027678
No | PG&E | Res | WaterHeat | 2025 T-24: Multifamily Domestic Hot Water - DHW Pipe Insulation Enhancement-HPWH (New Construction + Additions) | Expected | Electric Demand (MW) | 0 | 0.0030369 | 0.012047 | 0.012046 | 0.012044 | 0.012043 | 0.012042 | 0.01204 | 0.012039 | 0.012038 | 0.012036 | 0.0092848 | 0.001094
No | PG&E | Res | WaterHeat | 2025 T-24: Multifamily Domestic Hot Water - Individual HPWH Ventilation - Exterior (Alterations) | Expected | Electric Demand (MW) | 0 | 0.0014918 | 0.0015469 | 0.0014627 | 0.0013783 | 0.0012942 | 0.0012111 | 0.0011294 | 0.0010497 | 0.00097246 | 0.00089808 | 0.00013884 | 6.9015e-05
No | PG&E | Res | WaterHeat | 2025 T-24: Multifamily Domestic Hot Water - Individual HPWH Ventilation - Exterior (New Construction + Additions) | Expected | Electric Demand (MW) | 0 | 0.0019014 | 0.0071579 | 0.0067684 | 0.0063777 | 0.0059887 | 0.0056039 | 0.005226 | 0.0048572 | 0.0044999 | 0.0041557 | 0.0029519 | 0.00031935
No | PG&E | Res | WaterHeat | 2025 T-24: Multifamily Domestic Hot Water - Individual HPWH Ventilation - Interior (Alterations) | Expected | Electric Demand (MW) | 0 | 0.00219 | 0.0022709 | 0.0021473 | 0.0020234 | 0.0018999 | 0.0017779 | 0.001658 | 0.001541 | 0.0014276 | 0.0013184 | 0.00020383 | 0.00010132
No | PG&E | Res | WaterHeat | 2025 T-24: Multifamily Domestic Hot Water - Individual HPWH Ventilation - Interior (New Construction + Additions) | Expected | Electric Demand (MW) | 0 | 0.0027607 | 0.010393 | 0.0098273 | 0.0092601 | 0.0086952 | 0.0081366 | 0.0075878 | 0.0070524 | 0.0065336 | 0.0060339 | 0.0042861 | 0.00046368
No | PG&E | Res | WaterHeat | T-20: Residential Faucets & Aerators - Kitchen w/ Electric Water Heating | Possible | Electric Demand (MW) | 0.48682 | 0 | 0 | 0 | 0 | 0 | 0 | 0 | 0 | 0 | 0 | 0 | 0
No | PG&E | Res | WaterHeat | T-20: Residential Faucets & Aerators - Lavatory w/ Electric Water Heating - Tier 1 | Possible | Electric Demand (MW) | 0 | 0 | 0 | 0 | 0 | 0 | 0 | 0 | 0 | 0 | 0 | 0 | 0
No | PG&E | Res | WaterHeat | T-20: Residential Faucets & Aerators - Lavatory w/ Electric Water Heating - Tier 2 | Possible | Electric Demand (MW) | 0.19057 | 0 | 0 | 0 | 0 | 0 | 0 | 0 | 0 | 0 | 0 | 0 | 0
No | PG&E | Res | WaterHeat | Fed Appliance: Residential Electric storage water heater | Possible | Electric Demand (MW) | 0.092112 | 0.092104 | 0.092098 | 0.034198 | 0.010594 | 0.010594 | 0.010594 | 0.010594 | 0.010593 | 0.010593 | 0.010593 | 0.010592 | 0.010592
No | PG&E | Res | WaterHeat | Fed Appliance: Residential Gas-fired instantaneous water heater | Possible | Electric Demand (MW) | -0.0018621 | -0.0018621 | -0.0018621 | -0.0018621 | -0.0018621 | -0.0018621 | -0.0018621 | -0.0018621 | -0.0018621 | -0.0018621 | -0.00075673 | -0.00031034 | -0.00031034
No | PG&E | Res | WaterHeat | 2013 T-24: RNC-DHW - Solar for Electrically Heated Homes | Possible | Electric Demand (MW) | 0.0020999 | 0.0020969 | 0.0020946 | 0.0020928 | 0.0020914 | 0.0020903 | 0.002089 | 0.0020879 | 0.0020866 | 0.0020854 | 0.0020842 | 0.002083 | 0.0020818
No | PG&E | Res | WaterHeat | T-20: Showerheads - w/ Electric Water Heaters - Tier 1 | Possible | Electric Demand (MW) | 0.70876 | 0 | 0 | 0 | 0 | 0 | 0 | 0 | 0 | 0 | 0 | 0 | 0
No | PG&E | Res | WaterHeat | 2022 T-24: MFNC - All Electric Package - Prescriptive Alternative for Central HPWH | Possible | Electric Demand (MW) | -0.8725 | -0.86539 | -0.85737 | -0.8485 | -0.83891 | -0.82879 | -0.81839 | -0.80796 | -0.79779 | -0.78811 | -0.77912 | -0.77097 | -0.76372
No | PG&E | Res | WaterHeat | 2025 T-24: Multifamily Domestic Hot Water - CPC Appendix M Pipe Sizing-HPWH (New Construction + Additions) | Possible | Electric Demand (MW) | 0 | 0.0019517 | 0.0077312 | 0.0077191 | 0.0077068 | 0.0076944 | 0.0076818 | 0.007669 | 0.0076561 | 0.007643 | 0.0076297 | 0.0058759 | 0.00069116
No | PG&E | Res | WaterHeat | 2025 T-24: Multifamily Domestic Hot Water - DHW Balancing Valves-HPWH (Alterations) | Possible | Electric Demand (MW) | 0 | 0.00048095 | 0.00050548 | 0.0004848 | 0.00046363 | 0.00044211 | 0.00042035 | 0.00039849 | 0.00037665 | 0.00035498 | 0.00033359 | 5.2491e-05 | 2.656e-05
No | PG&E | Res | WaterHeat | 2025 T-24: Multifamily Domestic Hot Water - DHW Balancing Valves-HPWH (New Construction + Additions) | Possible | Electric Demand (MW) | 0 | 1.5566e-05 | 5.9393e-05 | 5.6962e-05 | 5.4476e-05 | 5.1947e-05 | 4.939e-05 | 4.6821e-05 | 4.4256e-05 | 4.1709e-05 | 3.9196e-05 | 2.8338e-05 | 3.1208e-06
No | PG&E | Res | WaterHeat | 2025 T-24: Multifamily Domestic Hot Water - DHW Master Mixing Valves-HPWH (New Construction + Additions) | Possible | Electric Demand (MW) | 0 | 0.0083627 | 0.032957 | 0.03273 | 0.032497 | 0.032259 | 0.032016 | 0.031768 | 0.031514 | 0.031255 | 0.03099 | 0.0237 | 0.0027678
No | PG&E | Res | WaterHeat | 2025 T-24: Multifamily Domestic Hot Water - DHW Pipe Insulation Enhancement-HPWH (New Construction + Additions) | Possible | Electric Demand (MW) | 0 | 0.0030369 | 0.012047 | 0.012046 | 0.012044 | 0.012043 | 0.012042 | 0.01204 | 0.012039 | 0.012038 | 0.012036 | 0.0092848 | 0.001094
No | PG&E | Res | WaterHeat | 2025 T-24: Multifamily Domestic Hot Water - Individual HPWH Ventilation - Exterior (Alterations) | Possible | Electric Demand (MW) | 0 | 0.0014918 | 0.0015469 | 0.0014627 | 0.0013783 | 0.0012942 | 0.0012111 | 0.0011294 | 0.0010497 | 0.00097246 | 0.00089808 | 0.00013884 | 6.9015e-05
No | PG&E | Res | WaterHeat | 2025 T-24: Multifamily Domestic Hot Water - Individual HPWH Ventilation - Exterior (New Construction + Additions) | Possible | Electric Demand (MW) | 0 | 0.0019014 | 0.0071579 | 0.0067684 | 0.0063777 | 0.0059887 | 0.0056039 | 0.005226 | 0.0048572 | 0.0044999 | 0.0041557 | 0.0029519 | 0.00031935
No | PG&E | Res | WaterHeat | 2025 T-24: Multifamily Domestic Hot Water - Individual HPWH Ventilation - Interior (Alterations) | Possible | Electric Demand (MW) | 0 | 0.00219 | 0.0022709 | 0.0021473 | 0.0020234 | 0.0018999 | 0.0017779 | 0.001658 | 0.001541 | 0.0014276 | 0.0013184 | 0.00020383 | 0.00010132
No | PG&E | Res | WaterHeat | 2025 T-24: Multifamily Domestic Hot Water - Individual HPWH Ventilation - Interior (New Construction + Additions) | Possible | Electric Demand (MW) | 0 | 0.0027607 | 0.010393 | 0.0098273 | 0.0092601 | 0.0086952 | 0.0081366 | 0.0075878 | 0.0070524 | 0.0065336 | 0.0060339 | 0.0042861 | 0.00046368
No | SCE | Res | WaterHeat | T-20: Residential Faucets & Aerators - Kitchen w/ Electric Water Heating | On-the-books | Electric Demand (MW) | 0.48682 | 0 | 0 | 0 | 0 | 0 | 0 | 0 | 0 | 0 | 0 | 0 | 0
No | SCE | Res | WaterHeat | T-20: Residential Faucets & Aerators - Lavatory w/ Electric Water Heating - Tier 1 | On-the-books | Electric Demand (MW) | 0 | 0 | 0 | 0 | 0 | 0 | 0 | 0 | 0 | 0 | 0 | 0 | 0
No | SCE | Res | WaterHeat | T-20: Residential Faucets & Aerators - Lavatory w/ Electric Water Heating - Tier 2 | On-the-books | Electric Demand (MW) | 0.19057 | 0 | 0 | 0 | 0 | 0 | 0 | 0 | 0 | 0 | 0 | 0 | 0
No | SCE | Res | WaterHeat | Fed Appliance: Residential Electric storage water heater | On-the-books | Electric Demand (MW) | 0.092112 | 0.092104 | 0.092098 | 0.034198 | 0.010594 | 0.010594 | 0.010594 | 0.010594 | 0.010593 | 0.010593 | 0.010593 | 0.010592 | 0.010592
No | SCE | Res | WaterHeat | Fed Appliance: Residential Gas-fired instantaneous water heater | On-the-books | Electric Demand (MW) | -0.0018621 | -0.0018621 | -0.0018621 | -0.0018621 | -0.0018621 | -0.0018621 | -0.0018621 | -0.0018621 | -0.0018621 | -0.0018621 | -0.00075673 | -0.00031034 | -0.00031034
No | SCE | Res | WaterHeat | 2013 T-24: RNC-DHW - Solar for Electrically Heated Homes | On-the-books | Electric Demand (MW) | 0.0020999 | 0.0020969 | 0.0020946 | 0.0020928 | 0.0020914 | 0.0020903 | 0.002089 | 0.0020879 | 0.0020866 | 0.0020854 | 0.0020842 | 0.002083 | 0.0020818
No | SCE | Res | WaterHeat | T-20: Showerheads - w/ Electric Water Heaters - Tier 1 | On-the-books | Electric Demand (MW) | 0.70876 | 0 | 0 | 0 | 0 | 0 | 0 | 0 | 0 | 0 | 0 | 0 | 0
No | SCE | Res | WaterHeat | 2022 T-24: MFNC - All Electric Package - Prescriptive Alternative for Central HPWH | On-the-books | Electric Demand (MW) | -0.8725 | -0.86539 | -0.85737 | -0.8485 | -0.83891 | -0.82879 | -0.81839 | -0.80796 | -0.79779 | -0.78811 | -0.77912 | -0.77097 | -0.76372
No | SCE | Res | WaterHeat | 2025 T-24: Multifamily Domestic Hot Water - CPC Appendix M Pipe Sizing-HPWH (New Construction + Additions) | On-the-books | Electric Demand (MW) | 0 | 0.0019517 | 0.0077312 | 0.0077191 | 0.0077068 | 0.0076944 | 0.0076818 | 0.007669 | 0.0076561 | 0.007643 | 0.0076297 | 0.0058759 | 0.00069116
No | SCE | Res | WaterHeat | 2025 T-24: Multifamily Domestic Hot Water - DHW Balancing Valves-HPWH (Alterations) | On-the-books | Electric Demand (MW) | 0 | 0.00048095 | 0.00050548 | 0.0004848 | 0.00046363 | 0.00044211 | 0.00042035 | 0.00039849 | 0.00037665 | 0.00035498 | 0.00033359 | 5.2491e-05 | 2.656e-05
No | SCE | Res | WaterHeat | 2025 T-24: Multifamily Domestic Hot Water - DHW Balancing Valves-HPWH (New Construction + Additions) | On-the-books | Electric Demand (MW) | 0 | 1.5566e-05 | 5.9393e-05 | 5.6962e-05 | 5.4476e-05 | 5.1947e-05 | 4.939e-05 | 4.6821e-05 | 4.4256e-05 | 4.1709e-05 | 3.9196e-05 | 2.8338e-05 | 3.1208e-06
No | SCE | Res | WaterHeat | 2025 T-24: Multifamily Domestic Hot Water - DHW Master Mixing Valves-HPWH (New Construction + Additions) | On-the-books | Electric Demand (MW) | 0 | 0.0083627 | 0.032957 | 0.03273 | 0.032497 | 0.032259 | 0.032016 | 0.031768 | 0.031514 | 0.031255 | 0.03099 | 0.0237 | 0.0027678
No | SCE | Res | WaterHeat | 2025 T-24: Multifamily Domestic Hot Water - DHW Pipe Insulation Enhancement-HPWH (New Construction + Additions) | On-the-books | Electric Demand (MW) | 0 | 0.0030369 | 0.012047 | 0.012046 | 0.012044 | 0.012043 | 0.012042 | 0.01204 | 0.012039 | 0.012038 | 0.012036 | 0.0092848 | 0.001094
No | SCE | Res | WaterHeat | 2025 T-24: Multifamily Domestic Hot Water - Individual HPWH Ventilation - Exterior (Alterations) | On-the-books | Electric Demand (MW) | 0 | 0.0014918 | 0.0015469 | 0.0014627 | 0.0013783 | 0.0012942 | 0.0012111 | 0.0011294 | 0.0010497 | 0.00097246 | 0.00089808 | 0.00013884 | 6.9015e-05
No | SCE | Res | WaterHeat | 2025 T-24: Multifamily Domestic Hot Water - Individual HPWH Ventilation - Exterior (New Construction + Additions) | On-the-books | Electric Demand (MW) | 0 | 0.0019014 | 0.0071579 | 0.0067684 | 0.0063777 | 0.0059887 | 0.0056039 | 0.005226 | 0.0048572 | 0.0044999 | 0.0041557 | 0.0029519 | 0.00031935
No | SCE | Res | WaterHeat | 2025 T-24: Multifamily Domestic Hot Water - Individual HPWH Ventilation - Interior (Alterations) | On-the-books | Electric Demand (MW) | 0 | 0.00219 | 0.0022709 | 0.0021473 | 0.0020234 | 0.0018999 | 0.0017779 | 0.001658 | 0.001541 | 0.0014276 | 0.0013184 | 0.00020383 | 0.00010132
No | SCE | Res | WaterHeat | 2025 T-24: Multifamily Domestic Hot Water - Individual HPWH Ventilation - Interior (New Construction + Additions) | On-the-books | Electric Demand (MW) | 0 | 0.0027607 | 0.010393 | 0.0098273 | 0.0092601 | 0.0086952 | 0.0081366 | 0.0075878 | 0.0070524 | 0.0065336 | 0.0060339 | 0.0042861 | 0.00046368
No | SCE | Res | WaterHeat | T-20: Residential Faucets & Aerators - Kitchen w/ Electric Water Heating | Expected | Electric Demand (MW) | 0.48682 | 0 | 0 | 0 | 0 | 0 | 0 | 0 | 0 | 0 | 0 | 0 | 0
No | SCE | Res | WaterHeat | T-20: Residential Faucets & Aerators - Lavatory w/ Electric Water Heating - Tier 1 | Expected | Electric Demand (MW) | 0 | 0 | 0 | 0 | 0 | 0 | 0 | 0 | 0 | 0 | 0 | 0 | 0
No | SCE | Res | WaterHeat | T-20: Residential Faucets & Aerators - Lavatory w/ Electric Water Heating - Tier 2 | Expected | Electric Demand (MW) | 0.19057 | 0 | 0 | 0 | 0 | 0 | 0 | 0 | 0 | 0 | 0 | 0 | 0
No | SCE | Res | WaterHeat | Fed Appliance: Residential Electric storage water heater | Expected | Electric Demand (MW) | 0.092112 | 0.092104 | 0.092098 | 0.034198 | 0.010594 | 0.010594 | 0.010594 | 0.010594 | 0.010593 | 0.010593 | 0.010593 | 0.010592 | 0.010592
No | SCE | Res | WaterHeat | Fed Appliance: Residential Gas-fired instantaneous water heater | Expected | Electric Demand (MW) | -0.0018621 | -0.0018621 | -0.0018621 | -0.0018621 | -0.0018621 | -0.0018621 | -0.0018621 | -0.0018621 | -0.0018621 | -0.0018621 | -0.00075673 | -0.00031034 | -0.00031034
No | SCE | Res | WaterHeat | 2013 T-24: RNC-DHW - Solar for Electrically Heated Homes | Expected | Electric Demand (MW) | 0.0020999 | 0.0020969 | 0.0020946 | 0.0020928 | 0.0020914 | 0.0020903 | 0.002089 | 0.0020879 | 0.0020866 | 0.0020854 | 0.0020842 | 0.002083 | 0.0020818
No | SCE | Res | WaterHeat | T-20: Showerheads - w/ Electric Water Heaters - Tier 1 | Expected | Electric Demand (MW) | 0.70876 | 0 | 0 | 0 | 0 | 0 | 0 | 0 | 0 | 0 | 0 | 0 | 0
No | SCE | Res | WaterHeat | 2022 T-24: MFNC - All Electric Package - Prescriptive Alternative for Central HPWH | Expected | Electric Demand (MW) | -0.8725 | -0.86539 | -0.85737 | -0.8485 | -0.83891 | -0.82879 | -0.81839 | -0.80796 | -0.79779 | -0.78811 | -0.77912 | -0.77097 | -0.76372
No | SCE | Res | WaterHeat | 2025 T-24: Multifamily Domestic Hot Water - CPC Appendix M Pipe Sizing-HPWH (New Construction + Additions) | Expected | Electric Demand (MW) | 0 | 0.0019517 | 0.0077312 | 0.0077191 | 0.0077068 | 0.0076944 | 0.0076818 | 0.007669 | 0.0076561 | 0.007643 | 0.0076297 | 0.0058759 | 0.00069116
No | SCE | Res | WaterHeat | 2025 T-24: Multifamily Domestic Hot Water - DHW Balancing Valves-HPWH (Alterations) | Expected | Electric Demand (MW) | 0 | 0.00048095 | 0.00050548 | 0.0004848 | 0.00046363 | 0.00044211 | 0.00042035 | 0.00039849 | 0.00037665 | 0.00035498 | 0.00033359 | 5.2491e-05 | 2.656e-05
No | SCE | Res | WaterHeat | 2025 T-24: Multifamily Domestic Hot Water - DHW Balancing Valves-HPWH (New Construction + Additions) | Expected | Electric Demand (MW) | 0 | 1.5566e-05 | 5.9393e-05 | 5.6962e-05 | 5.4476e-05 | 5.1947e-05 | 4.939e-05 | 4.6821e-05 | 4.4256e-05 | 4.1709e-05 | 3.9196e-05 | 2.8338e-05 | 3.1208e-06
No | SCE | Res | WaterHeat | 2025 T-24: Multifamily Domestic Hot Water - DHW Master Mixing Valves-HPWH (New Construction + Additions) | Expected | Electric Demand (MW) | 0 | 0.0083627 | 0.032957 | 0.03273 | 0.032497 | 0.032259 | 0.032016 | 0.031768 | 0.031514 | 0.031255 | 0.03099 | 0.0237 | 0.0027678
No | SCE | Res | WaterHeat | 2025 T-24: Multifamily Domestic Hot Water - DHW Pipe Insulation Enhancement-HPWH (New Construction + Additions) | Expected | Electric Demand (MW) | 0 | 0.0030369 | 0.012047 | 0.012046 | 0.012044 | 0.012043 | 0.012042 | 0.01204 | 0.012039 | 0.012038 | 0.012036 | 0.0092848 | 0.001094
No | SCE | Res | WaterHeat | 2025 T-24: Multifamily Domestic Hot Water - Individual HPWH Ventilation - Exterior (Alterations) | Expected | Electric Demand (MW) | 0 | 0.0014918 | 0.0015469 | 0.0014627 | 0.0013783 | 0.0012942 | 0.0012111 | 0.0011294 | 0.0010497 | 0.00097246 | 0.00089808 | 0.00013884 | 6.9015e-05
No | SCE | Res | WaterHeat | 2025 T-24: Multifamily Domestic Hot Water - Individual HPWH Ventilation - Exterior (New Construction + Additions) | Expected | Electric Demand (MW) | 0 | 0.0019014 | 0.0071579 | 0.0067684 | 0.0063777 | 0.0059887 | 0.0056039 | 0.005226 | 0.0048572 | 0.0044999 | 0.0041557 | 0.0029519 | 0.00031935
No | SCE | Res | WaterHeat | 2025 T-24: Multifamily Domestic Hot Water - Individual HPWH Ventilation - Interior (Alterations) | Expected | Electric Demand (MW) | 0 | 0.00219 | 0.0022709 | 0.0021473 | 0.0020234 | 0.0018999 | 0.0017779 | 0.001658 | 0.001541 | 0.0014276 | 0.0013184 | 0.00020383 | 0.00010132
No | SCE | Res | WaterHeat | 2025 T-24: Multifamily Domestic Hot Water - Individual HPWH Ventilation - Interior (New Construction + Additions) | Expected | Electric Demand (MW) | 0 | 0.0027607 | 0.010393 | 0.0098273 | 0.0092601 | 0.0086952 | 0.0081366 | 0.0075878 | 0.0070524 | 0.0065336 | 0.0060339 | 0.0042861 | 0.00046368
No | SCE | Res | WaterHeat | T-20: Residential Faucets & Aerators - Kitchen w/ Electric Water Heating | Possible | Electric Demand (MW) | 0.48682 | 0 | 0 | 0 | 0 | 0 | 0 | 0 | 0 | 0 | 0 | 0 | 0
No | SCE | Res | WaterHeat | T-20: Residential Faucets & Aerators - Lavatory w/ Electric Water Heating - Tier 1 | Possible | Electric Demand (MW) | 0 | 0 | 0 | 0 | 0 | 0 | 0 | 0 | 0 | 0 | 0 | 0 | 0
No | SCE | Res | WaterHeat | T-20: Residential Faucets & Aerators - Lavatory w/ Electric Water Heating - Tier 2 | Possible | Electric Demand (MW) | 0.19057 | 0 | 0 | 0 | 0 | 0 | 0 | 0 | 0 | 0 | 0 | 0 | 0
No | SCE | Res | WaterHeat | Fed Appliance: Residential Electric storage water heater | Possible | Electric Demand (MW) | 0.092112 | 0.092104 | 0.092098 | 0.034198 | 0.010594 | 0.010594 | 0.010594 | 0.010594 | 0.010593 | 0.010593 | 0.010593 | 0.010592 | 0.010592
No | SCE | Res | WaterHeat | Fed Appliance: Residential Gas-fired instantaneous water heater | Possible | Electric Demand (MW) | -0.0018621 | -0.0018621 | -0.0018621 | -0.0018621 | -0.0018621 | -0.0018621 | -0.0018621 | -0.0018621 | -0.0018621 | -0.0018621 | -0.00075673 | -0.00031034 | -0.00031034
No | SCE | Res | WaterHeat | 2013 T-24: RNC-DHW - Solar for Electrically Heated Homes | Possible | Electric Demand (MW) | 0.0020999 | 0.0020969 | 0.0020946 | 0.0020928 | 0.0020914 | 0.0020903 | 0.002089 | 0.0020879 | 0.0020866 | 0.0020854 | 0.0020842 | 0.002083 | 0.0020818
No | SCE | Res | WaterHeat | T-20: Showerheads - w/ Electric Water Heaters - Tier 1 | Possible | Electric Demand (MW) | 0.70876 | 0 | 0 | 0 | 0 | 0 | 0 | 0 | 0 | 0 | 0 | 0 | 0
No | SCE | Res | WaterHeat | 2022 T-24: MFNC - All Electric Package - Prescriptive Alternative for Central HPWH | Possible | Electric Demand (MW) | -0.8725 | -0.86539 | -0.85737 | -0.8485 | -0.83891 | -0.82879 | -0.81839 | -0.80796 | -0.79779 | -0.78811 | -0.77912 | -0.77097 | -0.76372
No | SCE | Res | WaterHeat | 2025 T-24: Multifamily Domestic Hot Water - CPC Appendix M Pipe Sizing-HPWH (New Construction + Additions) | Possible | Electric Demand (MW) | 0 | 0.0019517 | 0.0077312 | 0.0077191 | 0.0077068 | 0.0076944 | 0.0076818 | 0.007669 | 0.0076561 | 0.007643 | 0.0076297 | 0.0058759 | 0.00069116
No | SCE | Res | WaterHeat | 2025 T-24: Multifamily Domestic Hot Water - DHW Balancing Valves-HPWH (Alterations) | Possible | Electric Demand (MW) | 0 | 0.00048095 | 0.00050548 | 0.0004848 | 0.00046363 | 0.00044211 | 0.00042035 | 0.00039849 | 0.00037665 | 0.00035498 | 0.00033359 | 5.2491e-05 | 2.656e-05
No | SCE | Res | WaterHeat | 2025 T-24: Multifamily Domestic Hot Water - DHW Balancing Valves-HPWH (New Construction + Additions) | Possible | Electric Demand (MW) | 0 | 1.5566e-05 | 5.9393e-05 | 5.6962e-05 | 5.4476e-05 | 5.1947e-05 | 4.939e-05 | 4.6821e-05 | 4.4256e-05 | 4.1709e-05 | 3.9196e-05 | 2.8338e-05 | 3.1208e-06
No | SCE | Res | WaterHeat | 2025 T-24: Multifamily Domestic Hot Water - DHW Master Mixing Valves-HPWH (New Construction + Additions) | Possible | Electric Demand (MW) | 0 | 0.0083627 | 0.032957 | 0.03273 | 0.032497 | 0.032259 | 0.032016 | 0.031768 | 0.031514 | 0.031255 | 0.03099 | 0.0237 | 0.0027678
No | SCE | Res | WaterHeat | 2025 T-24: Multifamily Domestic Hot Water - DHW Pipe Insulation Enhancement-HPWH (New Construction + Additions) | Possible | Electric Demand (MW) | 0 | 0.0030369 | 0.012047 | 0.012046 | 0.012044 | 0.012043 | 0.012042 | 0.01204 | 0.012039 | 0.012038 | 0.012036 | 0.0092848 | 0.001094
No | SCE | Res | WaterHeat | 2025 T-24: Multifamily Domestic Hot Water - Individual HPWH Ventilation - Exterior (Alterations) | Possible | Electric Demand (MW) | 0 | 0.0014918 | 0.0015469 | 0.0014627 | 0.0013783 | 0.0012942 | 0.0012111 | 0.0011294 | 0.0010497 | 0.00097246 | 0.00089808 | 0.00013884 | 6.9015e-05
No | SCE | Res | WaterHeat | 2025 T-24: Multifamily Domestic Hot Water - Individual HPWH Ventilation - Exterior (New Construction + Additions) | Possible | Electric Demand (MW) | 0 | 0.0019014 | 0.0071579 | 0.0067684 | 0.0063777 | 0.0059887 | 0.0056039 | 0.005226 | 0.0048572 | 0.0044999 | 0.0041557 | 0.0029519 | 0.00031935
No | SCE | Res | WaterHeat | 2025 T-24: Multifamily Domestic Hot Water - Individual HPWH Ventilation - Interior (Alterations) | Possible | Electric Demand (MW) | 0 | 0.00219 | 0.0022709 | 0.0021473 | 0.0020234 | 0.0018999 | 0.0017779 | 0.001658 | 0.001541 | 0.0014276 | 0.0013184 | 0.00020383 | 0.00010132
No | SCE | Res | WaterHeat | 2025 T-24: Multifamily Domestic Hot Water - Individual HPWH Ventilation - Interior (New Construction + Additions) | Possible | Electric Demand (MW) | 0 | 0.0027607 | 0.010393 | 0.0098273 | 0.0092601 | 0.0086952 | 0.0081366 | 0.0075878 | 0.0070524 | 0.0065336 | 0.0060339 | 0.0042861 | 0.00046368
No | SDG&E | Res | WaterHeat | T-20: Residential Faucets & Aerators - Kitchen w/ Electric Water Heating | On-the-books | Electric Demand (MW) | 0.099699 | 0 | 0 | 0 | 0 | 0 | 0 | 0 | 0 | 0 | 0 | 0 | 0
No | SDG&E | Res | WaterHeat | T-20: Residential Faucets & Aerators - Lavatory w/ Electric Water Heating - Tier 1 | On-the-books | Electric Demand (MW) | 0 | 0 | 0 | 0 | 0 | 0 | 0 | 0 | 0 | 0 | 0 | 0 | 0
No | SDG&E | Res | WaterHeat | T-20: Residential Faucets & Aerators - Lavatory w/ Electric Water Heating - Tier 2 | On-the-books | Electric Demand (MW) | 0.039027 | 0 | 0 | 0 | 0 | 0 | 0 | 0 | 0 | 0 | 0 | 0 | 0
No | SDG&E | Res | WaterHeat | Fed Appliance: Residential Electric storage water heater | On-the-books | Electric Demand (MW) | 0.018864 | 0.018863 | 0.018861 | 0.0070037 | 0.0021697 | 0.0021697 | 0.0021696 | 0.0021695 | 0.0021695 | 0.0021694 | 0.0021694 | 0.0021693 | 0.0021692
No | SDG&E | Res | WaterHeat | Fed Appliance: Residential Gas-fired instantaneous water heater | On-the-books | Electric Demand (MW) | -0.00038135 | -0.00038135 | -0.00038135 | -0.00038135 | -0.00038135 | -0.00038135 | -0.00038135 | -0.00038135 | -0.00038135 | -0.00038135 | -0.00015498 | -6.3558e-05 | -6.3558e-05
No | SDG&E | Res | WaterHeat | 2013 T-24: RNC-DHW - Solar for Electrically Heated Homes | On-the-books | Electric Demand (MW) | 0.00043005 | 0.00042945 | 0.00042898 | 0.0004286 | 0.00042832 | 0.00042809 | 0.00042783 | 0.00042759 | 0.00042734 | 0.00042709 | 0.00042684 | 0.00042659 | 0.00042634
No | SDG&E | Res | WaterHeat | T-20: Showerheads - w/ Electric Water Heaters - Tier 1 | On-the-books | Electric Demand (MW) | 0.14515 | 0 | 0 | 0 | 0 | 0 | 0 | 0 | 0 | 0 | 0 | 0 | 0
No | SDG&E | Res | WaterHeat | 2022 T-24: MFNC - All Electric Package - Prescriptive Alternative for Central HPWH | On-the-books | Electric Demand (MW) | -0.17868 | -0.17723 | -0.17559 | -0.17377 | -0.17181 | -0.16973 | -0.1676 | -0.16547 | -0.16338 | -0.1614 | -0.15956 | -0.15789 | -0.15641
No | SDG&E | Res | WaterHeat | 2025 T-24: Multifamily Domestic Hot Water - CPC Appendix M Pipe Sizing-HPWH (New Construction + Additions) | On-the-books | Electric Demand (MW) | 0 | 0.0003997 | 0.0015833 | 0.0015808 | 0.0015783 | 0.0015758 | 0.0015732 | 0.0015706 | 0.0015679 | 0.0015653 | 0.0015625 | 0.0012034 | 0.00014155
No | SDG&E | Res | WaterHeat | 2025 T-24: Multifamily Domestic Hot Water - DHW Balancing Valves-HPWH (Alterations) | On-the-books | Electric Demand (MW) | 0 | 9.8497e-05 | 0.00010352 | 9.9285e-05 | 9.495e-05 | 9.0542e-05 | 8.6086e-05 | 8.1609e-05 | 7.7137e-05 | 7.2698e-05 | 6.8318e-05 | 1.075e-05 | 5.4395e-06
No | SDG&E | Res | WaterHeat | 2025 T-24: Multifamily Domestic Hot Water - DHW Balancing Valves-HPWH (New Construction + Additions) | On-the-books | Electric Demand (MW) | 0 | 3.1878e-06 | 1.2164e-05 | 1.1666e-05 | 1.1156e-05 | 1.0639e-05 | 1.0115e-05 | 9.5888e-06 | 9.0634e-06 | 8.5418e-06 | 8.0272e-06 | 5.8035e-06 | 6.3913e-07
No | SDG&E | Res | WaterHeat | 2025 T-24: Multifamily Domestic Hot Water - DHW Master Mixing Valves-HPWH (New Construction + Additions) | On-the-books | Electric Demand (MW) | 0 | 0.0017127 | 0.0067494 | 0.0067029 | 0.0066553 | 0.0066066 | 0.0065569 | 0.006506 | 0.006454 | 0.0064009 | 0.0063467 | 0.0048538 | 0.00056683
No | SDG&E | Res | WaterHeat | 2025 T-24: Multifamily Domestic Hot Water - DHW Pipe Insulation Enhancement-HPWH (New Construction + Additions) | On-the-books | Electric Demand (MW) | 0 | 0.00062194 | 0.0024672 | 0.0024669 | 0.0024667 | 0.0024664 | 0.0024661 | 0.0024658 | 0.0024656 | 0.0024653 | 0.002465 | 0.0019015 | 0.00022404
No | SDG&E | Res | WaterHeat | 2025 T-24: Multifamily Domestic Hot Water - Individual HPWH Ventilation - Exterior (Alterations) | On-the-books | Electric Demand (MW) | 0 | 0.00030551 | 0.0003168 | 0.00029956 | 0.00028227 | 0.00026505 | 0.00024802 | 0.00023129 | 0.00021497 | 0.00019916 | 0.00018392 | 2.8435e-05 | 1.4134e-05
No | SDG&E | Res | WaterHeat | 2025 T-24: Multifamily Domestic Hot Water - Individual HPWH Ventilation - Exterior (New Construction + Additions) | On-the-books | Electric Demand (MW) | 0 | 0.0003894 | 0.0014659 | 0.0013861 | 0.0013061 | 0.0012265 | 0.0011477 | 0.0010703 | 0.00099475 | 0.00092156 | 0.00085108 | 0.00060455 | 6.5403e-05
No | SDG&E | Res | WaterHeat | 2025 T-24: Multifamily Domestic Hot Water - Individual HPWH Ventilation - Interior (Alterations) | On-the-books | Electric Demand (MW) | 0 | 0.0004485 | 0.00046507 | 0.00043976 | 0.00041438 | 0.0003891 | 0.0003641 | 0.00033955 | 0.00031559 | 0.00029237 | 0.00027001 | 4.1743e-05 | 2.0749e-05
No | SDG&E | Res | WaterHeat | 2025 T-24: Multifamily Domestic Hot Water - Individual HPWH Ventilation - Interior (New Construction + Additions) | On-the-books | Electric Demand (MW) | 0 | 0.00056538 | 0.0021284 | 0.0020126 | 0.0018964 | 0.0017808 | 0.0016663 | 0.001554 | 0.0014443 | 0.0013381 | 0.0012357 | 0.00087777 | 9.4961e-05
No | SDG&E | Res | WaterHeat | T-20: Residential Faucets & Aerators - Kitchen w/ Electric Water Heating | Expected | Electric Demand (MW) | 0.099699 | 0 | 0 | 0 | 0 | 0 | 0 | 0 | 0 | 0 | 0 | 0 | 0
No | SDG&E | Res | WaterHeat | T-20: Residential Faucets & Aerators - Lavatory w/ Electric Water Heating - Tier 1 | Expected | Electric Demand (MW) | 0 | 0 | 0 | 0 | 0 | 0 | 0 | 0 | 0 | 0 | 0 | 0 | 0
No | SDG&E | Res | WaterHeat | T-20: Residential Faucets & Aerators - Lavatory w/ Electric Water Heating - Tier 2 | Expected | Electric Demand (MW) | 0.039027 | 0 | 0 | 0 | 0 | 0 | 0 | 0 | 0 | 0 | 0 | 0 | 0
No | SDG&E | Res | WaterHeat | Fed Appliance: Residential Electric storage water heater | Expected | Electric Demand (MW) | 0.018864 | 0.018863 | 0.018861 | 0.0070037 | 0.0021697 | 0.0021697 | 0.0021696 | 0.0021695 | 0.0021695 | 0.0021694 | 0.0021694 | 0.0021693 | 0.0021692
No | SDG&E | Res | WaterHeat | Fed Appliance: Residential Gas-fired instantaneous water heater | Expected | Electric Demand (MW) | -0.00038135 | -0.00038135 | -0.00038135 | -0.00038135 | -0.00038135 | -0.00038135 | -0.00038135 | -0.00038135 | -0.00038135 | -0.00038135 | -0.00015498 | -6.3558e-05 | -6.3558e-05
No | SDG&E | Res | WaterHeat | 2013 T-24: RNC-DHW - Solar for Electrically Heated Homes | Expected | Electric Demand (MW) | 0.00043005 | 0.00042945 | 0.00042898 | 0.0004286 | 0.00042832 | 0.00042809 | 0.00042783 | 0.00042759 | 0.00042734 | 0.00042709 | 0.00042684 | 0.00042659 | 0.00042634
No | SDG&E | Res | WaterHeat | T-20: Showerheads - w/ Electric Water Heaters - Tier 1 | Expected | Electric Demand (MW) | 0.14515 | 0 | 0 | 0 | 0 | 0 | 0 | 0 | 0 | 0 | 0 | 0 | 0
No | SDG&E | Res | WaterHeat | 2022 T-24: MFNC - All Electric Package - Prescriptive Alternative for Central HPWH | Expected | Electric Demand (MW) | -0.17868 | -0.17723 | -0.17559 | -0.17377 | -0.17181 | -0.16973 | -0.1676 | -0.16547 | -0.16338 | -0.1614 | -0.15956 | -0.15789 | -0.15641
No | SDG&E | Res | WaterHeat | 2025 T-24: Multifamily Domestic Hot Water - CPC Appendix M Pipe Sizing-HPWH (New Construction + Additions) | Expected | Electric Demand (MW) | 0 | 0.0003997 | 0.0015833 | 0.0015808 | 0.0015783 | 0.0015758 | 0.0015732 | 0.0015706 | 0.0015679 | 0.0015653 | 0.0015625 | 0.0012034 | 0.00014155
No | SDG&E | Res | WaterHeat | 2025 T-24: Multifamily Domestic Hot Water - DHW Balancing Valves-HPWH (Alterations) | Expected | Electric Demand (MW) | 0 | 9.8497e-05 | 0.00010352 | 9.9285e-05 | 9.495e-05 | 9.0542e-05 | 8.6086e-05 | 8.1609e-05 | 7.7137e-05 | 7.2698e-05 | 6.8318e-05 | 1.075e-05 | 5.4395e-06
No | SDG&E | Res | WaterHeat | 2025 T-24: Multifamily Domestic Hot Water - DHW Balancing Valves-HPWH (New Construction + Additions) | Expected | Electric Demand (MW) | 0 | 3.1878e-06 | 1.2164e-05 | 1.1666e-05 | 1.1156e-05 | 1.0639e-05 | 1.0115e-05 | 9.5888e-06 | 9.0634e-06 | 8.5418e-06 | 8.0272e-06 | 5.8035e-06 | 6.3913e-07
No | SDG&E | Res | WaterHeat | 2025 T-24: Multifamily Domestic Hot Water - DHW Master Mixing Valves-HPWH (New Construction + Additions) | Expected | Electric Demand (MW) | 0 | 0.0017127 | 0.0067494 | 0.0067029 | 0.0066553 | 0.0066066 | 0.0065569 | 0.006506 | 0.006454 | 0.0064009 | 0.0063467 | 0.0048538 | 0.00056683
No | SDG&E | Res | WaterHeat | 2025 T-24: Multifamily Domestic Hot Water - DHW Pipe Insulation Enhancement-HPWH (New Construction + Additions) | Expected | Electric Demand (MW) | 0 | 0.00062194 | 0.0024672 | 0.0024669 | 0.0024667 | 0.0024664 | 0.0024661 | 0.0024658 | 0.0024656 | 0.0024653 | 0.002465 | 0.0019015 | 0.00022404
No | SDG&E | Res | WaterHeat | 2025 T-24: Multifamily Domestic Hot Water - Individual HPWH Ventilation - Exterior (Alterations) | Expected | Electric Demand (MW) | 0 | 0.00030551 | 0.0003168 | 0.00029956 | 0.00028227 | 0.00026505 | 0.00024802 | 0.00023129 | 0.00021497 | 0.00019916 | 0.00018392 | 2.8435e-05 | 1.4134e-05
No | SDG&E | Res | WaterHeat | 2025 T-24: Multifamily Domestic Hot Water - Individual HPWH Ventilation - Exterior (New Construction + Additions) | Expected | Electric Demand (MW) | 0 | 0.0003894 | 0.0014659 | 0.0013861 | 0.0013061 | 0.0012265 | 0.0011477 | 0.0010703 | 0.00099475 | 0.00092156 | 0.00085108 | 0.00060455 | 6.5403e-05
No | SDG&E | Res | WaterHeat | 2025 T-24: Multifamily Domestic Hot Water - Individual HPWH Ventilation - Interior (Alterations) | Expected | Electric Demand (MW) | 0 | 0.0004485 | 0.00046507 | 0.00043976 | 0.00041438 | 0.0003891 | 0.0003641 | 0.00033955 | 0.00031559 | 0.00029237 | 0.00027001 | 4.1743e-05 | 2.0749e-05
No | SDG&E | Res | WaterHeat | 2025 T-24: Multifamily Domestic Hot Water - Individual HPWH Ventilation - Interior (New Construction + Additions) | Expected | Electric Demand (MW) | 0 | 0.00056538 | 0.0021284 | 0.0020126 | 0.0018964 | 0.0017808 | 0.0016663 | 0.001554 | 0.0014443 | 0.0013381 | 0.0012357 | 0.00087777 | 9.4961e-05
No | SDG&E | Res | WaterHeat | T-20: Residential Faucets & Aerators - Kitchen w/ Electric Water Heating | Possible | Electric Demand (MW) | 0.099699 | 0 | 0 | 0 | 0 | 0 | 0 | 0 | 0 | 0 | 0 | 0 | 0
No | SDG&E | Res | WaterHeat | T-20: Residential Faucets & Aerators - Lavatory w/ Electric Water Heating - Tier 1 | Possible | Electric Demand (MW) | 0 | 0 | 0 | 0 | 0 | 0 | 0 | 0 | 0 | 0 | 0 | 0 | 0
No | SDG&E | Res | WaterHeat | T-20: Residential Faucets & Aerators - Lavatory w/ Electric Water Heating - Tier 2 | Possible | Electric Demand (MW) | 0.039027 | 0 | 0 | 0 | 0 | 0 | 0 | 0 | 0 | 0 | 0 | 0 | 0
No | SDG&E | Res | WaterHeat | Fed Appliance: Residential Electric storage water heater | Possible | Electric Demand (MW) | 0.018864 | 0.018863 | 0.018861 | 0.0070037 | 0.0021697 | 0.0021697 | 0.0021696 | 0.0021695 | 0.0021695 | 0.0021694 | 0.0021694 | 0.0021693 | 0.0021692
No | SDG&E | Res | WaterHeat | Fed Appliance: Residential Gas-fired instantaneous water heater | Possible | Electric Demand (MW) | -0.00038135 | -0.00038135 | -0.00038135 | -0.00038135 | -0.00038135 | -0.00038135 | -0.00038135 | -0.00038135 | -0.00038135 | -0.00038135 | -0.00015498 | -6.3558e-05 | -6.3558e-05
No | SDG&E | Res | WaterHeat | 2013 T-24: RNC-DHW - Solar for Electrically Heated Homes | Possible | Electric Demand (MW) | 0.00043005 | 0.00042945 | 0.00042898 | 0.0004286 | 0.00042832 | 0.00042809 | 0.00042783 | 0.00042759 | 0.00042734 | 0.00042709 | 0.00042684 | 0.00042659 | 0.00042634
No | SDG&E | Res | WaterHeat | T-20: Showerheads - w/ Electric Water Heaters - Tier 1 | Possible | Electric Demand (MW) | 0.14515 | 0 | 0 | 0 | 0 | 0 | 0 | 0 | 0 | 0 | 0 | 0 | 0
No | SDG&E | Res | WaterHeat | 2022 T-24: MFNC - All Electric Package - Prescriptive Alternative for Central HPWH | Possible | Electric Demand (MW) | -0.17868 | -0.17723 | -0.17559 | -0.17377 | -0.17181 | -0.16973 | -0.1676 | -0.16547 | -0.16338 | -0.1614 | -0.15956 | -0.15789 | -0.15641
No | SDG&E | Res | WaterHeat | 2025 T-24: Multifamily Domestic Hot Water - CPC Appendix M Pipe Sizing-HPWH (New Construction + Additions) | Possible | Electric Demand (MW) | 0 | 0.0003997 | 0.0015833 | 0.0015808 | 0.0015783 | 0.0015758 | 0.0015732 | 0.0015706 | 0.0015679 | 0.0015653 | 0.0015625 | 0.0012034 | 0.00014155
No | SDG&E | Res | WaterHeat | 2025 T-24: Multifamily Domestic Hot Water - DHW Balancing Valves-HPWH (Alterations) | Possible | Electric Demand (MW) | 0 | 9.8497e-05 | 0.00010352 | 9.9285e-05 | 9.495e-05 | 9.0542e-05 | 8.6086e-05 | 8.1609e-05 | 7.7137e-05 | 7.2698e-05 | 6.8318e-05 | 1.075e-05 | 5.4395e-06
No | SDG&E | Res | WaterHeat | 2025 T-24: Multifamily Domestic Hot Water - DHW Balancing Valves-HPWH (New Construction + Additions) | Possible | Electric Demand (MW) | 0 | 3.1878e-06 | 1.2164e-05 | 1.1666e-05 | 1.1156e-05 | 1.0639e-05 | 1.0115e-05 | 9.5888e-06 | 9.0634e-06 | 8.5418e-06 | 8.0272e-06 | 5.8035e-06 | 6.3913e-07
No | SDG&E | Res | WaterHeat | 2025 T-24: Multifamily Domestic Hot Water - DHW Master Mixing Valves-HPWH (New Construction + Additions) | Possible | Electric Demand (MW) | 0 | 0.0017127 | 0.0067494 | 0.0067029 | 0.0066553 | 0.0066066 | 0.0065569 | 0.006506 | 0.006454 | 0.0064009 | 0.0063467 | 0.0048538 | 0.00056683
No | SDG&E | Res | WaterHeat | 2025 T-24: Multifamily Domestic Hot Water - DHW Pipe Insulation Enhancement-HPWH (New Construction + Additions) | Possible | Electric Demand (MW) | 0 | 0.00062194 | 0.0024672 | 0.0024669 | 0.0024667 | 0.0024664 | 0.0024661 | 0.0024658 | 0.0024656 | 0.0024653 | 0.002465 | 0.0019015 | 0.00022404
No | SDG&E | Res | WaterHeat | 2025 T-24: Multifamily Domestic Hot Water - Individual HPWH Ventilation - Exterior (Alterations) | Possible | Electric Demand (MW) | 0 | 0.00030551 | 0.0003168 | 0.00029956 | 0.00028227 | 0.00026505 | 0.00024802 | 0.00023129 | 0.00021497 | 0.00019916 | 0.00018392 | 2.8435e-05 | 1.4134e-05
No | SDG&E | Res | WaterHeat | 2025 T-24: Multifamily Domestic Hot Water - Individual HPWH Ventilation - Exterior (New Construction + Additions) | Possible | Electric Demand (MW) | 0 | 0.0003894 | 0.0014659 | 0.0013861 | 0.0013061 | 0.0012265 | 0.0011477 | 0.0010703 | 0.00099475 | 0.00092156 | 0.00085108 | 0.00060455 | 6.5403e-05
No | SDG&E | Res | WaterHeat | 2025 T-24: Multifamily Domestic Hot Water - Individual HPWH Ventilation - Interior (Alterations) | Possible | Electric Demand (MW) | 0 | 0.0004485 | 0.00046507 | 0.00043976 | 0.00041438 | 0.0003891 | 0.0003641 | 0.00033955 | 0.00031559 | 0.00029237 | 0.00027001 | 4.1743e-05 | 2.0749e-05
No | SDG&E | Res | WaterHeat | 2025 T-24: Multifamily Domestic Hot Water - Individual HPWH Ventilation - Interior (New Construction + Additions) | Possible | Electric Demand (MW) | 0 | 0.00056538 | 0.0021284 | 0.0020126 | 0.0018964 | 0.0017808 | 0.0016663 | 0.001554 | 0.0014443 | 0.0013381 | 0.0012357 | 0.00087777 | 9.4961e-05
No | PG&E | Com | ComRefrig | Fed Appliance: Commercial Ice Makers | On-the-books | Electric Demand (MW) | 0.13957 | 0.13957 | 0.13957 | 0.13957 | 0.13957 | 0.13957 | 0.13957 | 0.13957 | 0.13957 | 0.13957 | 0.13957 | 0.13957 | 0.13957
No | PG&E | Com | ComRefrig | Fed Appliance: Commercial Refrigeration | On-the-books | Electric Demand (MW) | 0.038354 | 0.038347 | 0.038342 | 0.038339 | 0.038336 | 0.038335 | 0.038333 | 0.038331 | 0.038329 | 0.038327 | 0.038325 | 0.038324 | 0.038322
No | PG&E | Com | ComRefrig | Fed Appliance: Commercial Refrigeration Equipment | On-the-books | Electric Demand (MW) | 1.2563 | 1.2517 | 0.46292 | 0 | 0 | 0 | 0 | 0 | 0 | 0 | 0 | 0 | 0
No | PG&E | Com | ComRefrig | 2013 T-24: NRNC-Refrigeration-Supermarket | On-the-books | Electric Demand (MW) | 0.21075 | 0.20827 | 0.20525 | 0.20166 | 0.19754 | 0.19297 | 0.1887 | 0.18424 | 0.1799 | 0.17548 | 0.17111 | 0.16671 | 0.16233
No | PG&E | Com | ComRefrig | 2013 T-24: NRNC-Refrigeration-Warehouse | On-the-books | Electric Demand (MW) | 0.041185 | 0.0407 | 0.04011 | 0.039408 | 0.038602 | 0.037711 | 0.036876 | 0.036003 | 0.035156 | 0.034292 | 0.033439 | 0.032578 | 0.031723
No | PG&E | Com | ComRefrig | Fed Appliance: Refrigerated Beverage Vending Machines | On-the-books | Electric Demand (MW) | 0.00081427 | 0.00081424 | 0.00081422 | 0.00081421 | 0.0008142 | 0.0008142 | 0.00081419 | 0.00081419 | 0.00081419 | 0.00081418 | 0.00081418 | 0.00081417 | 0.00081417
No | PG&E | Com | ComRefrig | 2008 T-24: Refrigerated warehouses | On-the-books | Electric Demand (MW) | 0.021397 | 0.021359 | 0.02133 | 0.021309 | 0.021293 | 0.021282 | 0.021267 | 0.021254 | 0.021241 | 0.021228 | 0.021214 | 0.021201 | 0.021187
No | PG&E | Com | ComRefrig | Fed Appliance: Walk-in coolers and freezers | On-the-books | Electric Demand (MW) | 3.5627 | 3.5294 | 3.4961 | 1.863 | 0 | 0 | 0 | 0 | 0 | 0 | 0 | 0 | 0
No | PG&E | Com | ComRefrig | 2005 T-20: Walk-In Refrigerators / Freezers | On-the-books | Electric Demand (MW) | 0 | 0 | 0 | 0 | 0 | 0 | 0 | 0 | 0 | 0 | 0 | 0 | 0
No | PG&E | Com | ComRefrig | 2025 T-24: NR Refrigeration - Evaporator Specific Efficiency for Refrigerated Warehouses (Alterations) | On-the-books | Electric Demand (MW) | 0 | 0.00097117 | 0.0009894 | 0.00092534 | 0.00086908 | 0.00082028 | 0.0007784 | 0.0007428 | 0.00071277 | 0.00068762 | 0.00066666 | 0.00064928 | 0.00063492
No | PG&E | Com | ComRefrig | 2025 T-24: NR Refrigeration - Evaporator Specific Efficiency for Refrigerated Warehouses (New Construction + Additions) | On-the-books | Electric Demand (MW) | 0 | 0.00013277 | 0.00074065 | 0.00069269 | 0.00065058 | 0.00061404 | 0.00058269 | 0.00055605 | 0.00053357 | 0.00051474 | 0.00049905 | 0.00048604 | 0.00047529
No | PG&E | Com | ComRefrig | 2022 T-24: NRNC - Refrigeration System - Design and Control Requirements for Transcritical CO2 Systems - Adiabatic Condenser | On-the-books | Electric Demand (MW) |  | 0.0779 | 0.074034 | 0.070605 | 0.067569 | 0.064888 | 0.062526 | 0.060447 | 0.05862 | 0.057018 | 0.055614 | 0.054384 | 0.053309
No | PG&E | Com | ComRefrig | 2019 T-24: NRNC-MECH-Adiabatic Condensers for Refrigeration | On-the-books | Electric Demand (MW) |  | 0.0074349 | 0.0068581 | 0.0062078 | 0.0055032 | 0.0047719 | 0.0040459 | 0.0033564 | 0.0027286 | 0.0021784 | 0.0017122 | 0.0013284 | 0.0010197
No | PG&E | Com | ComRefrig | 2019-21 Fed App: Refrigerated beverage vending machines | On-the-books | Electric Demand (MW) |  | 0.028422 | 0.028575 | 0.028797 | 0.028815 | 0.0289 | 0.027934 | 0.014092 | 0.0046378 | 0.0045114 | 0.0043971 | 0.0042937 | 0.0042001
No | PG&E | Com | ComRefrig | Fed Appliance: Commercial Ice Makers | Expected | Electric Demand (MW) | 0.13957 | 0.13957 | 0.13957 | 0.13957 | 0.13957 | 0.13957 | 0.13957 | 0.13957 | 0.13957 | 0.13957 | 0.13957 | 0.13957 | 0.13957
No | PG&E | Com | ComRefrig | Fed Appliance: Commercial Refrigeration | Expected | Electric Demand (MW) | 0.038354 | 0.038347 | 0.038342 | 0.038339 | 0.038336 | 0.038335 | 0.038333 | 0.038331 | 0.038329 | 0.038327 | 0.038325 | 0.038324 | 0.038322
No | PG&E | Com | ComRefrig | Fed Appliance: Commercial Refrigeration Equipment | Expected | Electric Demand (MW) | 1.2563 | 1.2517 | 0.46292 | 0 | 0 | 0 | 0 | 0 | 0 | 0 | 0 | 0 | 0
No | PG&E | Com | ComRefrig | 2013 T-24: NRNC-Refrigeration-Supermarket | Expected | Electric Demand (MW) | 0.21075 | 0.20827 | 0.20525 | 0.20166 | 0.19754 | 0.19297 | 0.1887 | 0.18424 | 0.1799 | 0.17548 | 0.17111 | 0.16671 | 0.16233
No | PG&E | Com | ComRefrig | 2013 T-24: NRNC-Refrigeration-Warehouse | Expected | Electric Demand (MW) | 0.041185 | 0.0407 | 0.04011 | 0.039408 | 0.038602 | 0.037711 | 0.036876 | 0.036003 | 0.035156 | 0.034292 | 0.033439 | 0.032578 | 0.031723
No | PG&E | Com | ComRefrig | Fed Appliance: Refrigerated Beverage Vending Machines | Expected | Electric Demand (MW) | 0.00081427 | 0.00081424 | 0.00081422 | 0.00081421 | 0.0008142 | 0.0008142 | 0.00081419 | 0.00081419 | 0.00081419 | 0.00081418 | 0.00081418 | 0.00081417 | 0.00081417
No | PG&E | Com | ComRefrig | 2008 T-24: Refrigerated warehouses | Expected | Electric Demand (MW) | 0.021397 | 0.021359 | 0.02133 | 0.021309 | 0.021293 | 0.021282 | 0.021267 | 0.021254 | 0.021241 | 0.021228 | 0.021214 | 0.021201 | 0.021187
No | PG&E | Com | ComRefrig | Fed Appliance: Walk-in coolers and freezers | Expected | Electric Demand (MW) | 3.5627 | 3.5294 | 3.4961 | 1.863 | 0 | 0 | 0 | 0 | 0 | 0 | 0 | 0 | 0
No | PG&E | Com | ComRefrig | 2005 T-20: Walk-In Refrigerators / Freezers | Expected | Electric Demand (MW) | 0 | 0 | 0 | 0 | 0 | 0 | 0 | 0 | 0 | 0 | 0 | 0 | 0
No | PG&E | Com | ComRefrig | 2025 T-24: NR Refrigeration - Evaporator Specific Efficiency for Refrigerated Warehouses (Alterations) | Expected | Electric Demand (MW) | 0 | 0.00097117 | 0.0009894 | 0.00092534 | 0.00086908 | 0.00082028 | 0.0007784 | 0.0007428 | 0.00071277 | 0.00068762 | 0.00066666 | 0.00064928 | 0.00063492
No | PG&E | Com | ComRefrig | 2025 T-24: NR Refrigeration - Evaporator Specific Efficiency for Refrigerated Warehouses (New Construction + Additions) | Expected | Electric Demand (MW) | 0 | 0.00013277 | 0.00074065 | 0.00069269 | 0.00065058 | 0.00061404 | 0.00058269 | 0.00055605 | 0.00053357 | 0.00051474 | 0.00049905 | 0.00048604 | 0.00047529
No | PG&E | Com | ComRefrig | 2022 T-24: NRNC - Refrigeration System - Design and Control Requirements for Transcritical CO2 Systems - Adiabatic Condenser | Expected | Electric Demand (MW) |  | 0.0779 | 0.074034 | 0.070605 | 0.067569 | 0.064888 | 0.062526 | 0.060447 | 0.05862 | 0.057018 | 0.055614 | 0.054384 | 0.053309
No | PG&E | Com | ComRefrig | 2019 T-24: NRNC-MECH-Adiabatic Condensers for Refrigeration | Expected | Electric Demand (MW) |  | 0.0074349 | 0.0068581 | 0.0062078 | 0.0055032 | 0.0047719 | 0.0040459 | 0.0033564 | 0.0027286 | 0.0021784 | 0.0017122 | 0.0013284 | 0.0010197
No | PG&E | Com | ComRefrig | 2019-21 Fed App: Refrigerated beverage vending machines | Expected | Electric Demand (MW) |  | 0.028422 | 0.028575 | 0.028797 | 0.028815 | 0.0289 | 0.027934 | 0.014092 | 0.0046378 | 0.0045114 | 0.0043971 | 0.0042937 | 0.0042001
No | PG&E | Com | ComRefrig | Fed Appliance: Commercial Ice Makers | Possible | Electric Demand (MW) | 0.13957 | 0.13957 | 0.13957 | 0.13957 | 0.13957 | 0.13957 | 0.13957 | 0.13957 | 0.13957 | 0.13957 | 0.13957 | 0.13957 | 0.13957
No | PG&E | Com | ComRefrig | Fed Appliance: Commercial Refrigeration | Possible | Electric Demand (MW) | 0.038354 | 0.038347 | 0.038342 | 0.038339 | 0.038336 | 0.038335 | 0.038333 | 0.038331 | 0.038329 | 0.038327 | 0.038325 | 0.038324 | 0.038322
No | PG&E | Com | ComRefrig | Fed Appliance: Commercial Refrigeration Equipment | Possible | Electric Demand (MW) | 1.2563 | 1.2517 | 0.46292 | 0 | 0 | 0 | 0 | 0 | 0 | 0 | 0 | 0 | 0
No | PG&E | Com | ComRefrig | 2013 T-24: NRNC-Refrigeration-Supermarket | Possible | Electric Demand (MW) | 0.21075 | 0.20827 | 0.20525 | 0.20166 | 0.19754 | 0.19297 | 0.1887 | 0.18424 | 0.1799 | 0.17548 | 0.17111 | 0.16671 | 0.16233
No | PG&E | Com | ComRefrig | 2013 T-24: NRNC-Refrigeration-Warehouse | Possible | Electric Demand (MW) | 0.041185 | 0.0407 | 0.04011 | 0.039408 | 0.038602 | 0.037711 | 0.036876 | 0.036003 | 0.035156 | 0.034292 | 0.033439 | 0.032578 | 0.031723
No | PG&E | Com | ComRefrig | Fed Appliance: Refrigerated Beverage Vending Machines | Possible | Electric Demand (MW) | 0.00081427 | 0.00081424 | 0.00081422 | 0.00081421 | 0.0008142 | 0.0008142 | 0.00081419 | 0.00081419 | 0.00081419 | 0.00081418 | 0.00081418 | 0.00081417 | 0.00081417
No | PG&E | Com | ComRefrig | 2008 T-24: Refrigerated warehouses | Possible | Electric Demand (MW) | 0.021397 | 0.021359 | 0.02133 | 0.021309 | 0.021293 | 0.021282 | 0.021267 | 0.021254 | 0.021241 | 0.021228 | 0.021214 | 0.021201 | 0.021187
No | PG&E | Com | ComRefrig | Fed Appliance: Walk-in coolers and freezers | Possible | Electric Demand (MW) | 3.5627 | 3.5294 | 3.4961 | 1.863 | 0 | 0 | 0 | 0 | 0 | 0 | 0 | 0 | 0
No | PG&E | Com | ComRefrig | 2005 T-20: Walk-In Refrigerators / Freezers | Possible | Electric Demand (MW) | 0 | 0 | 0 | 0 | 0 | 0 | 0 | 0 | 0 | 0 | 0 | 0 | 0
No | PG&E | Com | ComRefrig | 2025 T-24: NR Refrigeration - Evaporator Specific Efficiency for Refrigerated Warehouses (Alterations) | Possible | Electric Demand (MW) | 0 | 0.00097117 | 0.0009894 | 0.00092534 | 0.00086908 | 0.00082028 | 0.0007784 | 0.0007428 | 0.00071277 | 0.00068762 | 0.00066666 | 0.00064928 | 0.00063492
No | PG&E | Com | ComRefrig | 2025 T-24: NR Refrigeration - Evaporator Specific Efficiency for Refrigerated Warehouses (New Construction + Additions) | Possible | Electric Demand (MW) | 0 | 0.00013277 | 0.00074065 | 0.00069269 | 0.00065058 | 0.00061404 | 0.00058269 | 0.00055605 | 0.00053357 | 0.00051474 | 0.00049905 | 0.00048604 | 0.00047529
No | PG&E | Com | ComRefrig | 2022 T-24: NRNC - Refrigeration System - Design and Control Requirements for Transcritical CO2 Systems - Adiabatic Condenser | Possible | Electric Demand (MW) |  | 0.0779 | 0.074034 | 0.070605 | 0.067569 | 0.064888 | 0.062526 | 0.060447 | 0.05862 | 0.057018 | 0.055614 | 0.054384 | 0.053309
No | PG&E | Com | ComRefrig | 2019 T-24: NRNC-MECH-Adiabatic Condensers for Refrigeration | Possible | Electric Demand (MW) |  | 0.0074349 | 0.0068581 | 0.0062078 | 0.0055032 | 0.0047719 | 0.0040459 | 0.0033564 | 0.0027286 | 0.0021784 | 0.0017122 | 0.0013284 | 0.0010197
No | PG&E | Com | ComRefrig | 2019-21 Fed App: Refrigerated beverage vending machines | Possible | Electric Demand (MW) |  | 0.028422 | 0.028575 | 0.028797 | 0.028815 | 0.0289 | 0.027934 | 0.014092 | 0.0046378 | 0.0045114 | 0.0043971 | 0.0042937 | 0.0042001
No | SCE | Com | ComRefrig | Fed Appliance: Commercial Ice Makers | On-the-books | Electric Demand (MW) | 0.13958 | 0.13958 | 0.13958 | 0.13958 | 0.13958 | 0.13958 | 0.13958 | 0.13958 | 0.13958 | 0.13958 | 0.13958 | 0.13958 | 0.13958
No | SCE | Com | ComRefrig | Fed Appliance: Commercial Refrigeration | On-the-books | Electric Demand (MW) | 0.038355 | 0.038348 | 0.038343 | 0.03834 | 0.038338 | 0.038336 | 0.038334 | 0.038332 | 0.03833 | 0.038329 | 0.038327 | 0.038325 | 0.038323
No | SCE | Com | ComRefrig | Fed Appliance: Commercial Refrigeration Equipment | On-the-books | Electric Demand (MW) | 1.2564 | 1.2517 | 0.46294 | 0 | 0 | 0 | 0 | 0 | 0 | 0 | 0 | 0 | 0
No | SCE | Com | ComRefrig | 2013 T-24: NRNC-Refrigeration-Supermarket | On-the-books | Electric Demand (MW) | 0.21076 | 0.20828 | 0.20526 | 0.20167 | 0.19754 | 0.19298 | 0.18871 | 0.18424 | 0.17991 | 0.17548 | 0.17112 | 0.16672 | 0.16234
No | SCE | Com | ComRefrig | 2013 T-24: NRNC-Refrigeration-Warehouse | On-the-books | Electric Demand (MW) | 0.041186 | 0.040702 | 0.040111 | 0.03941 | 0.038604 | 0.037712 | 0.036877 | 0.036005 | 0.035157 | 0.034293 | 0.03344 | 0.03258 | 0.031724
No | SCE | Com | ComRefrig | Fed Appliance: Refrigerated Beverage Vending Machines | On-the-books | Electric Demand (MW) | 0.0008143 | 0.00081427 | 0.00081425 | 0.00081424 | 0.00081423 | 0.00081423 | 0.00081422 | 0.00081422 | 0.00081421 | 0.00081421 | 0.00081421 | 0.0008142 | 0.0008142
No | SCE | Com | ComRefrig | 2008 T-24: Refrigerated warehouses | On-the-books | Electric Demand (MW) | 0.021398 | 0.02136 | 0.021331 | 0.02131 | 0.021294 | 0.021282 | 0.021268 | 0.021255 | 0.021241 | 0.021228 | 0.021215 | 0.021201 | 0.021188
No | SCE | Com | ComRefrig | Fed Appliance: Walk-in coolers and freezers | On-the-books | Electric Demand (MW) | 3.5629 | 3.5295 | 3.4962 | 1.8631 | 0 | 0 | 0 | 0 | 0 | 0 | 0 | 0 | 0
No | SCE | Com | ComRefrig | 2005 T-20: Walk-In Refrigerators / Freezers | On-the-books | Electric Demand (MW) | 0 | 0 | 0 | 0 | 0 | 0 | 0 | 0 | 0 | 0 | 0 | 0 | 0
No | SCE | Com | ComRefrig | 2025 T-24: NR Refrigeration - Evaporator Specific Efficiency for Refrigerated Warehouses (Alterations) | On-the-books | Electric Demand (MW) | 0 | 0.0009712 | 0.00098944 | 0.00092538 | 0.00086911 | 0.00082031 | 0.00077843 | 0.00074283 | 0.0007128 | 0.00068764 | 0.00066668 | 0.0006493 | 0.00063495
No | SCE | Com | ComRefrig | 2025 T-24: NR Refrigeration - Evaporator Specific Efficiency for Refrigerated Warehouses (New Construction + Additions) | On-the-books | Electric Demand (MW) | 0 | 0.00013278 | 0.00074067 | 0.00069272 | 0.0006506 | 0.00061407 | 0.00058272 | 0.00055607 | 0.00053359 | 0.00051476 | 0.00049907 | 0.00048606 | 0.00047531
No | SCE | Com | ComRefrig | 2022 T-24: NRNC - Refrigeration System - Design and Control Requirements for Transcritical CO2 Systems - Adiabatic Condenser | On-the-books | Electric Demand (MW) |  | 0.077903 | 0.074037 | 0.070607 | 0.067571 | 0.064891 | 0.062528 | 0.060449 | 0.058623 | 0.05702 | 0.055616 | 0.054386 | 0.053311
No | SCE | Com | ComRefrig | 2019 T-24: NRNC-MECH-Adiabatic Condensers for Refrigeration | On-the-books | Electric Demand (MW) |  | 0.0074351 | 0.0068583 | 0.006208 | 0.0055034 | 0.004772 | 0.004046 | 0.0033565 | 0.0027287 | 0.0021785 | 0.0017123 | 0.0013284 | 0.0010197
No | SCE | Com | ComRefrig | 2019-21 Fed App: Refrigerated beverage vending machines | On-the-books | Electric Demand (MW) |  | 0.028423 | 0.028576 | 0.028799 | 0.028816 | 0.028901 | 0.027935 | 0.014093 | 0.004638 | 0.0045116 | 0.0043973 | 0.0042939 | 0.0042003
No | SCE | Com | ComRefrig | Fed Appliance: Commercial Ice Makers | Expected | Electric Demand (MW) | 0.13958 | 0.13958 | 0.13958 | 0.13958 | 0.13958 | 0.13958 | 0.13958 | 0.13958 | 0.13958 | 0.13958 | 0.13958 | 0.13958 | 0.13958
No | SCE | Com | ComRefrig | Fed Appliance: Commercial Refrigeration | Expected | Electric Demand (MW) | 0.038355 | 0.038348 | 0.038343 | 0.03834 | 0.038338 | 0.038336 | 0.038334 | 0.038332 | 0.03833 | 0.038329 | 0.038327 | 0.038325 | 0.038323
No | SCE | Com | ComRefrig | Fed Appliance: Commercial Refrigeration Equipment | Expected | Electric Demand (MW) | 1.2564 | 1.2517 | 0.46294 | 0 | 0 | 0 | 0 | 0 | 0 | 0 | 0 | 0 | 0
No | SCE | Com | ComRefrig | 2013 T-24: NRNC-Refrigeration-Supermarket | Expected | Electric Demand (MW) | 0.21076 | 0.20828 | 0.20526 | 0.20167 | 0.19754 | 0.19298 | 0.18871 | 0.18424 | 0.17991 | 0.17548 | 0.17112 | 0.16672 | 0.16234
No | SCE | Com | ComRefrig | 2013 T-24: NRNC-Refrigeration-Warehouse | Expected | Electric Demand (MW) | 0.041186 | 0.040702 | 0.040111 | 0.03941 | 0.038604 | 0.037712 | 0.036877 | 0.036005 | 0.035157 | 0.034293 | 0.03344 | 0.03258 | 0.031724
No | SCE | Com | ComRefrig | Fed Appliance: Refrigerated Beverage Vending Machines | Expected | Electric Demand (MW) | 0.0008143 | 0.00081427 | 0.00081425 | 0.00081424 | 0.00081423 | 0.00081423 | 0.00081422 | 0.00081422 | 0.00081421 | 0.00081421 | 0.00081421 | 0.0008142 | 0.0008142
No | SCE | Com | ComRefrig | 2008 T-24: Refrigerated warehouses | Expected | Electric Demand (MW) | 0.021398 | 0.02136 | 0.021331 | 0.02131 | 0.021294 | 0.021282 | 0.021268 | 0.021255 | 0.021241 | 0.021228 | 0.021215 | 0.021201 | 0.021188
No | SCE | Com | ComRefrig | Fed Appliance: Walk-in coolers and freezers | Expected | Electric Demand (MW) | 3.5629 | 3.5295 | 3.4962 | 1.8631 | 0 | 0 | 0 | 0 | 0 | 0 | 0 | 0 | 0
No | SCE | Com | ComRefrig | 2005 T-20: Walk-In Refrigerators / Freezers | Expected | Electric Demand (MW) | 0 | 0 | 0 | 0 | 0 | 0 | 0 | 0 | 0 | 0 | 0 | 0 | 0
No | SCE | Com | ComRefrig | 2025 T-24: NR Refrigeration - Evaporator Specific Efficiency for Refrigerated Warehouses (Alterations) | Expected | Electric Demand (MW) | 0 | 0.0009712 | 0.00098944 | 0.00092538 | 0.00086911 | 0.00082031 | 0.00077843 | 0.00074283 | 0.0007128 | 0.00068764 | 0.00066668 | 0.0006493 | 0.00063495
No | SCE | Com | ComRefrig | 2025 T-24: NR Refrigeration - Evaporator Specific Efficiency for Refrigerated Warehouses (New Construction + Additions) | Expected | Electric Demand (MW) | 0 | 0.00013278 | 0.00074067 | 0.00069272 | 0.0006506 | 0.00061407 | 0.00058272 | 0.00055607 | 0.00053359 | 0.00051476 | 0.00049907 | 0.00048606 | 0.00047531
No | SCE | Com | ComRefrig | 2022 T-24: NRNC - Refrigeration System - Design and Control Requirements for Transcritical CO2 Systems - Adiabatic Condenser | Expected | Electric Demand (MW) |  | 0.077903 | 0.074037 | 0.070607 | 0.067571 | 0.064891 | 0.062528 | 0.060449 | 0.058623 | 0.05702 | 0.055616 | 0.054386 | 0.053311
No | SCE | Com | ComRefrig | 2019 T-24: NRNC-MECH-Adiabatic Condensers for Refrigeration | Expected | Electric Demand (MW) |  | 0.0074351 | 0.0068583 | 0.006208 | 0.0055034 | 0.004772 | 0.004046 | 0.0033565 | 0.0027287 | 0.0021785 | 0.0017123 | 0.0013284 | 0.0010197
No | SCE | Com | ComRefrig | 2019-21 Fed App: Refrigerated beverage vending machines | Expected | Electric Demand (MW) |  | 0.028423 | 0.028576 | 0.028799 | 0.028816 | 0.028901 | 0.027935 | 0.014093 | 0.004638 | 0.0045116 | 0.0043973 | 0.0042939 | 0.0042003
No | SCE | Com | ComRefrig | Fed Appliance: Commercial Ice Makers | Possible | Electric Demand (MW) | 0.13958 | 0.13958 | 0.13958 | 0.13958 | 0.13958 | 0.13958 | 0.13958 | 0.13958 | 0.13958 | 0.13958 | 0.13958 | 0.13958 | 0.13958
No | SCE | Com | ComRefrig | Fed Appliance: Commercial Refrigeration | Possible | Electric Demand (MW) | 0.038355 | 0.038348 | 0.038343 | 0.03834 | 0.038338 | 0.038336 | 0.038334 | 0.038332 | 0.03833 | 0.038329 | 0.038327 | 0.038325 | 0.038323
No | SCE | Com | ComRefrig | Fed Appliance: Commercial Refrigeration Equipment | Possible | Electric Demand (MW) | 1.2564 | 1.2517 | 0.46294 | 0 | 0 | 0 | 0 | 0 | 0 | 0 | 0 | 0 | 0
No | SCE | Com | ComRefrig | 2013 T-24: NRNC-Refrigeration-Supermarket | Possible | Electric Demand (MW) | 0.21076 | 0.20828 | 0.20526 | 0.20167 | 0.19754 | 0.19298 | 0.18871 | 0.18424 | 0.17991 | 0.17548 | 0.17112 | 0.16672 | 0.16234
No | SCE | Com | ComRefrig | 2013 T-24: NRNC-Refrigeration-Warehouse | Possible | Electric Demand (MW) | 0.041186 | 0.040702 | 0.040111 | 0.03941 | 0.038604 | 0.037712 | 0.036877 | 0.036005 | 0.035157 | 0.034293 | 0.03344 | 0.03258 | 0.031724
No | SCE | Com | ComRefrig | Fed Appliance: Refrigerated Beverage Vending Machines | Possible | Electric Demand (MW) | 0.0008143 | 0.00081427 | 0.00081425 | 0.00081424 | 0.00081423 | 0.00081423 | 0.00081422 | 0.00081422 | 0.00081421 | 0.00081421 | 0.00081421 | 0.0008142 | 0.0008142
No | SCE | Com | ComRefrig | 2008 T-24: Refrigerated warehouses | Possible | Electric Demand (MW) | 0.021398 | 0.02136 | 0.021331 | 0.02131 | 0.021294 | 0.021282 | 0.021268 | 0.021255 | 0.021241 | 0.021228 | 0.021215 | 0.021201 | 0.021188
No | SCE | Com | ComRefrig | Fed Appliance: Walk-in coolers and freezers | Possible | Electric Demand (MW) | 3.5629 | 3.5295 | 3.4962 | 1.8631 | 0 | 0 | 0 | 0 | 0 | 0 | 0 | 0 | 0
No | SCE | Com | ComRefrig | 2005 T-20: Walk-In Refrigerators / Freezers | Possible | Electric Demand (MW) | 0 | 0 | 0 | 0 | 0 | 0 | 0 | 0 | 0 | 0 | 0 | 0 | 0
No | SCE | Com | ComRefrig | 2025 T-24: NR Refrigeration - Evaporator Specific Efficiency for Refrigerated Warehouses (Alterations) | Possible | Electric Demand (MW) | 0 | 0.0009712 | 0.00098944 | 0.00092538 | 0.00086911 | 0.00082031 | 0.00077843 | 0.00074283 | 0.0007128 | 0.00068764 | 0.00066668 | 0.0006493 | 0.00063495
No | SCE | Com | ComRefrig | 2025 T-24: NR Refrigeration - Evaporator Specific Efficiency for Refrigerated Warehouses (New Construction + Additions) | Possible | Electric Demand (MW) | 0 | 0.00013278 | 0.00074067 | 0.00069272 | 0.0006506 | 0.00061407 | 0.00058272 | 0.00055607 | 0.00053359 | 0.00051476 | 0.00049907 | 0.00048606 | 0.00047531
No | SCE | Com | ComRefrig | 2022 T-24: NRNC - Refrigeration System - Design and Control Requirements for Transcritical CO2 Systems - Adiabatic Condenser | Possible | Electric Demand (MW) |  | 0.077903 | 0.074037 | 0.070607 | 0.067571 | 0.064891 | 0.062528 | 0.060449 | 0.058623 | 0.05702 | 0.055616 | 0.054386 | 0.053311
No | SCE | Com | ComRefrig | 2019 T-24: NRNC-MECH-Adiabatic Condensers for Refrigeration | Possible | Electric Demand (MW) |  | 0.0074351 | 0.0068583 | 0.006208 | 0.0055034 | 0.004772 | 0.004046 | 0.0033565 | 0.0027287 | 0.0021785 | 0.0017123 | 0.0013284 | 0.0010197
No | SCE | Com | ComRefrig | 2019-21 Fed App: Refrigerated beverage vending machines | Possible | Electric Demand (MW) |  | 0.028423 | 0.028576 | 0.028799 | 0.028816 | 0.028901 | 0.027935 | 0.014093 | 0.004638 | 0.0045116 | 0.0043973 | 0.0042939 | 0.0042003
No | SDG&E | Com | ComRefrig | Fed Appliance: Commercial Ice Makers | On-the-books | Electric Demand (MW) | 0.028802 | 0.028802 | 0.028802 | 0.028802 | 0.028802 | 0.028802 | 0.028802 | 0.028802 | 0.028802 | 0.028802 | 0.028802 | 0.028802 | 0.028802
No | SDG&E | Com | ComRefrig | Fed Appliance: Commercial Refrigeration | On-the-books | Electric Demand (MW) | 0.0079146 | 0.0079132 | 0.0079122 | 0.0079116 | 0.0079111 | 0.0079108 | 0.0079103 | 0.00791 | 0.0079096 | 0.0079092 | 0.0079088 | 0.0079084 | 0.0079081
No | SDG&E | Com | ComRefrig | Fed Appliance: Commercial Refrigeration Equipment | On-the-books | Electric Demand (MW) | 0.25925 | 0.2583 | 0.095528 | 0 | 0 | 0 | 0 | 0 | 0 | 0 | 0 | 0 | 0
No | SDG&E | Com | ComRefrig | 2013 T-24: NRNC-Refrigeration-Supermarket | On-the-books | Electric Demand (MW) | 0.04349 | 0.042979 | 0.042355 | 0.041615 | 0.040764 | 0.039822 | 0.038941 | 0.038019 | 0.037124 | 0.036212 | 0.035311 | 0.034402 | 0.033499
No | SDG&E | Com | ComRefrig | 2013 T-24: NRNC-Refrigeration-Warehouse | On-the-books | Electric Demand (MW) | 0.0084988 | 0.0083989 | 0.008277 | 0.0081323 | 0.007966 | 0.007782 | 0.0076097 | 0.0074296 | 0.0072548 | 0.0070765 | 0.0069004 | 0.0067229 | 0.0065463
No | SDG&E | Com | ComRefrig | Fed Appliance: Refrigerated Beverage Vending Machines | On-the-books | Electric Demand (MW) | 0.00016803 | 0.00016803 | 0.00016802 | 0.00016802 | 0.00016802 | 0.00016802 | 0.00016802 | 0.00016802 | 0.00016802 | 0.00016801 | 0.00016801 | 0.00016801 | 0.00016801
No | SDG&E | Com | ComRefrig | 2008 T-24: Refrigerated warehouses | On-the-books | Electric Demand (MW) | 0.0044156 | 0.0044077 | 0.0044018 | 0.0043974 | 0.0043941 | 0.0043917 | 0.0043887 | 0.0043861 | 0.0043832 | 0.0043805 | 0.0043777 | 0.004375 | 0.0043722
No | SDG&E | Com | ComRefrig | Fed Appliance: Walk-in coolers and freezers | On-the-books | Electric Demand (MW) | 0.7352 | 0.72833 | 0.72145 | 0.38446 | 0 | 0 | 0 | 0 | 0 | 0 | 0 | 0 | 0
No | SDG&E | Com | ComRefrig | 2005 T-20: Walk-In Refrigerators / Freezers | On-the-books | Electric Demand (MW) | 0 | 0 | 0 | 0 | 0 | 0 | 0 | 0 | 0 | 0 | 0 | 0 | 0
No | SDG&E | Com | ComRefrig | 2025 T-24: NR Refrigeration - Evaporator Specific Efficiency for Refrigerated Warehouses (Alterations) | On-the-books | Electric Demand (MW) | 0 | 0.00020041 | 0.00020417 | 0.00019095 | 0.00017934 | 0.00016927 | 0.00016063 | 0.00015328 | 0.00014709 | 0.0001419 | 0.00013757 | 0.00013399 | 0.00013102
No | SDG&E | Com | ComRefrig | 2025 T-24: NR Refrigeration - Evaporator Specific Efficiency for Refrigerated Warehouses (New Construction + Additions) | On-the-books | Electric Demand (MW) | 0 | 2.7399e-05 | 0.00015284 | 0.00014294 | 0.00013425 | 0.00012671 | 0.00012025 | 0.00011475 | 0.00011011 | 0.00010622 | 0.00010298 | 0.0001003 | 9.8081e-05
No | SDG&E | Com | ComRefrig | 2022 T-24: NRNC - Refrigeration System - Design and Control Requirements for Transcritical CO2 Systems - Adiabatic Condenser | On-the-books | Electric Demand (MW) |  | 0.016075 | 0.015278 | 0.01457 | 0.013944 | 0.01339 | 0.012903 | 0.012474 | 0.012097 | 0.011766 | 0.011476 | 0.011223 | 0.011001
No | SDG&E | Com | ComRefrig | 2019 T-24: NRNC-MECH-Adiabatic Condensers for Refrigeration | On-the-books | Electric Demand (MW) |  | 0.0015343 | 0.0014152 | 0.001281 | 0.0011356 | 0.00098472 | 0.00083491 | 0.00069263 | 0.00056307 | 0.00044953 | 0.00035333 | 0.00027412 | 0.00021043
No | SDG&E | Com | ComRefrig | 2019-21 Fed App: Refrigerated beverage vending machines | On-the-books | Electric Demand (MW) |  | 0.0058652 | 0.0058967 | 0.0059427 | 0.0059464 | 0.0059638 | 0.0057645 | 0.0029081 | 0.00095705 | 0.00093098 | 0.00090739 | 0.00088605 | 0.00086674
No | SDG&E | Com | ComRefrig | Fed Appliance: Commercial Ice Makers | Expected | Electric Demand (MW) | 0.028802 | 0.028802 | 0.028802 | 0.028802 | 0.028802 | 0.028802 | 0.028802 | 0.028802 | 0.028802 | 0.028802 | 0.028802 | 0.028802 | 0.028802
No | SDG&E | Com | ComRefrig | Fed Appliance: Commercial Refrigeration | Expected | Electric Demand (MW) | 0.0079146 | 0.0079132 | 0.0079122 | 0.0079116 | 0.0079111 | 0.0079108 | 0.0079103 | 0.00791 | 0.0079096 | 0.0079092 | 0.0079088 | 0.0079084 | 0.0079081
No | SDG&E | Com | ComRefrig | Fed Appliance: Commercial Refrigeration Equipment | Expected | Electric Demand (MW) | 0.25925 | 0.2583 | 0.095528 | 0 | 0 | 0 | 0 | 0 | 0 | 0 | 0 | 0 | 0
No | SDG&E | Com | ComRefrig | 2013 T-24: NRNC-Refrigeration-Supermarket | Expected | Electric Demand (MW) | 0.04349 | 0.042979 | 0.042355 | 0.041615 | 0.040764 | 0.039822 | 0.038941 | 0.038019 | 0.037124 | 0.036212 | 0.035311 | 0.034402 | 0.033499
No | SDG&E | Com | ComRefrig | 2013 T-24: NRNC-Refrigeration-Warehouse | Expected | Electric Demand (MW) | 0.0084988 | 0.0083989 | 0.008277 | 0.0081323 | 0.007966 | 0.007782 | 0.0076097 | 0.0074296 | 0.0072548 | 0.0070765 | 0.0069004 | 0.0067229 | 0.0065463
No | SDG&E | Com | ComRefrig | Fed Appliance: Refrigerated Beverage Vending Machines | Expected | Electric Demand (MW) | 0.00016803 | 0.00016803 | 0.00016802 | 0.00016802 | 0.00016802 | 0.00016802 | 0.00016802 | 0.00016802 | 0.00016802 | 0.00016801 | 0.00016801 | 0.00016801 | 0.00016801
No | SDG&E | Com | ComRefrig | 2008 T-24: Refrigerated warehouses | Expected | Electric Demand (MW) | 0.0044156 | 0.0044077 | 0.0044018 | 0.0043974 | 0.0043941 | 0.0043917 | 0.0043887 | 0.0043861 | 0.0043832 | 0.0043805 | 0.0043777 | 0.004375 | 0.0043722
No | SDG&E | Com | ComRefrig | Fed Appliance: Walk-in coolers and freezers | Expected | Electric Demand (MW) | 0.7352 | 0.72833 | 0.72145 | 0.38446 | 0 | 0 | 0 | 0 | 0 | 0 | 0 | 0 | 0
No | SDG&E | Com | ComRefrig | 2005 T-20: Walk-In Refrigerators / Freezers | Expected | Electric Demand (MW) | 0 | 0 | 0 | 0 | 0 | 0 | 0 | 0 | 0 | 0 | 0 | 0 | 0
No | SDG&E | Com | ComRefrig | 2025 T-24: NR Refrigeration - Evaporator Specific Efficiency for Refrigerated Warehouses (Alterations) | Expected | Electric Demand (MW) | 0 | 0.00020041 | 0.00020417 | 0.00019095 | 0.00017934 | 0.00016927 | 0.00016063 | 0.00015328 | 0.00014709 | 0.0001419 | 0.00013757 | 0.00013399 | 0.00013102
No | SDG&E | Com | ComRefrig | 2025 T-24: NR Refrigeration - Evaporator Specific Efficiency for Refrigerated Warehouses (New Construction + Additions) | Expected | Electric Demand (MW) | 0 | 2.7399e-05 | 0.00015284 | 0.00014294 | 0.00013425 | 0.00012671 | 0.00012025 | 0.00011475 | 0.00011011 | 0.00010622 | 0.00010298 | 0.0001003 | 9.8081e-05
No | SDG&E | Com | ComRefrig | 2022 T-24: NRNC - Refrigeration System - Design and Control Requirements for Transcritical CO2 Systems - Adiabatic Condenser | Expected | Electric Demand (MW) |  | 0.016075 | 0.015278 | 0.01457 | 0.013944 | 0.01339 | 0.012903 | 0.012474 | 0.012097 | 0.011766 | 0.011476 | 0.011223 | 0.011001
No | SDG&E | Com | ComRefrig | 2019 T-24: NRNC-MECH-Adiabatic Condensers for Refrigeration | Expected | Electric Demand (MW) |  | 0.0015343 | 0.0014152 | 0.001281 | 0.0011356 | 0.00098472 | 0.00083491 | 0.00069263 | 0.00056307 | 0.00044953 | 0.00035333 | 0.00027412 | 0.00021043
No | SDG&E | Com | ComRefrig | 2019-21 Fed App: Refrigerated beverage vending machines | Expected | Electric Demand (MW) |  | 0.0058652 | 0.0058967 | 0.0059427 | 0.0059464 | 0.0059638 | 0.0057645 | 0.0029081 | 0.00095705 | 0.00093098 | 0.00090739 | 0.00088605 | 0.00086674
No | SDG&E | Com | ComRefrig | Fed Appliance: Commercial Ice Makers | Possible | Electric Demand (MW) | 0.028802 | 0.028802 | 0.028802 | 0.028802 | 0.028802 | 0.028802 | 0.028802 | 0.028802 | 0.028802 | 0.028802 | 0.028802 | 0.028802 | 0.028802
No | SDG&E | Com | ComRefrig | Fed Appliance: Commercial Refrigeration | Possible | Electric Demand (MW) | 0.0079146 | 0.0079132 | 0.0079122 | 0.0079116 | 0.0079111 | 0.0079108 | 0.0079103 | 0.00791 | 0.0079096 | 0.0079092 | 0.0079088 | 0.0079084 | 0.0079081
No | SDG&E | Com | ComRefrig | Fed Appliance: Commercial Refrigeration Equipment | Possible | Electric Demand (MW) | 0.25925 | 0.2583 | 0.095528 | 0 | 0 | 0 | 0 | 0 | 0 | 0 | 0 | 0 | 0
No | SDG&E | Com | ComRefrig | 2013 T-24: NRNC-Refrigeration-Supermarket | Possible | Electric Demand (MW) | 0.04349 | 0.042979 | 0.042355 | 0.041615 | 0.040764 | 0.039822 | 0.038941 | 0.038019 | 0.037124 | 0.036212 | 0.035311 | 0.034402 | 0.033499
No | SDG&E | Com | ComRefrig | 2013 T-24: NRNC-Refrigeration-Warehouse | Possible | Electric Demand (MW) | 0.0084988 | 0.0083989 | 0.008277 | 0.0081323 | 0.007966 | 0.007782 | 0.0076097 | 0.0074296 | 0.0072548 | 0.0070765 | 0.0069004 | 0.0067229 | 0.0065463
No | SDG&E | Com | ComRefrig | Fed Appliance: Refrigerated Beverage Vending Machines | Possible | Electric Demand (MW) | 0.00016803 | 0.00016803 | 0.00016802 | 0.00016802 | 0.00016802 | 0.00016802 | 0.00016802 | 0.00016802 | 0.00016802 | 0.00016801 | 0.00016801 | 0.00016801 | 0.00016801
No | SDG&E | Com | ComRefrig | 2008 T-24: Refrigerated warehouses | Possible | Electric Demand (MW) | 0.0044156 | 0.0044077 | 0.0044018 | 0.0043974 | 0.0043941 | 0.0043917 | 0.0043887 | 0.0043861 | 0.0043832 | 0.0043805 | 0.0043777 | 0.004375 | 0.0043722
No | SDG&E | Com | ComRefrig | Fed Appliance: Walk-in coolers and freezers | Possible | Electric Demand (MW) | 0.7352 | 0.72833 | 0.72145 | 0.38446 | 0 | 0 | 0 | 0 | 0 | 0 | 0 | 0 | 0
No | SDG&E | Com | ComRefrig | 2005 T-20: Walk-In Refrigerators / Freezers | Possible | Electric Demand (MW) | 0 | 0 | 0 | 0 | 0 | 0 | 0 | 0 | 0 | 0 | 0 | 0 | 0
No | SDG&E | Com | ComRefrig | 2025 T-24: NR Refrigeration - Evaporator Specific Efficiency for Refrigerated Warehouses (Alterations) | Possible | Electric Demand (MW) | 0 | 0.00020041 | 0.00020417 | 0.00019095 | 0.00017934 | 0.00016927 | 0.00016063 | 0.00015328 | 0.00014709 | 0.0001419 | 0.00013757 | 0.00013399 | 0.00013102
No | SDG&E | Com | ComRefrig | 2025 T-24: NR Refrigeration - Evaporator Specific Efficiency for Refrigerated Warehouses (New Construction + Additions) | Possible | Electric Demand (MW) | 0 | 2.7399e-05 | 0.00015284 | 0.00014294 | 0.00013425 | 0.00012671 | 0.00012025 | 0.00011475 | 0.00011011 | 0.00010622 | 0.00010298 | 0.0001003 | 9.8081e-05
No | SDG&E | Com | ComRefrig | 2022 T-24: NRNC - Refrigeration System - Design and Control Requirements for Transcritical CO2 Systems - Adiabatic Condenser | Possible | Electric Demand (MW) |  | 0.016075 | 0.015278 | 0.01457 | 0.013944 | 0.01339 | 0.012903 | 0.012474 | 0.012097 | 0.011766 | 0.011476 | 0.011223 | 0.011001
No | SDG&E | Com | ComRefrig | 2019 T-24: NRNC-MECH-Adiabatic Condensers for Refrigeration | Possible | Electric Demand (MW) |  | 0.0015343 | 0.0014152 | 0.001281 | 0.0011356 | 0.00098472 | 0.00083491 | 0.00069263 | 0.00056307 | 0.00044953 | 0.00035333 | 0.00027412 | 0.00021043
No | SDG&E | Com | ComRefrig | 2019-21 Fed App: Refrigerated beverage vending machines | Possible | Electric Demand (MW) |  | 0.0058652 | 0.0058967 | 0.0059427 | 0.0059464 | 0.0059638 | 0.0057645 | 0.0029081 | 0.00095705 | 0.00093098 | 0.00090739 | 0.00088605 | 0.00086674
No | PG&E | Com | FoodServ | 2005 T-20: Hot Food Holding Cabinets | On-the-books | Electric Demand (MW) | 0.0057872 | 0.0057832 | 0.0057807 | 0.0057791 | 0.0057782 | 0.0057776 | 0.0057768 | 0.0057762 | 0.0057754 | 0.0057747 | 0.005774 | 0.0057732 | 0.0057725
No | PG&E | Com | FoodServ | 2005 T-20: Hot Food Holding Cabinets | Expected | Electric Demand (MW) | 0.0057872 | 0.0057832 | 0.0057807 | 0.0057791 | 0.0057782 | 0.0057776 | 0.0057768 | 0.0057762 | 0.0057754 | 0.0057747 | 0.005774 | 0.0057732 | 0.0057725
No | PG&E | Com | FoodServ | 2005 T-20: Hot Food Holding Cabinets | Possible | Electric Demand (MW) | 0.0057872 | 0.0057832 | 0.0057807 | 0.0057791 | 0.0057782 | 0.0057776 | 0.0057768 | 0.0057762 | 0.0057754 | 0.0057747 | 0.005774 | 0.0057732 | 0.0057725
No | SCE | Com | FoodServ | 2005 T-20: Hot Food Holding Cabinets | On-the-books | Electric Demand (MW) | 0.0057872 | 0.0057832 | 0.0057807 | 0.0057791 | 0.0057782 | 0.0057776 | 0.0057768 | 0.0057762 | 0.0057754 | 0.0057747 | 0.005774 | 0.0057732 | 0.0057725
No | SCE | Com | FoodServ | 2005 T-20: Hot Food Holding Cabinets | Expected | Electric Demand (MW) | 0.0057872 | 0.0057832 | 0.0057807 | 0.0057791 | 0.0057782 | 0.0057776 | 0.0057768 | 0.0057762 | 0.0057754 | 0.0057747 | 0.005774 | 0.0057732 | 0.0057725
No | SCE | Com | FoodServ | 2005 T-20: Hot Food Holding Cabinets | Possible | Electric Demand (MW) | 0.0057872 | 0.0057832 | 0.0057807 | 0.0057791 | 0.0057782 | 0.0057776 | 0.0057768 | 0.0057762 | 0.0057754 | 0.0057747 | 0.005774 | 0.0057732 | 0.0057725
No | SDG&E | Com | FoodServ | 2005 T-20: Hot Food Holding Cabinets | On-the-books | Electric Demand (MW) | 0.0011852 | 0.0011844 | 0.0011839 | 0.0011836 | 0.0011834 | 0.0011832 | 0.0011831 | 0.0011829 | 0.0011828 | 0.0011826 | 0.0011825 | 0.0011823 | 0.0011822
No | SDG&E | Com | FoodServ | 2005 T-20: Hot Food Holding Cabinets | Expected | Electric Demand (MW) | 0.0011852 | 0.0011844 | 0.0011839 | 0.0011836 | 0.0011834 | 0.0011832 | 0.0011831 | 0.0011829 | 0.0011828 | 0.0011826 | 0.0011825 | 0.0011823 | 0.0011822
No | SDG&E | Com | FoodServ | 2005 T-20: Hot Food Holding Cabinets | Possible | Electric Demand (MW) | 0.0011852 | 0.0011844 | 0.0011839 | 0.0011836 | 0.0011834 | 0.0011832 | 0.0011831 | 0.0011829 | 0.0011828 | 0.0011826 | 0.0011825 | 0.0011823 | 0.0011822
No | PG&E | Com | Lighting | T-20: Dimming Ballasts | On-the-books | Electric Demand (MW) | 0.45846 | 0.45967 | 0.46088 | 0.46208 | 0 | 0 | 0 | 0 | 0 | 0 | 0 | 0 | 0
No | PG&E | Com | Lighting | 2008 T-20: General Purpose Lighting -- 60 and 40 watt | On-the-books | Electric Demand (MW) | 0 | 0 | 0 | 0 | 0 | 0 | 0 | 0 | 0 | 0 | 0 | 0 | 0
No | PG&E | Com | Lighting | Fed Appliance: General Service Fluorescent Lamps #1 | On-the-books | Electric Demand (MW) | 0.22585 | 0.22532 | 0.22495 | 0.22468 | 0.22449 | 0.22435 | 0.22418 | 0.22403 | 0.22386 | 0.22371 | 0.22355 | 0.22339 | 0.22323
No | PG&E | Com | Lighting | Fed Appliance: GSFLs | On-the-books | Electric Demand (MW) | 4.0536 | 4.0636 | 4.0736 | 4.0836 | 0 | 0 | 0 | 0 | 0 | 0 | 0 | 0 | 0
No | PG&E | Com | Lighting | 2006 T-20: General Service Incandescent Lamps, Tier 2 #3 | On-the-books | Electric Demand (MW) | 6.0129e-05 | 6.0102e-05 | 6.008e-05 | 6.0062e-05 | 6.0048e-05 | 6.0036e-05 | 6.0022e-05 | 6.001e-05 | 5.9997e-05 | 5.9984e-05 | 5.9971e-05 | 5.9959e-05 | 5.9946e-05
No | PG&E | Com | Lighting | T-20: GSLs - Original Scope - Tier 2 | On-the-books | Electric Demand (MW) | 0.49711 | 0.47539 | 0.45368 | 0.43197 | 0.41025 | 0.38854 | 0.36683 | 0.34512 | 0.3234 | 0.041613 | 0.038618 | 0.035623 | 0.032628
No | PG&E | Com | Lighting | T-20: LED Lamps - Tier 1 | On-the-books | Electric Demand (MW) | 0.12076 | 0.11304 | 0.10532 | 0.097596 | 0.089874 | 0.082152 | 0.07443 | 0.066707 | 0.058985 | 0.051263 | 0.0063264 | 0.0052044 | 0.0040823
No | PG&E | Com | Lighting | Fed Appliance: Incandescent Reflector Lamps | On-the-books | Electric Demand (MW) | 0.00077138 | 0.00075247 | 0.00073716 | 0.00072501 | 0.00071554 | 0.00070823 | 0.00069948 | 0.00069169 | 0.00068326 | 0.00067525 | 0.00066696 | 0.00065886 | 0.00065064
No | PG&E | Com | Lighting | Fed Appliance: Metal Halide Lamp Fixtures | On-the-books | Electric Demand (MW) | 0.040525 | 0.039047 | 0.037568 | 0.036089 | 0.034611 | 0.033132 | 0.031653 | 0.030175 | 0.028696 | 0.027218 | 0.025739 | 0.02426 | 0.022782
No | PG&E | Com | Lighting | 2005 T-20: Modular Furniture Task Lighting Fixtures | On-the-books | Electric Demand (MW) | 0.0022647 | 0.0022582 | 0.0022535 | 0.0022501 | 0.0022477 | 0.002246 | 0.0022438 | 0.0022419 | 0.0022398 | 0.0022378 | 0.0022358 | 0.0022338 | 0.0022318
No | PG&E | Com | Lighting | 2016 T-24: Nonresidential Lighting Alterations (Units = sq ft) | On-the-books | Electric Demand (MW) | 2.2555 | 2.2271 | 2.197 | 2.1663 | 2.136 | 2.1053 | 2.074 | 0 | 0 | 0 | 0 | 0 | 0
No | PG&E | Com | Lighting | 2013 T-24: NRA-Lighting-Alterations-Existing Measures | On-the-books | Electric Demand (MW) | 2.125 | 2.098 | 2.0768 | 2.0602 | 1.0153 | 0 | 0 | 0 | 0 | 0 | 0 | 0 | 0
No | PG&E | Com | Lighting | 2013 T-24: NRA-Lighting-Alterations-New Measures | On-the-books | Electric Demand (MW) | 3.9948 | 3.9466 | 3.9058 | 3.8713 | 1.9053 | 0 | 0 | 0 | 0 | 0 | 0 | 0 | 0
No | PG&E | Com | Lighting | 2016 T-24: NRA-Lighting-ASHRAE Elevator Lighting & Ventilation | On-the-books | Electric Demand (MW) | 0.0039405 | 0.0039062 | 0.0038829 | 0.003867 | 0.0038563 | 0.003849 | 0.0038394 | 0 | 0 | 0 | 0 | 0 | 0
No | PG&E | Com | Lighting | 2013 T-24: NRA-Lighting-Hotel Corridors | On-the-books | Electric Demand (MW) | 0.022637 | 0.022379 | 0.022159 | 0.021971 | 0.010817 | 0 | 0 | 0 | 0 | 0 | 0 | 0 | 0
No | PG&E | Com | Lighting | 2013 T-24: NRA-Lighting-MF Building Corridors | On-the-books | Electric Demand (MW) | 0.071581 | 0.070917 | 0.070313 | 0.069769 | 0.034357 | 0 | 0 | 0 | 0 | 0 | 0 | 0 | 0
No | PG&E | Com | Lighting | 2013 T-24: NRA-Lighting-Warehouses and Libraries | On-the-books | Electric Demand (MW) | 0.63116 | 0.62294 | 0.61624 | 0.61082 | 0.30073 | 0 | 0 | 0 | 0 | 0 | 0 | 0 | 0
No | PG&E | Com | Lighting | 2013 T-24: NRNC-Lighting-DR Lighting Controls | On-the-books | Electric Demand (MW) | 0.19962 | 0.19867 | 0.19808 | 0.19771 | 0.19748 | 0.19735 | 0.19715 | 0.19699 | 0.19681 | 0.19664 | 0.19646 | 0.19629 | 0.19612
No | PG&E | Com | Lighting | 2013 T-24: NRNC-Lighting-Hotel Corridors | On-the-books | Electric Demand (MW) | 0.011724 | 0.011494 | 0.011286 | 0.011101 | 0.010937 | 0.010795 | 0.010639 | 0.010492 | 0.010338 | 0.010189 | 0.010038 | 0.0098877 | 0.0097365
No | PG&E | Com | Lighting | 2013 T-24: NRNC-Lighting-MF Building Corridors | On-the-books | Electric Demand (MW) | 0.084678 | 0.083634 | 0.082637 | 0.081697 | 0.08082 | 0.080008 | 0.079153 | 0.078327 | 0.077481 | 0.076649 | 0.075807 | 0.074972 | 0.074133
No | PG&E | Com | Lighting | 2013 T-24: NRNC-Lighting-Office Plug Load Control | On-the-books | Electric Demand (MW) | 0.50426 | 0.49355 | 0.48388 | 0.4753 | 0.46781 | 0.46135 | 0.4542 | 0.44751 | 0.44051 | 0.43372 | 0.42679 | 0.41995 | 0.41305
No | PG&E | Com | Lighting | 2013 T-24: NRNC-Lighting-Outdoor Lighting & Controls | On-the-books | Electric Demand (MW) | 0.14419 | 0.14304 | 0.14216 | 0.14148 | 0.14097 | 0.14059 | 0.14012 | 0.1397 | 0.13925 | 0.13882 | 0.13838 | 0.13795 | 0.13751
No | PG&E | Com | Lighting | 2013 T-24: NRNC-Lighting-Parking Garage | On-the-books | Electric Demand (MW) | 0.11942 | 0.11858 | 0.11799 | 0.11758 | 0.1173 | 0.11711 | 0.11686 | 0.11664 | 0.1164 | 0.11618 | 0.11595 | 0.11572 | 0.11549
No | PG&E | Com | Lighting | 2013 T-24: NRNC-Lighting-Warehouses and Libraries | On-the-books | Electric Demand (MW) | 0.25955 | 0.25206 | 0.24567 | 0.2403 | 0.23582 | 0.23213 | 0.22792 | 0.22405 | 0.21995 | 0.21601 | 0.21196 | 0.20799 | 0.20396
No | PG&E | Com | Lighting | 2008 T-24: Sidelighting | On-the-books | Electric Demand (MW) | 0.2989 | 0.29741 | 0.29615 | 0.29511 | 0.29425 | 0.29353 | 0.29271 | 0.29197 | 0.29117 | 0.29041 | 0.28963 | 0.28886 | 0.28808
No | PG&E | Com | Lighting | 2008 T-24: Skylighting | On-the-books | Electric Demand (MW) | 0.10602 | 0.10581 | 0.10566 | 0.10555 | 0.10547 | 0.10541 | 0.10534 | 0.10527 | 0.1052 | 0.10514 | 0.10507 | 0.105 | 0.10493
No | PG&E | Com | Lighting | T-20: Small Diameter Directional Lamps | On-the-books | Electric Demand (MW) | 2.4365 | 2.3427 | 0 | 0 | 0 | 0 | 0 | 0 | 0 | 0 | 0 | 0 | 0
No | PG&E | Com | Lighting | 2008 T-24: Tailored Indoor lighting | On-the-books | Electric Demand (MW) | 0.17685 | 0.17648 | 0.1762 | 0.17599 | 0.17583 | 0.17571 | 0.17557 | 0.17544 | 0.1753 | 0.17517 | 0.17503 | 0.1749 | 0.17476
No | PG&E | Com | Lighting | 2019-21 Fed App: Ceiling fan light kits | On-the-books | Electric Demand (MW) | 0.0004549 | 0.00043089 | 0.00040848 | 0.00038743 | 0.00037014 | 0.00035517 | 0.0003383 | 0.00032303 | 0.00026976 | 3.598e-05 | 3.4609e-05 | 3.3367e-05 | 3.2244e-05
No | PG&E | Com | Lighting | 2025 T-24: Daylighting - Revise Automatic Daylighting Controls Exceptions (Alterations) | On-the-books | Electric Demand (MW) |  | 0.003779 | 0.0040123 | 0.0038946 | 0.0037769 | 0.0036594 | 0.0035423 | 0.0034259 | 0.0033103 | 0.0031958 | 0.0030825 | 0.0029707 | 0.0028604
No | PG&E | Com | Lighting | 2025 T-24: Daylighting - Revise Automatic Daylighting Controls Exceptions (New Construction + Additions) | On-the-books | Electric Demand (MW) | 0 | 0.00017292 | 0.0010053 | 0.00097578 | 0.00094629 | 0.00091686 | 0.00088753 | 0.00085836 | 0.00082941 | 0.00080071 | 0.00077233 | 0.0007443 | 0.00071666
No | PG&E | Com | Lighting | 2019 T-20: General Service Lamps - Expanded Scope | On-the-books | Electric Demand (MW) |  | 0.10569 | 0.11197 | 0.10226 | 0.01277 | 0.015852 | 0.015768 | 0.015727 | 0.015707 | 0.015698 | 0.015693 | 0.015691 | 0.01569
No | PG&E | Com | Lighting | 2016 T-20: LED Quality - Tier 2 | On-the-books | Electric Demand (MW) | 0.0020455 | 0.0020016 | 0.0019541 | 0.0019066 | 0.0018282 | 0.0017557 | 0.0016899 | 0.001631 | 0.0015793 | 0.0015343 | 0.0014956 | 0.0014627 | 0.00053576
No | PG&E | Com | Lighting | 2022 T-24: NRA - Controlled Environment Horticulture - Lighting Efficacy | On-the-books | Electric Demand (MW) | 0.33665 | 0.31533 | 0.29603 | 0.27873 | 0.26336 | 0.24982 | 0.23796 | 0.22765 | 0.018577 | 0 | 0 | 0 | 0
No | PG&E | Com | Lighting | 2022 T-24: NRA - Daylighting - Automatic Daylight Dimming to 10% | On-the-books | Electric Demand (MW) | 0.07648 | 0.074202 | 0.071358 | 0.067886 | 0.063764 | 0.059027 | 0.004568 | 0 | 0 | 0 | 0 | 0 | 0
No | PG&E | Com | Lighting | 2022 T-24: NRA - Grid Integration - Demand Responsive Lighting Systems | On-the-books | Electric Demand (MW) | 0.058973 | 0.052714 | 0.0489 | 0.046579 | 0.04517 | 0.02592 | 0 | 0 | 0 | 0 | 0 | 0 | 0
No | PG&E | Com | Lighting | 2022 T-24: NRA - Indoor Lighting - Lighting Power Densities | On-the-books | Electric Demand (MW) | 0.83421 | 0.82691 | 0.81783 | 0.80699 | 0.79465 | 0.78135 | 0.76783 | 0.75488 | 0.74315 | 0.73306 | 0.72477 | 0.7182 | 0.71314
No | PG&E | Com | Lighting | 2022 T-24: NRA - Indoor Lighting - Multi-zone Occupancy Sensing in Large Offices | On-the-books | Electric Demand (MW) | 0.79873 | 0.76913 | 0.73834 | 0.70737 | 0.67724 | 0.64888 | 0.052912 | 0 | 0 | 0 | 0 | 0 | 0
No | PG&E | Com | Lighting | 2022 T-24: NRA - Outdoor Lighting - Lighting Power Allowances for General Hardscapes | On-the-books | Electric Demand (MW) | 0.25858 | 0.25858 | 0.25858 | 0.25858 | 0.25858 | 0.25858 | 0.25858 | 0.25858 | 0.25858 | 0.25858 | 0.25858 | 0.25858 | 0.25858
No | PG&E | Com | Lighting | 2022 T-24: NRA - Outdoor Lighting - Lighting Zone Reclassification | On-the-books | Electric Demand (MW) | 0.037412 | 0.037412 | 0.037412 | 0.037412 | 0.037412 | 0.037412 | 0.037412 | 0.037412 | 0.037412 | 0.037412 | 0.037412 | 0.037412 | 0.037412
No | PG&E | Com | Lighting | 2019 T-24: NRA-Indoor Lighting-Alterations (Control) | On-the-books | Electric Demand (MW) | 0.0039032 | 0.0036601 | 0.0033761 | 0.003056 | 0.0027091 | 0.0023491 | 0.0019917 | 0.0016523 | 0.0013432 | 0.0010724 | 7.1588e-05 | 0 | 0
No | PG&E | Com | Lighting | 2019 T-24: NRA-Indoor Lighting-Alterations (LPD) | On-the-books | Electric Demand (MW) | 0.13826 | 0.10182 | 0.073159 | 0.051577 | 0.035853 | 0.024672 | 0.016857 | 0.011461 | 0.0077655 | 0.0052493 | 0.0003009 | 0 | 0
No | PG&E | Com | Lighting | 2019 T-24: NRA-Indoor Lighting-New Controls | On-the-books | Electric Demand (MW) | 0.052024 | 0.048783 | 0.044999 | 0.040732 | 0.036109 | 0.03131 | 0.026547 | 0.022023 | 0.017903 | 0.014293 | 0.00095416 | 0 | 0
No | PG&E | Com | Lighting | 2019 T-24: NRA-Indoor Lighting-New LPD | On-the-books | Electric Demand (MW) | 1.3717 | 1.0102 | 0.72581 | 0.51169 | 0.3557 | 0.24478 | 0.16724 | 0.1137 | 0.077042 | 0.052079 | 0.0029853 | 0 | 0
No | PG&E | Com | Lighting | 2019 T-24: NRA-Outdoor Lighting-Controls | On-the-books | Electric Demand (MW) | 0.061336 | 0.057515 | 0.053053 | 0.048023 | 0.042572 | 0.036915 | 0.031299 | 0.025965 | 0.021108 | 0.016852 | 0.0011249 | 0 | 0
No | PG&E | Com | Lighting | 2019 T-24: NRA-Outdoor Lighting-LPA (General Hardscape) | On-the-books | Electric Demand (MW) | 0.027288 | 0.020096 | 0.014439 | 0.01018 | 0.0070763 | 0.0048695 | 0.0033271 | 0.002262 | 0.0015327 | 0.0010361 | 5.9388e-05 | 0 | 0
No | PG&E | Com | Lighting | 2019 T-24: NRA-Outdoor Lighting-LPA (Specific Applications) | On-the-books | Electric Demand (MW) | 0.037112 | 0.027331 | 0.019637 | 0.013844 | 0.0096238 | 0.0066226 | 0.0045249 | 0.0030764 | 0.0020844 | 0.001409 | 8.0768e-05 | 0 | 0
No | PG&E | Com | Lighting | 2022 T-24: NRNC - Controlled Environment Horticulture - Lighting Efficacy | On-the-books | Electric Demand (MW) | 0.81127 | 0.7599 | 0.71339 | 0.6717 | 0.63466 | 0.60202 | 0.57345 | 0.5486 | 0.5271 | 0.50858 | 0.49269 | 0.47911 | 0.46753
No | PG&E | Com | Lighting | 2022 T-24: NRNC - Daylighting - Automatic Daylight Dimming to 10% | On-the-books | Electric Demand (MW) | 0.017904 | 0.017371 | 0.016705 | 0.015892 | 0.014927 | 0.013818 | 0.012591 | 0.011287 | 0.009963 | 0.0086757 | 0.0074777 | 0.006407 | 0.0054841
No | PG&E | Com | Lighting | 2022 T-24: NRNC - Grid Integration - Demand Responsive Lighting Systems | On-the-books | Electric Demand (MW) |  | 0.001986 | 0.0018423 | 0.0017549 | 0.0017018 | 0.0016695 | 0.00165 | 0.0016381 | 0.0016309 | 0.0016265 | 0.0016239 | 0.0016223 | 0.0016213
No | PG&E | Com | Lighting | 2022 T-24: NRNC - Indoor Lighting - Lighting Power Densities | On-the-books | Electric Demand (MW) |  | 0.22631 | 0.22382 | 0.22085 | 0.21748 | 0.21384 | 0.21014 | 0.20659 | 0.20338 | 0.20062 | 0.19835 | 0.19656 | 0.19517
No | PG&E | Com | Lighting | 2022 T-24: NRNC - Indoor Lighting - Multi-zone Occupancy Sensing in Large Offices | On-the-books | Electric Demand (MW) |  | 0.4953 | 0.47547 | 0.45552 | 0.43612 | 0.41786 | 0.40119 | 0.3864 | 0.37361 | 0.36278 | 0.35378 | 0.34641 | 0.34045
No | PG&E | Com | Lighting | 2022 T-24: NRNC - Outdoor Lighting - Nonresidential Lighting Power Allowances for General Hardscapes | On-the-books | Electric Demand (MW) |  | 0.083626 | 0.083626 | 0.083626 | 0.083626 | 0.083626 | 0.083626 | 0.083626 | 0.083626 | 0.083626 | 0.083626 | 0.083626 | 0.083626
No | PG&E | Com | Lighting | 2022 T-24: NRNC - Outdoor Lighting - Nonresidential Lighting Zone Reclassification | On-the-books | Electric Demand (MW) |  | 0.012104 | 0.012104 | 0.012104 | 0.012104 | 0.012104 | 0.012104 | 0.012104 | 0.012104 | 0.012104 | 0.012104 | 0.012104 | 0.012104
No | PG&E | Com | Lighting | 2019 T-24: NRNC-Indoor Lighting-Controls | On-the-books | Electric Demand (MW) |  | 0.045266 | 0.041754 | 0.037795 | 0.033505 | 0.029052 | 0.024633 | 0.020435 | 0.016612 | 0.013263 | 0.010424 | 0.0080874 | 0.0062082
No | PG&E | Com | Lighting | 2019 T-24: NRNC-Indoor Lighting-LPD | On-the-books | Electric Demand (MW) |  | 0.34834 | 0.25028 | 0.17645 | 0.12266 | 0.084405 | 0.05767 | 0.039208 | 0.026566 | 0.017958 | 0.01212 | 0.0081715 | 0.0055052
No | PG&E | Com | Lighting | 2019 T-24: NRNC-Outdoor Lighting-Controls | On-the-books | Electric Demand (MW) |  | 0.019869 | 0.018327 | 0.01659 | 0.014707 | 0.012752 | 0.010812 | 0.0089697 | 0.0072918 | 0.0058215 | 0.0045757 | 0.0035499 | 0.0027251
No | PG&E | Com | Lighting | 2019 T-24: NRNC-Outdoor Lighting-LPA (General Hardscape) | On-the-books | Electric Demand (MW) |  | 0.014227 | 0.011802 | 0.0095945 | 0.0076599 | 0.0060206 | 0.0046709 | 0.0035856 | 0.0027293 | 0.0020638 | 0.0015526 | 0.0011635 | 0.00086932
No | PG&E | Com | Lighting | 2019 T-24: NRNC-Outdoor Lighting-LPA (Specific Applications) | On-the-books | Electric Demand (MW) |  | 0.019348 | 0.016051 | 0.013049 | 0.010417 | 0.0081881 | 0.0063525 | 0.0048764 | 0.0037118 | 0.0028068 | 0.0021116 | 0.0015824 | 0.0011823
No | PG&E | Com | Lighting | T-20: Dimming Ballasts | Expected | Electric Demand (MW) | 0.45846 | 0.45967 | 0.46088 | 0.46208 | 0 | 0 | 0 | 0 | 0 | 0 | 0 | 0 | 0
No | PG&E | Com | Lighting | 2008 T-20: General Purpose Lighting -- 60 and 40 watt | Expected | Electric Demand (MW) | 0 | 0 | 0 | 0 | 0 | 0 | 0 | 0 | 0 | 0 | 0 | 0 | 0
No | PG&E | Com | Lighting | Fed Appliance: General Service Fluorescent Lamps #1 | Expected | Electric Demand (MW) | 0.22585 | 0.22532 | 0.22495 | 0.22468 | 0.22449 | 0.22435 | 0.22418 | 0.22403 | 0.22386 | 0.22371 | 0.22355 | 0.22339 | 0.22323
No | PG&E | Com | Lighting | Fed Appliance: GSFLs | Expected | Electric Demand (MW) | 4.0536 | 4.0636 | 4.0736 | 4.0836 | 0 | 0 | 0 | 0 | 0 | 0 | 0 | 0 | 0
No | PG&E | Com | Lighting | 2006 T-20: General Service Incandescent Lamps, Tier 2 #3 | Expected | Electric Demand (MW) | 6.0129e-05 | 6.0102e-05 | 6.008e-05 | 6.0062e-05 | 6.0048e-05 | 6.0036e-05 | 6.0022e-05 | 6.001e-05 | 5.9997e-05 | 5.9984e-05 | 5.9971e-05 | 5.9959e-05 | 5.9946e-05
No | PG&E | Com | Lighting | T-20: GSLs - Original Scope - Tier 2 | Expected | Electric Demand (MW) | 0.49711 | 0.47539 | 0.45368 | 0.43197 | 0.41025 | 0.38854 | 0.36683 | 0.34512 | 0.3234 | 0.041613 | 0.038618 | 0.035623 | 0.032628
No | PG&E | Com | Lighting | T-20: LED Lamps - Tier 1 | Expected | Electric Demand (MW) | 0.12076 | 0.11304 | 0.10532 | 0.097596 | 0.089874 | 0.082152 | 0.07443 | 0.066707 | 0.058985 | 0.051263 | 0.0063264 | 0.0052044 | 0.0040823
No | PG&E | Com | Lighting | Fed Appliance: Incandescent Reflector Lamps | Expected | Electric Demand (MW) | 0.00077138 | 0.00075247 | 0.00073716 | 0.00072501 | 0.00071554 | 0.00070823 | 0.00069948 | 0.00069169 | 0.00068326 | 0.00067525 | 0.00066696 | 0.00065886 | 0.00065064
No | PG&E | Com | Lighting | Fed Appliance: Metal Halide Lamp Fixtures | Expected | Electric Demand (MW) | 0.040525 | 0.039047 | 0.037568 | 0.036089 | 0.034611 | 0.033132 | 0.031653 | 0.030175 | 0.028696 | 0.027218 | 0.025739 | 0.02426 | 0.022782
No | PG&E | Com | Lighting | 2005 T-20: Modular Furniture Task Lighting Fixtures | Expected | Electric Demand (MW) | 0.0022647 | 0.0022582 | 0.0022535 | 0.0022501 | 0.0022477 | 0.002246 | 0.0022438 | 0.0022419 | 0.0022398 | 0.0022378 | 0.0022358 | 0.0022338 | 0.0022318
No | PG&E | Com | Lighting | 2016 T-24: Nonresidential Lighting Alterations (Units = sq ft) | Expected | Electric Demand (MW) | 2.2555 | 2.2271 | 2.197 | 2.1663 | 2.136 | 2.1053 | 2.074 | 0 | 0 | 0 | 0 | 0 | 0
No | PG&E | Com | Lighting | 2013 T-24: NRA-Lighting-Alterations-Existing Measures | Expected | Electric Demand (MW) | 2.125 | 2.098 | 2.0768 | 2.0602 | 1.0153 | 0 | 0 | 0 | 0 | 0 | 0 | 0 | 0
No | PG&E | Com | Lighting | 2013 T-24: NRA-Lighting-Alterations-New Measures | Expected | Electric Demand (MW) | 3.9948 | 3.9466 | 3.9058 | 3.8713 | 1.9053 | 0 | 0 | 0 | 0 | 0 | 0 | 0 | 0
No | PG&E | Com | Lighting | 2016 T-24: NRA-Lighting-ASHRAE Elevator Lighting & Ventilation | Expected | Electric Demand (MW) | 0.0039405 | 0.0039062 | 0.0038829 | 0.003867 | 0.0038563 | 0.003849 | 0.0038394 | 0 | 0 | 0 | 0 | 0 | 0
No | PG&E | Com | Lighting | 2013 T-24: NRA-Lighting-Hotel Corridors | Expected | Electric Demand (MW) | 0.022637 | 0.022379 | 0.022159 | 0.021971 | 0.010817 | 0 | 0 | 0 | 0 | 0 | 0 | 0 | 0
No | PG&E | Com | Lighting | 2013 T-24: NRA-Lighting-MF Building Corridors | Expected | Electric Demand (MW) | 0.071581 | 0.070917 | 0.070313 | 0.069769 | 0.034357 | 0 | 0 | 0 | 0 | 0 | 0 | 0 | 0
No | PG&E | Com | Lighting | 2013 T-24: NRA-Lighting-Warehouses and Libraries | Expected | Electric Demand (MW) | 0.63116 | 0.62294 | 0.61624 | 0.61082 | 0.30073 | 0 | 0 | 0 | 0 | 0 | 0 | 0 | 0
No | PG&E | Com | Lighting | 2013 T-24: NRNC-Lighting-DR Lighting Controls | Expected | Electric Demand (MW) | 0.19962 | 0.19867 | 0.19808 | 0.19771 | 0.19748 | 0.19735 | 0.19715 | 0.19699 | 0.19681 | 0.19664 | 0.19646 | 0.19629 | 0.19612
No | PG&E | Com | Lighting | 2013 T-24: NRNC-Lighting-Hotel Corridors | Expected | Electric Demand (MW) | 0.011724 | 0.011494 | 0.011286 | 0.011101 | 0.010937 | 0.010795 | 0.010639 | 0.010492 | 0.010338 | 0.010189 | 0.010038 | 0.0098877 | 0.0097365
No | PG&E | Com | Lighting | 2013 T-24: NRNC-Lighting-MF Building Corridors | Expected | Electric Demand (MW) | 0.084678 | 0.083634 | 0.082637 | 0.081697 | 0.08082 | 0.080008 | 0.079153 | 0.078327 | 0.077481 | 0.076649 | 0.075807 | 0.074972 | 0.074133
No | PG&E | Com | Lighting | 2013 T-24: NRNC-Lighting-Office Plug Load Control | Expected | Electric Demand (MW) | 0.50426 | 0.49355 | 0.48388 | 0.4753 | 0.46781 | 0.46135 | 0.4542 | 0.44751 | 0.44051 | 0.43372 | 0.42679 | 0.41995 | 0.41305
No | PG&E | Com | Lighting | 2013 T-24: NRNC-Lighting-Outdoor Lighting & Controls | Expected | Electric Demand (MW) | 0.14419 | 0.14304 | 0.14216 | 0.14148 | 0.14097 | 0.14059 | 0.14012 | 0.1397 | 0.13925 | 0.13882 | 0.13838 | 0.13795 | 0.13751
No | PG&E | Com | Lighting | 2013 T-24: NRNC-Lighting-Parking Garage | Expected | Electric Demand (MW) | 0.11942 | 0.11858 | 0.11799 | 0.11758 | 0.1173 | 0.11711 | 0.11686 | 0.11664 | 0.1164 | 0.11618 | 0.11595 | 0.11572 | 0.11549
No | PG&E | Com | Lighting | 2013 T-24: NRNC-Lighting-Warehouses and Libraries | Expected | Electric Demand (MW) | 0.25955 | 0.25206 | 0.24567 | 0.2403 | 0.23582 | 0.23213 | 0.22792 | 0.22405 | 0.21995 | 0.21601 | 0.21196 | 0.20799 | 0.20396
No | PG&E | Com | Lighting | 2008 T-24: Sidelighting | Expected | Electric Demand (MW) | 0.2989 | 0.29741 | 0.29615 | 0.29511 | 0.29425 | 0.29353 | 0.29271 | 0.29197 | 0.29117 | 0.29041 | 0.28963 | 0.28886 | 0.28808
No | PG&E | Com | Lighting | 2008 T-24: Skylighting | Expected | Electric Demand (MW) | 0.10602 | 0.10581 | 0.10566 | 0.10555 | 0.10547 | 0.10541 | 0.10534 | 0.10527 | 0.1052 | 0.10514 | 0.10507 | 0.105 | 0.10493
No | PG&E | Com | Lighting | T-20: Small Diameter Directional Lamps | Expected | Electric Demand (MW) | 2.4365 | 2.3427 | 0 | 0 | 0 | 0 | 0 | 0 | 0 | 0 | 0 | 0 | 0
No | PG&E | Com | Lighting | 2008 T-24: Tailored Indoor lighting | Expected | Electric Demand (MW) | 0.17685 | 0.17648 | 0.1762 | 0.17599 | 0.17583 | 0.17571 | 0.17557 | 0.17544 | 0.1753 | 0.17517 | 0.17503 | 0.1749 | 0.17476
No | PG&E | Com | Lighting | 2019-21 Fed App: Ceiling fan light kits | Expected | Electric Demand (MW) | 0.0004549 | 0.00043089 | 0.00040848 | 0.00038743 | 0.00037014 | 0.00035517 | 0.0003383 | 0.00032303 | 0.00026976 | 3.598e-05 | 3.4609e-05 | 3.3367e-05 | 3.2244e-05
No | PG&E | Com | Lighting | 2025 T-24: Daylighting - Revise Automatic Daylighting Controls Exceptions (Alterations) | Expected | Electric Demand (MW) |  | 0.003779 | 0.0040123 | 0.0038946 | 0.0037769 | 0.0036594 | 0.0035423 | 0.0034259 | 0.0033103 | 0.0031958 | 0.0030825 | 0.0029707 | 0.0028604
No | PG&E | Com | Lighting | 2025 T-24: Daylighting - Revise Automatic Daylighting Controls Exceptions (New Construction + Additions) | Expected | Electric Demand (MW) | 0 | 0.00017292 | 0.0010053 | 0.00097578 | 0.00094629 | 0.00091686 | 0.00088753 | 0.00085836 | 0.00082941 | 0.00080071 | 0.00077233 | 0.0007443 | 0.00071666
No | PG&E | Com | Lighting | 2019 T-20: General Service Lamps - Expanded Scope | Expected | Electric Demand (MW) |  | 0.10569 | 0.11197 | 0.10226 | 0.01277 | 0.015852 | 0.015768 | 0.015727 | 0.015707 | 0.015698 | 0.015693 | 0.015691 | 0.01569
No | PG&E | Com | Lighting | 2016 T-20: LED Quality - Tier 2 | Expected | Electric Demand (MW) | 0.0020455 | 0.0020016 | 0.0019541 | 0.0019066 | 0.0018282 | 0.0017557 | 0.0016899 | 0.001631 | 0.0015793 | 0.0015343 | 0.0014956 | 0.0014627 | 0.00053576
No | PG&E | Com | Lighting | 2022 T-24: NRA - Controlled Environment Horticulture - Lighting Efficacy | Expected | Electric Demand (MW) | 0.33665 | 0.31533 | 0.29603 | 0.27873 | 0.26336 | 0.24982 | 0.23796 | 0.22765 | 0.018577 | 0 | 0 | 0 | 0
No | PG&E | Com | Lighting | 2022 T-24: NRA - Daylighting - Automatic Daylight Dimming to 10% | Expected | Electric Demand (MW) | 0.07648 | 0.074202 | 0.071358 | 0.067886 | 0.063764 | 0.059027 | 0.004568 | 0 | 0 | 0 | 0 | 0 | 0
No | PG&E | Com | Lighting | 2022 T-24: NRA - Grid Integration - Demand Responsive Lighting Systems | Expected | Electric Demand (MW) | 0.058973 | 0.052714 | 0.0489 | 0.046579 | 0.04517 | 0.02592 | 0 | 0 | 0 | 0 | 0 | 0 | 0
No | PG&E | Com | Lighting | 2022 T-24: NRA - Indoor Lighting - Lighting Power Densities | Expected | Electric Demand (MW) | 0.83421 | 0.82691 | 0.81783 | 0.80699 | 0.79465 | 0.78135 | 0.76783 | 0.75488 | 0.74315 | 0.73306 | 0.72477 | 0.7182 | 0.71314
No | PG&E | Com | Lighting | 2022 T-24: NRA - Indoor Lighting - Multi-zone Occupancy Sensing in Large Offices | Expected | Electric Demand (MW) | 0.79873 | 0.76913 | 0.73834 | 0.70737 | 0.67724 | 0.64888 | 0.052912 | 0 | 0 | 0 | 0 | 0 | 0
No | PG&E | Com | Lighting | 2022 T-24: NRA - Outdoor Lighting - Lighting Power Allowances for General Hardscapes | Expected | Electric Demand (MW) | 0.25858 | 0.25858 | 0.25858 | 0.25858 | 0.25858 | 0.25858 | 0.25858 | 0.25858 | 0.25858 | 0.25858 | 0.25858 | 0.25858 | 0.25858
No | PG&E | Com | Lighting | 2022 T-24: NRA - Outdoor Lighting - Lighting Zone Reclassification | Expected | Electric Demand (MW) | 0.037412 | 0.037412 | 0.037412 | 0.037412 | 0.037412 | 0.037412 | 0.037412 | 0.037412 | 0.037412 | 0.037412 | 0.037412 | 0.037412 | 0.037412
No | PG&E | Com | Lighting | 2019 T-24: NRA-Indoor Lighting-Alterations (Control) | Expected | Electric Demand (MW) | 0.0039032 | 0.0036601 | 0.0033761 | 0.003056 | 0.0027091 | 0.0023491 | 0.0019917 | 0.0016523 | 0.0013432 | 0.0010724 | 7.1588e-05 | 0 | 0
No | PG&E | Com | Lighting | 2019 T-24: NRA-Indoor Lighting-Alterations (LPD) | Expected | Electric Demand (MW) | 0.13826 | 0.10182 | 0.073159 | 0.051577 | 0.035853 | 0.024672 | 0.016857 | 0.011461 | 0.0077655 | 0.0052493 | 0.0003009 | 0 | 0
No | PG&E | Com | Lighting | 2019 T-24: NRA-Indoor Lighting-New Controls | Expected | Electric Demand (MW) | 0.052024 | 0.048783 | 0.044999 | 0.040732 | 0.036109 | 0.03131 | 0.026547 | 0.022023 | 0.017903 | 0.014293 | 0.00095416 | 0 | 0
No | PG&E | Com | Lighting | 2019 T-24: NRA-Indoor Lighting-New LPD | Expected | Electric Demand (MW) | 1.3717 | 1.0102 | 0.72581 | 0.51169 | 0.3557 | 0.24478 | 0.16724 | 0.1137 | 0.077042 | 0.052079 | 0.0029853 | 0 | 0
No | PG&E | Com | Lighting | 2019 T-24: NRA-Outdoor Lighting-Controls | Expected | Electric Demand (MW) | 0.061336 | 0.057515 | 0.053053 | 0.048023 | 0.042572 | 0.036915 | 0.031299 | 0.025965 | 0.021108 | 0.016852 | 0.0011249 | 0 | 0
No | PG&E | Com | Lighting | 2019 T-24: NRA-Outdoor Lighting-LPA (General Hardscape) | Expected | Electric Demand (MW) | 0.027288 | 0.020096 | 0.014439 | 0.01018 | 0.0070763 | 0.0048695 | 0.0033271 | 0.002262 | 0.0015327 | 0.0010361 | 5.9388e-05 | 0 | 0
No | PG&E | Com | Lighting | 2019 T-24: NRA-Outdoor Lighting-LPA (Specific Applications) | Expected | Electric Demand (MW) | 0.037112 | 0.027331 | 0.019637 | 0.013844 | 0.0096238 | 0.0066226 | 0.0045249 | 0.0030764 | 0.0020844 | 0.001409 | 8.0768e-05 | 0 | 0
No | PG&E | Com | Lighting | 2022 T-24: NRNC - Controlled Environment Horticulture - Lighting Efficacy | Expected | Electric Demand (MW) | 0.81127 | 0.7599 | 0.71339 | 0.6717 | 0.63466 | 0.60202 | 0.57345 | 0.5486 | 0.5271 | 0.50858 | 0.49269 | 0.47911 | 0.46753
No | PG&E | Com | Lighting | 2022 T-24: NRNC - Daylighting - Automatic Daylight Dimming to 10% | Expected | Electric Demand (MW) | 0.017904 | 0.017371 | 0.016705 | 0.015892 | 0.014927 | 0.013818 | 0.012591 | 0.011287 | 0.009963 | 0.0086757 | 0.0074777 | 0.006407 | 0.0054841
No | PG&E | Com | Lighting | 2022 T-24: NRNC - Grid Integration - Demand Responsive Lighting Systems | Expected | Electric Demand (MW) |  | 0.001986 | 0.0018423 | 0.0017549 | 0.0017018 | 0.0016695 | 0.00165 | 0.0016381 | 0.0016309 | 0.0016265 | 0.0016239 | 0.0016223 | 0.0016213
No | PG&E | Com | Lighting | 2022 T-24: NRNC - Indoor Lighting - Lighting Power Densities | Expected | Electric Demand (MW) |  | 0.22631 | 0.22382 | 0.22085 | 0.21748 | 0.21384 | 0.21014 | 0.20659 | 0.20338 | 0.20062 | 0.19835 | 0.19656 | 0.19517
No | PG&E | Com | Lighting | 2022 T-24: NRNC - Indoor Lighting - Multi-zone Occupancy Sensing in Large Offices | Expected | Electric Demand (MW) |  | 0.4953 | 0.47547 | 0.45552 | 0.43612 | 0.41786 | 0.40119 | 0.3864 | 0.37361 | 0.36278 | 0.35378 | 0.34641 | 0.34045
No | PG&E | Com | Lighting | 2022 T-24: NRNC - Outdoor Lighting - Nonresidential Lighting Power Allowances for General Hardscapes | Expected | Electric Demand (MW) |  | 0.083626 | 0.083626 | 0.083626 | 0.083626 | 0.083626 | 0.083626 | 0.083626 | 0.083626 | 0.083626 | 0.083626 | 0.083626 | 0.083626
No | PG&E | Com | Lighting | 2022 T-24: NRNC - Outdoor Lighting - Nonresidential Lighting Zone Reclassification | Expected | Electric Demand (MW) |  | 0.012104 | 0.012104 | 0.012104 | 0.012104 | 0.012104 | 0.012104 | 0.012104 | 0.012104 | 0.012104 | 0.012104 | 0.012104 | 0.012104
No | PG&E | Com | Lighting | 2019 T-24: NRNC-Indoor Lighting-Controls | Expected | Electric Demand (MW) |  | 0.045266 | 0.041754 | 0.037795 | 0.033505 | 0.029052 | 0.024633 | 0.020435 | 0.016612 | 0.013263 | 0.010424 | 0.0080874 | 0.0062082
No | PG&E | Com | Lighting | 2019 T-24: NRNC-Indoor Lighting-LPD | Expected | Electric Demand (MW) |  | 0.34834 | 0.25028 | 0.17645 | 0.12266 | 0.084405 | 0.05767 | 0.039208 | 0.026566 | 0.017958 | 0.01212 | 0.0081715 | 0.0055052
No | PG&E | Com | Lighting | 2019 T-24: NRNC-Outdoor Lighting-Controls | Expected | Electric Demand (MW) |  | 0.019869 | 0.018327 | 0.01659 | 0.014707 | 0.012752 | 0.010812 | 0.0089697 | 0.0072918 | 0.0058215 | 0.0045757 | 0.0035499 | 0.0027251
No | PG&E | Com | Lighting | 2019 T-24: NRNC-Outdoor Lighting-LPA (General Hardscape) | Expected | Electric Demand (MW) |  | 0.014227 | 0.011802 | 0.0095945 | 0.0076599 | 0.0060206 | 0.0046709 | 0.0035856 | 0.0027293 | 0.0020638 | 0.0015526 | 0.0011635 | 0.00086932
No | PG&E | Com | Lighting | 2019 T-24: NRNC-Outdoor Lighting-LPA (Specific Applications) | Expected | Electric Demand (MW) |  | 0.019348 | 0.016051 | 0.013049 | 0.010417 | 0.0081881 | 0.0063525 | 0.0048764 | 0.0037118 | 0.0028068 | 0.0021116 | 0.0015824 | 0.0011823
No | PG&E | Com | Lighting | T-20: Dimming Ballasts | Possible | Electric Demand (MW) | 0.45846 | 0.45967 | 0.46088 | 0.46208 | 0 | 0 | 0 | 0 | 0 | 0 | 0 | 0 | 0
No | PG&E | Com | Lighting | 2008 T-20: General Purpose Lighting -- 60 and 40 watt | Possible | Electric Demand (MW) | 0 | 0 | 0 | 0 | 0 | 0 | 0 | 0 | 0 | 0 | 0 | 0 | 0
No | PG&E | Com | Lighting | Fed Appliance: General Service Fluorescent Lamps #1 | Possible | Electric Demand (MW) | 0.22585 | 0.22532 | 0.22495 | 0.22468 | 0.22449 | 0.22435 | 0.22418 | 0.22403 | 0.22386 | 0.22371 | 0.22355 | 0.22339 | 0.22323
No | PG&E | Com | Lighting | Fed Appliance: GSFLs | Possible | Electric Demand (MW) | 4.0536 | 4.0636 | 4.0736 | 4.0836 | 0 | 0 | 0 | 0 | 0 | 0 | 0 | 0 | 0
No | PG&E | Com | Lighting | 2006 T-20: General Service Incandescent Lamps, Tier 2 #3 | Possible | Electric Demand (MW) | 6.0129e-05 | 6.0102e-05 | 6.008e-05 | 6.0062e-05 | 6.0048e-05 | 6.0036e-05 | 6.0022e-05 | 6.001e-05 | 5.9997e-05 | 5.9984e-05 | 5.9971e-05 | 5.9959e-05 | 5.9946e-05
No | PG&E | Com | Lighting | T-20: GSLs - Original Scope - Tier 2 | Possible | Electric Demand (MW) | 0.49711 | 0.47539 | 0.45368 | 0.43197 | 0.41025 | 0.38854 | 0.36683 | 0.34512 | 0.3234 | 0.041613 | 0.038618 | 0.035623 | 0.032628
No | PG&E | Com | Lighting | T-20: LED Lamps - Tier 1 | Possible | Electric Demand (MW) | 0.12076 | 0.11304 | 0.10532 | 0.097596 | 0.089874 | 0.082152 | 0.07443 | 0.066707 | 0.058985 | 0.051263 | 0.0063264 | 0.0052044 | 0.0040823
No | PG&E | Com | Lighting | Fed Appliance: Incandescent Reflector Lamps | Possible | Electric Demand (MW) | 0.00077138 | 0.00075247 | 0.00073716 | 0.00072501 | 0.00071554 | 0.00070823 | 0.00069948 | 0.00069169 | 0.00068326 | 0.00067525 | 0.00066696 | 0.00065886 | 0.00065064
No | PG&E | Com | Lighting | Fed Appliance: Metal Halide Lamp Fixtures | Possible | Electric Demand (MW) | 0.040525 | 0.039047 | 0.037568 | 0.036089 | 0.034611 | 0.033132 | 0.031653 | 0.030175 | 0.028696 | 0.027218 | 0.025739 | 0.02426 | 0.022782
No | PG&E | Com | Lighting | 2005 T-20: Modular Furniture Task Lighting Fixtures | Possible | Electric Demand (MW) | 0.0022647 | 0.0022582 | 0.0022535 | 0.0022501 | 0.0022477 | 0.002246 | 0.0022438 | 0.0022419 | 0.0022398 | 0.0022378 | 0.0022358 | 0.0022338 | 0.0022318
No | PG&E | Com | Lighting | 2016 T-24: Nonresidential Lighting Alterations (Units = sq ft) | Possible | Electric Demand (MW) | 2.2555 | 2.2271 | 2.197 | 2.1663 | 2.136 | 2.1053 | 2.074 | 0 | 0 | 0 | 0 | 0 | 0
No | PG&E | Com | Lighting | 2013 T-24: NRA-Lighting-Alterations-Existing Measures | Possible | Electric Demand (MW) | 2.125 | 2.098 | 2.0768 | 2.0602 | 1.0153 | 0 | 0 | 0 | 0 | 0 | 0 | 0 | 0
No | PG&E | Com | Lighting | 2013 T-24: NRA-Lighting-Alterations-New Measures | Possible | Electric Demand (MW) | 3.9948 | 3.9466 | 3.9058 | 3.8713 | 1.9053 | 0 | 0 | 0 | 0 | 0 | 0 | 0 | 0
No | PG&E | Com | Lighting | 2016 T-24: NRA-Lighting-ASHRAE Elevator Lighting & Ventilation | Possible | Electric Demand (MW) | 0.0039405 | 0.0039062 | 0.0038829 | 0.003867 | 0.0038563 | 0.003849 | 0.0038394 | 0 | 0 | 0 | 0 | 0 | 0
No | PG&E | Com | Lighting | 2013 T-24: NRA-Lighting-Hotel Corridors | Possible | Electric Demand (MW) | 0.022637 | 0.022379 | 0.022159 | 0.021971 | 0.010817 | 0 | 0 | 0 | 0 | 0 | 0 | 0 | 0
No | PG&E | Com | Lighting | 2013 T-24: NRA-Lighting-MF Building Corridors | Possible | Electric Demand (MW) | 0.071581 | 0.070917 | 0.070313 | 0.069769 | 0.034357 | 0 | 0 | 0 | 0 | 0 | 0 | 0 | 0
No | PG&E | Com | Lighting | 2013 T-24: NRA-Lighting-Warehouses and Libraries | Possible | Electric Demand (MW) | 0.63116 | 0.62294 | 0.61624 | 0.61082 | 0.30073 | 0 | 0 | 0 | 0 | 0 | 0 | 0 | 0
No | PG&E | Com | Lighting | 2013 T-24: NRNC-Lighting-DR Lighting Controls | Possible | Electric Demand (MW) | 0.19962 | 0.19867 | 0.19808 | 0.19771 | 0.19748 | 0.19735 | 0.19715 | 0.19699 | 0.19681 | 0.19664 | 0.19646 | 0.19629 | 0.19612
No | PG&E | Com | Lighting | 2013 T-24: NRNC-Lighting-Hotel Corridors | Possible | Electric Demand (MW) | 0.011724 | 0.011494 | 0.011286 | 0.011101 | 0.010937 | 0.010795 | 0.010639 | 0.010492 | 0.010338 | 0.010189 | 0.010038 | 0.0098877 | 0.0097365
No | PG&E | Com | Lighting | 2013 T-24: NRNC-Lighting-MF Building Corridors | Possible | Electric Demand (MW) | 0.084678 | 0.083634 | 0.082637 | 0.081697 | 0.08082 | 0.080008 | 0.079153 | 0.078327 | 0.077481 | 0.076649 | 0.075807 | 0.074972 | 0.074133
No | PG&E | Com | Lighting | 2013 T-24: NRNC-Lighting-Office Plug Load Control | Possible | Electric Demand (MW) | 0.50426 | 0.49355 | 0.48388 | 0.4753 | 0.46781 | 0.46135 | 0.4542 | 0.44751 | 0.44051 | 0.43372 | 0.42679 | 0.41995 | 0.41305
No | PG&E | Com | Lighting | 2013 T-24: NRNC-Lighting-Outdoor Lighting & Controls | Possible | Electric Demand (MW) | 0.14419 | 0.14304 | 0.14216 | 0.14148 | 0.14097 | 0.14059 | 0.14012 | 0.1397 | 0.13925 | 0.13882 | 0.13838 | 0.13795 | 0.13751
No | PG&E | Com | Lighting | 2013 T-24: NRNC-Lighting-Parking Garage | Possible | Electric Demand (MW) | 0.11942 | 0.11858 | 0.11799 | 0.11758 | 0.1173 | 0.11711 | 0.11686 | 0.11664 | 0.1164 | 0.11618 | 0.11595 | 0.11572 | 0.11549
No | PG&E | Com | Lighting | 2013 T-24: NRNC-Lighting-Warehouses and Libraries | Possible | Electric Demand (MW) | 0.25955 | 0.25206 | 0.24567 | 0.2403 | 0.23582 | 0.23213 | 0.22792 | 0.22405 | 0.21995 | 0.21601 | 0.21196 | 0.20799 | 0.20396
No | PG&E | Com | Lighting | 2008 T-24: Sidelighting | Possible | Electric Demand (MW) | 0.2989 | 0.29741 | 0.29615 | 0.29511 | 0.29425 | 0.29353 | 0.29271 | 0.29197 | 0.29117 | 0.29041 | 0.28963 | 0.28886 | 0.28808
No | PG&E | Com | Lighting | 2008 T-24: Skylighting | Possible | Electric Demand (MW) | 0.10602 | 0.10581 | 0.10566 | 0.10555 | 0.10547 | 0.10541 | 0.10534 | 0.10527 | 0.1052 | 0.10514 | 0.10507 | 0.105 | 0.10493
No | PG&E | Com | Lighting | T-20: Small Diameter Directional Lamps | Possible | Electric Demand (MW) | 2.4365 | 2.3427 | 0 | 0 | 0 | 0 | 0 | 0 | 0 | 0 | 0 | 0 | 0
No | PG&E | Com | Lighting | 2008 T-24: Tailored Indoor lighting | Possible | Electric Demand (MW) | 0.17685 | 0.17648 | 0.1762 | 0.17599 | 0.17583 | 0.17571 | 0.17557 | 0.17544 | 0.1753 | 0.17517 | 0.17503 | 0.1749 | 0.17476
No | PG&E | Com | Lighting | 2019-21 Fed App: Ceiling fan light kits | Possible | Electric Demand (MW) | 0.0004549 | 0.00043089 | 0.00040848 | 0.00038743 | 0.00037014 | 0.00035517 | 0.0003383 | 0.00032303 | 0.00026976 | 3.598e-05 | 3.4609e-05 | 3.3367e-05 | 3.2244e-05
No | PG&E | Com | Lighting | 2025 T-24: Daylighting - Revise Automatic Daylighting Controls Exceptions (Alterations) | Possible | Electric Demand (MW) |  | 0.003779 | 0.0040123 | 0.0038946 | 0.0037769 | 0.0036594 | 0.0035423 | 0.0034259 | 0.0033103 | 0.0031958 | 0.0030825 | 0.0029707 | 0.0028604
No | PG&E | Com | Lighting | 2025 T-24: Daylighting - Revise Automatic Daylighting Controls Exceptions (New Construction + Additions) | Possible | Electric Demand (MW) | 0 | 0.00017292 | 0.0010053 | 0.00097578 | 0.00094629 | 0.00091686 | 0.00088753 | 0.00085836 | 0.00082941 | 0.00080071 | 0.00077233 | 0.0007443 | 0.00071666
No | PG&E | Com | Lighting | 2019 T-20: General Service Lamps - Expanded Scope | Possible | Electric Demand (MW) |  | 0.10569 | 0.11197 | 0.10226 | 0.01277 | 0.015852 | 0.015768 | 0.015727 | 0.015707 | 0.015698 | 0.015693 | 0.015691 | 0.01569
No | PG&E | Com | Lighting | 2016 T-20: LED Quality - Tier 2 | Possible | Electric Demand (MW) | 0.0020455 | 0.0020016 | 0.0019541 | 0.0019066 | 0.0018282 | 0.0017557 | 0.0016899 | 0.001631 | 0.0015793 | 0.0015343 | 0.0014956 | 0.0014627 | 0.00053576
No | PG&E | Com | Lighting | 2022 T-24: NRA - Controlled Environment Horticulture - Lighting Efficacy | Possible | Electric Demand (MW) | 0.33665 | 0.31533 | 0.29603 | 0.27873 | 0.26336 | 0.24982 | 0.23796 | 0.22765 | 0.018577 | 0 | 0 | 0 | 0
No | PG&E | Com | Lighting | 2022 T-24: NRA - Daylighting - Automatic Daylight Dimming to 10% | Possible | Electric Demand (MW) | 0.07648 | 0.074202 | 0.071358 | 0.067886 | 0.063764 | 0.059027 | 0.004568 | 0 | 0 | 0 | 0 | 0 | 0
No | PG&E | Com | Lighting | 2022 T-24: NRA - Grid Integration - Demand Responsive Lighting Systems | Possible | Electric Demand (MW) | 0.058973 | 0.052714 | 0.0489 | 0.046579 | 0.04517 | 0.02592 | 0 | 0 | 0 | 0 | 0 | 0 | 0
No | PG&E | Com | Lighting | 2022 T-24: NRA - Indoor Lighting - Lighting Power Densities | Possible | Electric Demand (MW) | 0.83421 | 0.82691 | 0.81783 | 0.80699 | 0.79465 | 0.78135 | 0.76783 | 0.75488 | 0.74315 | 0.73306 | 0.72477 | 0.7182 | 0.71314
No | PG&E | Com | Lighting | 2022 T-24: NRA - Indoor Lighting - Multi-zone Occupancy Sensing in Large Offices | Possible | Electric Demand (MW) | 0.79873 | 0.76913 | 0.73834 | 0.70737 | 0.67724 | 0.64888 | 0.052912 | 0 | 0 | 0 | 0 | 0 | 0
No | PG&E | Com | Lighting | 2022 T-24: NRA - Outdoor Lighting - Lighting Power Allowances for General Hardscapes | Possible | Electric Demand (MW) | 0.25858 | 0.25858 | 0.25858 | 0.25858 | 0.25858 | 0.25858 | 0.25858 | 0.25858 | 0.25858 | 0.25858 | 0.25858 | 0.25858 | 0.25858
No | PG&E | Com | Lighting | 2022 T-24: NRA - Outdoor Lighting - Lighting Zone Reclassification | Possible | Electric Demand (MW) | 0.037412 | 0.037412 | 0.037412 | 0.037412 | 0.037412 | 0.037412 | 0.037412 | 0.037412 | 0.037412 | 0.037412 | 0.037412 | 0.037412 | 0.037412
No | PG&E | Com | Lighting | 2019 T-24: NRA-Indoor Lighting-Alterations (Control) | Possible | Electric Demand (MW) | 0.0039032 | 0.0036601 | 0.0033761 | 0.003056 | 0.0027091 | 0.0023491 | 0.0019917 | 0.0016523 | 0.0013432 | 0.0010724 | 7.1588e-05 | 0 | 0
No | PG&E | Com | Lighting | 2019 T-24: NRA-Indoor Lighting-Alterations (LPD) | Possible | Electric Demand (MW) | 0.13826 | 0.10182 | 0.073159 | 0.051577 | 0.035853 | 0.024672 | 0.016857 | 0.011461 | 0.0077655 | 0.0052493 | 0.0003009 | 0 | 0
No | PG&E | Com | Lighting | 2019 T-24: NRA-Indoor Lighting-New Controls | Possible | Electric Demand (MW) | 0.052024 | 0.048783 | 0.044999 | 0.040732 | 0.036109 | 0.03131 | 0.026547 | 0.022023 | 0.017903 | 0.014293 | 0.00095416 | 0 | 0
No | PG&E | Com | Lighting | 2019 T-24: NRA-Indoor Lighting-New LPD | Possible | Electric Demand (MW) | 1.3717 | 1.0102 | 0.72581 | 0.51169 | 0.3557 | 0.24478 | 0.16724 | 0.1137 | 0.077042 | 0.052079 | 0.0029853 | 0 | 0
No | PG&E | Com | Lighting | 2019 T-24: NRA-Outdoor Lighting-Controls | Possible | Electric Demand (MW) | 0.061336 | 0.057515 | 0.053053 | 0.048023 | 0.042572 | 0.036915 | 0.031299 | 0.025965 | 0.021108 | 0.016852 | 0.0011249 | 0 | 0
No | PG&E | Com | Lighting | 2019 T-24: NRA-Outdoor Lighting-LPA (General Hardscape) | Possible | Electric Demand (MW) | 0.027288 | 0.020096 | 0.014439 | 0.01018 | 0.0070763 | 0.0048695 | 0.0033271 | 0.002262 | 0.0015327 | 0.0010361 | 5.9388e-05 | 0 | 0
No | PG&E | Com | Lighting | 2019 T-24: NRA-Outdoor Lighting-LPA (Specific Applications) | Possible | Electric Demand (MW) | 0.037112 | 0.027331 | 0.019637 | 0.013844 | 0.0096238 | 0.0066226 | 0.0045249 | 0.0030764 | 0.0020844 | 0.001409 | 8.0768e-05 | 0 | 0
No | PG&E | Com | Lighting | 2022 T-24: NRNC - Controlled Environment Horticulture - Lighting Efficacy | Possible | Electric Demand (MW) | 0.81127 | 0.7599 | 0.71339 | 0.6717 | 0.63466 | 0.60202 | 0.57345 | 0.5486 | 0.5271 | 0.50858 | 0.49269 | 0.47911 | 0.46753
No | PG&E | Com | Lighting | 2022 T-24: NRNC - Daylighting - Automatic Daylight Dimming to 10% | Possible | Electric Demand (MW) | 0.017904 | 0.017371 | 0.016705 | 0.015892 | 0.014927 | 0.013818 | 0.012591 | 0.011287 | 0.009963 | 0.0086757 | 0.0074777 | 0.006407 | 0.0054841
No | PG&E | Com | Lighting | 2022 T-24: NRNC - Grid Integration - Demand Responsive Lighting Systems | Possible | Electric Demand (MW) |  | 0.001986 | 0.0018423 | 0.0017549 | 0.0017018 | 0.0016695 | 0.00165 | 0.0016381 | 0.0016309 | 0.0016265 | 0.0016239 | 0.0016223 | 0.0016213
No | PG&E | Com | Lighting | 2022 T-24: NRNC - Indoor Lighting - Lighting Power Densities | Possible | Electric Demand (MW) |  | 0.22631 | 0.22382 | 0.22085 | 0.21748 | 0.21384 | 0.21014 | 0.20659 | 0.20338 | 0.20062 | 0.19835 | 0.19656 | 0.19517
No | PG&E | Com | Lighting | 2022 T-24: NRNC - Indoor Lighting - Multi-zone Occupancy Sensing in Large Offices | Possible | Electric Demand (MW) |  | 0.4953 | 0.47547 | 0.45552 | 0.43612 | 0.41786 | 0.40119 | 0.3864 | 0.37361 | 0.36278 | 0.35378 | 0.34641 | 0.34045
No | PG&E | Com | Lighting | 2022 T-24: NRNC - Outdoor Lighting - Nonresidential Lighting Power Allowances for General Hardscapes | Possible | Electric Demand (MW) |  | 0.083626 | 0.083626 | 0.083626 | 0.083626 | 0.083626 | 0.083626 | 0.083626 | 0.083626 | 0.083626 | 0.083626 | 0.083626 | 0.083626
No | PG&E | Com | Lighting | 2022 T-24: NRNC - Outdoor Lighting - Nonresidential Lighting Zone Reclassification | Possible | Electric Demand (MW) |  | 0.012104 | 0.012104 | 0.012104 | 0.012104 | 0.012104 | 0.012104 | 0.012104 | 0.012104 | 0.012104 | 0.012104 | 0.012104 | 0.012104
No | PG&E | Com | Lighting | 2019 T-24: NRNC-Indoor Lighting-Controls | Possible | Electric Demand (MW) |  | 0.045266 | 0.041754 | 0.037795 | 0.033505 | 0.029052 | 0.024633 | 0.020435 | 0.016612 | 0.013263 | 0.010424 | 0.0080874 | 0.0062082
No | PG&E | Com | Lighting | 2019 T-24: NRNC-Indoor Lighting-LPD | Possible | Electric Demand (MW) |  | 0.34834 | 0.25028 | 0.17645 | 0.12266 | 0.084405 | 0.05767 | 0.039208 | 0.026566 | 0.017958 | 0.01212 | 0.0081715 | 0.0055052
No | PG&E | Com | Lighting | 2019 T-24: NRNC-Outdoor Lighting-Controls | Possible | Electric Demand (MW) |  | 0.019869 | 0.018327 | 0.01659 | 0.014707 | 0.012752 | 0.010812 | 0.0089697 | 0.0072918 | 0.0058215 | 0.0045757 | 0.0035499 | 0.0027251
No | PG&E | Com | Lighting | 2019 T-24: NRNC-Outdoor Lighting-LPA (General Hardscape) | Possible | Electric Demand (MW) |  | 0.014227 | 0.011802 | 0.0095945 | 0.0076599 | 0.0060206 | 0.0046709 | 0.0035856 | 0.0027293 | 0.0020638 | 0.0015526 | 0.0011635 | 0.00086932
No | PG&E | Com | Lighting | 2019 T-24: NRNC-Outdoor Lighting-LPA (Specific Applications) | Possible | Electric Demand (MW) |  | 0.019348 | 0.016051 | 0.013049 | 0.010417 | 0.0081881 | 0.0063525 | 0.0048764 | 0.0037118 | 0.0028068 | 0.0021116 | 0.0015824 | 0.0011823
No | SCE | Com | Lighting | T-20: Dimming Ballasts | On-the-books | Electric Demand (MW) | 0.46555 | 0.46677 | 0.468 | 0.46922 | 0 | 0 | 0 | 0 | 0 | 0 | 0 | 0 | 0
No | SCE | Com | Lighting | 2008 T-20: General Purpose Lighting -- 60 and 40 watt | On-the-books | Electric Demand (MW) | 0 | 0 | 0 | 0 | 0 | 0 | 0 | 0 | 0 | 0 | 0 | 0 | 0
No | SCE | Com | Lighting | Fed Appliance: General Service Fluorescent Lamps #1 | On-the-books | Electric Demand (MW) | 0.22934 | 0.22881 | 0.22842 | 0.22815 | 0.22795 | 0.22782 | 0.22764 | 0.22749 | 0.22732 | 0.22717 | 0.227 | 0.22684 | 0.22668
No | SCE | Com | Lighting | Fed Appliance: GSFLs | On-the-books | Electric Demand (MW) | 4.1162 | 4.1264 | 4.1365 | 4.1467 | 0 | 0 | 0 | 0 | 0 | 0 | 0 | 0 | 0
No | SCE | Com | Lighting | 2006 T-20: General Service Incandescent Lamps, Tier 2 #3 | On-the-books | Electric Demand (MW) | 6.1058e-05 | 6.1031e-05 | 6.1008e-05 | 6.099e-05 | 6.0975e-05 | 6.0964e-05 | 6.095e-05 | 6.0937e-05 | 6.0924e-05 | 6.0911e-05 | 6.0898e-05 | 6.0885e-05 | 6.0872e-05
No | SCE | Com | Lighting | T-20: GSLs - Original Scope - Tier 2 | On-the-books | Electric Demand (MW) | 0.50479 | 0.48274 | 0.46069 | 0.43864 | 0.41659 | 0.39455 | 0.3725 | 0.35045 | 0.3284 | 0.042256 | 0.039214 | 0.036173 | 0.033132
No | SCE | Com | Lighting | T-20: LED Lamps - Tier 1 | On-the-books | Electric Demand (MW) | 0.12263 | 0.11479 | 0.10695 | 0.099104 | 0.091263 | 0.083421 | 0.075579 | 0.067738 | 0.059896 | 0.052055 | 0.0064241 | 0.0052848 | 0.0041454
No | SCE | Com | Lighting | Fed Appliance: Incandescent Reflector Lamps | On-the-books | Electric Demand (MW) | 0.0007833 | 0.00076409 | 0.00074855 | 0.00073622 | 0.00072659 | 0.00071917 | 0.00071028 | 0.00070237 | 0.00069381 | 0.00068568 | 0.00067727 | 0.00066904 | 0.00066069
No | SCE | Com | Lighting | Fed Appliance: Metal Halide Lamp Fixtures | On-the-books | Electric Demand (MW) | 0.041151 | 0.03965 | 0.038148 | 0.036647 | 0.035145 | 0.033644 | 0.032142 | 0.030641 | 0.02914 | 0.027638 | 0.026137 | 0.024635 | 0.023134
No | SCE | Com | Lighting | 2005 T-20: Modular Furniture Task Lighting Fixtures | On-the-books | Electric Demand (MW) | 0.0022997 | 0.0022931 | 0.0022883 | 0.0022849 | 0.0022824 | 0.0022807 | 0.0022784 | 0.0022765 | 0.0022744 | 0.0022724 | 0.0022703 | 0.0022683 | 0.0022662
No | SCE | Com | Lighting | 2016 T-24: Nonresidential Lighting Alterations (Units = sq ft) | On-the-books | Electric Demand (MW) | 2.2904 | 2.2615 | 2.2309 | 2.1998 | 2.169 | 2.1378 | 2.106 | 0 | 0 | 0 | 0 | 0 | 0
No | SCE | Com | Lighting | 2013 T-24: NRA-Lighting-Alterations-Existing Measures | On-the-books | Electric Demand (MW) | 2.1578 | 2.1304 | 2.1088 | 2.092 | 1.0309 | 0 | 0 | 0 | 0 | 0 | 0 | 0 | 0
No | SCE | Com | Lighting | 2013 T-24: NRA-Lighting-Alterations-New Measures | On-the-books | Electric Demand (MW) | 4.0565 | 4.0076 | 3.9661 | 3.9311 | 1.9348 | 0 | 0 | 0 | 0 | 0 | 0 | 0 | 0
No | SCE | Com | Lighting | 2016 T-24: NRA-Lighting-ASHRAE Elevator Lighting & Ventilation | On-the-books | Electric Demand (MW) | 0.0040014 | 0.0039666 | 0.0039429 | 0.0039268 | 0.0039158 | 0.0039084 | 0.0038987 | 0 | 0 | 0 | 0 | 0 | 0
No | SCE | Com | Lighting | 2013 T-24: NRA-Lighting-Hotel Corridors | On-the-books | Electric Demand (MW) | 0.022986 | 0.022725 | 0.022501 | 0.022311 | 0.010984 | 0 | 0 | 0 | 0 | 0 | 0 | 0 | 0
No | SCE | Com | Lighting | 2013 T-24: NRA-Lighting-MF Building Corridors | On-the-books | Electric Demand (MW) | 0.072687 | 0.072012 | 0.0714 | 0.070847 | 0.034887 | 0 | 0 | 0 | 0 | 0 | 0 | 0 | 0
No | SCE | Com | Lighting | 2013 T-24: NRA-Lighting-Warehouses and Libraries | On-the-books | Electric Demand (MW) | 0.64091 | 0.63256 | 0.62576 | 0.62026 | 0.30538 | 0 | 0 | 0 | 0 | 0 | 0 | 0 | 0
No | SCE | Com | Lighting | 2013 T-24: NRNC-Lighting-DR Lighting Controls | On-the-books | Electric Demand (MW) | 0.2027 | 0.20174 | 0.20114 | 0.20077 | 0.20054 | 0.20039 | 0.20019 | 0.20003 | 0.19985 | 0.19968 | 0.1995 | 0.19932 | 0.19915
No | SCE | Com | Lighting | 2013 T-24: NRNC-Lighting-Hotel Corridors | On-the-books | Electric Demand (MW) | 0.011905 | 0.011671 | 0.01146 | 0.011272 | 0.011106 | 0.010962 | 0.010803 | 0.010654 | 0.010498 | 0.010347 | 0.010193 | 0.01004 | 0.0098869
No | SCE | Com | Lighting | 2013 T-24: NRNC-Lighting-MF Building Corridors | On-the-books | Electric Demand (MW) | 0.085986 | 0.084926 | 0.083914 | 0.082959 | 0.082068 | 0.081244 | 0.080376 | 0.079537 | 0.078678 | 0.077833 | 0.076979 | 0.07613 | 0.075278
No | SCE | Com | Lighting | 2013 T-24: NRNC-Lighting-Office Plug Load Control | On-the-books | Electric Demand (MW) | 0.51205 | 0.50118 | 0.49136 | 0.48264 | 0.47503 | 0.46847 | 0.46121 | 0.45442 | 0.44732 | 0.44042 | 0.43338 | 0.42644 | 0.41943
No | SCE | Com | Lighting | 2013 T-24: NRNC-Lighting-Outdoor Lighting & Controls | On-the-books | Electric Demand (MW) | 0.14642 | 0.14525 | 0.14435 | 0.14367 | 0.14315 | 0.14276 | 0.14228 | 0.14186 | 0.1414 | 0.14097 | 0.14052 | 0.14008 | 0.13964
No | SCE | Com | Lighting | 2013 T-24: NRNC-Lighting-Parking Garage | On-the-books | Electric Demand (MW) | 0.12126 | 0.12041 | 0.11981 | 0.1194 | 0.11912 | 0.11892 | 0.11866 | 0.11844 | 0.1182 | 0.11797 | 0.11774 | 0.11751 | 0.11727
No | SCE | Com | Lighting | 2013 T-24: NRNC-Lighting-Warehouses and Libraries | On-the-books | Electric Demand (MW) | 0.26356 | 0.25595 | 0.24947 | 0.24401 | 0.23947 | 0.23572 | 0.23144 | 0.22751 | 0.22335 | 0.21935 | 0.21524 | 0.2112 | 0.20711
No | SCE | Com | Lighting | 2008 T-24: Sidelighting | On-the-books | Electric Demand (MW) | 0.30352 | 0.302 | 0.30073 | 0.29967 | 0.29879 | 0.29806 | 0.29724 | 0.29648 | 0.29567 | 0.2949 | 0.2941 | 0.29332 | 0.29253
No | SCE | Com | Lighting | 2008 T-24: Skylighting | On-the-books | Electric Demand (MW) | 0.10765 | 0.10745 | 0.1073 | 0.10718 | 0.1071 | 0.10704 | 0.10696 | 0.1069 | 0.10683 | 0.10676 | 0.10669 | 0.10662 | 0.10655
No | SCE | Com | Lighting | T-20: Small Diameter Directional Lamps | On-the-books | Electric Demand (MW) | 2.4742 | 2.3789 | 0 | 0 | 0 | 0 | 0 | 0 | 0 | 0 | 0 | 0 | 0
No | SCE | Com | Lighting | 2008 T-24: Tailored Indoor lighting | On-the-books | Electric Demand (MW) | 0.17958 | 0.1792 | 0.17892 | 0.17871 | 0.17855 | 0.17843 | 0.17828 | 0.17815 | 0.17801 | 0.17787 | 0.17773 | 0.1776 | 0.17746
No | SCE | Com | Lighting | 2019-21 Fed App: Ceiling fan light kits | On-the-books | Electric Demand (MW) | 0.00046193 | 0.00043755 | 0.00041479 | 0.00039341 | 0.00037586 | 0.00036066 | 0.00034352 | 0.00032802 | 0.00027392 | 3.6536e-05 | 3.5143e-05 | 3.3883e-05 | 3.2742e-05
No | SCE | Com | Lighting | 2025 T-24: Daylighting - Revise Automatic Daylighting Controls Exceptions (Alterations) | On-the-books | Electric Demand (MW) |  | 0.0038374 | 0.0040743 | 0.0039547 | 0.0038352 | 0.0037159 | 0.0035971 | 0.0034788 | 0.0033615 | 0.0032452 | 0.0031301 | 0.0030165 | 0.0029046
No | SCE | Com | Lighting | 2025 T-24: Daylighting - Revise Automatic Daylighting Controls Exceptions (New Construction + Additions) | On-the-books | Electric Demand (MW) | 0 | 0.0001756 | 0.0010208 | 0.00099086 | 0.00096091 | 0.00093102 | 0.00090124 | 0.00087162 | 0.00084222 | 0.00081308 | 0.00078426 | 0.00075579 | 0.00072774
No | SCE | Com | Lighting | 2019 T-20: General Service Lamps - Expanded Scope | On-the-books | Electric Demand (MW) |  | 0.10733 | 0.1137 | 0.10384 | 0.012967 | 0.016097 | 0.016012 | 0.01597 | 0.01595 | 0.01594 | 0.015936 | 0.015933 | 0.015932
No | SCE | Com | Lighting | 2016 T-20: LED Quality - Tier 2 | On-the-books | Electric Demand (MW) | 0.0020771 | 0.0020326 | 0.0019843 | 0.0019361 | 0.0018564 | 0.0017828 | 0.001716 | 0.0016562 | 0.0016037 | 0.001558 | 0.0015187 | 0.0014853 | 0.00054404
No | SCE | Com | Lighting | 2022 T-24: NRA - Controlled Environment Horticulture - Lighting Efficacy | On-the-books | Electric Demand (MW) | 0.34185 | 0.3202 | 0.3006 | 0.28304 | 0.26743 | 0.25368 | 0.24164 | 0.23117 | 0.018864 | 0 | 0 | 0 | 0
No | SCE | Com | Lighting | 2022 T-24: NRA - Daylighting - Automatic Daylight Dimming to 10% | On-the-books | Electric Demand (MW) | 0.077662 | 0.075349 | 0.07246 | 0.068935 | 0.064749 | 0.059939 | 0.0046385 | 0 | 0 | 0 | 0 | 0 | 0
No | SCE | Com | Lighting | 2022 T-24: NRA - Grid Integration - Demand Responsive Lighting Systems | On-the-books | Electric Demand (MW) | 0.059884 | 0.053528 | 0.049655 | 0.047299 | 0.045867 | 0.026321 | 0 | 0 | 0 | 0 | 0 | 0 | 0
No | SCE | Com | Lighting | 2022 T-24: NRA - Indoor Lighting - Lighting Power Densities | On-the-books | Electric Demand (MW) | 0.8471 | 0.83968 | 0.83046 | 0.81945 | 0.80693 | 0.79342 | 0.77969 | 0.76654 | 0.75463 | 0.74439 | 0.73597 | 0.7293 | 0.72416
No | SCE | Com | Lighting | 2022 T-24: NRA - Indoor Lighting - Multi-zone Occupancy Sensing in Large Offices | On-the-books | Electric Demand (MW) | 0.81107 | 0.78102 | 0.74975 | 0.7183 | 0.6877 | 0.6589 | 0.053729 | 0 | 0 | 0 | 0 | 0 | 0
No | SCE | Com | Lighting | 2022 T-24: NRA - Outdoor Lighting - Lighting Power Allowances for General Hardscapes | On-the-books | Electric Demand (MW) | 0.26258 | 0.26258 | 0.26258 | 0.26258 | 0.26258 | 0.26258 | 0.26258 | 0.26258 | 0.26258 | 0.26258 | 0.26258 | 0.26258 | 0.26258
No | SCE | Com | Lighting | 2022 T-24: NRA - Outdoor Lighting - Lighting Zone Reclassification | On-the-books | Electric Demand (MW) | 0.03799 | 0.03799 | 0.03799 | 0.03799 | 0.03799 | 0.03799 | 0.03799 | 0.03799 | 0.03799 | 0.03799 | 0.03799 | 0.03799 | 0.03799
No | SCE | Com | Lighting | 2019 T-24: NRA-Indoor Lighting-Alterations (Control) | On-the-books | Electric Demand (MW) | 0.0039635 | 0.0037166 | 0.0034283 | 0.0031032 | 0.002751 | 0.0023854 | 0.0020225 | 0.0016778 | 0.001364 | 0.0010889 | 7.2694e-05 | 0 | 0
No | SCE | Com | Lighting | 2019 T-24: NRA-Indoor Lighting-Alterations (LPD) | On-the-books | Electric Demand (MW) | 0.14039 | 0.10339 | 0.074289 | 0.052373 | 0.036407 | 0.025053 | 0.017118 | 0.011638 | 0.0078854 | 0.0053304 | 0.00030555 | 0 | 0
No | SCE | Com | Lighting | 2019 T-24: NRA-Indoor Lighting-New Controls | On-the-books | Electric Demand (MW) | 0.052828 | 0.049537 | 0.045694 | 0.041361 | 0.036667 | 0.031794 | 0.026957 | 0.022363 | 0.01818 | 0.014514 | 0.0009689 | 0 | 0
No | SCE | Com | Lighting | 2019 T-24: NRA-Indoor Lighting-New LPD | On-the-books | Electric Demand (MW) | 1.3929 | 1.0258 | 0.73703 | 0.5196 | 0.3612 | 0.24856 | 0.16983 | 0.11546 | 0.078232 | 0.052884 | 0.0030314 | 0 | 0
No | SCE | Com | Lighting | 2019 T-24: NRA-Outdoor Lighting-Controls | On-the-books | Electric Demand (MW) | 0.062284 | 0.058404 | 0.053873 | 0.048764 | 0.04323 | 0.037485 | 0.031782 | 0.026366 | 0.021434 | 0.017112 | 0.0011423 | 0 | 0
No | SCE | Com | Lighting | 2019 T-24: NRA-Outdoor Lighting-LPA (General Hardscape) | On-the-books | Electric Demand (MW) | 0.02771 | 0.020407 | 0.014662 | 0.010337 | 0.0071856 | 0.0049448 | 0.0033785 | 0.002297 | 0.0015563 | 0.0010521 | 6.0306e-05 | 0 | 0
No | SCE | Com | Lighting | 2019 T-24: NRA-Outdoor Lighting-LPA (Specific Applications) | On-the-books | Electric Demand (MW) | 0.037685 | 0.027753 | 0.019941 | 0.014058 | 0.0097725 | 0.0067249 | 0.0045948 | 0.0031239 | 0.0021166 | 0.0014308 | 8.2016e-05 | 0 | 0
No | SCE | Com | Lighting | 2022 T-24: NRNC - Controlled Environment Horticulture - Lighting Efficacy | On-the-books | Electric Demand (MW) | 0.8238 | 0.77164 | 0.72441 | 0.68208 | 0.64447 | 0.61132 | 0.58231 | 0.55708 | 0.53524 | 0.51643 | 0.5003 | 0.48651 | 0.47475
No | SCE | Com | Lighting | 2022 T-24: NRNC - Daylighting - Automatic Daylight Dimming to 10% | On-the-books | Electric Demand (MW) | 0.018181 | 0.017639 | 0.016963 | 0.016137 | 0.015158 | 0.014032 | 0.012785 | 0.011462 | 0.010117 | 0.0088097 | 0.0075932 | 0.006506 | 0.0055688
No | SCE | Com | Lighting | 2022 T-24: NRNC - Grid Integration - Demand Responsive Lighting Systems | On-the-books | Electric Demand (MW) |  | 0.0020167 | 0.0018708 | 0.001782 | 0.0017281 | 0.0016953 | 0.0016755 | 0.0016634 | 0.0016561 | 0.0016517 | 0.001649 | 0.0016473 | 0.0016463
No | SCE | Com | Lighting | 2022 T-24: NRNC - Indoor Lighting - Lighting Power Densities | On-the-books | Electric Demand (MW) |  | 0.2298 | 0.22728 | 0.22427 | 0.22084 | 0.21714 | 0.21338 | 0.20978 | 0.20652 | 0.20372 | 0.20142 | 0.19959 | 0.19819
No | SCE | Com | Lighting | 2022 T-24: NRNC - Indoor Lighting - Multi-zone Occupancy Sensing in Large Offices | On-the-books | Electric Demand (MW) |  | 0.50295 | 0.48282 | 0.46256 | 0.44286 | 0.42431 | 0.40739 | 0.39237 | 0.37938 | 0.36838 | 0.35924 | 0.35176 | 0.34571
No | SCE | Com | Lighting | 2022 T-24: NRNC - Outdoor Lighting - Nonresidential Lighting Power Allowances for General Hardscapes | On-the-books | Electric Demand (MW) |  | 0.084918 | 0.084918 | 0.084918 | 0.084918 | 0.084918 | 0.084918 | 0.084918 | 0.084918 | 0.084918 | 0.084918 | 0.084918 | 0.084918
No | SCE | Com | Lighting | 2022 T-24: NRNC - Outdoor Lighting - Nonresidential Lighting Zone Reclassification | On-the-books | Electric Demand (MW) |  | 0.012291 | 0.012291 | 0.012291 | 0.012291 | 0.012291 | 0.012291 | 0.012291 | 0.012291 | 0.012291 | 0.012291 | 0.012291 | 0.012291
No | SCE | Com | Lighting | 2019 T-24: NRNC-Indoor Lighting-Controls | On-the-books | Electric Demand (MW) |  | 0.045965 | 0.042399 | 0.038378 | 0.034022 | 0.029501 | 0.025013 | 0.020751 | 0.016869 | 0.013467 | 0.010585 | 0.0082124 | 0.0063042
No | SCE | Com | Lighting | 2019 T-24: NRNC-Indoor Lighting-LPD | On-the-books | Electric Demand (MW) |  | 0.35372 | 0.25415 | 0.17917 | 0.12455 | 0.085709 | 0.058561 | 0.039814 | 0.026977 | 0.018236 | 0.012308 | 0.0082977 | 0.0055902
No | SCE | Com | Lighting | 2019 T-24: NRNC-Outdoor Lighting-Controls | On-the-books | Electric Demand (MW) |  | 0.020176 | 0.018611 | 0.016846 | 0.014934 | 0.012949 | 0.010979 | 0.0091083 | 0.0074045 | 0.0059114 | 0.0046464 | 0.0036048 | 0.0027672
No | SCE | Com | Lighting | 2019 T-24: NRNC-Outdoor Lighting-LPA (General Hardscape) | On-the-books | Electric Demand (MW) |  | 0.014446 | 0.011985 | 0.0097428 | 0.0077782 | 0.0061136 | 0.0047431 | 0.003641 | 0.0027715 | 0.0020957 | 0.0015766 | 0.0011815 | 0.00088275
No | SCE | Com | Lighting | 2019 T-24: NRNC-Outdoor Lighting-LPA (Specific Applications) | On-the-books | Electric Demand (MW) |  | 0.019647 | 0.016299 | 0.01325 | 0.010578 | 0.0083145 | 0.0064506 | 0.0049517 | 0.0037692 | 0.0028501 | 0.0021442 | 0.0016068 | 0.0012005
No | SCE | Com | Lighting | T-20: Dimming Ballasts | Expected | Electric Demand (MW) | 0.46555 | 0.46677 | 0.468 | 0.46922 | 0 | 0 | 0 | 0 | 0 | 0 | 0 | 0 | 0
No | SCE | Com | Lighting | 2008 T-20: General Purpose Lighting -- 60 and 40 watt | Expected | Electric Demand (MW) | 0 | 0 | 0 | 0 | 0 | 0 | 0 | 0 | 0 | 0 | 0 | 0 | 0
No | SCE | Com | Lighting | Fed Appliance: General Service Fluorescent Lamps #1 | Expected | Electric Demand (MW) | 0.22934 | 0.22881 | 0.22842 | 0.22815 | 0.22795 | 0.22782 | 0.22764 | 0.22749 | 0.22732 | 0.22717 | 0.227 | 0.22684 | 0.22668
No | SCE | Com | Lighting | Fed Appliance: GSFLs | Expected | Electric Demand (MW) | 4.1162 | 4.1264 | 4.1365 | 4.1467 | 0 | 0 | 0 | 0 | 0 | 0 | 0 | 0 | 0
No | SCE | Com | Lighting | 2006 T-20: General Service Incandescent Lamps, Tier 2 #3 | Expected | Electric Demand (MW) | 6.1058e-05 | 6.1031e-05 | 6.1008e-05 | 6.099e-05 | 6.0975e-05 | 6.0964e-05 | 6.095e-05 | 6.0937e-05 | 6.0924e-05 | 6.0911e-05 | 6.0898e-05 | 6.0885e-05 | 6.0872e-05
No | SCE | Com | Lighting | T-20: GSLs - Original Scope - Tier 2 | Expected | Electric Demand (MW) | 0.50479 | 0.48274 | 0.46069 | 0.43864 | 0.41659 | 0.39455 | 0.3725 | 0.35045 | 0.3284 | 0.042256 | 0.039214 | 0.036173 | 0.033132
No | SCE | Com | Lighting | T-20: LED Lamps - Tier 1 | Expected | Electric Demand (MW) | 0.12263 | 0.11479 | 0.10695 | 0.099104 | 0.091263 | 0.083421 | 0.075579 | 0.067738 | 0.059896 | 0.052055 | 0.0064241 | 0.0052848 | 0.0041454
No | SCE | Com | Lighting | Fed Appliance: Incandescent Reflector Lamps | Expected | Electric Demand (MW) | 0.0007833 | 0.00076409 | 0.00074855 | 0.00073622 | 0.00072659 | 0.00071917 | 0.00071028 | 0.00070237 | 0.00069381 | 0.00068568 | 0.00067727 | 0.00066904 | 0.00066069
No | SCE | Com | Lighting | Fed Appliance: Metal Halide Lamp Fixtures | Expected | Electric Demand (MW) | 0.041151 | 0.03965 | 0.038148 | 0.036647 | 0.035145 | 0.033644 | 0.032142 | 0.030641 | 0.02914 | 0.027638 | 0.026137 | 0.024635 | 0.023134
No | SCE | Com | Lighting | 2005 T-20: Modular Furniture Task Lighting Fixtures | Expected | Electric Demand (MW) | 0.0022997 | 0.0022931 | 0.0022883 | 0.0022849 | 0.0022824 | 0.0022807 | 0.0022784 | 0.0022765 | 0.0022744 | 0.0022724 | 0.0022703 | 0.0022683 | 0.0022662
No | SCE | Com | Lighting | 2016 T-24: Nonresidential Lighting Alterations (Units = sq ft) | Expected | Electric Demand (MW) | 2.2904 | 2.2615 | 2.2309 | 2.1998 | 2.169 | 2.1378 | 2.106 | 0 | 0 | 0 | 0 | 0 | 0
No | SCE | Com | Lighting | 2013 T-24: NRA-Lighting-Alterations-Existing Measures | Expected | Electric Demand (MW) | 2.1578 | 2.1304 | 2.1088 | 2.092 | 1.0309 | 0 | 0 | 0 | 0 | 0 | 0 | 0 | 0
No | SCE | Com | Lighting | 2013 T-24: NRA-Lighting-Alterations-New Measures | Expected | Electric Demand (MW) | 4.0565 | 4.0076 | 3.9661 | 3.9311 | 1.9348 | 0 | 0 | 0 | 0 | 0 | 0 | 0 | 0
No | SCE | Com | Lighting | 2016 T-24: NRA-Lighting-ASHRAE Elevator Lighting & Ventilation | Expected | Electric Demand (MW) | 0.0040014 | 0.0039666 | 0.0039429 | 0.0039268 | 0.0039158 | 0.0039084 | 0.0038987 | 0 | 0 | 0 | 0 | 0 | 0
No | SCE | Com | Lighting | 2013 T-24: NRA-Lighting-Hotel Corridors | Expected | Electric Demand (MW) | 0.022986 | 0.022725 | 0.022501 | 0.022311 | 0.010984 | 0 | 0 | 0 | 0 | 0 | 0 | 0 | 0
No | SCE | Com | Lighting | 2013 T-24: NRA-Lighting-MF Building Corridors | Expected | Electric Demand (MW) | 0.072687 | 0.072012 | 0.0714 | 0.070847 | 0.034887 | 0 | 0 | 0 | 0 | 0 | 0 | 0 | 0
No | SCE | Com | Lighting | 2013 T-24: NRA-Lighting-Warehouses and Libraries | Expected | Electric Demand (MW) | 0.64091 | 0.63256 | 0.62576 | 0.62026 | 0.30538 | 0 | 0 | 0 | 0 | 0 | 0 | 0 | 0
No | SCE | Com | Lighting | 2013 T-24: NRNC-Lighting-DR Lighting Controls | Expected | Electric Demand (MW) | 0.2027 | 0.20174 | 0.20114 | 0.20077 | 0.20054 | 0.20039 | 0.20019 | 0.20003 | 0.19985 | 0.19968 | 0.1995 | 0.19932 | 0.19915
No | SCE | Com | Lighting | 2013 T-24: NRNC-Lighting-Hotel Corridors | Expected | Electric Demand (MW) | 0.011905 | 0.011671 | 0.01146 | 0.011272 | 0.011106 | 0.010962 | 0.010803 | 0.010654 | 0.010498 | 0.010347 | 0.010193 | 0.01004 | 0.0098869
No | SCE | Com | Lighting | 2013 T-24: NRNC-Lighting-MF Building Corridors | Expected | Electric Demand (MW) | 0.085986 | 0.084926 | 0.083914 | 0.082959 | 0.082068 | 0.081244 | 0.080376 | 0.079537 | 0.078678 | 0.077833 | 0.076979 | 0.07613 | 0.075278
No | SCE | Com | Lighting | 2013 T-24: NRNC-Lighting-Office Plug Load Control | Expected | Electric Demand (MW) | 0.51205 | 0.50118 | 0.49136 | 0.48264 | 0.47503 | 0.46847 | 0.46121 | 0.45442 | 0.44732 | 0.44042 | 0.43338 | 0.42644 | 0.41943
No | SCE | Com | Lighting | 2013 T-24: NRNC-Lighting-Outdoor Lighting & Controls | Expected | Electric Demand (MW) | 0.14642 | 0.14525 | 0.14435 | 0.14367 | 0.14315 | 0.14276 | 0.14228 | 0.14186 | 0.1414 | 0.14097 | 0.14052 | 0.14008 | 0.13964
No | SCE | Com | Lighting | 2013 T-24: NRNC-Lighting-Parking Garage | Expected | Electric Demand (MW) | 0.12126 | 0.12041 | 0.11981 | 0.1194 | 0.11912 | 0.11892 | 0.11866 | 0.11844 | 0.1182 | 0.11797 | 0.11774 | 0.11751 | 0.11727
No | SCE | Com | Lighting | 2013 T-24: NRNC-Lighting-Warehouses and Libraries | Expected | Electric Demand (MW) | 0.26356 | 0.25595 | 0.24947 | 0.24401 | 0.23947 | 0.23572 | 0.23144 | 0.22751 | 0.22335 | 0.21935 | 0.21524 | 0.2112 | 0.20711
No | SCE | Com | Lighting | 2008 T-24: Sidelighting | Expected | Electric Demand (MW) | 0.30352 | 0.302 | 0.30073 | 0.29967 | 0.29879 | 0.29806 | 0.29724 | 0.29648 | 0.29567 | 0.2949 | 0.2941 | 0.29332 | 0.29253
No | SCE | Com | Lighting | 2008 T-24: Skylighting | Expected | Electric Demand (MW) | 0.10765 | 0.10745 | 0.1073 | 0.10718 | 0.1071 | 0.10704 | 0.10696 | 0.1069 | 0.10683 | 0.10676 | 0.10669 | 0.10662 | 0.10655
No | SCE | Com | Lighting | T-20: Small Diameter Directional Lamps | Expected | Electric Demand (MW) | 2.4742 | 2.3789 | 0 | 0 | 0 | 0 | 0 | 0 | 0 | 0 | 0 | 0 | 0
No | SCE | Com | Lighting | 2008 T-24: Tailored Indoor lighting | Expected | Electric Demand (MW) | 0.17958 | 0.1792 | 0.17892 | 0.17871 | 0.17855 | 0.17843 | 0.17828 | 0.17815 | 0.17801 | 0.17787 | 0.17773 | 0.1776 | 0.17746
No | SCE | Com | Lighting | 2019-21 Fed App: Ceiling fan light kits | Expected | Electric Demand (MW) | 0.00046193 | 0.00043755 | 0.00041479 | 0.00039341 | 0.00037586 | 0.00036066 | 0.00034352 | 0.00032802 | 0.00027392 | 3.6536e-05 | 3.5143e-05 | 3.3883e-05 | 3.2742e-05
No | SCE | Com | Lighting | 2025 T-24: Daylighting - Revise Automatic Daylighting Controls Exceptions (Alterations) | Expected | Electric Demand (MW) |  | 0.0038374 | 0.0040743 | 0.0039547 | 0.0038352 | 0.0037159 | 0.0035971 | 0.0034788 | 0.0033615 | 0.0032452 | 0.0031301 | 0.0030165 | 0.0029046
No | SCE | Com | Lighting | 2025 T-24: Daylighting - Revise Automatic Daylighting Controls Exceptions (New Construction + Additions) | Expected | Electric Demand (MW) | 0 | 0.0001756 | 0.0010208 | 0.00099086 | 0.00096091 | 0.00093102 | 0.00090124 | 0.00087162 | 0.00084222 | 0.00081308 | 0.00078426 | 0.00075579 | 0.00072774
No | SCE | Com | Lighting | 2019 T-20: General Service Lamps - Expanded Scope | Expected | Electric Demand (MW) |  | 0.10733 | 0.1137 | 0.10384 | 0.012967 | 0.016097 | 0.016012 | 0.01597 | 0.01595 | 0.01594 | 0.015936 | 0.015933 | 0.015932
No | SCE | Com | Lighting | 2016 T-20: LED Quality - Tier 2 | Expected | Electric Demand (MW) | 0.0020771 | 0.0020326 | 0.0019843 | 0.0019361 | 0.0018564 | 0.0017828 | 0.001716 | 0.0016562 | 0.0016037 | 0.001558 | 0.0015187 | 0.0014853 | 0.00054404
No | SCE | Com | Lighting | 2022 T-24: NRA - Controlled Environment Horticulture - Lighting Efficacy | Expected | Electric Demand (MW) | 0.34185 | 0.3202 | 0.3006 | 0.28304 | 0.26743 | 0.25368 | 0.24164 | 0.23117 | 0.018864 | 0 | 0 | 0 | 0
No | SCE | Com | Lighting | 2022 T-24: NRA - Daylighting - Automatic Daylight Dimming to 10% | Expected | Electric Demand (MW) | 0.077662 | 0.075349 | 0.07246 | 0.068935 | 0.064749 | 0.059939 | 0.0046385 | 0 | 0 | 0 | 0 | 0 | 0
No | SCE | Com | Lighting | 2022 T-24: NRA - Grid Integration - Demand Responsive Lighting Systems | Expected | Electric Demand (MW) | 0.059884 | 0.053528 | 0.049655 | 0.047299 | 0.045867 | 0.026321 | 0 | 0 | 0 | 0 | 0 | 0 | 0
No | SCE | Com | Lighting | 2022 T-24: NRA - Indoor Lighting - Lighting Power Densities | Expected | Electric Demand (MW) | 0.8471 | 0.83968 | 0.83046 | 0.81945 | 0.80693 | 0.79342 | 0.77969 | 0.76654 | 0.75463 | 0.74439 | 0.73597 | 0.7293 | 0.72416
No | SCE | Com | Lighting | 2022 T-24: NRA - Indoor Lighting - Multi-zone Occupancy Sensing in Large Offices | Expected | Electric Demand (MW) | 0.81107 | 0.78102 | 0.74975 | 0.7183 | 0.6877 | 0.6589 | 0.053729 | 0 | 0 | 0 | 0 | 0 | 0
No | SCE | Com | Lighting | 2022 T-24: NRA - Outdoor Lighting - Lighting Power Allowances for General Hardscapes | Expected | Electric Demand (MW) | 0.26258 | 0.26258 | 0.26258 | 0.26258 | 0.26258 | 0.26258 | 0.26258 | 0.26258 | 0.26258 | 0.26258 | 0.26258 | 0.26258 | 0.26258
No | SCE | Com | Lighting | 2022 T-24: NRA - Outdoor Lighting - Lighting Zone Reclassification | Expected | Electric Demand (MW) | 0.03799 | 0.03799 | 0.03799 | 0.03799 | 0.03799 | 0.03799 | 0.03799 | 0.03799 | 0.03799 | 0.03799 | 0.03799 | 0.03799 | 0.03799
No | SCE | Com | Lighting | 2019 T-24: NRA-Indoor Lighting-Alterations (Control) | Expected | Electric Demand (MW) | 0.0039635 | 0.0037166 | 0.0034283 | 0.0031032 | 0.002751 | 0.0023854 | 0.0020225 | 0.0016778 | 0.001364 | 0.0010889 | 7.2694e-05 | 0 | 0
No | SCE | Com | Lighting | 2019 T-24: NRA-Indoor Lighting-Alterations (LPD) | Expected | Electric Demand (MW) | 0.14039 | 0.10339 | 0.074289 | 0.052373 | 0.036407 | 0.025053 | 0.017118 | 0.011638 | 0.0078854 | 0.0053304 | 0.00030555 | 0 | 0
No | SCE | Com | Lighting | 2019 T-24: NRA-Indoor Lighting-New Controls | Expected | Electric Demand (MW) | 0.052828 | 0.049537 | 0.045694 | 0.041361 | 0.036667 | 0.031794 | 0.026957 | 0.022363 | 0.01818 | 0.014514 | 0.0009689 | 0 | 0
No | SCE | Com | Lighting | 2019 T-24: NRA-Indoor Lighting-New LPD | Expected | Electric Demand (MW) | 1.3929 | 1.0258 | 0.73703 | 0.5196 | 0.3612 | 0.24856 | 0.16983 | 0.11546 | 0.078232 | 0.052884 | 0.0030314 | 0 | 0
No | SCE | Com | Lighting | 2019 T-24: NRA-Outdoor Lighting-Controls | Expected | Electric Demand (MW) | 0.062284 | 0.058404 | 0.053873 | 0.048764 | 0.04323 | 0.037485 | 0.031782 | 0.026366 | 0.021434 | 0.017112 | 0.0011423 | 0 | 0
No | SCE | Com | Lighting | 2019 T-24: NRA-Outdoor Lighting-LPA (General Hardscape) | Expected | Electric Demand (MW) | 0.02771 | 0.020407 | 0.014662 | 0.010337 | 0.0071856 | 0.0049448 | 0.0033785 | 0.002297 | 0.0015563 | 0.0010521 | 6.0306e-05 | 0 | 0
No | SCE | Com | Lighting | 2019 T-24: NRA-Outdoor Lighting-LPA (Specific Applications) | Expected | Electric Demand (MW) | 0.037685 | 0.027753 | 0.019941 | 0.014058 | 0.0097725 | 0.0067249 | 0.0045948 | 0.0031239 | 0.0021166 | 0.0014308 | 8.2016e-05 | 0 | 0
No | SCE | Com | Lighting | 2022 T-24: NRNC - Controlled Environment Horticulture - Lighting Efficacy | Expected | Electric Demand (MW) | 0.8238 | 0.77164 | 0.72441 | 0.68208 | 0.64447 | 0.61132 | 0.58231 | 0.55708 | 0.53524 | 0.51643 | 0.5003 | 0.48651 | 0.47475
No | SCE | Com | Lighting | 2022 T-24: NRNC - Daylighting - Automatic Daylight Dimming to 10% | Expected | Electric Demand (MW) | 0.018181 | 0.017639 | 0.016963 | 0.016137 | 0.015158 | 0.014032 | 0.012785 | 0.011462 | 0.010117 | 0.0088097 | 0.0075932 | 0.006506 | 0.0055688
No | SCE | Com | Lighting | 2022 T-24: NRNC - Grid Integration - Demand Responsive Lighting Systems | Expected | Electric Demand (MW) |  | 0.0020167 | 0.0018708 | 0.001782 | 0.0017281 | 0.0016953 | 0.0016755 | 0.0016634 | 0.0016561 | 0.0016517 | 0.001649 | 0.0016473 | 0.0016463
No | SCE | Com | Lighting | 2022 T-24: NRNC - Indoor Lighting - Lighting Power Densities | Expected | Electric Demand (MW) |  | 0.2298 | 0.22728 | 0.22427 | 0.22084 | 0.21714 | 0.21338 | 0.20978 | 0.20652 | 0.20372 | 0.20142 | 0.19959 | 0.19819
No | SCE | Com | Lighting | 2022 T-24: NRNC - Indoor Lighting - Multi-zone Occupancy Sensing in Large Offices | Expected | Electric Demand (MW) |  | 0.50295 | 0.48282 | 0.46256 | 0.44286 | 0.42431 | 0.40739 | 0.39237 | 0.37938 | 0.36838 | 0.35924 | 0.35176 | 0.34571
No | SCE | Com | Lighting | 2022 T-24: NRNC - Outdoor Lighting - Nonresidential Lighting Power Allowances for General Hardscapes | Expected | Electric Demand (MW) |  | 0.084918 | 0.084918 | 0.084918 | 0.084918 | 0.084918 | 0.084918 | 0.084918 | 0.084918 | 0.084918 | 0.084918 | 0.084918 | 0.084918
No | SCE | Com | Lighting | 2022 T-24: NRNC - Outdoor Lighting - Nonresidential Lighting Zone Reclassification | Expected | Electric Demand (MW) |  | 0.012291 | 0.012291 | 0.012291 | 0.012291 | 0.012291 | 0.012291 | 0.012291 | 0.012291 | 0.012291 | 0.012291 | 0.012291 | 0.012291
No | SCE | Com | Lighting | 2019 T-24: NRNC-Indoor Lighting-Controls | Expected | Electric Demand (MW) |  | 0.045965 | 0.042399 | 0.038378 | 0.034022 | 0.029501 | 0.025013 | 0.020751 | 0.016869 | 0.013467 | 0.010585 | 0.0082124 | 0.0063042
No | SCE | Com | Lighting | 2019 T-24: NRNC-Indoor Lighting-LPD | Expected | Electric Demand (MW) |  | 0.35372 | 0.25415 | 0.17917 | 0.12455 | 0.085709 | 0.058561 | 0.039814 | 0.026977 | 0.018236 | 0.012308 | 0.0082977 | 0.0055902
No | SCE | Com | Lighting | 2019 T-24: NRNC-Outdoor Lighting-Controls | Expected | Electric Demand (MW) |  | 0.020176 | 0.018611 | 0.016846 | 0.014934 | 0.012949 | 0.010979 | 0.0091083 | 0.0074045 | 0.0059114 | 0.0046464 | 0.0036048 | 0.0027672
No | SCE | Com | Lighting | 2019 T-24: NRNC-Outdoor Lighting-LPA (General Hardscape) | Expected | Electric Demand (MW) |  | 0.014446 | 0.011985 | 0.0097428 | 0.0077782 | 0.0061136 | 0.0047431 | 0.003641 | 0.0027715 | 0.0020957 | 0.0015766 | 0.0011815 | 0.00088275
No | SCE | Com | Lighting | 2019 T-24: NRNC-Outdoor Lighting-LPA (Specific Applications) | Expected | Electric Demand (MW) |  | 0.019647 | 0.016299 | 0.01325 | 0.010578 | 0.0083145 | 0.0064506 | 0.0049517 | 0.0037692 | 0.0028501 | 0.0021442 | 0.0016068 | 0.0012005
No | SCE | Com | Lighting | T-20: Dimming Ballasts | Possible | Electric Demand (MW) | 0.46555 | 0.46677 | 0.468 | 0.46922 | 0 | 0 | 0 | 0 | 0 | 0 | 0 | 0 | 0
No | SCE | Com | Lighting | 2008 T-20: General Purpose Lighting -- 60 and 40 watt | Possible | Electric Demand (MW) | 0 | 0 | 0 | 0 | 0 | 0 | 0 | 0 | 0 | 0 | 0 | 0 | 0
No | SCE | Com | Lighting | Fed Appliance: General Service Fluorescent Lamps #1 | Possible | Electric Demand (MW) | 0.22934 | 0.22881 | 0.22842 | 0.22815 | 0.22795 | 0.22782 | 0.22764 | 0.22749 | 0.22732 | 0.22717 | 0.227 | 0.22684 | 0.22668
No | SCE | Com | Lighting | Fed Appliance: GSFLs | Possible | Electric Demand (MW) | 4.1162 | 4.1264 | 4.1365 | 4.1467 | 0 | 0 | 0 | 0 | 0 | 0 | 0 | 0 | 0
No | SCE | Com | Lighting | 2006 T-20: General Service Incandescent Lamps, Tier 2 #3 | Possible | Electric Demand (MW) | 6.1058e-05 | 6.1031e-05 | 6.1008e-05 | 6.099e-05 | 6.0975e-05 | 6.0964e-05 | 6.095e-05 | 6.0937e-05 | 6.0924e-05 | 6.0911e-05 | 6.0898e-05 | 6.0885e-05 | 6.0872e-05
No | SCE | Com | Lighting | T-20: GSLs - Original Scope - Tier 2 | Possible | Electric Demand (MW) | 0.50479 | 0.48274 | 0.46069 | 0.43864 | 0.41659 | 0.39455 | 0.3725 | 0.35045 | 0.3284 | 0.042256 | 0.039214 | 0.036173 | 0.033132
No | SCE | Com | Lighting | T-20: LED Lamps - Tier 1 | Possible | Electric Demand (MW) | 0.12263 | 0.11479 | 0.10695 | 0.099104 | 0.091263 | 0.083421 | 0.075579 | 0.067738 | 0.059896 | 0.052055 | 0.0064241 | 0.0052848 | 0.0041454
No | SCE | Com | Lighting | Fed Appliance: Incandescent Reflector Lamps | Possible | Electric Demand (MW) | 0.0007833 | 0.00076409 | 0.00074855 | 0.00073622 | 0.00072659 | 0.00071917 | 0.00071028 | 0.00070237 | 0.00069381 | 0.00068568 | 0.00067727 | 0.00066904 | 0.00066069
No | SCE | Com | Lighting | Fed Appliance: Metal Halide Lamp Fixtures | Possible | Electric Demand (MW) | 0.041151 | 0.03965 | 0.038148 | 0.036647 | 0.035145 | 0.033644 | 0.032142 | 0.030641 | 0.02914 | 0.027638 | 0.026137 | 0.024635 | 0.023134
No | SCE | Com | Lighting | 2005 T-20: Modular Furniture Task Lighting Fixtures | Possible | Electric Demand (MW) | 0.0022997 | 0.0022931 | 0.0022883 | 0.0022849 | 0.0022824 | 0.0022807 | 0.0022784 | 0.0022765 | 0.0022744 | 0.0022724 | 0.0022703 | 0.0022683 | 0.0022662
No | SCE | Com | Lighting | 2016 T-24: Nonresidential Lighting Alterations (Units = sq ft) | Possible | Electric Demand (MW) | 2.2904 | 2.2615 | 2.2309 | 2.1998 | 2.169 | 2.1378 | 2.106 | 0 | 0 | 0 | 0 | 0 | 0
No | SCE | Com | Lighting | 2013 T-24: NRA-Lighting-Alterations-Existing Measures | Possible | Electric Demand (MW) | 2.1578 | 2.1304 | 2.1088 | 2.092 | 1.0309 | 0 | 0 | 0 | 0 | 0 | 0 | 0 | 0
No | SCE | Com | Lighting | 2013 T-24: NRA-Lighting-Alterations-New Measures | Possible | Electric Demand (MW) | 4.0565 | 4.0076 | 3.9661 | 3.9311 | 1.9348 | 0 | 0 | 0 | 0 | 0 | 0 | 0 | 0
No | SCE | Com | Lighting | 2016 T-24: NRA-Lighting-ASHRAE Elevator Lighting & Ventilation | Possible | Electric Demand (MW) | 0.0040014 | 0.0039666 | 0.0039429 | 0.0039268 | 0.0039158 | 0.0039084 | 0.0038987 | 0 | 0 | 0 | 0 | 0 | 0
No | SCE | Com | Lighting | 2013 T-24: NRA-Lighting-Hotel Corridors | Possible | Electric Demand (MW) | 0.022986 | 0.022725 | 0.022501 | 0.022311 | 0.010984 | 0 | 0 | 0 | 0 | 0 | 0 | 0 | 0
No | SCE | Com | Lighting | 2013 T-24: NRA-Lighting-MF Building Corridors | Possible | Electric Demand (MW) | 0.072687 | 0.072012 | 0.0714 | 0.070847 | 0.034887 | 0 | 0 | 0 | 0 | 0 | 0 | 0 | 0
No | SCE | Com | Lighting | 2013 T-24: NRA-Lighting-Warehouses and Libraries | Possible | Electric Demand (MW) | 0.64091 | 0.63256 | 0.62576 | 0.62026 | 0.30538 | 0 | 0 | 0 | 0 | 0 | 0 | 0 | 0
No | SCE | Com | Lighting | 2013 T-24: NRNC-Lighting-DR Lighting Controls | Possible | Electric Demand (MW) | 0.2027 | 0.20174 | 0.20114 | 0.20077 | 0.20054 | 0.20039 | 0.20019 | 0.20003 | 0.19985 | 0.19968 | 0.1995 | 0.19932 | 0.19915
No | SCE | Com | Lighting | 2013 T-24: NRNC-Lighting-Hotel Corridors | Possible | Electric Demand (MW) | 0.011905 | 0.011671 | 0.01146 | 0.011272 | 0.011106 | 0.010962 | 0.010803 | 0.010654 | 0.010498 | 0.010347 | 0.010193 | 0.01004 | 0.0098869
No | SCE | Com | Lighting | 2013 T-24: NRNC-Lighting-MF Building Corridors | Possible | Electric Demand (MW) | 0.085986 | 0.084926 | 0.083914 | 0.082959 | 0.082068 | 0.081244 | 0.080376 | 0.079537 | 0.078678 | 0.077833 | 0.076979 | 0.07613 | 0.075278
No | SCE | Com | Lighting | 2013 T-24: NRNC-Lighting-Office Plug Load Control | Possible | Electric Demand (MW) | 0.51205 | 0.50118 | 0.49136 | 0.48264 | 0.47503 | 0.46847 | 0.46121 | 0.45442 | 0.44732 | 0.44042 | 0.43338 | 0.42644 | 0.41943
No | SCE | Com | Lighting | 2013 T-24: NRNC-Lighting-Outdoor Lighting & Controls | Possible | Electric Demand (MW) | 0.14642 | 0.14525 | 0.14435 | 0.14367 | 0.14315 | 0.14276 | 0.14228 | 0.14186 | 0.1414 | 0.14097 | 0.14052 | 0.14008 | 0.13964
No | SCE | Com | Lighting | 2013 T-24: NRNC-Lighting-Parking Garage | Possible | Electric Demand (MW) | 0.12126 | 0.12041 | 0.11981 | 0.1194 | 0.11912 | 0.11892 | 0.11866 | 0.11844 | 0.1182 | 0.11797 | 0.11774 | 0.11751 | 0.11727
No | SCE | Com | Lighting | 2013 T-24: NRNC-Lighting-Warehouses and Libraries | Possible | Electric Demand (MW) | 0.26356 | 0.25595 | 0.24947 | 0.24401 | 0.23947 | 0.23572 | 0.23144 | 0.22751 | 0.22335 | 0.21935 | 0.21524 | 0.2112 | 0.20711
No | SCE | Com | Lighting | 2008 T-24: Sidelighting | Possible | Electric Demand (MW) | 0.30352 | 0.302 | 0.30073 | 0.29967 | 0.29879 | 0.29806 | 0.29724 | 0.29648 | 0.29567 | 0.2949 | 0.2941 | 0.29332 | 0.29253
No | SCE | Com | Lighting | 2008 T-24: Skylighting | Possible | Electric Demand (MW) | 0.10765 | 0.10745 | 0.1073 | 0.10718 | 0.1071 | 0.10704 | 0.10696 | 0.1069 | 0.10683 | 0.10676 | 0.10669 | 0.10662 | 0.10655
No | SCE | Com | Lighting | T-20: Small Diameter Directional Lamps | Possible | Electric Demand (MW) | 2.4742 | 2.3789 | 0 | 0 | 0 | 0 | 0 | 0 | 0 | 0 | 0 | 0 | 0
No | SCE | Com | Lighting | 2008 T-24: Tailored Indoor lighting | Possible | Electric Demand (MW) | 0.17958 | 0.1792 | 0.17892 | 0.17871 | 0.17855 | 0.17843 | 0.17828 | 0.17815 | 0.17801 | 0.17787 | 0.17773 | 0.1776 | 0.17746
No | SCE | Com | Lighting | 2019-21 Fed App: Ceiling fan light kits | Possible | Electric Demand (MW) | 0.00046193 | 0.00043755 | 0.00041479 | 0.00039341 | 0.00037586 | 0.00036066 | 0.00034352 | 0.00032802 | 0.00027392 | 3.6536e-05 | 3.5143e-05 | 3.3883e-05 | 3.2742e-05
No | SCE | Com | Lighting | 2025 T-24: Daylighting - Revise Automatic Daylighting Controls Exceptions (Alterations) | Possible | Electric Demand (MW) |  | 0.0038374 | 0.0040743 | 0.0039547 | 0.0038352 | 0.0037159 | 0.0035971 | 0.0034788 | 0.0033615 | 0.0032452 | 0.0031301 | 0.0030165 | 0.0029046
No | SCE | Com | Lighting | 2025 T-24: Daylighting - Revise Automatic Daylighting Controls Exceptions (New Construction + Additions) | Possible | Electric Demand (MW) | 0 | 0.0001756 | 0.0010208 | 0.00099086 | 0.00096091 | 0.00093102 | 0.00090124 | 0.00087162 | 0.00084222 | 0.00081308 | 0.00078426 | 0.00075579 | 0.00072774
No | SCE | Com | Lighting | 2019 T-20: General Service Lamps - Expanded Scope | Possible | Electric Demand (MW) |  | 0.10733 | 0.1137 | 0.10384 | 0.012967 | 0.016097 | 0.016012 | 0.01597 | 0.01595 | 0.01594 | 0.015936 | 0.015933 | 0.015932
No | SCE | Com | Lighting | 2016 T-20: LED Quality - Tier 2 | Possible | Electric Demand (MW) | 0.0020771 | 0.0020326 | 0.0019843 | 0.0019361 | 0.0018564 | 0.0017828 | 0.001716 | 0.0016562 | 0.0016037 | 0.001558 | 0.0015187 | 0.0014853 | 0.00054404
No | SCE | Com | Lighting | 2022 T-24: NRA - Controlled Environment Horticulture - Lighting Efficacy | Possible | Electric Demand (MW) | 0.34185 | 0.3202 | 0.3006 | 0.28304 | 0.26743 | 0.25368 | 0.24164 | 0.23117 | 0.018864 | 0 | 0 | 0 | 0
No | SCE | Com | Lighting | 2022 T-24: NRA - Daylighting - Automatic Daylight Dimming to 10% | Possible | Electric Demand (MW) | 0.077662 | 0.075349 | 0.07246 | 0.068935 | 0.064749 | 0.059939 | 0.0046385 | 0 | 0 | 0 | 0 | 0 | 0
No | SCE | Com | Lighting | 2022 T-24: NRA - Grid Integration - Demand Responsive Lighting Systems | Possible | Electric Demand (MW) | 0.059884 | 0.053528 | 0.049655 | 0.047299 | 0.045867 | 0.026321 | 0 | 0 | 0 | 0 | 0 | 0 | 0
No | SCE | Com | Lighting | 2022 T-24: NRA - Indoor Lighting - Lighting Power Densities | Possible | Electric Demand (MW) | 0.8471 | 0.83968 | 0.83046 | 0.81945 | 0.80693 | 0.79342 | 0.77969 | 0.76654 | 0.75463 | 0.74439 | 0.73597 | 0.7293 | 0.72416
No | SCE | Com | Lighting | 2022 T-24: NRA - Indoor Lighting - Multi-zone Occupancy Sensing in Large Offices | Possible | Electric Demand (MW) | 0.81107 | 0.78102 | 0.74975 | 0.7183 | 0.6877 | 0.6589 | 0.053729 | 0 | 0 | 0 | 0 | 0 | 0
No | SCE | Com | Lighting | 2022 T-24: NRA - Outdoor Lighting - Lighting Power Allowances for General Hardscapes | Possible | Electric Demand (MW) | 0.26258 | 0.26258 | 0.26258 | 0.26258 | 0.26258 | 0.26258 | 0.26258 | 0.26258 | 0.26258 | 0.26258 | 0.26258 | 0.26258 | 0.26258
No | SCE | Com | Lighting | 2022 T-24: NRA - Outdoor Lighting - Lighting Zone Reclassification | Possible | Electric Demand (MW) | 0.03799 | 0.03799 | 0.03799 | 0.03799 | 0.03799 | 0.03799 | 0.03799 | 0.03799 | 0.03799 | 0.03799 | 0.03799 | 0.03799 | 0.03799
No | SCE | Com | Lighting | 2019 T-24: NRA-Indoor Lighting-Alterations (Control) | Possible | Electric Demand (MW) | 0.0039635 | 0.0037166 | 0.0034283 | 0.0031032 | 0.002751 | 0.0023854 | 0.0020225 | 0.0016778 | 0.001364 | 0.0010889 | 7.2694e-05 | 0 | 0
No | SCE | Com | Lighting | 2019 T-24: NRA-Indoor Lighting-Alterations (LPD) | Possible | Electric Demand (MW) | 0.14039 | 0.10339 | 0.074289 | 0.052373 | 0.036407 | 0.025053 | 0.017118 | 0.011638 | 0.0078854 | 0.0053304 | 0.00030555 | 0 | 0
No | SCE | Com | Lighting | 2019 T-24: NRA-Indoor Lighting-New Controls | Possible | Electric Demand (MW) | 0.052828 | 0.049537 | 0.045694 | 0.041361 | 0.036667 | 0.031794 | 0.026957 | 0.022363 | 0.01818 | 0.014514 | 0.0009689 | 0 | 0
No | SCE | Com | Lighting | 2019 T-24: NRA-Indoor Lighting-New LPD | Possible | Electric Demand (MW) | 1.3929 | 1.0258 | 0.73703 | 0.5196 | 0.3612 | 0.24856 | 0.16983 | 0.11546 | 0.078232 | 0.052884 | 0.0030314 | 0 | 0
No | SCE | Com | Lighting | 2019 T-24: NRA-Outdoor Lighting-Controls | Possible | Electric Demand (MW) | 0.062284 | 0.058404 | 0.053873 | 0.048764 | 0.04323 | 0.037485 | 0.031782 | 0.026366 | 0.021434 | 0.017112 | 0.0011423 | 0 | 0
No | SCE | Com | Lighting | 2019 T-24: NRA-Outdoor Lighting-LPA (General Hardscape) | Possible | Electric Demand (MW) | 0.02771 | 0.020407 | 0.014662 | 0.010337 | 0.0071856 | 0.0049448 | 0.0033785 | 0.002297 | 0.0015563 | 0.0010521 | 6.0306e-05 | 0 | 0
No | SCE | Com | Lighting | 2019 T-24: NRA-Outdoor Lighting-LPA (Specific Applications) | Possible | Electric Demand (MW) | 0.037685 | 0.027753 | 0.019941 | 0.014058 | 0.0097725 | 0.0067249 | 0.0045948 | 0.0031239 | 0.0021166 | 0.0014308 | 8.2016e-05 | 0 | 0
No | SCE | Com | Lighting | 2022 T-24: NRNC - Controlled Environment Horticulture - Lighting Efficacy | Possible | Electric Demand (MW) | 0.8238 | 0.77164 | 0.72441 | 0.68208 | 0.64447 | 0.61132 | 0.58231 | 0.55708 | 0.53524 | 0.51643 | 0.5003 | 0.48651 | 0.47475
No | SCE | Com | Lighting | 2022 T-24: NRNC - Daylighting - Automatic Daylight Dimming to 10% | Possible | Electric Demand (MW) | 0.018181 | 0.017639 | 0.016963 | 0.016137 | 0.015158 | 0.014032 | 0.012785 | 0.011462 | 0.010117 | 0.0088097 | 0.0075932 | 0.006506 | 0.0055688
No | SCE | Com | Lighting | 2022 T-24: NRNC - Grid Integration - Demand Responsive Lighting Systems | Possible | Electric Demand (MW) |  | 0.0020167 | 0.0018708 | 0.001782 | 0.0017281 | 0.0016953 | 0.0016755 | 0.0016634 | 0.0016561 | 0.0016517 | 0.001649 | 0.0016473 | 0.0016463
No | SCE | Com | Lighting | 2022 T-24: NRNC - Indoor Lighting - Lighting Power Densities | Possible | Electric Demand (MW) |  | 0.2298 | 0.22728 | 0.22427 | 0.22084 | 0.21714 | 0.21338 | 0.20978 | 0.20652 | 0.20372 | 0.20142 | 0.19959 | 0.19819
No | SCE | Com | Lighting | 2022 T-24: NRNC - Indoor Lighting - Multi-zone Occupancy Sensing in Large Offices | Possible | Electric Demand (MW) |  | 0.50295 | 0.48282 | 0.46256 | 0.44286 | 0.42431 | 0.40739 | 0.39237 | 0.37938 | 0.36838 | 0.35924 | 0.35176 | 0.34571
No | SCE | Com | Lighting | 2022 T-24: NRNC - Outdoor Lighting - Nonresidential Lighting Power Allowances for General Hardscapes | Possible | Electric Demand (MW) |  | 0.084918 | 0.084918 | 0.084918 | 0.084918 | 0.084918 | 0.084918 | 0.084918 | 0.084918 | 0.084918 | 0.084918 | 0.084918 | 0.084918
No | SCE | Com | Lighting | 2022 T-24: NRNC - Outdoor Lighting - Nonresidential Lighting Zone Reclassification | Possible | Electric Demand (MW) |  | 0.012291 | 0.012291 | 0.012291 | 0.012291 | 0.012291 | 0.012291 | 0.012291 | 0.012291 | 0.012291 | 0.012291 | 0.012291 | 0.012291
No | SCE | Com | Lighting | 2019 T-24: NRNC-Indoor Lighting-Controls | Possible | Electric Demand (MW) |  | 0.045965 | 0.042399 | 0.038378 | 0.034022 | 0.029501 | 0.025013 | 0.020751 | 0.016869 | 0.013467 | 0.010585 | 0.0082124 | 0.0063042
No | SCE | Com | Lighting | 2019 T-24: NRNC-Indoor Lighting-LPD | Possible | Electric Demand (MW) |  | 0.35372 | 0.25415 | 0.17917 | 0.12455 | 0.085709 | 0.058561 | 0.039814 | 0.026977 | 0.018236 | 0.012308 | 0.0082977 | 0.0055902
No | SCE | Com | Lighting | 2019 T-24: NRNC-Outdoor Lighting-Controls | Possible | Electric Demand (MW) |  | 0.020176 | 0.018611 | 0.016846 | 0.014934 | 0.012949 | 0.010979 | 0.0091083 | 0.0074045 | 0.0059114 | 0.0046464 | 0.0036048 | 0.0027672
No | SCE | Com | Lighting | 2019 T-24: NRNC-Outdoor Lighting-LPA (General Hardscape) | Possible | Electric Demand (MW) |  | 0.014446 | 0.011985 | 0.0097428 | 0.0077782 | 0.0061136 | 0.0047431 | 0.003641 | 0.0027715 | 0.0020957 | 0.0015766 | 0.0011815 | 0.00088275
No | SCE | Com | Lighting | 2019 T-24: NRNC-Outdoor Lighting-LPA (Specific Applications) | Possible | Electric Demand (MW) |  | 0.019647 | 0.016299 | 0.01325 | 0.010578 | 0.0083145 | 0.0064506 | 0.0049517 | 0.0037692 | 0.0028501 | 0.0021442 | 0.0016068 | 0.0012005
No | SDG&E | Com | Lighting | T-20: Dimming Ballasts | On-the-books | Electric Demand (MW) | 0.09572 | 0.095971 | 0.096223 | 0.096475 | 0 | 0 | 0 | 0 | 0 | 0 | 0 | 0 | 0
No | SDG&E | Com | Lighting | 2008 T-20: General Purpose Lighting -- 60 and 40 watt | On-the-books | Electric Demand (MW) | 0 | 0 | 0 | 0 | 0 | 0 | 0 | 0 | 0 | 0 | 0 | 0 | 0
No | SDG&E | Com | Lighting | Fed Appliance: General Service Fluorescent Lamps #1 | On-the-books | Electric Demand (MW) | 0.047154 | 0.047044 | 0.046965 | 0.046909 | 0.046869 | 0.046841 | 0.046804 | 0.046773 | 0.046739 | 0.046707 | 0.046673 | 0.04664 | 0.046607
No | SDG&E | Com | Lighting | Fed Appliance: GSFLs | On-the-books | Electric Demand (MW) | 0.84632 | 0.84841 | 0.8505 | 0.85259 | 0 | 0 | 0 | 0 | 0 | 0 | 0 | 0 | 0
No | SDG&E | Com | Lighting | 2006 T-20: General Service Incandescent Lamps, Tier 2 #3 | On-the-books | Electric Demand (MW) | 1.2554e-05 | 1.2548e-05 | 1.2544e-05 | 1.254e-05 | 1.2537e-05 | 1.2535e-05 | 1.2532e-05 | 1.2529e-05 | 1.2526e-05 | 1.2524e-05 | 1.2521e-05 | 1.2518e-05 | 1.2516e-05
No | SDG&E | Com | Lighting | T-20: GSLs - Original Scope - Tier 2 | On-the-books | Electric Demand (MW) | 0.10379 | 0.099254 | 0.094721 | 0.090188 | 0.085654 | 0.081121 | 0.076588 | 0.072055 | 0.067521 | 0.008688 | 0.0080627 | 0.0074375 | 0.0068122
No | SDG&E | Com | Lighting | T-20: LED Lamps - Tier 1 | On-the-books | Electric Demand (MW) | 0.025213 | 0.023601 | 0.021989 | 0.020376 | 0.018764 | 0.017152 | 0.01554 | 0.013927 | 0.012315 | 0.010703 | 0.0013208 | 0.0010866 | 0.00085232
No | SDG&E | Com | Lighting | Fed Appliance: Incandescent Reflector Lamps | On-the-books | Electric Demand (MW) | 0.00016105 | 0.0001571 | 0.00015391 | 0.00015137 | 0.00014939 | 0.00014787 | 0.00014604 | 0.00014441 | 0.00014265 | 0.00014098 | 0.00013925 | 0.00013756 | 0.00013584
No | SDG&E | Com | Lighting | Fed Appliance: Metal Halide Lamp Fixtures | On-the-books | Electric Demand (MW) | 0.008461 | 0.0081523 | 0.0078435 | 0.0075348 | 0.0072261 | 0.0069174 | 0.0066087 | 0.0063 | 0.0059913 | 0.0056826 | 0.0053739 | 0.0050651 | 0.0047564
No | SDG&E | Com | Lighting | 2005 T-20: Modular Furniture Task Lighting Fixtures | On-the-books | Electric Demand (MW) | 0.00047283 | 0.00047147 | 0.00047049 | 0.00046979 | 0.00046928 | 0.00046892 | 0.00046846 | 0.00046807 | 0.00046763 | 0.00046722 | 0.00046679 | 0.00046638 | 0.00046595
No | SDG&E | Com | Lighting | 2016 T-24: Nonresidential Lighting Alterations (Units = sq ft) | On-the-books | Electric Demand (MW) | 0.47092 | 0.46497 | 0.4587 | 0.45229 | 0.44596 | 0.43955 | 0.43301 | 0 | 0 | 0 | 0 | 0 | 0
No | SDG&E | Com | Lighting | 2013 T-24: NRA-Lighting-Alterations-Existing Measures | On-the-books | Electric Demand (MW) | 0.44366 | 0.43803 | 0.43359 | 0.43013 | 0.21197 | 0 | 0 | 0 | 0 | 0 | 0 | 0 | 0
No | SDG&E | Com | Lighting | 2013 T-24: NRA-Lighting-Alterations-New Measures | On-the-books | Electric Demand (MW) | 0.83405 | 0.82399 | 0.81546 | 0.80826 | 0.3978 | 0 | 0 | 0 | 0 | 0 | 0 | 0 | 0
No | SDG&E | Com | Lighting | 2016 T-24: NRA-Lighting-ASHRAE Elevator Lighting & Ventilation | On-the-books | Electric Demand (MW) | 0.00082271 | 0.00081555 | 0.00081068 | 0.00080737 | 0.00080512 | 0.0008036 | 0.00080159 | 0 | 0 | 0 | 0 | 0 | 0
No | SDG&E | Com | Lighting | 2013 T-24: NRA-Lighting-Hotel Corridors | On-the-books | Electric Demand (MW) | 0.0047262 | 0.0046724 | 0.0046264 | 0.0045872 | 0.0022584 | 0 | 0 | 0 | 0 | 0 | 0 | 0 | 0
No | SDG&E | Com | Lighting | 2013 T-24: NRA-Lighting-MF Building Corridors | On-the-books | Electric Demand (MW) | 0.014945 | 0.014806 | 0.01468 | 0.014567 | 0.0071731 | 0 | 0 | 0 | 0 | 0 | 0 | 0 | 0
No | SDG&E | Com | Lighting | 2013 T-24: NRA-Lighting-Warehouses and Libraries | On-the-books | Electric Demand (MW) | 0.13178 | 0.13006 | 0.12866 | 0.12753 | 0.062787 | 0 | 0 | 0 | 0 | 0 | 0 | 0 | 0
No | SDG&E | Com | Lighting | 2013 T-24: NRNC-Lighting-DR Lighting Controls | On-the-books | Electric Demand (MW) | 0.041677 | 0.04148 | 0.041356 | 0.041279 | 0.041231 | 0.041203 | 0.041161 | 0.041128 | 0.04109 | 0.041055 | 0.041018 | 0.040982 | 0.040946
No | SDG&E | Com | Lighting | 2013 T-24: NRNC-Lighting-Hotel Corridors | On-the-books | Electric Demand (MW) | 0.0024477 | 0.0023997 | 0.0023563 | 0.0023176 | 0.0022835 | 0.0022538 | 0.0022212 | 0.0021905 | 0.0021585 | 0.0021274 | 0.0020957 | 0.0020644 | 0.0020328
No | SDG&E | Com | Lighting | 2013 T-24: NRNC-Lighting-MF Building Corridors | On-the-books | Electric Demand (MW) | 0.017679 | 0.017461 | 0.017253 | 0.017057 | 0.016874 | 0.016704 | 0.016526 | 0.016353 | 0.016177 | 0.016003 | 0.015827 | 0.015653 | 0.015478
No | SDG&E | Com | Lighting | 2013 T-24: NRNC-Lighting-Office Plug Load Control | On-the-books | Electric Demand (MW) | 0.10528 | 0.10304 | 0.10103 | 0.099235 | 0.09767 | 0.096321 | 0.094829 | 0.093432 | 0.091971 | 0.090553 | 0.089106 | 0.087679 | 0.086239
No | SDG&E | Com | Lighting | 2013 T-24: NRNC-Lighting-Outdoor Lighting & Controls | On-the-books | Electric Demand (MW) | 0.030105 | 0.029864 | 0.02968 | 0.029539 | 0.029433 | 0.029352 | 0.029254 | 0.029167 | 0.029073 | 0.028984 | 0.028892 | 0.028802 | 0.02871
No | SDG&E | Com | Lighting | 2013 T-24: NRNC-Lighting-Parking Garage | On-the-books | Electric Demand (MW) | 0.024932 | 0.024757 | 0.024635 | 0.02455 | 0.024491 | 0.02445 | 0.024398 | 0.024353 | 0.024303 | 0.024256 | 0.024207 | 0.02416 | 0.024112
No | SDG&E | Com | Lighting | 2013 T-24: NRNC-Lighting-Warehouses and Libraries | On-the-books | Electric Demand (MW) | 0.054189 | 0.052625 | 0.051292 | 0.05017 | 0.049236 | 0.048465 | 0.047585 | 0.046778 | 0.045923 | 0.045099 | 0.044254 | 0.043424 | 0.042584
No | SDG&E | Com | Lighting | 2008 T-24: Sidelighting | On-the-books | Electric Demand (MW) | 0.062406 | 0.062093 | 0.061832 | 0.061614 | 0.061433 | 0.061284 | 0.061114 | 0.060958 | 0.060792 | 0.060633 | 0.060469 | 0.060308 | 0.060146
No | SDG&E | Com | Lighting | 2008 T-24: Skylighting | On-the-books | Electric Demand (MW) | 0.022134 | 0.022092 | 0.022061 | 0.022038 | 0.022021 | 0.022008 | 0.021993 | 0.021979 | 0.021964 | 0.021951 | 0.021936 | 0.021922 | 0.021908
No | SDG&E | Com | Lighting | T-20: Small Diameter Directional Lamps | On-the-books | Electric Demand (MW) | 0.50871 | 0.48912 | 0 | 0 | 0 | 0 | 0 | 0 | 0 | 0 | 0 | 0 | 0
No | SDG&E | Com | Lighting | 2008 T-24: Tailored Indoor lighting | On-the-books | Electric Demand (MW) | 0.036922 | 0.036846 | 0.036788 | 0.036744 | 0.036711 | 0.036686 | 0.036655 | 0.036629 | 0.036599 | 0.036572 | 0.036543 | 0.036515 | 0.036487
No | SDG&E | Com | Lighting | 2019-21 Fed App: Ceiling fan light kits | On-the-books | Electric Demand (MW) | 9.4975e-05 | 8.9962e-05 | 8.5284e-05 | 8.0889e-05 | 7.7279e-05 | 7.4154e-05 | 7.0631e-05 | 6.7442e-05 | 5.632e-05 | 7.5121e-06 | 7.2257e-06 | 6.9665e-06 | 6.732e-06
No | SDG&E | Com | Lighting | 2025 T-24: Daylighting - Revise Automatic Daylighting Controls Exceptions (Alterations) | On-the-books | Electric Demand (MW) |  | 0.00078899 | 0.00083769 | 0.00081312 | 0.00078855 | 0.00076402 | 0.00073958 | 0.00071527 | 0.00069114 | 0.00066723 | 0.00064358 | 0.00062022 | 0.0005972
No | SDG&E | Com | Lighting | 2025 T-24: Daylighting - Revise Automatic Daylighting Controls Exceptions (New Construction + Additions) | On-the-books | Electric Demand (MW) | 0 | 3.6104e-05 | 0.00020988 | 0.00020373 | 0.00019757 | 0.00019142 | 0.0001853 | 0.00017921 | 0.00017317 | 0.00016717 | 0.00016125 | 0.0001554 | 0.00014963
No | SDG&E | Com | Lighting | 2019 T-20: General Service Lamps - Expanded Scope | On-the-books | Electric Demand (MW) |  | 0.022067 | 0.023377 | 0.02135 | 0.0026662 | 0.0033097 | 0.0032921 | 0.0032836 | 0.0032795 | 0.0032775 | 0.0032765 | 0.003276 | 0.0032758
No | SDG&E | Com | Lighting | 2016 T-20: LED Quality - Tier 2 | On-the-books | Electric Demand (MW) | 0.00042707 | 0.00041791 | 0.00040798 | 0.00039807 | 0.0003817 | 0.00036656 | 0.00035281 | 0.00034053 | 0.00032972 | 0.00032033 | 0.00031226 | 0.0003054 | 0.00011186
No | SDG&E | Com | Lighting | 2022 T-24: NRA - Controlled Environment Horticulture - Lighting Efficacy | On-the-books | Electric Demand (MW) | 0.070287 | 0.065836 | 0.061806 | 0.058195 | 0.054986 | 0.052158 | 0.049683 | 0.04753 | 0.0038785 | 0 | 0 | 0 | 0
No | SDG&E | Com | Lighting | 2022 T-24: NRA - Daylighting - Automatic Daylight Dimming to 10% | On-the-books | Electric Demand (MW) | 0.015968 | 0.015492 | 0.014898 | 0.014173 | 0.013313 | 0.012324 | 0.00095371 | 0 | 0 | 0 | 0 | 0 | 0
No | SDG&E | Com | Lighting | 2022 T-24: NRA - Grid Integration - Demand Responsive Lighting Systems | On-the-books | Electric Demand (MW) | 0.012312 | 0.011006 | 0.010209 | 0.009725 | 0.0094307 | 0.0054118 | 0 | 0 | 0 | 0 | 0 | 0 | 0
No | SDG&E | Com | Lighting | 2022 T-24: NRA - Indoor Lighting - Lighting Power Densities | On-the-books | Electric Demand (MW) | 0.17417 | 0.17264 | 0.17075 | 0.16849 | 0.16591 | 0.16313 | 0.16031 | 0.15761 | 0.15516 | 0.15305 | 0.15132 | 0.14995 | 0.14889
No | SDG&E | Com | Lighting | 2022 T-24: NRA - Indoor Lighting - Multi-zone Occupancy Sensing in Large Offices | On-the-books | Electric Demand (MW) | 0.16676 | 0.16058 | 0.15415 | 0.14769 | 0.1414 | 0.13547 | 0.011047 | 0 | 0 | 0 | 0 | 0 | 0
No | SDG&E | Com | Lighting | 2022 T-24: NRA - Outdoor Lighting - Lighting Power Allowances for General Hardscapes | On-the-books | Electric Demand (MW) | 0.053987 | 0.053987 | 0.053987 | 0.053987 | 0.053987 | 0.053987 | 0.053987 | 0.053987 | 0.053987 | 0.053987 | 0.053987 | 0.053987 | 0.053987
No | SDG&E | Com | Lighting | 2022 T-24: NRA - Outdoor Lighting - Lighting Zone Reclassification | On-the-books | Electric Demand (MW) | 0.0078109 | 0.0078109 | 0.0078109 | 0.0078109 | 0.0078109 | 0.0078109 | 0.0078109 | 0.0078109 | 0.0078109 | 0.0078109 | 0.0078109 | 0.0078109 | 0.0078109
No | SDG&E | Com | Lighting | 2019 T-24: NRA-Indoor Lighting-Alterations (Control) | On-the-books | Electric Demand (MW) | 0.00081492 | 0.00076416 | 0.00070487 | 0.00063804 | 0.00056562 | 0.00049045 | 0.00041584 | 0.00034497 | 0.00028044 | 0.00022389 | 1.4946e-05 | 0 | 0
No | SDG&E | Com | Lighting | 2019 T-24: NRA-Indoor Lighting-Alterations (LPD) | On-the-books | Electric Demand (MW) | 0.028866 | 0.021259 | 0.015274 | 0.010768 | 0.0074856 | 0.0051512 | 0.0035195 | 0.0023929 | 0.0016213 | 0.001096 | 6.2823e-05 | 0 | 0
No | SDG&E | Com | Lighting | 2019 T-24: NRA-Indoor Lighting-New Controls | On-the-books | Electric Demand (MW) | 0.010862 | 0.010185 | 0.009395 | 0.0085041 | 0.0075389 | 0.0065371 | 0.0055425 | 0.004598 | 0.0037379 | 0.0029842 | 0.00019921 | 0 | 0
No | SDG&E | Com | Lighting | 2019 T-24: NRA-Indoor Lighting-New LPD | On-the-books | Electric Demand (MW) | 0.28638 | 0.21091 | 0.15154 | 0.10683 | 0.074265 | 0.051105 | 0.034918 | 0.02374 | 0.016085 | 0.010873 | 0.00062327 | 0 | 0
No | SDG&E | Com | Lighting | 2019 T-24: NRA-Outdoor Lighting-Controls | On-the-books | Electric Demand (MW) | 0.012806 | 0.012008 | 0.011077 | 0.010026 | 0.0088883 | 0.0077071 | 0.0065346 | 0.005421 | 0.004407 | 0.0035183 | 0.00023487 | 0 | 0
No | SDG&E | Com | Lighting | 2019 T-24: NRA-Outdoor Lighting-LPA (General Hardscape) | On-the-books | Electric Demand (MW) | 0.0056973 | 0.0041958 | 0.0030147 | 0.0021253 | 0.0014774 | 0.0010167 | 0.00069465 | 0.00047227 | 0.00031999 | 0.00021631 | 1.2399e-05 | 0 | 0
No | SDG&E | Com | Lighting | 2019 T-24: NRA-Outdoor Lighting-LPA (Specific Applications) | On-the-books | Electric Demand (MW) | 0.0077483 | 0.0057062 | 0.0041 | 0.0028904 | 0.0020093 | 0.0013827 | 0.00094472 | 0.00064229 | 0.00043519 | 0.00029418 | 1.6863e-05 | 0 | 0
No | SDG&E | Com | Lighting | 2022 T-24: NRNC - Controlled Environment Horticulture - Lighting Efficacy | On-the-books | Electric Demand (MW) | 0.16938 | 0.15865 | 0.14894 | 0.14024 | 0.13251 | 0.12569 | 0.11973 | 0.11454 | 0.11005 | 0.10618 | 0.10287 | 0.10003 | 0.097612
No | SDG&E | Com | Lighting | 2022 T-24: NRNC - Daylighting - Automatic Daylight Dimming to 10% | On-the-books | Electric Demand (MW) | 0.003738 | 0.0036267 | 0.0034877 | 0.003318 | 0.0031165 | 0.002885 | 0.0026287 | 0.0023566 | 0.0020801 | 0.0018113 | 0.0015612 | 0.0013377 | 0.001145
No | SDG&E | Com | Lighting | 2022 T-24: NRNC - Grid Integration - Demand Responsive Lighting Systems | On-the-books | Electric Demand (MW) |  | 0.00041465 | 0.00038465 | 0.0003664 | 0.00035531 | 0.00034857 | 0.00034449 | 0.00034201 | 0.0003405 | 0.00033959 | 0.00033904 | 0.0003387 | 0.0003385
No | SDG&E | Com | Lighting | 2022 T-24: NRNC - Indoor Lighting - Lighting Power Densities | On-the-books | Electric Demand (MW) |  | 0.047249 | 0.04673 | 0.046111 | 0.045406 | 0.044646 | 0.043873 | 0.043133 | 0.042463 | 0.041887 | 0.041413 | 0.041038 | 0.040749
No | SDG&E | Com | Lighting | 2022 T-24: NRNC - Indoor Lighting - Multi-zone Occupancy Sensing in Large Offices | On-the-books | Electric Demand (MW) |  | 0.10341 | 0.099271 | 0.095106 | 0.091055 | 0.087242 | 0.083762 | 0.080675 | 0.078004 | 0.075742 | 0.073863 | 0.072324 | 0.071081
No | SDG&E | Com | Lighting | 2022 T-24: NRNC - Outdoor Lighting - Nonresidential Lighting Power Allowances for General Hardscapes | On-the-books | Electric Demand (MW) |  | 0.01746 | 0.01746 | 0.01746 | 0.01746 | 0.01746 | 0.01746 | 0.01746 | 0.01746 | 0.01746 | 0.01746 | 0.01746 | 0.01746
No | SDG&E | Com | Lighting | 2022 T-24: NRNC - Outdoor Lighting - Nonresidential Lighting Zone Reclassification | On-the-books | Electric Demand (MW) |  | 0.0025271 | 0.0025271 | 0.0025271 | 0.0025271 | 0.0025271 | 0.0025271 | 0.0025271 | 0.0025271 | 0.0025271 | 0.0025271 | 0.0025271 | 0.0025271
No | SDG&E | Com | Lighting | 2019 T-24: NRNC-Indoor Lighting-Controls | On-the-books | Electric Demand (MW) |  | 0.0094507 | 0.0087175 | 0.0078909 | 0.0069952 | 0.0060657 | 0.0051429 | 0.0042665 | 0.0034684 | 0.002769 | 0.0021764 | 0.0016885 | 0.0012962
No | SDG&E | Com | Lighting | 2019 T-24: NRNC-Indoor Lighting-LPD | On-the-books | Electric Demand (MW) |  | 0.072727 | 0.052254 | 0.036839 | 0.025609 | 0.017622 | 0.012041 | 0.0081861 | 0.0055466 | 0.0037494 | 0.0025305 | 0.0017061 | 0.0011494
No | SDG&E | Com | Lighting | 2019 T-24: NRNC-Outdoor Lighting-Controls | On-the-books | Electric Demand (MW) |  | 0.0041483 | 0.0038265 | 0.0034636 | 0.0030705 | 0.0026625 | 0.0022574 | 0.0018727 | 0.0015224 | 0.0012154 | 0.00095532 | 0.00074116 | 0.00056894
No | SDG&E | Com | Lighting | 2019 T-24: NRNC-Outdoor Lighting-LPA (General Hardscape) | On-the-books | Electric Demand (MW) |  | 0.0029703 | 0.0024641 | 0.0020032 | 0.0015992 | 0.001257 | 0.00097521 | 0.00074861 | 0.00056983 | 0.00043089 | 0.00032416 | 0.00024292 | 0.0001815
No | SDG&E | Com | Lighting | 2019 T-24: NRNC-Outdoor Lighting-LPA (Specific Applications) | On-the-books | Electric Demand (MW) |  | 0.0040396 | 0.0033512 | 0.0027243 | 0.002175 | 0.0017095 | 0.0013263 | 0.0010181 | 0.00077497 | 0.00058601 | 0.00044086 | 0.00033037 | 0.00024684
No | SDG&E | Com | Lighting | T-20: Dimming Ballasts | Expected | Electric Demand (MW) | 0.09572 | 0.095971 | 0.096223 | 0.096475 | 0 | 0 | 0 | 0 | 0 | 0 | 0 | 0 | 0
No | SDG&E | Com | Lighting | 2008 T-20: General Purpose Lighting -- 60 and 40 watt | Expected | Electric Demand (MW) | 0 | 0 | 0 | 0 | 0 | 0 | 0 | 0 | 0 | 0 | 0 | 0 | 0
No | SDG&E | Com | Lighting | Fed Appliance: General Service Fluorescent Lamps #1 | Expected | Electric Demand (MW) | 0.047154 | 0.047044 | 0.046965 | 0.046909 | 0.046869 | 0.046841 | 0.046804 | 0.046773 | 0.046739 | 0.046707 | 0.046673 | 0.04664 | 0.046607
No | SDG&E | Com | Lighting | Fed Appliance: GSFLs | Expected | Electric Demand (MW) | 0.84632 | 0.84841 | 0.8505 | 0.85259 | 0 | 0 | 0 | 0 | 0 | 0 | 0 | 0 | 0
No | SDG&E | Com | Lighting | 2006 T-20: General Service Incandescent Lamps, Tier 2 #3 | Expected | Electric Demand (MW) | 1.2554e-05 | 1.2548e-05 | 1.2544e-05 | 1.254e-05 | 1.2537e-05 | 1.2535e-05 | 1.2532e-05 | 1.2529e-05 | 1.2526e-05 | 1.2524e-05 | 1.2521e-05 | 1.2518e-05 | 1.2516e-05
No | SDG&E | Com | Lighting | T-20: GSLs - Original Scope - Tier 2 | Expected | Electric Demand (MW) | 0.10379 | 0.099254 | 0.094721 | 0.090188 | 0.085654 | 0.081121 | 0.076588 | 0.072055 | 0.067521 | 0.008688 | 0.0080627 | 0.0074375 | 0.0068122
No | SDG&E | Com | Lighting | T-20: LED Lamps - Tier 1 | Expected | Electric Demand (MW) | 0.025213 | 0.023601 | 0.021989 | 0.020376 | 0.018764 | 0.017152 | 0.01554 | 0.013927 | 0.012315 | 0.010703 | 0.0013208 | 0.0010866 | 0.00085232
No | SDG&E | Com | Lighting | Fed Appliance: Incandescent Reflector Lamps | Expected | Electric Demand (MW) | 0.00016105 | 0.0001571 | 0.00015391 | 0.00015137 | 0.00014939 | 0.00014787 | 0.00014604 | 0.00014441 | 0.00014265 | 0.00014098 | 0.00013925 | 0.00013756 | 0.00013584
No | SDG&E | Com | Lighting | Fed Appliance: Metal Halide Lamp Fixtures | Expected | Electric Demand (MW) | 0.008461 | 0.0081523 | 0.0078435 | 0.0075348 | 0.0072261 | 0.0069174 | 0.0066087 | 0.0063 | 0.0059913 | 0.0056826 | 0.0053739 | 0.0050651 | 0.0047564
No | SDG&E | Com | Lighting | 2005 T-20: Modular Furniture Task Lighting Fixtures | Expected | Electric Demand (MW) | 0.00047283 | 0.00047147 | 0.00047049 | 0.00046979 | 0.00046928 | 0.00046892 | 0.00046846 | 0.00046807 | 0.00046763 | 0.00046722 | 0.00046679 | 0.00046638 | 0.00046595
No | SDG&E | Com | Lighting | 2016 T-24: Nonresidential Lighting Alterations (Units = sq ft) | Expected | Electric Demand (MW) | 0.47092 | 0.46497 | 0.4587 | 0.45229 | 0.44596 | 0.43955 | 0.43301 | 0 | 0 | 0 | 0 | 0 | 0
No | SDG&E | Com | Lighting | 2013 T-24: NRA-Lighting-Alterations-Existing Measures | Expected | Electric Demand (MW) | 0.44366 | 0.43803 | 0.43359 | 0.43013 | 0.21197 | 0 | 0 | 0 | 0 | 0 | 0 | 0 | 0
No | SDG&E | Com | Lighting | 2013 T-24: NRA-Lighting-Alterations-New Measures | Expected | Electric Demand (MW) | 0.83405 | 0.82399 | 0.81546 | 0.80826 | 0.3978 | 0 | 0 | 0 | 0 | 0 | 0 | 0 | 0
No | SDG&E | Com | Lighting | 2016 T-24: NRA-Lighting-ASHRAE Elevator Lighting & Ventilation | Expected | Electric Demand (MW) | 0.00082271 | 0.00081555 | 0.00081068 | 0.00080737 | 0.00080512 | 0.0008036 | 0.00080159 | 0 | 0 | 0 | 0 | 0 | 0
No | SDG&E | Com | Lighting | 2013 T-24: NRA-Lighting-Hotel Corridors | Expected | Electric Demand (MW) | 0.0047262 | 0.0046724 | 0.0046264 | 0.0045872 | 0.0022584 | 0 | 0 | 0 | 0 | 0 | 0 | 0 | 0
No | SDG&E | Com | Lighting | 2013 T-24: NRA-Lighting-MF Building Corridors | Expected | Electric Demand (MW) | 0.014945 | 0.014806 | 0.01468 | 0.014567 | 0.0071731 | 0 | 0 | 0 | 0 | 0 | 0 | 0 | 0
No | SDG&E | Com | Lighting | 2013 T-24: NRA-Lighting-Warehouses and Libraries | Expected | Electric Demand (MW) | 0.13178 | 0.13006 | 0.12866 | 0.12753 | 0.062787 | 0 | 0 | 0 | 0 | 0 | 0 | 0 | 0
No | SDG&E | Com | Lighting | 2013 T-24: NRNC-Lighting-DR Lighting Controls | Expected | Electric Demand (MW) | 0.041677 | 0.04148 | 0.041356 | 0.041279 | 0.041231 | 0.041203 | 0.041161 | 0.041128 | 0.04109 | 0.041055 | 0.041018 | 0.040982 | 0.040946
No | SDG&E | Com | Lighting | 2013 T-24: NRNC-Lighting-Hotel Corridors | Expected | Electric Demand (MW) | 0.0024477 | 0.0023997 | 0.0023563 | 0.0023176 | 0.0022835 | 0.0022538 | 0.0022212 | 0.0021905 | 0.0021585 | 0.0021274 | 0.0020957 | 0.0020644 | 0.0020328
No | SDG&E | Com | Lighting | 2013 T-24: NRNC-Lighting-MF Building Corridors | Expected | Electric Demand (MW) | 0.017679 | 0.017461 | 0.017253 | 0.017057 | 0.016874 | 0.016704 | 0.016526 | 0.016353 | 0.016177 | 0.016003 | 0.015827 | 0.015653 | 0.015478
No | SDG&E | Com | Lighting | 2013 T-24: NRNC-Lighting-Office Plug Load Control | Expected | Electric Demand (MW) | 0.10528 | 0.10304 | 0.10103 | 0.099235 | 0.09767 | 0.096321 | 0.094829 | 0.093432 | 0.091971 | 0.090553 | 0.089106 | 0.087679 | 0.086239
No | SDG&E | Com | Lighting | 2013 T-24: NRNC-Lighting-Outdoor Lighting & Controls | Expected | Electric Demand (MW) | 0.030105 | 0.029864 | 0.02968 | 0.029539 | 0.029433 | 0.029352 | 0.029254 | 0.029167 | 0.029073 | 0.028984 | 0.028892 | 0.028802 | 0.02871
No | SDG&E | Com | Lighting | 2013 T-24: NRNC-Lighting-Parking Garage | Expected | Electric Demand (MW) | 0.024932 | 0.024757 | 0.024635 | 0.02455 | 0.024491 | 0.02445 | 0.024398 | 0.024353 | 0.024303 | 0.024256 | 0.024207 | 0.02416 | 0.024112
No | SDG&E | Com | Lighting | 2013 T-24: NRNC-Lighting-Warehouses and Libraries | Expected | Electric Demand (MW) | 0.054189 | 0.052625 | 0.051292 | 0.05017 | 0.049236 | 0.048465 | 0.047585 | 0.046778 | 0.045923 | 0.045099 | 0.044254 | 0.043424 | 0.042584
No | SDG&E | Com | Lighting | 2008 T-24: Sidelighting | Expected | Electric Demand (MW) | 0.062406 | 0.062093 | 0.061832 | 0.061614 | 0.061433 | 0.061284 | 0.061114 | 0.060958 | 0.060792 | 0.060633 | 0.060469 | 0.060308 | 0.060146
No | SDG&E | Com | Lighting | 2008 T-24: Skylighting | Expected | Electric Demand (MW) | 0.022134 | 0.022092 | 0.022061 | 0.022038 | 0.022021 | 0.022008 | 0.021993 | 0.021979 | 0.021964 | 0.021951 | 0.021936 | 0.021922 | 0.021908
No | SDG&E | Com | Lighting | T-20: Small Diameter Directional Lamps | Expected | Electric Demand (MW) | 0.50871 | 0.48912 | 0 | 0 | 0 | 0 | 0 | 0 | 0 | 0 | 0 | 0 | 0
No | SDG&E | Com | Lighting | 2008 T-24: Tailored Indoor lighting | Expected | Electric Demand (MW) | 0.036922 | 0.036846 | 0.036788 | 0.036744 | 0.036711 | 0.036686 | 0.036655 | 0.036629 | 0.036599 | 0.036572 | 0.036543 | 0.036515 | 0.036487
No | SDG&E | Com | Lighting | 2019-21 Fed App: Ceiling fan light kits | Expected | Electric Demand (MW) | 9.4975e-05 | 8.9962e-05 | 8.5284e-05 | 8.0889e-05 | 7.7279e-05 | 7.4154e-05 | 7.0631e-05 | 6.7442e-05 | 5.632e-05 | 7.5121e-06 | 7.2257e-06 | 6.9665e-06 | 6.732e-06
No | SDG&E | Com | Lighting | 2025 T-24: Daylighting - Revise Automatic Daylighting Controls Exceptions (Alterations) | Expected | Electric Demand (MW) |  | 0.00078899 | 0.00083769 | 0.00081312 | 0.00078855 | 0.00076402 | 0.00073958 | 0.00071527 | 0.00069114 | 0.00066723 | 0.00064358 | 0.00062022 | 0.0005972
No | SDG&E | Com | Lighting | 2025 T-24: Daylighting - Revise Automatic Daylighting Controls Exceptions (New Construction + Additions) | Expected | Electric Demand (MW) | 0 | 3.6104e-05 | 0.00020988 | 0.00020373 | 0.00019757 | 0.00019142 | 0.0001853 | 0.00017921 | 0.00017317 | 0.00016717 | 0.00016125 | 0.0001554 | 0.00014963
No | SDG&E | Com | Lighting | 2019 T-20: General Service Lamps - Expanded Scope | Expected | Electric Demand (MW) |  | 0.022067 | 0.023377 | 0.02135 | 0.0026662 | 0.0033097 | 0.0032921 | 0.0032836 | 0.0032795 | 0.0032775 | 0.0032765 | 0.003276 | 0.0032758
No | SDG&E | Com | Lighting | 2016 T-20: LED Quality - Tier 2 | Expected | Electric Demand (MW) | 0.00042707 | 0.00041791 | 0.00040798 | 0.00039807 | 0.0003817 | 0.00036656 | 0.00035281 | 0.00034053 | 0.00032972 | 0.00032033 | 0.00031226 | 0.0003054 | 0.00011186
No | SDG&E | Com | Lighting | 2022 T-24: NRA - Controlled Environment Horticulture - Lighting Efficacy | Expected | Electric Demand (MW) | 0.070287 | 0.065836 | 0.061806 | 0.058195 | 0.054986 | 0.052158 | 0.049683 | 0.04753 | 0.0038785 | 0 | 0 | 0 | 0
No | SDG&E | Com | Lighting | 2022 T-24: NRA - Daylighting - Automatic Daylight Dimming to 10% | Expected | Electric Demand (MW) | 0.015968 | 0.015492 | 0.014898 | 0.014173 | 0.013313 | 0.012324 | 0.00095371 | 0 | 0 | 0 | 0 | 0 | 0
No | SDG&E | Com | Lighting | 2022 T-24: NRA - Grid Integration - Demand Responsive Lighting Systems | Expected | Electric Demand (MW) | 0.012312 | 0.011006 | 0.010209 | 0.009725 | 0.0094307 | 0.0054118 | 0 | 0 | 0 | 0 | 0 | 0 | 0
No | SDG&E | Com | Lighting | 2022 T-24: NRA - Indoor Lighting - Lighting Power Densities | Expected | Electric Demand (MW) | 0.17417 | 0.17264 | 0.17075 | 0.16849 | 0.16591 | 0.16313 | 0.16031 | 0.15761 | 0.15516 | 0.15305 | 0.15132 | 0.14995 | 0.14889
No | SDG&E | Com | Lighting | 2022 T-24: NRA - Indoor Lighting - Multi-zone Occupancy Sensing in Large Offices | Expected | Electric Demand (MW) | 0.16676 | 0.16058 | 0.15415 | 0.14769 | 0.1414 | 0.13547 | 0.011047 | 0 | 0 | 0 | 0 | 0 | 0
No | SDG&E | Com | Lighting | 2022 T-24: NRA - Outdoor Lighting - Lighting Power Allowances for General Hardscapes | Expected | Electric Demand (MW) | 0.053987 | 0.053987 | 0.053987 | 0.053987 | 0.053987 | 0.053987 | 0.053987 | 0.053987 | 0.053987 | 0.053987 | 0.053987 | 0.053987 | 0.053987
No | SDG&E | Com | Lighting | 2022 T-24: NRA - Outdoor Lighting - Lighting Zone Reclassification | Expected | Electric Demand (MW) | 0.0078109 | 0.0078109 | 0.0078109 | 0.0078109 | 0.0078109 | 0.0078109 | 0.0078109 | 0.0078109 | 0.0078109 | 0.0078109 | 0.0078109 | 0.0078109 | 0.0078109
No | SDG&E | Com | Lighting | 2019 T-24: NRA-Indoor Lighting-Alterations (Control) | Expected | Electric Demand (MW) | 0.00081492 | 0.00076416 | 0.00070487 | 0.00063804 | 0.00056562 | 0.00049045 | 0.00041584 | 0.00034497 | 0.00028044 | 0.00022389 | 1.4946e-05 | 0 | 0
No | SDG&E | Com | Lighting | 2019 T-24: NRA-Indoor Lighting-Alterations (LPD) | Expected | Electric Demand (MW) | 0.028866 | 0.021259 | 0.015274 | 0.010768 | 0.0074856 | 0.0051512 | 0.0035195 | 0.0023929 | 0.0016213 | 0.001096 | 6.2823e-05 | 0 | 0
No | SDG&E | Com | Lighting | 2019 T-24: NRA-Indoor Lighting-New Controls | Expected | Electric Demand (MW) | 0.010862 | 0.010185 | 0.009395 | 0.0085041 | 0.0075389 | 0.0065371 | 0.0055425 | 0.004598 | 0.0037379 | 0.0029842 | 0.00019921 | 0 | 0
No | SDG&E | Com | Lighting | 2019 T-24: NRA-Indoor Lighting-New LPD | Expected | Electric Demand (MW) | 0.28638 | 0.21091 | 0.15154 | 0.10683 | 0.074265 | 0.051105 | 0.034918 | 0.02374 | 0.016085 | 0.010873 | 0.00062327 | 0 | 0
No | SDG&E | Com | Lighting | 2019 T-24: NRA-Outdoor Lighting-Controls | Expected | Electric Demand (MW) | 0.012806 | 0.012008 | 0.011077 | 0.010026 | 0.0088883 | 0.0077071 | 0.0065346 | 0.005421 | 0.004407 | 0.0035183 | 0.00023487 | 0 | 0
No | SDG&E | Com | Lighting | 2019 T-24: NRA-Outdoor Lighting-LPA (General Hardscape) | Expected | Electric Demand (MW) | 0.0056973 | 0.0041958 | 0.0030147 | 0.0021253 | 0.0014774 | 0.0010167 | 0.00069465 | 0.00047227 | 0.00031999 | 0.00021631 | 1.2399e-05 | 0 | 0
No | SDG&E | Com | Lighting | 2019 T-24: NRA-Outdoor Lighting-LPA (Specific Applications) | Expected | Electric Demand (MW) | 0.0077483 | 0.0057062 | 0.0041 | 0.0028904 | 0.0020093 | 0.0013827 | 0.00094472 | 0.00064229 | 0.00043519 | 0.00029418 | 1.6863e-05 | 0 | 0
No | SDG&E | Com | Lighting | 2022 T-24: NRNC - Controlled Environment Horticulture - Lighting Efficacy | Expected | Electric Demand (MW) | 0.16938 | 0.15865 | 0.14894 | 0.14024 | 0.13251 | 0.12569 | 0.11973 | 0.11454 | 0.11005 | 0.10618 | 0.10287 | 0.10003 | 0.097612
No | SDG&E | Com | Lighting | 2022 T-24: NRNC - Daylighting - Automatic Daylight Dimming to 10% | Expected | Electric Demand (MW) | 0.003738 | 0.0036267 | 0.0034877 | 0.003318 | 0.0031165 | 0.002885 | 0.0026287 | 0.0023566 | 0.0020801 | 0.0018113 | 0.0015612 | 0.0013377 | 0.001145
No | SDG&E | Com | Lighting | 2022 T-24: NRNC - Grid Integration - Demand Responsive Lighting Systems | Expected | Electric Demand (MW) |  | 0.00041465 | 0.00038465 | 0.0003664 | 0.00035531 | 0.00034857 | 0.00034449 | 0.00034201 | 0.0003405 | 0.00033959 | 0.00033904 | 0.0003387 | 0.0003385
No | SDG&E | Com | Lighting | 2022 T-24: NRNC - Indoor Lighting - Lighting Power Densities | Expected | Electric Demand (MW) |  | 0.047249 | 0.04673 | 0.046111 | 0.045406 | 0.044646 | 0.043873 | 0.043133 | 0.042463 | 0.041887 | 0.041413 | 0.041038 | 0.040749
No | SDG&E | Com | Lighting | 2022 T-24: NRNC - Indoor Lighting - Multi-zone Occupancy Sensing in Large Offices | Expected | Electric Demand (MW) |  | 0.10341 | 0.099271 | 0.095106 | 0.091055 | 0.087242 | 0.083762 | 0.080675 | 0.078004 | 0.075742 | 0.073863 | 0.072324 | 0.071081
No | SDG&E | Com | Lighting | 2022 T-24: NRNC - Outdoor Lighting - Nonresidential Lighting Power Allowances for General Hardscapes | Expected | Electric Demand (MW) |  | 0.01746 | 0.01746 | 0.01746 | 0.01746 | 0.01746 | 0.01746 | 0.01746 | 0.01746 | 0.01746 | 0.01746 | 0.01746 | 0.01746
No | SDG&E | Com | Lighting | 2022 T-24: NRNC - Outdoor Lighting - Nonresidential Lighting Zone Reclassification | Expected | Electric Demand (MW) |  | 0.0025271 | 0.0025271 | 0.0025271 | 0.0025271 | 0.0025271 | 0.0025271 | 0.0025271 | 0.0025271 | 0.0025271 | 0.0025271 | 0.0025271 | 0.0025271
No | SDG&E | Com | Lighting | 2019 T-24: NRNC-Indoor Lighting-Controls | Expected | Electric Demand (MW) |  | 0.0094507 | 0.0087175 | 0.0078909 | 0.0069952 | 0.0060657 | 0.0051429 | 0.0042665 | 0.0034684 | 0.002769 | 0.0021764 | 0.0016885 | 0.0012962
No | SDG&E | Com | Lighting | 2019 T-24: NRNC-Indoor Lighting-LPD | Expected | Electric Demand (MW) |  | 0.072727 | 0.052254 | 0.036839 | 0.025609 | 0.017622 | 0.012041 | 0.0081861 | 0.0055466 | 0.0037494 | 0.0025305 | 0.0017061 | 0.0011494
No | SDG&E | Com | Lighting | 2019 T-24: NRNC-Outdoor Lighting-Controls | Expected | Electric Demand (MW) |  | 0.0041483 | 0.0038265 | 0.0034636 | 0.0030705 | 0.0026625 | 0.0022574 | 0.0018727 | 0.0015224 | 0.0012154 | 0.00095532 | 0.00074116 | 0.00056894
No | SDG&E | Com | Lighting | 2019 T-24: NRNC-Outdoor Lighting-LPA (General Hardscape) | Expected | Electric Demand (MW) |  | 0.0029703 | 0.0024641 | 0.0020032 | 0.0015992 | 0.001257 | 0.00097521 | 0.00074861 | 0.00056983 | 0.00043089 | 0.00032416 | 0.00024292 | 0.0001815
No | SDG&E | Com | Lighting | 2019 T-24: NRNC-Outdoor Lighting-LPA (Specific Applications) | Expected | Electric Demand (MW) |  | 0.0040396 | 0.0033512 | 0.0027243 | 0.002175 | 0.0017095 | 0.0013263 | 0.0010181 | 0.00077497 | 0.00058601 | 0.00044086 | 0.00033037 | 0.00024684
No | SDG&E | Com | Lighting | T-20: Dimming Ballasts | Possible | Electric Demand (MW) | 0.09572 | 0.095971 | 0.096223 | 0.096475 | 0 | 0 | 0 | 0 | 0 | 0 | 0 | 0 | 0
No | SDG&E | Com | Lighting | 2008 T-20: General Purpose Lighting -- 60 and 40 watt | Possible | Electric Demand (MW) | 0 | 0 | 0 | 0 | 0 | 0 | 0 | 0 | 0 | 0 | 0 | 0 | 0
No | SDG&E | Com | Lighting | Fed Appliance: General Service Fluorescent Lamps #1 | Possible | Electric Demand (MW) | 0.047154 | 0.047044 | 0.046965 | 0.046909 | 0.046869 | 0.046841 | 0.046804 | 0.046773 | 0.046739 | 0.046707 | 0.046673 | 0.04664 | 0.046607
No | SDG&E | Com | Lighting | Fed Appliance: GSFLs | Possible | Electric Demand (MW) | 0.84632 | 0.84841 | 0.8505 | 0.85259 | 0 | 0 | 0 | 0 | 0 | 0 | 0 | 0 | 0
No | SDG&E | Com | Lighting | 2006 T-20: General Service Incandescent Lamps, Tier 2 #3 | Possible | Electric Demand (MW) | 1.2554e-05 | 1.2548e-05 | 1.2544e-05 | 1.254e-05 | 1.2537e-05 | 1.2535e-05 | 1.2532e-05 | 1.2529e-05 | 1.2526e-05 | 1.2524e-05 | 1.2521e-05 | 1.2518e-05 | 1.2516e-05
No | SDG&E | Com | Lighting | T-20: GSLs - Original Scope - Tier 2 | Possible | Electric Demand (MW) | 0.10379 | 0.099254 | 0.094721 | 0.090188 | 0.085654 | 0.081121 | 0.076588 | 0.072055 | 0.067521 | 0.008688 | 0.0080627 | 0.0074375 | 0.0068122
No | SDG&E | Com | Lighting | T-20: LED Lamps - Tier 1 | Possible | Electric Demand (MW) | 0.025213 | 0.023601 | 0.021989 | 0.020376 | 0.018764 | 0.017152 | 0.01554 | 0.013927 | 0.012315 | 0.010703 | 0.0013208 | 0.0010866 | 0.00085232
No | SDG&E | Com | Lighting | Fed Appliance: Incandescent Reflector Lamps | Possible | Electric Demand (MW) | 0.00016105 | 0.0001571 | 0.00015391 | 0.00015137 | 0.00014939 | 0.00014787 | 0.00014604 | 0.00014441 | 0.00014265 | 0.00014098 | 0.00013925 | 0.00013756 | 0.00013584
No | SDG&E | Com | Lighting | Fed Appliance: Metal Halide Lamp Fixtures | Possible | Electric Demand (MW) | 0.008461 | 0.0081523 | 0.0078435 | 0.0075348 | 0.0072261 | 0.0069174 | 0.0066087 | 0.0063 | 0.0059913 | 0.0056826 | 0.0053739 | 0.0050651 | 0.0047564
No | SDG&E | Com | Lighting | 2005 T-20: Modular Furniture Task Lighting Fixtures | Possible | Electric Demand (MW) | 0.00047283 | 0.00047147 | 0.00047049 | 0.00046979 | 0.00046928 | 0.00046892 | 0.00046846 | 0.00046807 | 0.00046763 | 0.00046722 | 0.00046679 | 0.00046638 | 0.00046595
No | SDG&E | Com | Lighting | 2016 T-24: Nonresidential Lighting Alterations (Units = sq ft) | Possible | Electric Demand (MW) | 0.47092 | 0.46497 | 0.4587 | 0.45229 | 0.44596 | 0.43955 | 0.43301 | 0 | 0 | 0 | 0 | 0 | 0
No | SDG&E | Com | Lighting | 2013 T-24: NRA-Lighting-Alterations-Existing Measures | Possible | Electric Demand (MW) | 0.44366 | 0.43803 | 0.43359 | 0.43013 | 0.21197 | 0 | 0 | 0 | 0 | 0 | 0 | 0 | 0
No | SDG&E | Com | Lighting | 2013 T-24: NRA-Lighting-Alterations-New Measures | Possible | Electric Demand (MW) | 0.83405 | 0.82399 | 0.81546 | 0.80826 | 0.3978 | 0 | 0 | 0 | 0 | 0 | 0 | 0 | 0
No | SDG&E | Com | Lighting | 2016 T-24: NRA-Lighting-ASHRAE Elevator Lighting & Ventilation | Possible | Electric Demand (MW) | 0.00082271 | 0.00081555 | 0.00081068 | 0.00080737 | 0.00080512 | 0.0008036 | 0.00080159 | 0 | 0 | 0 | 0 | 0 | 0
No | SDG&E | Com | Lighting | 2013 T-24: NRA-Lighting-Hotel Corridors | Possible | Electric Demand (MW) | 0.0047262 | 0.0046724 | 0.0046264 | 0.0045872 | 0.0022584 | 0 | 0 | 0 | 0 | 0 | 0 | 0 | 0
No | SDG&E | Com | Lighting | 2013 T-24: NRA-Lighting-MF Building Corridors | Possible | Electric Demand (MW) | 0.014945 | 0.014806 | 0.01468 | 0.014567 | 0.0071731 | 0 | 0 | 0 | 0 | 0 | 0 | 0 | 0
No | SDG&E | Com | Lighting | 2013 T-24: NRA-Lighting-Warehouses and Libraries | Possible | Electric Demand (MW) | 0.13178 | 0.13006 | 0.12866 | 0.12753 | 0.062787 | 0 | 0 | 0 | 0 | 0 | 0 | 0 | 0
No | SDG&E | Com | Lighting | 2013 T-24: NRNC-Lighting-DR Lighting Controls | Possible | Electric Demand (MW) | 0.041677 | 0.04148 | 0.041356 | 0.041279 | 0.041231 | 0.041203 | 0.041161 | 0.041128 | 0.04109 | 0.041055 | 0.041018 | 0.040982 | 0.040946
No | SDG&E | Com | Lighting | 2013 T-24: NRNC-Lighting-Hotel Corridors | Possible | Electric Demand (MW) | 0.0024477 | 0.0023997 | 0.0023563 | 0.0023176 | 0.0022835 | 0.0022538 | 0.0022212 | 0.0021905 | 0.0021585 | 0.0021274 | 0.0020957 | 0.0020644 | 0.0020328
No | SDG&E | Com | Lighting | 2013 T-24: NRNC-Lighting-MF Building Corridors | Possible | Electric Demand (MW) | 0.017679 | 0.017461 | 0.017253 | 0.017057 | 0.016874 | 0.016704 | 0.016526 | 0.016353 | 0.016177 | 0.016003 | 0.015827 | 0.015653 | 0.015478
No | SDG&E | Com | Lighting | 2013 T-24: NRNC-Lighting-Office Plug Load Control | Possible | Electric Demand (MW) | 0.10528 | 0.10304 | 0.10103 | 0.099235 | 0.09767 | 0.096321 | 0.094829 | 0.093432 | 0.091971 | 0.090553 | 0.089106 | 0.087679 | 0.086239
No | SDG&E | Com | Lighting | 2013 T-24: NRNC-Lighting-Outdoor Lighting & Controls | Possible | Electric Demand (MW) | 0.030105 | 0.029864 | 0.02968 | 0.029539 | 0.029433 | 0.029352 | 0.029254 | 0.029167 | 0.029073 | 0.028984 | 0.028892 | 0.028802 | 0.02871
No | SDG&E | Com | Lighting | 2013 T-24: NRNC-Lighting-Parking Garage | Possible | Electric Demand (MW) | 0.024932 | 0.024757 | 0.024635 | 0.02455 | 0.024491 | 0.02445 | 0.024398 | 0.024353 | 0.024303 | 0.024256 | 0.024207 | 0.02416 | 0.024112
No | SDG&E | Com | Lighting | 2013 T-24: NRNC-Lighting-Warehouses and Libraries | Possible | Electric Demand (MW) | 0.054189 | 0.052625 | 0.051292 | 0.05017 | 0.049236 | 0.048465 | 0.047585 | 0.046778 | 0.045923 | 0.045099 | 0.044254 | 0.043424 | 0.042584
No | SDG&E | Com | Lighting | 2008 T-24: Sidelighting | Possible | Electric Demand (MW) | 0.062406 | 0.062093 | 0.061832 | 0.061614 | 0.061433 | 0.061284 | 0.061114 | 0.060958 | 0.060792 | 0.060633 | 0.060469 | 0.060308 | 0.060146
No | SDG&E | Com | Lighting | 2008 T-24: Skylighting | Possible | Electric Demand (MW) | 0.022134 | 0.022092 | 0.022061 | 0.022038 | 0.022021 | 0.022008 | 0.021993 | 0.021979 | 0.021964 | 0.021951 | 0.021936 | 0.021922 | 0.021908
No | SDG&E | Com | Lighting | T-20: Small Diameter Directional Lamps | Possible | Electric Demand (MW) | 0.50871 | 0.48912 | 0 | 0 | 0 | 0 | 0 | 0 | 0 | 0 | 0 | 0 | 0
No | SDG&E | Com | Lighting | 2008 T-24: Tailored Indoor lighting | Possible | Electric Demand (MW) | 0.036922 | 0.036846 | 0.036788 | 0.036744 | 0.036711 | 0.036686 | 0.036655 | 0.036629 | 0.036599 | 0.036572 | 0.036543 | 0.036515 | 0.036487
No | SDG&E | Com | Lighting | 2019-21 Fed App: Ceiling fan light kits | Possible | Electric Demand (MW) | 9.4975e-05 | 8.9962e-05 | 8.5284e-05 | 8.0889e-05 | 7.7279e-05 | 7.4154e-05 | 7.0631e-05 | 6.7442e-05 | 5.632e-05 | 7.5121e-06 | 7.2257e-06 | 6.9665e-06 | 6.732e-06
No | SDG&E | Com | Lighting | 2025 T-24: Daylighting - Revise Automatic Daylighting Controls Exceptions (Alterations) | Possible | Electric Demand (MW) |  | 0.00078899 | 0.00083769 | 0.00081312 | 0.00078855 | 0.00076402 | 0.00073958 | 0.00071527 | 0.00069114 | 0.00066723 | 0.00064358 | 0.00062022 | 0.0005972
No | SDG&E | Com | Lighting | 2025 T-24: Daylighting - Revise Automatic Daylighting Controls Exceptions (New Construction + Additions) | Possible | Electric Demand (MW) | 0 | 3.6104e-05 | 0.00020988 | 0.00020373 | 0.00019757 | 0.00019142 | 0.0001853 | 0.00017921 | 0.00017317 | 0.00016717 | 0.00016125 | 0.0001554 | 0.00014963
No | SDG&E | Com | Lighting | 2019 T-20: General Service Lamps - Expanded Scope | Possible | Electric Demand (MW) |  | 0.022067 | 0.023377 | 0.02135 | 0.0026662 | 0.0033097 | 0.0032921 | 0.0032836 | 0.0032795 | 0.0032775 | 0.0032765 | 0.003276 | 0.0032758
No | SDG&E | Com | Lighting | 2016 T-20: LED Quality - Tier 2 | Possible | Electric Demand (MW) | 0.00042707 | 0.00041791 | 0.00040798 | 0.00039807 | 0.0003817 | 0.00036656 | 0.00035281 | 0.00034053 | 0.00032972 | 0.00032033 | 0.00031226 | 0.0003054 | 0.00011186
No | SDG&E | Com | Lighting | 2022 T-24: NRA - Controlled Environment Horticulture - Lighting Efficacy | Possible | Electric Demand (MW) | 0.070287 | 0.065836 | 0.061806 | 0.058195 | 0.054986 | 0.052158 | 0.049683 | 0.04753 | 0.0038785 | 0 | 0 | 0 | 0
No | SDG&E | Com | Lighting | 2022 T-24: NRA - Daylighting - Automatic Daylight Dimming to 10% | Possible | Electric Demand (MW) | 0.015968 | 0.015492 | 0.014898 | 0.014173 | 0.013313 | 0.012324 | 0.00095371 | 0 | 0 | 0 | 0 | 0 | 0
No | SDG&E | Com | Lighting | 2022 T-24: NRA - Grid Integration - Demand Responsive Lighting Systems | Possible | Electric Demand (MW) | 0.012312 | 0.011006 | 0.010209 | 0.009725 | 0.0094307 | 0.0054118 | 0 | 0 | 0 | 0 | 0 | 0 | 0
No | SDG&E | Com | Lighting | 2022 T-24: NRA - Indoor Lighting - Lighting Power Densities | Possible | Electric Demand (MW) | 0.17417 | 0.17264 | 0.17075 | 0.16849 | 0.16591 | 0.16313 | 0.16031 | 0.15761 | 0.15516 | 0.15305 | 0.15132 | 0.14995 | 0.14889
No | SDG&E | Com | Lighting | 2022 T-24: NRA - Indoor Lighting - Multi-zone Occupancy Sensing in Large Offices | Possible | Electric Demand (MW) | 0.16676 | 0.16058 | 0.15415 | 0.14769 | 0.1414 | 0.13547 | 0.011047 | 0 | 0 | 0 | 0 | 0 | 0
No | SDG&E | Com | Lighting | 2022 T-24: NRA - Outdoor Lighting - Lighting Power Allowances for General Hardscapes | Possible | Electric Demand (MW) | 0.053987 | 0.053987 | 0.053987 | 0.053987 | 0.053987 | 0.053987 | 0.053987 | 0.053987 | 0.053987 | 0.053987 | 0.053987 | 0.053987 | 0.053987
No | SDG&E | Com | Lighting | 2022 T-24: NRA - Outdoor Lighting - Lighting Zone Reclassification | Possible | Electric Demand (MW) | 0.0078109 | 0.0078109 | 0.0078109 | 0.0078109 | 0.0078109 | 0.0078109 | 0.0078109 | 0.0078109 | 0.0078109 | 0.0078109 | 0.0078109 | 0.0078109 | 0.0078109
No | SDG&E | Com | Lighting | 2019 T-24: NRA-Indoor Lighting-Alterations (Control) | Possible | Electric Demand (MW) | 0.00081492 | 0.00076416 | 0.00070487 | 0.00063804 | 0.00056562 | 0.00049045 | 0.00041584 | 0.00034497 | 0.00028044 | 0.00022389 | 1.4946e-05 | 0 | 0
No | SDG&E | Com | Lighting | 2019 T-24: NRA-Indoor Lighting-Alterations (LPD) | Possible | Electric Demand (MW) | 0.028866 | 0.021259 | 0.015274 | 0.010768 | 0.0074856 | 0.0051512 | 0.0035195 | 0.0023929 | 0.0016213 | 0.001096 | 6.2823e-05 | 0 | 0
No | SDG&E | Com | Lighting | 2019 T-24: NRA-Indoor Lighting-New Controls | Possible | Electric Demand (MW) | 0.010862 | 0.010185 | 0.009395 | 0.0085041 | 0.0075389 | 0.0065371 | 0.0055425 | 0.004598 | 0.0037379 | 0.0029842 | 0.00019921 | 0 | 0
No | SDG&E | Com | Lighting | 2019 T-24: NRA-Indoor Lighting-New LPD | Possible | Electric Demand (MW) | 0.28638 | 0.21091 | 0.15154 | 0.10683 | 0.074265 | 0.051105 | 0.034918 | 0.02374 | 0.016085 | 0.010873 | 0.00062327 | 0 | 0
No | SDG&E | Com | Lighting | 2019 T-24: NRA-Outdoor Lighting-Controls | Possible | Electric Demand (MW) | 0.012806 | 0.012008 | 0.011077 | 0.010026 | 0.0088883 | 0.0077071 | 0.0065346 | 0.005421 | 0.004407 | 0.0035183 | 0.00023487 | 0 | 0
No | SDG&E | Com | Lighting | 2019 T-24: NRA-Outdoor Lighting-LPA (General Hardscape) | Possible | Electric Demand (MW) | 0.0056973 | 0.0041958 | 0.0030147 | 0.0021253 | 0.0014774 | 0.0010167 | 0.00069465 | 0.00047227 | 0.00031999 | 0.00021631 | 1.2399e-05 | 0 | 0
No | SDG&E | Com | Lighting | 2019 T-24: NRA-Outdoor Lighting-LPA (Specific Applications) | Possible | Electric Demand (MW) | 0.0077483 | 0.0057062 | 0.0041 | 0.0028904 | 0.0020093 | 0.0013827 | 0.00094472 | 0.00064229 | 0.00043519 | 0.00029418 | 1.6863e-05 | 0 | 0
No | SDG&E | Com | Lighting | 2022 T-24: NRNC - Controlled Environment Horticulture - Lighting Efficacy | Possible | Electric Demand (MW) | 0.16938 | 0.15865 | 0.14894 | 0.14024 | 0.13251 | 0.12569 | 0.11973 | 0.11454 | 0.11005 | 0.10618 | 0.10287 | 0.10003 | 0.097612
No | SDG&E | Com | Lighting | 2022 T-24: NRNC - Daylighting - Automatic Daylight Dimming to 10% | Possible | Electric Demand (MW) | 0.003738 | 0.0036267 | 0.0034877 | 0.003318 | 0.0031165 | 0.002885 | 0.0026287 | 0.0023566 | 0.0020801 | 0.0018113 | 0.0015612 | 0.0013377 | 0.001145
No | SDG&E | Com | Lighting | 2022 T-24: NRNC - Grid Integration - Demand Responsive Lighting Systems | Possible | Electric Demand (MW) |  | 0.00041465 | 0.00038465 | 0.0003664 | 0.00035531 | 0.00034857 | 0.00034449 | 0.00034201 | 0.0003405 | 0.00033959 | 0.00033904 | 0.0003387 | 0.0003385
No | SDG&E | Com | Lighting | 2022 T-24: NRNC - Indoor Lighting - Lighting Power Densities | Possible | Electric Demand (MW) |  | 0.047249 | 0.04673 | 0.046111 | 0.045406 | 0.044646 | 0.043873 | 0.043133 | 0.042463 | 0.041887 | 0.041413 | 0.041038 | 0.040749
No | SDG&E | Com | Lighting | 2022 T-24: NRNC - Indoor Lighting - Multi-zone Occupancy Sensing in Large Offices | Possible | Electric Demand (MW) |  | 0.10341 | 0.099271 | 0.095106 | 0.091055 | 0.087242 | 0.083762 | 0.080675 | 0.078004 | 0.075742 | 0.073863 | 0.072324 | 0.071081
No | SDG&E | Com | Lighting | 2022 T-24: NRNC - Outdoor Lighting - Nonresidential Lighting Power Allowances for General Hardscapes | Possible | Electric Demand (MW) |  | 0.01746 | 0.01746 | 0.01746 | 0.01746 | 0.01746 | 0.01746 | 0.01746 | 0.01746 | 0.01746 | 0.01746 | 0.01746 | 0.01746
No | SDG&E | Com | Lighting | 2022 T-24: NRNC - Outdoor Lighting - Nonresidential Lighting Zone Reclassification | Possible | Electric Demand (MW) |  | 0.0025271 | 0.0025271 | 0.0025271 | 0.0025271 | 0.0025271 | 0.0025271 | 0.0025271 | 0.0025271 | 0.0025271 | 0.0025271 | 0.0025271 | 0.0025271
No | SDG&E | Com | Lighting | 2019 T-24: NRNC-Indoor Lighting-Controls | Possible | Electric Demand (MW) |  | 0.0094507 | 0.0087175 | 0.0078909 | 0.0069952 | 0.0060657 | 0.0051429 | 0.0042665 | 0.0034684 | 0.002769 | 0.0021764 | 0.0016885 | 0.0012962
No | SDG&E | Com | Lighting | 2019 T-24: NRNC-Indoor Lighting-LPD | Possible | Electric Demand (MW) |  | 0.072727 | 0.052254 | 0.036839 | 0.025609 | 0.017622 | 0.012041 | 0.0081861 | 0.0055466 | 0.0037494 | 0.0025305 | 0.0017061 | 0.0011494
No | SDG&E | Com | Lighting | 2019 T-24: NRNC-Outdoor Lighting-Controls | Possible | Electric Demand (MW) |  | 0.0041483 | 0.0038265 | 0.0034636 | 0.0030705 | 0.0026625 | 0.0022574 | 0.0018727 | 0.0015224 | 0.0012154 | 0.00095532 | 0.00074116 | 0.00056894
No | SDG&E | Com | Lighting | 2019 T-24: NRNC-Outdoor Lighting-LPA (General Hardscape) | Possible | Electric Demand (MW) |  | 0.0029703 | 0.0024641 | 0.0020032 | 0.0015992 | 0.001257 | 0.00097521 | 0.00074861 | 0.00056983 | 0.00043089 | 0.00032416 | 0.00024292 | 0.0001815
No | SDG&E | Com | Lighting | 2019 T-24: NRNC-Outdoor Lighting-LPA (Specific Applications) | Possible | Electric Demand (MW) |  | 0.0040396 | 0.0033512 | 0.0027243 | 0.002175 | 0.0017095 | 0.0013263 | 0.0010181 | 0.00077497 | 0.00058601 | 0.00044086 | 0.00033037 | 0.00024684
No | PG&E | Res | Lighting | T-20: Dimming Ballasts | On-the-books | Electric Demand (MW) | 0.078952 | 0.07916 | 0.079367 | 0.079575 | 0 | 0 | 0 | 0 | 0 | 0 | 0 | 0 | 0
No | PG&E | Res | Lighting | 2008 T-20: General Purpose Lighting -- 60 and 40 watt | On-the-books | Electric Demand (MW) | 0 | 0 | 0 | 0 | 0 | 0 | 0 | 0 | 0 | 0 | 0 | 0 | 0
No | PG&E | Res | Lighting | Fed Appliance: General Service Fluorescent Lamps #1 | On-the-books | Electric Demand (MW) | 0.25761 | 0.25701 | 0.25658 | 0.25627 | 0.25605 | 0.2559 | 0.2557 | 0.25553 | 0.25534 | 0.25517 | 0.25498 | 0.2548 | 0.25462
No | PG&E | Res | Lighting | Fed Appliance: GSFLs | On-the-books | Electric Demand (MW) | 4.6236 | 4.635 | 4.6464 | 4.6578 | 0 | 0 | 0 | 0 | 0 | 0 | 0 | 0 | 0
No | PG&E | Res | Lighting | 2006 T-20: General Service Incandescent Lamps, Tier 2 #3 | On-the-books | Electric Demand (MW) | 0.0014101 | 0.0014095 | 0.001409 | 0.0014086 | 0.0014082 | 0.001408 | 0.0014076 | 0.0014073 | 0.001407 | 0.0014067 | 0.0014064 | 0.0014061 | 0.0014058
No | PG&E | Res | Lighting | T-20: GSLs - Original Scope - Tier 2 | On-the-books | Electric Demand (MW) | 11.658 | 11.1488 | 10.6396 | 10.1304 | 9.6212 | 9.112 | 8.6028 | 8.0936 | 7.5844 | 0.97589 | 0.90566 | 0.83542 | 0.76519
No | PG&E | Res | Lighting | T-20: LED Lamps - Tier 1 | On-the-books | Electric Demand (MW) | 2.8321 | 2.651 | 2.4699 | 2.2888 | 2.1077 | 1.9266 | 1.7455 | 1.5644 | 1.3833 | 1.2022 | 0.14837 | 0.12205 | 0.095738
No | PG&E | Res | Lighting | Fed Appliance: Incandescent Reflector Lamps | On-the-books | Electric Demand (MW) | 0.0043203 | 0.0042143 | 0.0041286 | 0.0040606 | 0.0040075 | 0.0039666 | 0.0039175 | 0.0038739 | 0.0038267 | 0.0037819 | 0.0037355 | 0.0036901 | 0.003644
No | PG&E | Res | Lighting | 2005 T-20: Modular Furniture Task Lighting Fixtures | On-the-books | Electric Demand (MW) | 0.00039 | 0.00038888 | 0.00038807 | 0.00038749 | 0.00038708 | 0.00038678 | 0.0003864 | 0.00038607 | 0.00038571 | 0.00038537 | 0.00038502 | 0.00038468 | 0.00038433
No | PG&E | Res | Lighting | 2008 T-20: Portable Lighting Fixtures | On-the-books | Electric Demand (MW) | 0.20526 | 0.20524 | 0.20522 | 0.20522 | 0.20521 | 0.20521 | 0.2052 | 0.2052 | 0.2052 | 0.20519 | 0.20519 | 0.20518 | 0.20518
No | PG&E | Res | Lighting | T-20: Small Diameter Directional Lamps | On-the-books | Electric Demand (MW) | 3.7764 | 3.6309 | 0 | 0 | 0 | 0 | 0 | 0 | 0 | 0 | 0 | 0 | 0
No | PG&E | Res | Lighting | 2019-21 Fed App: Ceiling fan light kits | On-the-books | Electric Demand (MW) | 0.013396 | 0.012689 | 0.012029 | 0.011409 | 0.0109 | 0.010459 | 0.0099621 | 0.0095124 | 0.0079437 | 0.0010595 | 0.0010191 | 0.00098259 | 0.00094952
No | PG&E | Res | Lighting | 2019 T-20: General Service Lamps - Expanded Scope | On-the-books | Electric Demand (MW) |  | 2.4787 | 2.6259 | 2.3982 | 0.29948 | 0.37177 | 0.36979 | 0.36883 | 0.36837 | 0.36814 | 0.36804 | 0.36798 | 0.36796
No | PG&E | Res | Lighting | 2016 T-20: LED Quality - Tier 2 | On-the-books | Electric Demand (MW) | 0.0031703 | 0.0031023 | 0.0030286 | 0.002955 | 0.0028335 | 0.0027211 | 0.0026191 | 0.0025279 | 0.0024477 | 0.0023779 | 0.002318 | 0.0022671 | 0.00083037
No | PG&E | Res | Lighting | 2022 T-24: MFA - Outdoor Lighting - Lighting Power Allowances | On-the-books | Electric Demand (MW) | 0.3155 | 0.3155 | 0.3155 | 0.3155 | 0.3155 | 0.3155 | 0.3155 | 0.3155 | 0.3155 | 0.3155 | 0.3155 | 0.3155 | 0.3155
No | PG&E | Res | Lighting | 2022 T-24: MFNC - Outdoor Lighting - Lighting Power Allowances | On-the-books | Electric Demand (MW) | 0.076743 | 0.076743 | 0.076743 | 0.076743 | 0.076743 | 0.076743 | 0.076743 | 0.076743 | 0.076743 | 0.076743 | 0.076743 | 0.076743 | 0.076743
No | PG&E | Res | Lighting | T-20: Dimming Ballasts | Expected | Electric Demand (MW) | 0.078952 | 0.07916 | 0.079367 | 0.079575 | 0 | 0 | 0 | 0 | 0 | 0 | 0 | 0 | 0
No | PG&E | Res | Lighting | 2008 T-20: General Purpose Lighting -- 60 and 40 watt | Expected | Electric Demand (MW) | 0 | 0 | 0 | 0 | 0 | 0 | 0 | 0 | 0 | 0 | 0 | 0 | 0
No | PG&E | Res | Lighting | Fed Appliance: General Service Fluorescent Lamps #1 | Expected | Electric Demand (MW) | 0.25761 | 0.25701 | 0.25658 | 0.25627 | 0.25605 | 0.2559 | 0.2557 | 0.25553 | 0.25534 | 0.25517 | 0.25498 | 0.2548 | 0.25462
No | PG&E | Res | Lighting | Fed Appliance: GSFLs | Expected | Electric Demand (MW) | 4.6236 | 4.635 | 4.6464 | 4.6578 | 0 | 0 | 0 | 0 | 0 | 0 | 0 | 0 | 0
No | PG&E | Res | Lighting | 2006 T-20: General Service Incandescent Lamps, Tier 2 #3 | Expected | Electric Demand (MW) | 0.0014101 | 0.0014095 | 0.001409 | 0.0014086 | 0.0014082 | 0.001408 | 0.0014076 | 0.0014073 | 0.001407 | 0.0014067 | 0.0014064 | 0.0014061 | 0.0014058
No | PG&E | Res | Lighting | T-20: GSLs - Original Scope - Tier 2 | Expected | Electric Demand (MW) | 11.658 | 11.1488 | 10.6396 | 10.1304 | 9.6212 | 9.112 | 8.6028 | 8.0936 | 7.5844 | 0.97589 | 0.90566 | 0.83542 | 0.76519
No | PG&E | Res | Lighting | T-20: LED Lamps - Tier 1 | Expected | Electric Demand (MW) | 2.8321 | 2.651 | 2.4699 | 2.2888 | 2.1077 | 1.9266 | 1.7455 | 1.5644 | 1.3833 | 1.2022 | 0.14837 | 0.12205 | 0.095738
No | PG&E | Res | Lighting | Fed Appliance: Incandescent Reflector Lamps | Expected | Electric Demand (MW) | 0.0043203 | 0.0042143 | 0.0041286 | 0.0040606 | 0.0040075 | 0.0039666 | 0.0039175 | 0.0038739 | 0.0038267 | 0.0037819 | 0.0037355 | 0.0036901 | 0.003644
No | PG&E | Res | Lighting | 2005 T-20: Modular Furniture Task Lighting Fixtures | Expected | Electric Demand (MW) | 0.00039 | 0.00038888 | 0.00038807 | 0.00038749 | 0.00038708 | 0.00038678 | 0.0003864 | 0.00038607 | 0.00038571 | 0.00038537 | 0.00038502 | 0.00038468 | 0.00038433
No | PG&E | Res | Lighting | 2008 T-20: Portable Lighting Fixtures | Expected | Electric Demand (MW) | 0.20526 | 0.20524 | 0.20522 | 0.20522 | 0.20521 | 0.20521 | 0.2052 | 0.2052 | 0.2052 | 0.20519 | 0.20519 | 0.20518 | 0.20518
No | PG&E | Res | Lighting | T-20: Small Diameter Directional Lamps | Expected | Electric Demand (MW) | 3.7764 | 3.6309 | 0 | 0 | 0 | 0 | 0 | 0 | 0 | 0 | 0 | 0 | 0
No | PG&E | Res | Lighting | 2019-21 Fed App: Ceiling fan light kits | Expected | Electric Demand (MW) | 0.013396 | 0.012689 | 0.012029 | 0.011409 | 0.0109 | 0.010459 | 0.0099621 | 0.0095124 | 0.0079437 | 0.0010595 | 0.0010191 | 0.00098259 | 0.00094952
No | PG&E | Res | Lighting | 2019 T-20: General Service Lamps - Expanded Scope | Expected | Electric Demand (MW) |  | 2.4787 | 2.6259 | 2.3982 | 0.29948 | 0.37177 | 0.36979 | 0.36883 | 0.36837 | 0.36814 | 0.36804 | 0.36798 | 0.36796
No | PG&E | Res | Lighting | 2016 T-20: LED Quality - Tier 2 | Expected | Electric Demand (MW) | 0.0031703 | 0.0031023 | 0.0030286 | 0.002955 | 0.0028335 | 0.0027211 | 0.0026191 | 0.0025279 | 0.0024477 | 0.0023779 | 0.002318 | 0.0022671 | 0.00083037
No | PG&E | Res | Lighting | 2022 T-24: MFA - Outdoor Lighting - Lighting Power Allowances | Expected | Electric Demand (MW) | 0.3155 | 0.3155 | 0.3155 | 0.3155 | 0.3155 | 0.3155 | 0.3155 | 0.3155 | 0.3155 | 0.3155 | 0.3155 | 0.3155 | 0.3155
No | PG&E | Res | Lighting | 2022 T-24: MFNC - Outdoor Lighting - Lighting Power Allowances | Expected | Electric Demand (MW) | 0.076743 | 0.076743 | 0.076743 | 0.076743 | 0.076743 | 0.076743 | 0.076743 | 0.076743 | 0.076743 | 0.076743 | 0.076743 | 0.076743 | 0.076743
No | PG&E | Res | Lighting | T-20: Dimming Ballasts | Possible | Electric Demand (MW) | 0.078952 | 0.07916 | 0.079367 | 0.079575 | 0 | 0 | 0 | 0 | 0 | 0 | 0 | 0 | 0
No | PG&E | Res | Lighting | 2008 T-20: General Purpose Lighting -- 60 and 40 watt | Possible | Electric Demand (MW) | 0 | 0 | 0 | 0 | 0 | 0 | 0 | 0 | 0 | 0 | 0 | 0 | 0
No | PG&E | Res | Lighting | Fed Appliance: General Service Fluorescent Lamps #1 | Possible | Electric Demand (MW) | 0.25761 | 0.25701 | 0.25658 | 0.25627 | 0.25605 | 0.2559 | 0.2557 | 0.25553 | 0.25534 | 0.25517 | 0.25498 | 0.2548 | 0.25462
No | PG&E | Res | Lighting | Fed Appliance: GSFLs | Possible | Electric Demand (MW) | 4.6236 | 4.635 | 4.6464 | 4.6578 | 0 | 0 | 0 | 0 | 0 | 0 | 0 | 0 | 0
No | PG&E | Res | Lighting | 2006 T-20: General Service Incandescent Lamps, Tier 2 #3 | Possible | Electric Demand (MW) | 0.0014101 | 0.0014095 | 0.001409 | 0.0014086 | 0.0014082 | 0.001408 | 0.0014076 | 0.0014073 | 0.001407 | 0.0014067 | 0.0014064 | 0.0014061 | 0.0014058
No | PG&E | Res | Lighting | T-20: GSLs - Original Scope - Tier 2 | Possible | Electric Demand (MW) | 11.658 | 11.1488 | 10.6396 | 10.1304 | 9.6212 | 9.112 | 8.6028 | 8.0936 | 7.5844 | 0.97589 | 0.90566 | 0.83542 | 0.76519
No | PG&E | Res | Lighting | T-20: LED Lamps - Tier 1 | Possible | Electric Demand (MW) | 2.8321 | 2.651 | 2.4699 | 2.2888 | 2.1077 | 1.9266 | 1.7455 | 1.5644 | 1.3833 | 1.2022 | 0.14837 | 0.12205 | 0.095738
No | PG&E | Res | Lighting | Fed Appliance: Incandescent Reflector Lamps | Possible | Electric Demand (MW) | 0.0043203 | 0.0042143 | 0.0041286 | 0.0040606 | 0.0040075 | 0.0039666 | 0.0039175 | 0.0038739 | 0.0038267 | 0.0037819 | 0.0037355 | 0.0036901 | 0.003644
No | PG&E | Res | Lighting | 2005 T-20: Modular Furniture Task Lighting Fixtures | Possible | Electric Demand (MW) | 0.00039 | 0.00038888 | 0.00038807 | 0.00038749 | 0.00038708 | 0.00038678 | 0.0003864 | 0.00038607 | 0.00038571 | 0.00038537 | 0.00038502 | 0.00038468 | 0.00038433
No | PG&E | Res | Lighting | 2008 T-20: Portable Lighting Fixtures | Possible | Electric Demand (MW) | 0.20526 | 0.20524 | 0.20522 | 0.20522 | 0.20521 | 0.20521 | 0.2052 | 0.2052 | 0.2052 | 0.20519 | 0.20519 | 0.20518 | 0.20518
No | PG&E | Res | Lighting | T-20: Small Diameter Directional Lamps | Possible | Electric Demand (MW) | 3.7764 | 3.6309 | 0 | 0 | 0 | 0 | 0 | 0 | 0 | 0 | 0 | 0 | 0
No | PG&E | Res | Lighting | 2019-21 Fed App: Ceiling fan light kits | Possible | Electric Demand (MW) | 0.013396 | 0.012689 | 0.012029 | 0.011409 | 0.0109 | 0.010459 | 0.0099621 | 0.0095124 | 0.0079437 | 0.0010595 | 0.0010191 | 0.00098259 | 0.00094952
No | PG&E | Res | Lighting | 2019 T-20: General Service Lamps - Expanded Scope | Possible | Electric Demand (MW) |  | 2.4787 | 2.6259 | 2.3982 | 0.29948 | 0.37177 | 0.36979 | 0.36883 | 0.36837 | 0.36814 | 0.36804 | 0.36798 | 0.36796
No | PG&E | Res | Lighting | 2016 T-20: LED Quality - Tier 2 | Possible | Electric Demand (MW) | 0.0031703 | 0.0031023 | 0.0030286 | 0.002955 | 0.0028335 | 0.0027211 | 0.0026191 | 0.0025279 | 0.0024477 | 0.0023779 | 0.002318 | 0.0022671 | 0.00083037
No | PG&E | Res | Lighting | 2022 T-24: MFA - Outdoor Lighting - Lighting Power Allowances | Possible | Electric Demand (MW) | 0.3155 | 0.3155 | 0.3155 | 0.3155 | 0.3155 | 0.3155 | 0.3155 | 0.3155 | 0.3155 | 0.3155 | 0.3155 | 0.3155 | 0.3155
No | PG&E | Res | Lighting | 2022 T-24: MFNC - Outdoor Lighting - Lighting Power Allowances | Possible | Electric Demand (MW) | 0.076743 | 0.076743 | 0.076743 | 0.076743 | 0.076743 | 0.076743 | 0.076743 | 0.076743 | 0.076743 | 0.076743 | 0.076743 | 0.076743 | 0.076743
No | SCE | Res | Lighting | T-20: Dimming Ballasts | On-the-books | Electric Demand (MW) | 0.076179 | 0.07638 | 0.07658 | 0.07678 | 0 | 0 | 0 | 0 | 0 | 0 | 0 | 0 | 0
No | SCE | Res | Lighting | 2008 T-20: General Purpose Lighting -- 60 and 40 watt | On-the-books | Electric Demand (MW) | 0 | 0 | 0 | 0 | 0 | 0 | 0 | 0 | 0 | 0 | 0 | 0 | 0
No | SCE | Res | Lighting | Fed Appliance: General Service Fluorescent Lamps #1 | On-the-books | Electric Demand (MW) | 0.24856 | 0.24798 | 0.24757 | 0.24727 | 0.24706 | 0.24691 | 0.24672 | 0.24656 | 0.24637 | 0.24621 | 0.24603 | 0.24586 | 0.24568
No | SCE | Res | Lighting | Fed Appliance: GSFLs | On-the-books | Electric Demand (MW) | 4.4612 | 4.4722 | 4.4832 | 4.4943 | 0 | 0 | 0 | 0 | 0 | 0 | 0 | 0 | 0
No | SCE | Res | Lighting | 2006 T-20: General Service Incandescent Lamps, Tier 2 #3 | On-the-books | Electric Demand (MW) | 0.0013606 | 0.00136 | 0.0013595 | 0.0013591 | 0.0013588 | 0.0013585 | 0.0013582 | 0.0013579 | 0.0013576 | 0.0013573 | 0.001357 | 0.0013568 | 0.0013565
No | SCE | Res | Lighting | T-20: GSLs - Original Scope - Tier 2 | On-the-books | Electric Demand (MW) | 11.2486 | 10.7573 | 10.266 | 9.7746 | 9.2833 | 8.792 | 8.3007 | 7.8094 | 7.318 | 0.94162 | 0.87385 | 0.80608 | 0.73831
No | SCE | Res | Lighting | T-20: LED Lamps - Tier 1 | On-the-books | Electric Demand (MW) | 2.7327 | 2.5579 | 2.3832 | 2.2084 | 2.0337 | 1.8589 | 1.6842 | 1.5095 | 1.3347 | 1.16 | 0.14315 | 0.11777 | 0.092375
No | SCE | Res | Lighting | Fed Appliance: Incandescent Reflector Lamps | On-the-books | Electric Demand (MW) | 0.0041685 | 0.0040663 | 0.0039836 | 0.003918 | 0.0038667 | 0.0038273 | 0.00378 | 0.0037379 | 0.0036923 | 0.0036491 | 0.0036043 | 0.0035605 | 0.003516
No | SCE | Res | Lighting | 2005 T-20: Modular Furniture Task Lighting Fixtures | On-the-books | Electric Demand (MW) | 0.0003763 | 0.00037522 | 0.00037444 | 0.00037389 | 0.00037348 | 0.00037319 | 0.00037283 | 0.00037251 | 0.00037217 | 0.00037184 | 0.0003715 | 0.00037117 | 0.00037083
No | SCE | Res | Lighting | 2008 T-20: Portable Lighting Fixtures | On-the-books | Electric Demand (MW) | 0.19805 | 0.19803 | 0.19802 | 0.19801 | 0.198 | 0.198 | 0.198 | 0.19799 | 0.19799 | 0.19799 | 0.19798 | 0.19798 | 0.19797
No | SCE | Res | Lighting | T-20: Small Diameter Directional Lamps | On-the-books | Electric Demand (MW) | 3.6437 | 3.5034 | 0 | 0 | 0 | 0 | 0 | 0 | 0 | 0 | 0 | 0 | 0
No | SCE | Res | Lighting | 2019-21 Fed App: Ceiling fan light kits | On-the-books | Electric Demand (MW) | 0.012925 | 0.012243 | 0.011606 | 0.011008 | 0.010517 | 0.010092 | 0.0096122 | 0.0091784 | 0.0076647 | 0.0010223 | 0.00098335 | 0.00094808 | 0.00091617
No | SCE | Res | Lighting | 2019 T-20: General Service Lamps - Expanded Scope | On-the-books | Electric Demand (MW) |  | 2.3917 | 2.5337 | 2.314 | 0.28897 | 0.35871 | 0.3568 | 0.35588 | 0.35543 | 0.35521 | 0.35511 | 0.35506 | 0.35503
No | SCE | Res | Lighting | 2016 T-20: LED Quality - Tier 2 | On-the-books | Electric Demand (MW) | 0.003059 | 0.0029934 | 0.0029222 | 0.0028512 | 0.002734 | 0.0026256 | 0.0025271 | 0.0024391 | 0.0023617 | 0.0022944 | 0.0022366 | 0.0021875 | 0.00080121
No | SCE | Res | Lighting | 2022 T-24: MFA - Outdoor Lighting - Lighting Power Allowances | On-the-books | Electric Demand (MW) | 0.30442 | 0.30442 | 0.30442 | 0.30442 | 0.30442 | 0.30442 | 0.30442 | 0.30442 | 0.30442 | 0.30442 | 0.30442 | 0.30442 | 0.30442
No | SCE | Res | Lighting | 2022 T-24: MFNC - Outdoor Lighting - Lighting Power Allowances | On-the-books | Electric Demand (MW) | 0.074048 | 0.074048 | 0.074048 | 0.074048 | 0.074048 | 0.074048 | 0.074048 | 0.074048 | 0.074048 | 0.074048 | 0.074048 | 0.074048 | 0.074048
No | SCE | Res | Lighting | T-20: Dimming Ballasts | Expected | Electric Demand (MW) | 0.076179 | 0.07638 | 0.07658 | 0.07678 | 0 | 0 | 0 | 0 | 0 | 0 | 0 | 0 | 0
No | SCE | Res | Lighting | 2008 T-20: General Purpose Lighting -- 60 and 40 watt | Expected | Electric Demand (MW) | 0 | 0 | 0 | 0 | 0 | 0 | 0 | 0 | 0 | 0 | 0 | 0 | 0
No | SCE | Res | Lighting | Fed Appliance: General Service Fluorescent Lamps #1 | Expected | Electric Demand (MW) | 0.24856 | 0.24798 | 0.24757 | 0.24727 | 0.24706 | 0.24691 | 0.24672 | 0.24656 | 0.24637 | 0.24621 | 0.24603 | 0.24586 | 0.24568
No | SCE | Res | Lighting | Fed Appliance: GSFLs | Expected | Electric Demand (MW) | 4.4612 | 4.4722 | 4.4832 | 4.4943 | 0 | 0 | 0 | 0 | 0 | 0 | 0 | 0 | 0
No | SCE | Res | Lighting | 2006 T-20: General Service Incandescent Lamps, Tier 2 #3 | Expected | Electric Demand (MW) | 0.0013606 | 0.00136 | 0.0013595 | 0.0013591 | 0.0013588 | 0.0013585 | 0.0013582 | 0.0013579 | 0.0013576 | 0.0013573 | 0.001357 | 0.0013568 | 0.0013565
No | SCE | Res | Lighting | T-20: GSLs - Original Scope - Tier 2 | Expected | Electric Demand (MW) | 11.2486 | 10.7573 | 10.266 | 9.7746 | 9.2833 | 8.792 | 8.3007 | 7.8094 | 7.318 | 0.94162 | 0.87385 | 0.80608 | 0.73831
No | SCE | Res | Lighting | T-20: LED Lamps - Tier 1 | Expected | Electric Demand (MW) | 2.7327 | 2.5579 | 2.3832 | 2.2084 | 2.0337 | 1.8589 | 1.6842 | 1.5095 | 1.3347 | 1.16 | 0.14315 | 0.11777 | 0.092375
No | SCE | Res | Lighting | Fed Appliance: Incandescent Reflector Lamps | Expected | Electric Demand (MW) | 0.0041685 | 0.0040663 | 0.0039836 | 0.003918 | 0.0038667 | 0.0038273 | 0.00378 | 0.0037379 | 0.0036923 | 0.0036491 | 0.0036043 | 0.0035605 | 0.003516
No | SCE | Res | Lighting | 2005 T-20: Modular Furniture Task Lighting Fixtures | Expected | Electric Demand (MW) | 0.0003763 | 0.00037522 | 0.00037444 | 0.00037389 | 0.00037348 | 0.00037319 | 0.00037283 | 0.00037251 | 0.00037217 | 0.00037184 | 0.0003715 | 0.00037117 | 0.00037083
No | SCE | Res | Lighting | 2008 T-20: Portable Lighting Fixtures | Expected | Electric Demand (MW) | 0.19805 | 0.19803 | 0.19802 | 0.19801 | 0.198 | 0.198 | 0.198 | 0.19799 | 0.19799 | 0.19799 | 0.19798 | 0.19798 | 0.19797
No | SCE | Res | Lighting | T-20: Small Diameter Directional Lamps | Expected | Electric Demand (MW) | 3.6437 | 3.5034 | 0 | 0 | 0 | 0 | 0 | 0 | 0 | 0 | 0 | 0 | 0
No | SCE | Res | Lighting | 2019-21 Fed App: Ceiling fan light kits | Expected | Electric Demand (MW) | 0.012925 | 0.012243 | 0.011606 | 0.011008 | 0.010517 | 0.010092 | 0.0096122 | 0.0091784 | 0.0076647 | 0.0010223 | 0.00098335 | 0.00094808 | 0.00091617
No | SCE | Res | Lighting | 2019 T-20: General Service Lamps - Expanded Scope | Expected | Electric Demand (MW) |  | 2.3917 | 2.5337 | 2.314 | 0.28897 | 0.35871 | 0.3568 | 0.35588 | 0.35543 | 0.35521 | 0.35511 | 0.35506 | 0.35503
No | SCE | Res | Lighting | 2016 T-20: LED Quality - Tier 2 | Expected | Electric Demand (MW) | 0.003059 | 0.0029934 | 0.0029222 | 0.0028512 | 0.002734 | 0.0026256 | 0.0025271 | 0.0024391 | 0.0023617 | 0.0022944 | 0.0022366 | 0.0021875 | 0.00080121
No | SCE | Res | Lighting | 2022 T-24: MFA - Outdoor Lighting - Lighting Power Allowances | Expected | Electric Demand (MW) | 0.30442 | 0.30442 | 0.30442 | 0.30442 | 0.30442 | 0.30442 | 0.30442 | 0.30442 | 0.30442 | 0.30442 | 0.30442 | 0.30442 | 0.30442
No | SCE | Res | Lighting | 2022 T-24: MFNC - Outdoor Lighting - Lighting Power Allowances | Expected | Electric Demand (MW) | 0.074048 | 0.074048 | 0.074048 | 0.074048 | 0.074048 | 0.074048 | 0.074048 | 0.074048 | 0.074048 | 0.074048 | 0.074048 | 0.074048 | 0.074048
No | SCE | Res | Lighting | T-20: Dimming Ballasts | Possible | Electric Demand (MW) | 0.076179 | 0.07638 | 0.07658 | 0.07678 | 0 | 0 | 0 | 0 | 0 | 0 | 0 | 0 | 0
No | SCE | Res | Lighting | 2008 T-20: General Purpose Lighting -- 60 and 40 watt | Possible | Electric Demand (MW) | 0 | 0 | 0 | 0 | 0 | 0 | 0 | 0 | 0 | 0 | 0 | 0 | 0
No | SCE | Res | Lighting | Fed Appliance: General Service Fluorescent Lamps #1 | Possible | Electric Demand (MW) | 0.24856 | 0.24798 | 0.24757 | 0.24727 | 0.24706 | 0.24691 | 0.24672 | 0.24656 | 0.24637 | 0.24621 | 0.24603 | 0.24586 | 0.24568
No | SCE | Res | Lighting | Fed Appliance: GSFLs | Possible | Electric Demand (MW) | 4.4612 | 4.4722 | 4.4832 | 4.4943 | 0 | 0 | 0 | 0 | 0 | 0 | 0 | 0 | 0
No | SCE | Res | Lighting | 2006 T-20: General Service Incandescent Lamps, Tier 2 #3 | Possible | Electric Demand (MW) | 0.0013606 | 0.00136 | 0.0013595 | 0.0013591 | 0.0013588 | 0.0013585 | 0.0013582 | 0.0013579 | 0.0013576 | 0.0013573 | 0.001357 | 0.0013568 | 0.0013565
No | SCE | Res | Lighting | T-20: GSLs - Original Scope - Tier 2 | Possible | Electric Demand (MW) | 11.2486 | 10.7573 | 10.266 | 9.7746 | 9.2833 | 8.792 | 8.3007 | 7.8094 | 7.318 | 0.94162 | 0.87385 | 0.80608 | 0.73831
No | SCE | Res | Lighting | T-20: LED Lamps - Tier 1 | Possible | Electric Demand (MW) | 2.7327 | 2.5579 | 2.3832 | 2.2084 | 2.0337 | 1.8589 | 1.6842 | 1.5095 | 1.3347 | 1.16 | 0.14315 | 0.11777 | 0.092375
No | SCE | Res | Lighting | Fed Appliance: Incandescent Reflector Lamps | Possible | Electric Demand (MW) | 0.0041685 | 0.0040663 | 0.0039836 | 0.003918 | 0.0038667 | 0.0038273 | 0.00378 | 0.0037379 | 0.0036923 | 0.0036491 | 0.0036043 | 0.0035605 | 0.003516
No | SCE | Res | Lighting | 2005 T-20: Modular Furniture Task Lighting Fixtures | Possible | Electric Demand (MW) | 0.0003763 | 0.00037522 | 0.00037444 | 0.00037389 | 0.00037348 | 0.00037319 | 0.00037283 | 0.00037251 | 0.00037217 | 0.00037184 | 0.0003715 | 0.00037117 | 0.00037083
No | SCE | Res | Lighting | 2008 T-20: Portable Lighting Fixtures | Possible | Electric Demand (MW) | 0.19805 | 0.19803 | 0.19802 | 0.19801 | 0.198 | 0.198 | 0.198 | 0.19799 | 0.19799 | 0.19799 | 0.19798 | 0.19798 | 0.19797
No | SCE | Res | Lighting | T-20: Small Diameter Directional Lamps | Possible | Electric Demand (MW) | 3.6437 | 3.5034 | 0 | 0 | 0 | 0 | 0 | 0 | 0 | 0 | 0 | 0 | 0
No | SCE | Res | Lighting | 2019-21 Fed App: Ceiling fan light kits | Possible | Electric Demand (MW) | 0.012925 | 0.012243 | 0.011606 | 0.011008 | 0.010517 | 0.010092 | 0.0096122 | 0.0091784 | 0.0076647 | 0.0010223 | 0.00098335 | 0.00094808 | 0.00091617
No | SCE | Res | Lighting | 2019 T-20: General Service Lamps - Expanded Scope | Possible | Electric Demand (MW) |  | 2.3917 | 2.5337 | 2.314 | 0.28897 | 0.35871 | 0.3568 | 0.35588 | 0.35543 | 0.35521 | 0.35511 | 0.35506 | 0.35503
No | SCE | Res | Lighting | 2016 T-20: LED Quality - Tier 2 | Possible | Electric Demand (MW) | 0.003059 | 0.0029934 | 0.0029222 | 0.0028512 | 0.002734 | 0.0026256 | 0.0025271 | 0.0024391 | 0.0023617 | 0.0022944 | 0.0022366 | 0.0021875 | 0.00080121
No | SCE | Res | Lighting | 2022 T-24: MFA - Outdoor Lighting - Lighting Power Allowances | Possible | Electric Demand (MW) | 0.30442 | 0.30442 | 0.30442 | 0.30442 | 0.30442 | 0.30442 | 0.30442 | 0.30442 | 0.30442 | 0.30442 | 0.30442 | 0.30442 | 0.30442
No | SCE | Res | Lighting | 2022 T-24: MFNC - Outdoor Lighting - Lighting Power Allowances | Possible | Electric Demand (MW) | 0.074048 | 0.074048 | 0.074048 | 0.074048 | 0.074048 | 0.074048 | 0.074048 | 0.074048 | 0.074048 | 0.074048 | 0.074048 | 0.074048 | 0.074048
No | SDG&E | Res | Lighting | T-20: Dimming Ballasts | On-the-books | Electric Demand (MW) | 0.016024 | 0.016066 | 0.016108 | 0.01615 | 0 | 0 | 0 | 0 | 0 | 0 | 0 | 0 | 0
No | SDG&E | Res | Lighting | 2008 T-20: General Purpose Lighting -- 60 and 40 watt | On-the-books | Electric Demand (MW) | 0 | 0 | 0 | 0 | 0 | 0 | 0 | 0 | 0 | 0 | 0 | 0 | 0
No | SDG&E | Res | Lighting | Fed Appliance: General Service Fluorescent Lamps #1 | On-the-books | Electric Demand (MW) | 0.052284 | 0.052161 | 0.052074 | 0.052012 | 0.051968 | 0.051936 | 0.051896 | 0.051861 | 0.051823 | 0.051788 | 0.05175 | 0.051714 | 0.051677
No | SDG&E | Res | Lighting | Fed Appliance: GSFLs | On-the-books | Electric Demand (MW) | 0.93838 | 0.9407 | 0.94302 | 0.94534 | 0 | 0 | 0 | 0 | 0 | 0 | 0 | 0 | 0
No | SDG&E | Res | Lighting | 2006 T-20: General Service Incandescent Lamps, Tier 2 #3 | On-the-books | Electric Demand (MW) | 0.00028619 | 0.00028607 | 0.00028596 | 0.00028588 | 0.00028581 | 0.00028575 | 0.00028569 | 0.00028563 | 0.00028557 | 0.00028551 | 0.00028544 | 0.00028538 | 0.00028532
No | SDG&E | Res | Lighting | T-20: GSLs - Original Scope - Tier 2 | On-the-books | Electric Demand (MW) | 2.3661 | 2.2627 | 2.1594 | 2.056 | 1.9527 | 1.8493 | 1.746 | 1.6426 | 1.5393 | 0.19806 | 0.18381 | 0.16955 | 0.1553
No | SDG&E | Res | Lighting | T-20: LED Lamps - Tier 1 | On-the-books | Electric Demand (MW) | 0.57479 | 0.53804 | 0.50128 | 0.46453 | 0.42777 | 0.39102 | 0.35426 | 0.31751 | 0.28075 | 0.24399 | 0.030112 | 0.024771 | 0.01943
No | SDG&E | Res | Lighting | Fed Appliance: Incandescent Reflector Lamps | On-the-books | Electric Demand (MW) | 0.00087682 | 0.00085532 | 0.00083792 | 0.00082412 | 0.00081334 | 0.00080504 | 0.00079509 | 0.00078623 | 0.00077665 | 0.00076755 | 0.00075813 | 0.00074893 | 0.00073958
No | SDG&E | Res | Lighting | 2005 T-20: Modular Furniture Task Lighting Fixtures | On-the-books | Electric Demand (MW) | 7.9153e-05 | 7.8925e-05 | 7.8762e-05 | 7.8644e-05 | 7.8559e-05 | 7.8499e-05 | 7.8422e-05 | 7.8356e-05 | 7.8282e-05 | 7.8214e-05 | 7.8142e-05 | 7.8073e-05 | 7.8002e-05
No | SDG&E | Res | Lighting | 2008 T-20: Portable Lighting Fixtures | On-the-books | Electric Demand (MW) | 0.041659 | 0.041654 | 0.041651 | 0.04165 | 0.041649 | 0.041648 | 0.041647 | 0.041646 | 0.041646 | 0.041645 | 0.041644 | 0.041643 | 0.041642
No | SDG&E | Res | Lighting | T-20: Small Diameter Directional Lamps | On-the-books | Electric Demand (MW) | 0.76643 | 0.73692 | 0 | 0 | 0 | 0 | 0 | 0 | 0 | 0 | 0 | 0 | 0
No | SDG&E | Res | Lighting | 2019-21 Fed App: Ceiling fan light kits | On-the-books | Electric Demand (MW) | 0.0027188 | 0.0025753 | 0.0024413 | 0.0023155 | 0.0022122 | 0.0021227 | 0.0020219 | 0.0019306 | 0.0016122 | 0.00021504 | 0.00020684 | 0.00019942 | 0.00019271
No | SDG&E | Res | Lighting | 2019 T-20: General Service Lamps - Expanded Scope | On-the-books | Electric Demand (MW) |  | 0.50307 | 0.53294 | 0.48673 | 0.060782 | 0.075452 | 0.075051 | 0.074857 | 0.074763 | 0.074717 | 0.074695 | 0.074684 | 0.074679
No | SDG&E | Res | Lighting | 2016 T-20: LED Quality - Tier 2 | On-the-books | Electric Demand (MW) | 0.00064343 | 0.00062963 | 0.00061467 | 0.00059974 | 0.00057508 | 0.00055227 | 0.00053156 | 0.00051305 | 0.00049677 | 0.00048262 | 0.00047046 | 0.00046012 | 0.00016853
No | SDG&E | Res | Lighting | 2022 T-24: MFA - Outdoor Lighting - Lighting Power Allowances | On-the-books | Electric Demand (MW) | 0.064032 | 0.064032 | 0.064032 | 0.064032 | 0.064032 | 0.064032 | 0.064032 | 0.064032 | 0.064032 | 0.064032 | 0.064032 | 0.064032 | 0.064032
No | SDG&E | Res | Lighting | 2022 T-24: MFNC - Outdoor Lighting - Lighting Power Allowances | On-the-books | Electric Demand (MW) | 0.015575 | 0.015575 | 0.015575 | 0.015575 | 0.015575 | 0.015575 | 0.015575 | 0.015575 | 0.015575 | 0.015575 | 0.015575 | 0.015575 | 0.015575
No | SDG&E | Res | Lighting | T-20: Dimming Ballasts | Expected | Electric Demand (MW) | 0.016024 | 0.016066 | 0.016108 | 0.01615 | 0 | 0 | 0 | 0 | 0 | 0 | 0 | 0 | 0
No | SDG&E | Res | Lighting | 2008 T-20: General Purpose Lighting -- 60 and 40 watt | Expected | Electric Demand (MW) | 0 | 0 | 0 | 0 | 0 | 0 | 0 | 0 | 0 | 0 | 0 | 0 | 0
No | SDG&E | Res | Lighting | Fed Appliance: General Service Fluorescent Lamps #1 | Expected | Electric Demand (MW) | 0.052284 | 0.052161 | 0.052074 | 0.052012 | 0.051968 | 0.051936 | 0.051896 | 0.051861 | 0.051823 | 0.051788 | 0.05175 | 0.051714 | 0.051677
No | SDG&E | Res | Lighting | Fed Appliance: GSFLs | Expected | Electric Demand (MW) | 0.93838 | 0.9407 | 0.94302 | 0.94534 | 0 | 0 | 0 | 0 | 0 | 0 | 0 | 0 | 0
No | SDG&E | Res | Lighting | 2006 T-20: General Service Incandescent Lamps, Tier 2 #3 | Expected | Electric Demand (MW) | 0.00028619 | 0.00028607 | 0.00028596 | 0.00028588 | 0.00028581 | 0.00028575 | 0.00028569 | 0.00028563 | 0.00028557 | 0.00028551 | 0.00028544 | 0.00028538 | 0.00028532
No | SDG&E | Res | Lighting | T-20: GSLs - Original Scope - Tier 2 | Expected | Electric Demand (MW) | 2.3661 | 2.2627 | 2.1594 | 2.056 | 1.9527 | 1.8493 | 1.746 | 1.6426 | 1.5393 | 0.19806 | 0.18381 | 0.16955 | 0.1553
No | SDG&E | Res | Lighting | T-20: LED Lamps - Tier 1 | Expected | Electric Demand (MW) | 0.57479 | 0.53804 | 0.50128 | 0.46453 | 0.42777 | 0.39102 | 0.35426 | 0.31751 | 0.28075 | 0.24399 | 0.030112 | 0.024771 | 0.01943
No | SDG&E | Res | Lighting | Fed Appliance: Incandescent Reflector Lamps | Expected | Electric Demand (MW) | 0.00087682 | 0.00085532 | 0.00083792 | 0.00082412 | 0.00081334 | 0.00080504 | 0.00079509 | 0.00078623 | 0.00077665 | 0.00076755 | 0.00075813 | 0.00074893 | 0.00073958
No | SDG&E | Res | Lighting | 2005 T-20: Modular Furniture Task Lighting Fixtures | Expected | Electric Demand (MW) | 7.9153e-05 | 7.8925e-05 | 7.8762e-05 | 7.8644e-05 | 7.8559e-05 | 7.8499e-05 | 7.8422e-05 | 7.8356e-05 | 7.8282e-05 | 7.8214e-05 | 7.8142e-05 | 7.8073e-05 | 7.8002e-05
No | SDG&E | Res | Lighting | 2008 T-20: Portable Lighting Fixtures | Expected | Electric Demand (MW) | 0.041659 | 0.041654 | 0.041651 | 0.04165 | 0.041649 | 0.041648 | 0.041647 | 0.041646 | 0.041646 | 0.041645 | 0.041644 | 0.041643 | 0.041642
No | SDG&E | Res | Lighting | T-20: Small Diameter Directional Lamps | Expected | Electric Demand (MW) | 0.76643 | 0.73692 | 0 | 0 | 0 | 0 | 0 | 0 | 0 | 0 | 0 | 0 | 0
No | SDG&E | Res | Lighting | 2019-21 Fed App: Ceiling fan light kits | Expected | Electric Demand (MW) | 0.0027188 | 0.0025753 | 0.0024413 | 0.0023155 | 0.0022122 | 0.0021227 | 0.0020219 | 0.0019306 | 0.0016122 | 0.00021504 | 0.00020684 | 0.00019942 | 0.00019271
No | SDG&E | Res | Lighting | 2019 T-20: General Service Lamps - Expanded Scope | Expected | Electric Demand (MW) |  | 0.50307 | 0.53294 | 0.48673 | 0.060782 | 0.075452 | 0.075051 | 0.074857 | 0.074763 | 0.074717 | 0.074695 | 0.074684 | 0.074679
No | SDG&E | Res | Lighting | 2016 T-20: LED Quality - Tier 2 | Expected | Electric Demand (MW) | 0.00064343 | 0.00062963 | 0.00061467 | 0.00059974 | 0.00057508 | 0.00055227 | 0.00053156 | 0.00051305 | 0.00049677 | 0.00048262 | 0.00047046 | 0.00046012 | 0.00016853
No | SDG&E | Res | Lighting | 2022 T-24: MFA - Outdoor Lighting - Lighting Power Allowances | Expected | Electric Demand (MW) | 0.064032 | 0.064032 | 0.064032 | 0.064032 | 0.064032 | 0.064032 | 0.064032 | 0.064032 | 0.064032 | 0.064032 | 0.064032 | 0.064032 | 0.064032
No | SDG&E | Res | Lighting | 2022 T-24: MFNC - Outdoor Lighting - Lighting Power Allowances | Expected | Electric Demand (MW) | 0.015575 | 0.015575 | 0.015575 | 0.015575 | 0.015575 | 0.015575 | 0.015575 | 0.015575 | 0.015575 | 0.015575 | 0.015575 | 0.015575 | 0.015575
No | SDG&E | Res | Lighting | T-20: Dimming Ballasts | Possible | Electric Demand (MW) | 0.016024 | 0.016066 | 0.016108 | 0.01615 | 0 | 0 | 0 | 0 | 0 | 0 | 0 | 0 | 0
No | SDG&E | Res | Lighting | 2008 T-20: General Purpose Lighting -- 60 and 40 watt | Possible | Electric Demand (MW) | 0 | 0 | 0 | 0 | 0 | 0 | 0 | 0 | 0 | 0 | 0 | 0 | 0
No | SDG&E | Res | Lighting | Fed Appliance: General Service Fluorescent Lamps #1 | Possible | Electric Demand (MW) | 0.052284 | 0.052161 | 0.052074 | 0.052012 | 0.051968 | 0.051936 | 0.051896 | 0.051861 | 0.051823 | 0.051788 | 0.05175 | 0.051714 | 0.051677
No | SDG&E | Res | Lighting | Fed Appliance: GSFLs | Possible | Electric Demand (MW) | 0.93838 | 0.9407 | 0.94302 | 0.94534 | 0 | 0 | 0 | 0 | 0 | 0 | 0 | 0 | 0
No | SDG&E | Res | Lighting | 2006 T-20: General Service Incandescent Lamps, Tier 2 #3 | Possible | Electric Demand (MW) | 0.00028619 | 0.00028607 | 0.00028596 | 0.00028588 | 0.00028581 | 0.00028575 | 0.00028569 | 0.00028563 | 0.00028557 | 0.00028551 | 0.00028544 | 0.00028538 | 0.00028532
No | SDG&E | Res | Lighting | T-20: GSLs - Original Scope - Tier 2 | Possible | Electric Demand (MW) | 2.3661 | 2.2627 | 2.1594 | 2.056 | 1.9527 | 1.8493 | 1.746 | 1.6426 | 1.5393 | 0.19806 | 0.18381 | 0.16955 | 0.1553
No | SDG&E | Res | Lighting | T-20: LED Lamps - Tier 1 | Possible | Electric Demand (MW) | 0.57479 | 0.53804 | 0.50128 | 0.46453 | 0.42777 | 0.39102 | 0.35426 | 0.31751 | 0.28075 | 0.24399 | 0.030112 | 0.024771 | 0.01943
No | SDG&E | Res | Lighting | Fed Appliance: Incandescent Reflector Lamps | Possible | Electric Demand (MW) | 0.00087682 | 0.00085532 | 0.00083792 | 0.00082412 | 0.00081334 | 0.00080504 | 0.00079509 | 0.00078623 | 0.00077665 | 0.00076755 | 0.00075813 | 0.00074893 | 0.00073958
No | SDG&E | Res | Lighting | 2005 T-20: Modular Furniture Task Lighting Fixtures | Possible | Electric Demand (MW) | 7.9153e-05 | 7.8925e-05 | 7.8762e-05 | 7.8644e-05 | 7.8559e-05 | 7.8499e-05 | 7.8422e-05 | 7.8356e-05 | 7.8282e-05 | 7.8214e-05 | 7.8142e-05 | 7.8073e-05 | 7.8002e-05
No | SDG&E | Res | Lighting | 2008 T-20: Portable Lighting Fixtures | Possible | Electric Demand (MW) | 0.041659 | 0.041654 | 0.041651 | 0.04165 | 0.041649 | 0.041648 | 0.041647 | 0.041646 | 0.041646 | 0.041645 | 0.041644 | 0.041643 | 0.041642
No | SDG&E | Res | Lighting | T-20: Small Diameter Directional Lamps | Possible | Electric Demand (MW) | 0.76643 | 0.73692 | 0 | 0 | 0 | 0 | 0 | 0 | 0 | 0 | 0 | 0 | 0
No | SDG&E | Res | Lighting | 2019-21 Fed App: Ceiling fan light kits | Possible | Electric Demand (MW) | 0.0027188 | 0.0025753 | 0.0024413 | 0.0023155 | 0.0022122 | 0.0021227 | 0.0020219 | 0.0019306 | 0.0016122 | 0.00021504 | 0.00020684 | 0.00019942 | 0.00019271
No | SDG&E | Res | Lighting | 2019 T-20: General Service Lamps - Expanded Scope | Possible | Electric Demand (MW) |  | 0.50307 | 0.53294 | 0.48673 | 0.060782 | 0.075452 | 0.075051 | 0.074857 | 0.074763 | 0.074717 | 0.074695 | 0.074684 | 0.074679
No | SDG&E | Res | Lighting | 2016 T-20: LED Quality - Tier 2 | Possible | Electric Demand (MW) | 0.00064343 | 0.00062963 | 0.00061467 | 0.00059974 | 0.00057508 | 0.00055227 | 0.00053156 | 0.00051305 | 0.00049677 | 0.00048262 | 0.00047046 | 0.00046012 | 0.00016853
No | SDG&E | Res | Lighting | 2022 T-24: MFA - Outdoor Lighting - Lighting Power Allowances | Possible | Electric Demand (MW) | 0.064032 | 0.064032 | 0.064032 | 0.064032 | 0.064032 | 0.064032 | 0.064032 | 0.064032 | 0.064032 | 0.064032 | 0.064032 | 0.064032 | 0.064032
No | SDG&E | Res | Lighting | 2022 T-24: MFNC - Outdoor Lighting - Lighting Power Allowances | Possible | Electric Demand (MW) | 0.015575 | 0.015575 | 0.015575 | 0.015575 | 0.015575 | 0.015575 | 0.015575 | 0.015575 | 0.015575 | 0.015575 | 0.015575 | 0.015575 | 0.015575
No | PG&E | Com | AppPlug | Fed Appliance: Commercial Clothes Washers #1 | On-the-books | Gas Energy (MMTherm/year) | 0.0065783 | 0.0065777 | 0.0065772 | 0.0065768 | 0.0065765 | 0.0065762 | 0.0065759 | 0.0065756 | 0.0065753 | 0.006575 | 0.0065747 | 0.0065744 | 0.0065741
No | PG&E | Com | AppPlug | Fed Appliance: Commercial Clothes Washers | On-the-books | Gas Energy (MMTherm/year) | 0.0045204 | 0.0045204 | 0.0045204 | 0.0045204 | 0.0045204 | 0 | 0 | 0 | 0 | 0 | 0 | 0 | 0
No | PG&E | Com | AppPlug | 2025 T-24: Solar Pool and Water Heating - Solar Pool Heating - Nonresidential (New Construction + Additions) | On-the-books | Gas Energy (MMTherm/year) |  | 0.03757 | 0.074338 | 0.074159 | 0.073988 | 0.073825 | 0.07367 | 0.073523 | 0.073383 | 0.073251 | 0.073125 | 0.073007 | 0.072895
No | PG&E | Com | AppPlug | Fed Appliance: Commercial Clothes Washers #1 | Expected | Gas Energy (MMTherm/year) | 0.0065783 | 0.0065777 | 0.0065772 | 0.0065768 | 0.0065765 | 0.0065762 | 0.0065759 | 0.0065756 | 0.0065753 | 0.006575 | 0.0065747 | 0.0065744 | 0.0065741
No | PG&E | Com | AppPlug | Fed Appliance: Commercial Clothes Washers | Expected | Gas Energy (MMTherm/year) | 0.0045204 | 0.0045204 | 0.0045204 | 0.0045204 | 0.0045204 | 0 | 0 | 0 | 0 | 0 | 0 | 0 | 0
No | PG&E | Com | AppPlug | 2025 T-24: Solar Pool and Water Heating - Solar Pool Heating - Nonresidential (New Construction + Additions) | Expected | Gas Energy (MMTherm/year) |  | 0.03757 | 0.074338 | 0.074159 | 0.073988 | 0.073825 | 0.07367 | 0.073523 | 0.073383 | 0.073251 | 0.073125 | 0.073007 | 0.072895
No | PG&E | Com | AppPlug | Fed Appliance: Commercial Clothes Washers #1 | Possible | Gas Energy (MMTherm/year) | 0.0065783 | 0.0065777 | 0.0065772 | 0.0065768 | 0.0065765 | 0.0065762 | 0.0065759 | 0.0065756 | 0.0065753 | 0.006575 | 0.0065747 | 0.0065744 | 0.0065741
No | PG&E | Com | AppPlug | Fed Appliance: Commercial Clothes Washers | Possible | Gas Energy (MMTherm/year) | 0.0045204 | 0.0045204 | 0.0045204 | 0.0045204 | 0.0045204 | 0 | 0 | 0 | 0 | 0 | 0 | 0 | 0
No | PG&E | Com | AppPlug | 2025 T-24: Solar Pool and Water Heating - Solar Pool Heating - Nonresidential (New Construction + Additions) | Possible | Gas Energy (MMTherm/year) |  | 0.03757 | 0.074338 | 0.074159 | 0.073988 | 0.073825 | 0.07367 | 0.073523 | 0.073383 | 0.073251 | 0.073125 | 0.073007 | 0.072895
No | SCG | Com | AppPlug | Fed Appliance: Commercial Clothes Washers #1 | On-the-books | Gas Energy (MMTherm/year) | 0.0073267 | 0.007326 | 0.0073255 | 0.0073251 | 0.0073247 | 0.0073244 | 0.0073241 | 0.0073237 | 0.0073234 | 0.0073231 | 0.0073227 | 0.0073224 | 0.0073221
No | SCG | Com | AppPlug | Fed Appliance: Commercial Clothes Washers | On-the-books | Gas Energy (MMTherm/year) | 0.0050346 | 0.0050346 | 0.0050346 | 0.0050346 | 0.0050346 | 0 | 0 | 0 | 0 | 0 | 0 | 0 | 0
No | SCG | Com | AppPlug | 2025 T-24: Solar Pool and Water Heating - Solar Pool Heating - Nonresidential (New Construction + Additions) | On-the-books | Gas Energy (MMTherm/year) |  | 0.041844 | 0.082796 | 0.082596 | 0.082406 | 0.082224 | 0.082052 | 0.081888 | 0.081732 | 0.081585 | 0.081445 | 0.081313 | 0.081188
No | SCG | Com | AppPlug | Fed Appliance: Commercial Clothes Washers #1 | Expected | Gas Energy (MMTherm/year) | 0.0073267 | 0.007326 | 0.0073255 | 0.0073251 | 0.0073247 | 0.0073244 | 0.0073241 | 0.0073237 | 0.0073234 | 0.0073231 | 0.0073227 | 0.0073224 | 0.0073221
No | SCG | Com | AppPlug | Fed Appliance: Commercial Clothes Washers | Expected | Gas Energy (MMTherm/year) | 0.0050346 | 0.0050346 | 0.0050346 | 0.0050346 | 0.0050346 | 0 | 0 | 0 | 0 | 0 | 0 | 0 | 0
No | SCG | Com | AppPlug | 2025 T-24: Solar Pool and Water Heating - Solar Pool Heating - Nonresidential (New Construction + Additions) | Expected | Gas Energy (MMTherm/year) |  | 0.041844 | 0.082796 | 0.082596 | 0.082406 | 0.082224 | 0.082052 | 0.081888 | 0.081732 | 0.081585 | 0.081445 | 0.081313 | 0.081188
No | SCG | Com | AppPlug | Fed Appliance: Commercial Clothes Washers #1 | Possible | Gas Energy (MMTherm/year) | 0.0073267 | 0.007326 | 0.0073255 | 0.0073251 | 0.0073247 | 0.0073244 | 0.0073241 | 0.0073237 | 0.0073234 | 0.0073231 | 0.0073227 | 0.0073224 | 0.0073221
No | SCG | Com | AppPlug | Fed Appliance: Commercial Clothes Washers | Possible | Gas Energy (MMTherm/year) | 0.0050346 | 0.0050346 | 0.0050346 | 0.0050346 | 0.0050346 | 0 | 0 | 0 | 0 | 0 | 0 | 0 | 0
No | SCG | Com | AppPlug | 2025 T-24: Solar Pool and Water Heating - Solar Pool Heating - Nonresidential (New Construction + Additions) | Possible | Gas Energy (MMTherm/year) |  | 0.041844 | 0.082796 | 0.082596 | 0.082406 | 0.082224 | 0.082052 | 0.081888 | 0.081732 | 0.081585 | 0.081445 | 0.081313 | 0.081188
No | SDG&E | Com | AppPlug | Fed Appliance: Commercial Clothes Washers #1 | On-the-books | Gas Energy (MMTherm/year) | 0.00066472 | 0.00066466 | 0.00066461 | 0.00066457 | 0.00066454 | 0.00066451 | 0.00066448 | 0.00066445 | 0.00066442 | 0.00066439 | 0.00066436 | 0.00066433 | 0.0006643
No | SDG&E | Com | AppPlug | Fed Appliance: Commercial Clothes Washers | On-the-books | Gas Energy (MMTherm/year) | 0.00045677 | 0.00045677 | 0.00045677 | 0.00045677 | 0.00045677 | 0 | 0 | 0 | 0 | 0 | 0 | 0 | 0
No | SDG&E | Com | AppPlug | 2025 T-24: Solar Pool and Water Heating - Solar Pool Heating - Nonresidential (New Construction + Additions) | On-the-books | Gas Energy (MMTherm/year) |  | 0.0037963 | 0.0075117 | 0.0074936 | 0.0074763 | 0.0074598 | 0.0074442 | 0.0074293 | 0.0074152 | 0.0074018 | 0.0073892 | 0.0073772 | 0.0073659
No | SDG&E | Com | AppPlug | Fed Appliance: Commercial Clothes Washers #1 | Expected | Gas Energy (MMTherm/year) | 0.00066472 | 0.00066466 | 0.00066461 | 0.00066457 | 0.00066454 | 0.00066451 | 0.00066448 | 0.00066445 | 0.00066442 | 0.00066439 | 0.00066436 | 0.00066433 | 0.0006643
No | SDG&E | Com | AppPlug | Fed Appliance: Commercial Clothes Washers | Expected | Gas Energy (MMTherm/year) | 0.00045677 | 0.00045677 | 0.00045677 | 0.00045677 | 0.00045677 | 0 | 0 | 0 | 0 | 0 | 0 | 0 | 0
No | SDG&E | Com | AppPlug | 2025 T-24: Solar Pool and Water Heating - Solar Pool Heating - Nonresidential (New Construction + Additions) | Expected | Gas Energy (MMTherm/year) |  | 0.0037963 | 0.0075117 | 0.0074936 | 0.0074763 | 0.0074598 | 0.0074442 | 0.0074293 | 0.0074152 | 0.0074018 | 0.0073892 | 0.0073772 | 0.0073659
No | SDG&E | Com | AppPlug | Fed Appliance: Commercial Clothes Washers #1 | Possible | Gas Energy (MMTherm/year) | 0.00066472 | 0.00066466 | 0.00066461 | 0.00066457 | 0.00066454 | 0.00066451 | 0.00066448 | 0.00066445 | 0.00066442 | 0.00066439 | 0.00066436 | 0.00066433 | 0.0006643
No | SDG&E | Com | AppPlug | Fed Appliance: Commercial Clothes Washers | Possible | Gas Energy (MMTherm/year) | 0.00045677 | 0.00045677 | 0.00045677 | 0.00045677 | 0.00045677 | 0 | 0 | 0 | 0 | 0 | 0 | 0 | 0
No | SDG&E | Com | AppPlug | 2025 T-24: Solar Pool and Water Heating - Solar Pool Heating - Nonresidential (New Construction + Additions) | Possible | Gas Energy (MMTherm/year) |  | 0.0037963 | 0.0075117 | 0.0074936 | 0.0074763 | 0.0074598 | 0.0074442 | 0.0074293 | 0.0074152 | 0.0074018 | 0.0073892 | 0.0073772 | 0.0073659
No | PG&E | Res | AppPlug | Fed Appliance: Residential Clothes Dryers | On-the-books | Gas Energy (MMTherm/year) | 0.024984 | 0.024981 | 0.024979 | 0.024977 | 0.024975 | 0.024974 | 0.0042702 | 0.0034442 | 0.003444 | 0.0034438 | 0.0034436 | 0.0034434 | 0.0034432
No | PG&E | Res | AppPlug | Fed Appliance: Residential Clothes Washers (Front Loading) | On-the-books | Gas Energy (MMTherm/year) | 0.1933 | 0.18636 | 0.17967 | 0.17334 | 0.046713 | 0.019891 | 0.019184 | 0.018502 | 0.017803 | 0.017115 | 0.01642 | 0.01573 | 0.015037
No | PG&E | Res | AppPlug | Fed Appliance: Residential Clothes Washers (Top Loading) Tier I | On-the-books | Gas Energy (MMTherm/year) | 0.77373 | 0.74593 | 0.71917 | 0.69381 | 0.18698 | 0.079618 | 0.076787 | 0.074057 | 0.07126 | 0.068508 | 0.065726 | 0.062963 | 0.060188
No | PG&E | Res | AppPlug | Fed Appliance: Residential Clothes Washers - Top-loading | On-the-books | Gas Energy (MMTherm/year) | 0 | 0 | 0 | 0 | 0 | 0 | 0 | 0 | 0 | 0 | 0 | 0 | 0
No | PG&E | Res | AppPlug | Fed Appliance: Residential Dishwashers | On-the-books | Gas Energy (MMTherm/year) | 0.0097574 | 0.0097574 | 0.0097574 | 0.00475 | 0.0012727 | 0.0012727 | 0.0012727 | 0.0012727 | 0.0012727 | 0.0012727 | 0.0012727 | 0.0012727 | 0.0012727
No | PG&E | Res | AppPlug | Fed Appliance: Residential Electric & Gas Ranges | On-the-books | Gas Energy (MMTherm/year) | 0.0092883 | 0.009277 | 0.0092668 | 0.0092576 | 0.0092492 | 0.0092417 | 0.0035576 | 0.001473 | 0.0014718 | 0.0014705 | 0.0014692 | 0.001468 | 0.0014667
No | PG&E | Res | AppPlug | Fed Appliance: Residential Pool Heaters | On-the-books | Gas Energy (MMTherm/year) | 0.00025641 | 0.00025538 | 0.00025437 | 0.00025336 | 0.00025236 | 0.00025138 | 0.00025039 | 0.0002494 | 0.00024841 | 0.00024742 | 0.00024643 | 0.00024544 | 0.00024445
No | PG&E | Res | AppPlug | 2025 T-24: Solar Pool and Water Heating - Solar Pool Heating - Residential (New Construction + Additions) | On-the-books | Gas Energy (MMTherm/year) |  | 0.070727 | 0.13944 | 0.13858 | 0.1377 | 0.13682 | 0.13593 | 0.13503 | 0.13413 | 0.13322 | 0.1323 | 0.13138 | 0.13046
No | PG&E | Res | AppPlug | Fed Appliance: Residential Clothes Dryers | Expected | Gas Energy (MMTherm/year) | 0.024984 | 0.024981 | 0.024979 | 0.024977 | 0.024975 | 0.024974 | 0.0042702 | 0.0034442 | 0.003444 | 0.0034438 | 0.0034436 | 0.0034434 | 0.0034432
No | PG&E | Res | AppPlug | Fed Appliance: Residential Clothes Washers (Front Loading) | Expected | Gas Energy (MMTherm/year) | 0.1933 | 0.18636 | 0.17967 | 0.17334 | 0.046713 | 0.019891 | 0.019184 | 0.018502 | 0.017803 | 0.017115 | 0.01642 | 0.01573 | 0.015037
No | PG&E | Res | AppPlug | Fed Appliance: Residential Clothes Washers (Top Loading) Tier I | Expected | Gas Energy (MMTherm/year) | 0.77373 | 0.74593 | 0.71917 | 0.69381 | 0.18698 | 0.079618 | 0.076787 | 0.074057 | 0.07126 | 0.068508 | 0.065726 | 0.062963 | 0.060188
No | PG&E | Res | AppPlug | Fed Appliance: Residential Clothes Washers - Top-loading | Expected | Gas Energy (MMTherm/year) | 0 | 0 | 0 | 0 | 0 | 0 | 0 | 0 | 0 | 0 | 0 | 0 | 0
No | PG&E | Res | AppPlug | Fed Appliance: Residential Dishwashers | Expected | Gas Energy (MMTherm/year) | 0.0097574 | 0.0097574 | 0.0097574 | 0.00475 | 0.0012727 | 0.0012727 | 0.0012727 | 0.0012727 | 0.0012727 | 0.0012727 | 0.0012727 | 0.0012727 | 0.0012727
No | PG&E | Res | AppPlug | Fed Appliance: Residential Electric & Gas Ranges | Expected | Gas Energy (MMTherm/year) | 0.0092883 | 0.009277 | 0.0092668 | 0.0092576 | 0.0092492 | 0.0092417 | 0.0035576 | 0.001473 | 0.0014718 | 0.0014705 | 0.0014692 | 0.001468 | 0.0014667
No | PG&E | Res | AppPlug | Fed Appliance: Residential Pool Heaters | Expected | Gas Energy (MMTherm/year) | 0.00025641 | 0.00025538 | 0.00025437 | 0.00025336 | 0.00025236 | 0.00025138 | 0.00025039 | 0.0002494 | 0.00024841 | 0.00024742 | 0.00024643 | 0.00024544 | 0.00024445
No | PG&E | Res | AppPlug | 2025 T-24: Solar Pool and Water Heating - Solar Pool Heating - Residential (New Construction + Additions) | Expected | Gas Energy (MMTherm/year) |  | 0.070727 | 0.13944 | 0.13858 | 0.1377 | 0.13682 | 0.13593 | 0.13503 | 0.13413 | 0.13322 | 0.1323 | 0.13138 | 0.13046
No | PG&E | Res | AppPlug | Fed Appliance: Residential Clothes Dryers | Possible | Gas Energy (MMTherm/year) | 0.024984 | 0.024981 | 0.024979 | 0.024977 | 0.024975 | 0.024974 | 0.0042702 | 0.0034442 | 0.003444 | 0.0034438 | 0.0034436 | 0.0034434 | 0.0034432
No | PG&E | Res | AppPlug | Fed Appliance: Residential Clothes Washers (Front Loading) | Possible | Gas Energy (MMTherm/year) | 0.1933 | 0.18636 | 0.17967 | 0.17334 | 0.046713 | 0.019891 | 0.019184 | 0.018502 | 0.017803 | 0.017115 | 0.01642 | 0.01573 | 0.015037
No | PG&E | Res | AppPlug | Fed Appliance: Residential Clothes Washers (Top Loading) Tier I | Possible | Gas Energy (MMTherm/year) | 0.77373 | 0.74593 | 0.71917 | 0.69381 | 0.18698 | 0.079618 | 0.076787 | 0.074057 | 0.07126 | 0.068508 | 0.065726 | 0.062963 | 0.060188
No | PG&E | Res | AppPlug | Fed Appliance: Residential Clothes Washers - Top-loading | Possible | Gas Energy (MMTherm/year) | 0 | 0 | 0 | 0 | 0 | 0 | 0 | 0 | 0 | 0 | 0 | 0 | 0
No | PG&E | Res | AppPlug | Fed Appliance: Residential Dishwashers | Possible | Gas Energy (MMTherm/year) | 0.0097574 | 0.0097574 | 0.0097574 | 0.00475 | 0.0012727 | 0.0012727 | 0.0012727 | 0.0012727 | 0.0012727 | 0.0012727 | 0.0012727 | 0.0012727 | 0.0012727
No | PG&E | Res | AppPlug | Fed Appliance: Residential Electric & Gas Ranges | Possible | Gas Energy (MMTherm/year) | 0.0092883 | 0.009277 | 0.0092668 | 0.0092576 | 0.0092492 | 0.0092417 | 0.0035576 | 0.001473 | 0.0014718 | 0.0014705 | 0.0014692 | 0.001468 | 0.0014667
No | PG&E | Res | AppPlug | Fed Appliance: Residential Pool Heaters | Possible | Gas Energy (MMTherm/year) | 0.00025641 | 0.00025538 | 0.00025437 | 0.00025336 | 0.00025236 | 0.00025138 | 0.00025039 | 0.0002494 | 0.00024841 | 0.00024742 | 0.00024643 | 0.00024544 | 0.00024445
No | PG&E | Res | AppPlug | 2025 T-24: Solar Pool and Water Heating - Solar Pool Heating - Residential (New Construction + Additions) | Possible | Gas Energy (MMTherm/year) |  | 0.070727 | 0.13944 | 0.13858 | 0.1377 | 0.13682 | 0.13593 | 0.13503 | 0.13413 | 0.13322 | 0.1323 | 0.13138 | 0.13046
No | SCG | Res | AppPlug | Fed Appliance: Residential Clothes Dryers | On-the-books | Gas Energy (MMTherm/year) | 0.027826 | 0.027823 | 0.027821 | 0.027819 | 0.027817 | 0.027815 | 0.004756 | 0.0038361 | 0.0038359 | 0.0038356 | 0.0038354 | 0.0038352 | 0.0038349
No | SCG | Res | AppPlug | Fed Appliance: Residential Clothes Washers (Front Loading) | On-the-books | Gas Energy (MMTherm/year) | 0.21529 | 0.20756 | 0.20011 | 0.19306 | 0.052028 | 0.022154 | 0.021366 | 0.020607 | 0.019829 | 0.019063 | 0.018289 | 0.01752 | 0.016748
No | SCG | Res | AppPlug | Fed Appliance: Residential Clothes Washers (Top Loading) Tier I | On-the-books | Gas Energy (MMTherm/year) | 0.86176 | 0.8308 | 0.80099 | 0.77275 | 0.20825 | 0.088677 | 0.085523 | 0.082483 | 0.079367 | 0.076302 | 0.073203 | 0.070127 | 0.067035
No | SCG | Res | AppPlug | Fed Appliance: Residential Clothes Washers - Top-loading | On-the-books | Gas Energy (MMTherm/year) | 0 | 0 | 0 | 0 | 0 | 0 | 0 | 0 | 0 | 0 | 0 | 0 | 0
No | SCG | Res | AppPlug | Fed Appliance: Residential Dishwashers | On-the-books | Gas Energy (MMTherm/year) | 0.010868 | 0.010868 | 0.010868 | 0.0052905 | 0.0014175 | 0.0014175 | 0.0014175 | 0.0014175 | 0.0014175 | 0.0014175 | 0.0014175 | 0.0014175 | 0.0014175
No | SCG | Res | AppPlug | Fed Appliance: Residential Electric & Gas Ranges | On-the-books | Gas Energy (MMTherm/year) | 0.010345 | 0.010332 | 0.010321 | 0.010311 | 0.010302 | 0.010293 | 0.0039623 | 0.0016406 | 0.0016392 | 0.0016378 | 0.0016364 | 0.001635 | 0.0016336
No | SCG | Res | AppPlug | Fed Appliance: Residential Pool Heaters | On-the-books | Gas Energy (MMTherm/year) | 0.00028558 | 0.00028444 | 0.00028331 | 0.00028219 | 0.00028108 | 0.00027998 | 0.00027887 | 0.00027777 | 0.00027667 | 0.00027557 | 0.00027447 | 0.00027337 | 0.00027226
No | SCG | Res | AppPlug | 2025 T-24: Solar Pool and Water Heating - Solar Pool Heating - Residential (New Construction + Additions) | On-the-books | Gas Energy (MMTherm/year) |  | 0.078774 | 0.15531 | 0.15434 | 0.15337 | 0.15239 | 0.1514 | 0.1504 | 0.14939 | 0.14838 | 0.14736 | 0.14633 | 0.1453
No | SCG | Res | AppPlug | Fed Appliance: Residential Clothes Dryers | Expected | Gas Energy (MMTherm/year) | 0.027826 | 0.027823 | 0.027821 | 0.027819 | 0.027817 | 0.027815 | 0.004756 | 0.0038361 | 0.0038359 | 0.0038356 | 0.0038354 | 0.0038352 | 0.0038349
No | SCG | Res | AppPlug | Fed Appliance: Residential Clothes Washers (Front Loading) | Expected | Gas Energy (MMTherm/year) | 0.21529 | 0.20756 | 0.20011 | 0.19306 | 0.052028 | 0.022154 | 0.021366 | 0.020607 | 0.019829 | 0.019063 | 0.018289 | 0.01752 | 0.016748
No | SCG | Res | AppPlug | Fed Appliance: Residential Clothes Washers (Top Loading) Tier I | Expected | Gas Energy (MMTherm/year) | 0.86176 | 0.8308 | 0.80099 | 0.77275 | 0.20825 | 0.088677 | 0.085523 | 0.082483 | 0.079367 | 0.076302 | 0.073203 | 0.070127 | 0.067035
No | SCG | Res | AppPlug | Fed Appliance: Residential Clothes Washers - Top-loading | Expected | Gas Energy (MMTherm/year) | 0 | 0 | 0 | 0 | 0 | 0 | 0 | 0 | 0 | 0 | 0 | 0 | 0
No | SCG | Res | AppPlug | Fed Appliance: Residential Dishwashers | Expected | Gas Energy (MMTherm/year) | 0.010868 | 0.010868 | 0.010868 | 0.0052905 | 0.0014175 | 0.0014175 | 0.0014175 | 0.0014175 | 0.0014175 | 0.0014175 | 0.0014175 | 0.0014175 | 0.0014175
No | SCG | Res | AppPlug | Fed Appliance: Residential Electric & Gas Ranges | Expected | Gas Energy (MMTherm/year) | 0.010345 | 0.010332 | 0.010321 | 0.010311 | 0.010302 | 0.010293 | 0.0039623 | 0.0016406 | 0.0016392 | 0.0016378 | 0.0016364 | 0.001635 | 0.0016336
No | SCG | Res | AppPlug | Fed Appliance: Residential Pool Heaters | Expected | Gas Energy (MMTherm/year) | 0.00028558 | 0.00028444 | 0.00028331 | 0.00028219 | 0.00028108 | 0.00027998 | 0.00027887 | 0.00027777 | 0.00027667 | 0.00027557 | 0.00027447 | 0.00027337 | 0.00027226
No | SCG | Res | AppPlug | 2025 T-24: Solar Pool and Water Heating - Solar Pool Heating - Residential (New Construction + Additions) | Expected | Gas Energy (MMTherm/year) |  | 0.078774 | 0.15531 | 0.15434 | 0.15337 | 0.15239 | 0.1514 | 0.1504 | 0.14939 | 0.14838 | 0.14736 | 0.14633 | 0.1453
No | SCG | Res | AppPlug | Fed Appliance: Residential Clothes Dryers | Possible | Gas Energy (MMTherm/year) | 0.027826 | 0.027823 | 0.027821 | 0.027819 | 0.027817 | 0.027815 | 0.004756 | 0.0038361 | 0.0038359 | 0.0038356 | 0.0038354 | 0.0038352 | 0.0038349
No | SCG | Res | AppPlug | Fed Appliance: Residential Clothes Washers (Front Loading) | Possible | Gas Energy (MMTherm/year) | 0.21529 | 0.20756 | 0.20011 | 0.19306 | 0.052028 | 0.022154 | 0.021366 | 0.020607 | 0.019829 | 0.019063 | 0.018289 | 0.01752 | 0.016748
No | SCG | Res | AppPlug | Fed Appliance: Residential Clothes Washers (Top Loading) Tier I | Possible | Gas Energy (MMTherm/year) | 0.86176 | 0.8308 | 0.80099 | 0.77275 | 0.20825 | 0.088677 | 0.085523 | 0.082483 | 0.079367 | 0.076302 | 0.073203 | 0.070127 | 0.067035
No | SCG | Res | AppPlug | Fed Appliance: Residential Clothes Washers - Top-loading | Possible | Gas Energy (MMTherm/year) | 0 | 0 | 0 | 0 | 0 | 0 | 0 | 0 | 0 | 0 | 0 | 0 | 0
No | SCG | Res | AppPlug | Fed Appliance: Residential Dishwashers | Possible | Gas Energy (MMTherm/year) | 0.010868 | 0.010868 | 0.010868 | 0.0052905 | 0.0014175 | 0.0014175 | 0.0014175 | 0.0014175 | 0.0014175 | 0.0014175 | 0.0014175 | 0.0014175 | 0.0014175
No | SCG | Res | AppPlug | Fed Appliance: Residential Electric & Gas Ranges | Possible | Gas Energy (MMTherm/year) | 0.010345 | 0.010332 | 0.010321 | 0.010311 | 0.010302 | 0.010293 | 0.0039623 | 0.0016406 | 0.0016392 | 0.0016378 | 0.0016364 | 0.001635 | 0.0016336
No | SCG | Res | AppPlug | Fed Appliance: Residential Pool Heaters | Possible | Gas Energy (MMTherm/year) | 0.00028558 | 0.00028444 | 0.00028331 | 0.00028219 | 0.00028108 | 0.00027998 | 0.00027887 | 0.00027777 | 0.00027667 | 0.00027557 | 0.00027447 | 0.00027337 | 0.00027226
No | SCG | Res | AppPlug | 2025 T-24: Solar Pool and Water Heating - Solar Pool Heating - Residential (New Construction + Additions) | Possible | Gas Energy (MMTherm/year) |  | 0.078774 | 0.15531 | 0.15434 | 0.15337 | 0.15239 | 0.1514 | 0.1504 | 0.14939 | 0.14838 | 0.14736 | 0.14633 | 0.1453
No | SDG&E | Res | AppPlug | Fed Appliance: Residential Clothes Dryers | On-the-books | Gas Energy (MMTherm/year) | 0.0025246 | 0.0025243 | 0.0025241 | 0.0025239 | 0.0025237 | 0.0025236 | 0.00043149 | 0.00034803 | 0.00034801 | 0.00034799 | 0.00034797 | 0.00034795 | 0.00034793
No | SDG&E | Res | AppPlug | Fed Appliance: Residential Clothes Washers (Front Loading) | On-the-books | Gas Energy (MMTherm/year) | 0.019533 | 0.018831 | 0.018155 | 0.017515 | 0.0047203 | 0.00201 | 0.0019385 | 0.0018696 | 0.001799 | 0.0017295 | 0.0016592 | 0.0015895 | 0.0015194
No | SDG&E | Res | AppPlug | Fed Appliance: Residential Clothes Washers (Top Loading) Tier I | On-the-books | Gas Energy (MMTherm/year) | 0.078183 | 0.075375 | 0.072671 | 0.070108 | 0.018894 | 0.0080453 | 0.0077591 | 0.0074833 | 0.0072007 | 0.0069226 | 0.0066414 | 0.0063623 | 0.0060818
No | SDG&E | Res | AppPlug | Fed Appliance: Residential Clothes Washers - Top-loading | On-the-books | Gas Energy (MMTherm/year) | 0 | 0 | 0 | 0 | 0 | 0 | 0 | 0 | 0 | 0 | 0 | 0 | 0
No | SDG&E | Res | AppPlug | Fed Appliance: Residential Dishwashers | On-the-books | Gas Energy (MMTherm/year) | 0.00098597 | 0.00098597 | 0.00098597 | 0.00047998 | 0.0001286 | 0.0001286 | 0.0001286 | 0.0001286 | 0.0001286 | 0.0001286 | 0.0001286 | 0.0001286 | 0.0001286
No | SDG&E | Res | AppPlug | Fed Appliance: Residential Electric & Gas Ranges | On-the-books | Gas Energy (MMTherm/year) | 0.00093856 | 0.00093742 | 0.00093639 | 0.00093546 | 0.00093461 | 0.00093385 | 0.00035949 | 0.00014885 | 0.00014872 | 0.00014859 | 0.00014846 | 0.00014834 | 0.00014821
No | SDG&E | Res | AppPlug | Fed Appliance: Residential Pool Heaters | On-the-books | Gas Energy (MMTherm/year) | 2.591e-05 | 2.5806e-05 | 2.5703e-05 | 2.5601e-05 | 2.5501e-05 | 2.5401e-05 | 2.5301e-05 | 2.5201e-05 | 2.5101e-05 | 2.5001e-05 | 2.4901e-05 | 2.4801e-05 | 2.4701e-05
No | SDG&E | Res | AppPlug | 2025 T-24: Solar Pool and Water Heating - Solar Pool Heating - Residential (New Construction + Additions) | On-the-books | Gas Energy (MMTherm/year) |  | 0.0071468 | 0.014091 | 0.014003 | 0.013915 | 0.013826 | 0.013736 | 0.013645 | 0.013554 | 0.013462 | 0.013369 | 0.013276 | 0.013182
No | SDG&E | Res | AppPlug | Fed Appliance: Residential Clothes Dryers | Expected | Gas Energy (MMTherm/year) | 0.0025246 | 0.0025243 | 0.0025241 | 0.0025239 | 0.0025237 | 0.0025236 | 0.00043149 | 0.00034803 | 0.00034801 | 0.00034799 | 0.00034797 | 0.00034795 | 0.00034793
No | SDG&E | Res | AppPlug | Fed Appliance: Residential Clothes Washers (Front Loading) | Expected | Gas Energy (MMTherm/year) | 0.019533 | 0.018831 | 0.018155 | 0.017515 | 0.0047203 | 0.00201 | 0.0019385 | 0.0018696 | 0.001799 | 0.0017295 | 0.0016592 | 0.0015895 | 0.0015194
No | SDG&E | Res | AppPlug | Fed Appliance: Residential Clothes Washers (Top Loading) Tier I | Expected | Gas Energy (MMTherm/year) | 0.078183 | 0.075375 | 0.072671 | 0.070108 | 0.018894 | 0.0080453 | 0.0077591 | 0.0074833 | 0.0072007 | 0.0069226 | 0.0066414 | 0.0063623 | 0.0060818
No | SDG&E | Res | AppPlug | Fed Appliance: Residential Clothes Washers - Top-loading | Expected | Gas Energy (MMTherm/year) | 0 | 0 | 0 | 0 | 0 | 0 | 0 | 0 | 0 | 0 | 0 | 0 | 0
No | SDG&E | Res | AppPlug | Fed Appliance: Residential Dishwashers | Expected | Gas Energy (MMTherm/year) | 0.00098597 | 0.00098597 | 0.00098597 | 0.00047998 | 0.0001286 | 0.0001286 | 0.0001286 | 0.0001286 | 0.0001286 | 0.0001286 | 0.0001286 | 0.0001286 | 0.0001286
No | SDG&E | Res | AppPlug | Fed Appliance: Residential Electric & Gas Ranges | Expected | Gas Energy (MMTherm/year) | 0.00093856 | 0.00093742 | 0.00093639 | 0.00093546 | 0.00093461 | 0.00093385 | 0.00035949 | 0.00014885 | 0.00014872 | 0.00014859 | 0.00014846 | 0.00014834 | 0.00014821
No | SDG&E | Res | AppPlug | Fed Appliance: Residential Pool Heaters | Expected | Gas Energy (MMTherm/year) | 2.591e-05 | 2.5806e-05 | 2.5703e-05 | 2.5601e-05 | 2.5501e-05 | 2.5401e-05 | 2.5301e-05 | 2.5201e-05 | 2.5101e-05 | 2.5001e-05 | 2.4901e-05 | 2.4801e-05 | 2.4701e-05
No | SDG&E | Res | AppPlug | 2025 T-24: Solar Pool and Water Heating - Solar Pool Heating - Residential (New Construction + Additions) | Expected | Gas Energy (MMTherm/year) |  | 0.0071468 | 0.014091 | 0.014003 | 0.013915 | 0.013826 | 0.013736 | 0.013645 | 0.013554 | 0.013462 | 0.013369 | 0.013276 | 0.013182
No | SDG&E | Res | AppPlug | Fed Appliance: Residential Clothes Dryers | Possible | Gas Energy (MMTherm/year) | 0.0025246 | 0.0025243 | 0.0025241 | 0.0025239 | 0.0025237 | 0.0025236 | 0.00043149 | 0.00034803 | 0.00034801 | 0.00034799 | 0.00034797 | 0.00034795 | 0.00034793
No | SDG&E | Res | AppPlug | Fed Appliance: Residential Clothes Washers (Front Loading) | Possible | Gas Energy (MMTherm/year) | 0.019533 | 0.018831 | 0.018155 | 0.017515 | 0.0047203 | 0.00201 | 0.0019385 | 0.0018696 | 0.001799 | 0.0017295 | 0.0016592 | 0.0015895 | 0.0015194
No | SDG&E | Res | AppPlug | Fed Appliance: Residential Clothes Washers (Top Loading) Tier I | Possible | Gas Energy (MMTherm/year) | 0.078183 | 0.075375 | 0.072671 | 0.070108 | 0.018894 | 0.0080453 | 0.0077591 | 0.0074833 | 0.0072007 | 0.0069226 | 0.0066414 | 0.0063623 | 0.0060818
No | SDG&E | Res | AppPlug | Fed Appliance: Residential Clothes Washers - Top-loading | Possible | Gas Energy (MMTherm/year) | 0 | 0 | 0 | 0 | 0 | 0 | 0 | 0 | 0 | 0 | 0 | 0 | 0
No | SDG&E | Res | AppPlug | Fed Appliance: Residential Dishwashers | Possible | Gas Energy (MMTherm/year) | 0.00098597 | 0.00098597 | 0.00098597 | 0.00047998 | 0.0001286 | 0.0001286 | 0.0001286 | 0.0001286 | 0.0001286 | 0.0001286 | 0.0001286 | 0.0001286 | 0.0001286
No | SDG&E | Res | AppPlug | Fed Appliance: Residential Electric & Gas Ranges | Possible | Gas Energy (MMTherm/year) | 0.00093856 | 0.00093742 | 0.00093639 | 0.00093546 | 0.00093461 | 0.00093385 | 0.00035949 | 0.00014885 | 0.00014872 | 0.00014859 | 0.00014846 | 0.00014834 | 0.00014821
No | SDG&E | Res | AppPlug | Fed Appliance: Residential Pool Heaters | Possible | Gas Energy (MMTherm/year) | 2.591e-05 | 2.5806e-05 | 2.5703e-05 | 2.5601e-05 | 2.5501e-05 | 2.5401e-05 | 2.5301e-05 | 2.5201e-05 | 2.5101e-05 | 2.5001e-05 | 2.4901e-05 | 2.4801e-05 | 2.4701e-05
No | SDG&E | Res | AppPlug | 2025 T-24: Solar Pool and Water Heating - Solar Pool Heating - Residential (New Construction + Additions) | Possible | Gas Energy (MMTherm/year) |  | 0.0071468 | 0.014091 | 0.014003 | 0.013915 | 0.013826 | 0.013736 | 0.013645 | 0.013554 | 0.013462 | 0.013369 | 0.013276 | 0.013182
No | PG&E | Com | BldgEnv | 2008 T-24: Cool Roof Expansion | On-the-books | Gas Energy (MMTherm/year) | -0.054692 | -0.054662 | -0.054641 | -0.054626 | -0.054615 | -0.054607 | -0.054597 | -0.054588 | -0.054579 | -0.05457 | -0.054561 | -0.054552 | -0.054543
No | PG&E | Com | BldgEnv | 2005 T-24: Cool roofs | On-the-books | Gas Energy (MMTherm/year) | -0.0089266 | -0.0089264 | -0.0089263 | -0.0089263 | -0.0089262 | -0.0089262 | -0.0089262 | -0.0089261 | -0.0089261 | -0.0089261 | -0.008926 | -0.008926 | -0.008926
No | PG&E | Com | BldgEnv | 2005 T-24: Duct testing/sealing in new commercial buildings | On-the-books | Gas Energy (MMTherm/year) | 0.0031612 | 0.0031581 | 0.003156 | 0.0031547 | 0.0031538 | 0.0031533 | 0.0031525 | 0.0031519 | 0.0031512 | 0.0031505 | 0.0031499 | 0.0031492 | 0.0031485
No | PG&E | Com | BldgEnv | 2008 T-24: Envelope insulation | On-the-books | Gas Energy (MMTherm/year) | 0.89805 | 0.89336 | 0.88978 | 0.88705 | 0.88497 | 0.88339 | 0.88147 | 0.87978 | 0.87794 | 0.8762 | 0.87439 | 0.87263 | 0.87083
No | PG&E | Com | BldgEnv | 2013 T-24: NRA-Envelope-Cool Roofs | On-the-books | Gas Energy (MMTherm/year) | -0.0063472 | -0.0061841 | -0.0060502 | -0.0059408 | -0.0029018 | 0 | 0 | 0 | 0 | 0 | 0 | 0 | 0
No | PG&E | Com | BldgEnv | 2025 T-24: NR High Performance Envelope - Prescriptive Heavy Mass Walls U-Value (New Construction + Additions) | On-the-books | Gas Energy (MMTherm/year) | 0 | 5.1961e-05 | 0.00031035 | 0.00030978 | 0.00030921 | 0.00030863 | 0.00030805 | 0.00030746 | 0.00030687 | 0.00030627 | 0.00030567 | 0.00030506 | 0.00030444
No | PG&E | Com | BldgEnv | 2025 T-24: NR High Performance Envelope - Prescriptive Light Mass Walls U-Value (New Construction + Additions) | On-the-books | Gas Energy (MMTherm/year) | 0 | 0.00034391 | 0.0019632 | 0.0018703 | 0.0017795 | 0.0016909 | 0.0016046 | 0.0015209 | 0.0014399 | 0.0013616 | 0.0012861 | 0.0012135 | 0.0011438
No | PG&E | Com | BldgEnv | 2025 T-24: NR High Performance Envelope - Prescriptive Metal Building Walls U-Value (New Construction + Additions) | On-the-books | Gas Energy (MMTherm/year) | 0 | 0.00037011 | 0.0022139 | 0.0022133 | 0.0022126 | 0.0022119 | 0.0022112 | 0.0022106 | 0.0022099 | 0.0022092 | 0.0022085 | 0.0022078 | 0.0022072
No | PG&E | Com | BldgEnv | 2025 T-24: NR High Performance Envelope - Prescriptive Metal Roof U-Value (New Construction + Additions) | On-the-books | Gas Energy (MMTherm/year) | 0 | 0.00026996 | 0.0015916 | 0.0015675 | 0.001543 | 0.0015183 | 0.0014933 | 0.001468 | 0.0014425 | 0.0014168 | 0.0013908 | 0.0013647 | 0.0013384
No | PG&E | Com | BldgEnv | 2025 T-24: NR High Performance Envelope - Prescriptive Woodframed and Other Roof U-Value (New Construction + Additions) | On-the-books | Gas Energy (MMTherm/year) | 0 | 0.00028358 | 0.0016431 | 0.0015895 | 0.0015361 | 0.001483 | 0.0014303 | 0.0013781 | 0.0013265 | 0.0012756 | 0.0012255 | 0.0011763 | 0.001128
No | PG&E | Com | BldgEnv | 2025 T-24: NR High Performance Envelope - Prescriptive Woodframed Walls U-Value (New Construction + Additions) | On-the-books | Gas Energy (MMTherm/year) | 0 | 0.00017565 | 0.0010466 | 0.001042 | 0.0010374 | 0.0010328 | 0.001028 | 0.0010233 | 0.0010184 | 0.0010135 | 0.0010085 | 0.0010035 | 0.00099836
No | PG&E | Com | BldgEnv | 2025 T-24: NR High Performance Envelope - Reduced Infiltration Vestibules: require vestibules for certain buildings (Thermal bridging) (New Construction + Additions) | On-the-books | Gas Energy (MMTherm/year) | 0 | 0.00063049 | 0.0037566 | 0.0037403 | 0.0037238 | 0.0037071 | 0.0036901 | 0.0036729 | 0.0036555 | 0.0036379 | 0.00362 | 0.0036019 | 0.0035836
No | PG&E | Com | BldgEnv | 2025 T-24: NR High Performance Envelope - Windows/Fenestration - Alterations (Alterations) | On-the-books | Gas Energy (MMTherm/year) | 0 | 0.0072651 | 0.0074935 | 0.0070393 | 0.0065827 | 0.0061296 | 0.0056858 | 0.0052564 | 0.0048462 | 0.0044588 | 0.0040969 | 0.0037624 | 0.0034561
No | PG&E | Com | BldgEnv | 2025 T-24: NR High Performance Envelope - Windows/Fenestration - New Construction (New Construction + Additions) | On-the-books | Gas Energy (MMTherm/year) | 0 | 4.869e-05 | 0.00027497 | 0.00025831 | 0.00024155 | 0.00022493 | 0.00020864 | 0.00019289 | 0.00017783 | 0.00016362 | 0.00015034 | 0.00013806 | 0.00012682
No | PG&E | Com | BldgEnv | 2022 T-24: NRA - Envelope - Cool Roofs: Steep-Sloped | On-the-books | Gas Energy (MMTherm/year) | -0.020362 | -0.020285 | -0.020206 | -0.020126 | -0.020046 | -0.019966 | -0.019888 | -0.019812 | -0.01974 | -0.019671 | -0.019607 | -0.019547 | -0.019491
No | PG&E | Com | BldgEnv | 2022 T-24: NRA - Envelope - Roof Recovers | On-the-books | Gas Energy (MMTherm/year) | 0.79413 | 0.79112 | 0.78804 | 0.78491 | 0.78178 | 0.77867 | 0.77563 | 0.77269 | 0.76986 | 0.76718 | 0.76466 | 0.76232 | 0.76015
No | PG&E | Com | BldgEnv | 2022 T-24: NRA - Envelope - Roof Replacements | On-the-books | Gas Energy (MMTherm/year) | 0.83486 | 0.83169 | 0.82845 | 0.82516 | 0.82187 | 0.8186 | 0.81541 | 0.81231 | 0.80934 | 0.80652 | 0.80388 | 0.80141 | 0.79914
No | PG&E | Com | BldgEnv | 2022 T-24: NRA - Reduce Infiltration - Require air barrier where not currently required | On-the-books | Gas Energy (MMTherm/year) | 0.075674 | 0.075212 | 0.07488 | 0.074643 | 0.074475 | 0.074355 | 0.074271 | 0.074211 | 0.074169 | 0.074139 | 0.074118 | 0.074103 | 0.074093
No | PG&E | Com | BldgEnv | 2022 T-24: NRNC - Envelope - High Performance Windows | On-the-books | Gas Energy (MMTherm/year) | -0.0053282 | -0.005308 | -0.0052873 | -0.0052664 | -0.0052453 | -0.0052245 | -0.0052041 | -0.0051843 | -0.0051654 | -0.0051474 | -0.0051305 | -0.0051148 | -0.0051003
No | PG&E | Com | BldgEnv | 2022 T-24: NRNC - Envelope - Opaque Envelope: Wall | On-the-books | Gas Energy (MMTherm/year) |  | 0.051654 | 0.051453 | 0.051249 | 0.051044 | 0.050841 | 0.050643 | 0.050451 | 0.050266 | 0.050091 | 0.049927 | 0.049774 | 0.049632
No | PG&E | Com | BldgEnv | 2022 T-24: NRNC - Reduce Infiltration - Require air barrier where not currently required | On-the-books | Gas Energy (MMTherm/year) |  | 0.068593 | 0.068291 | 0.068075 | 0.067921 | 0.067812 | 0.067735 | 0.067681 | 0.067642 | 0.067615 | 0.067596 | 0.067582 | 0.067573
No | PG&E | Com | BldgEnv | 2019 T-24: NRNC-Envelope-Dock Seals | On-the-books | Gas Energy (MMTherm/year) |  | 0.003057 | 0.0028199 | 0.0025525 | 0.0022628 | 0.0019621 | 0.0016636 | 0.0013801 | 0.0011219 | 0.00089569 | 0.00070401 | 0.00054619 | 0.00041927
No | PG&E | Com | BldgEnv | 2008 T-24: Cool Roof Expansion | Expected | Gas Energy (MMTherm/year) | -0.054692 | -0.054662 | -0.054641 | -0.054626 | -0.054615 | -0.054607 | -0.054597 | -0.054588 | -0.054579 | -0.05457 | -0.054561 | -0.054552 | -0.054543
No | PG&E | Com | BldgEnv | 2005 T-24: Cool roofs | Expected | Gas Energy (MMTherm/year) | -0.0089266 | -0.0089264 | -0.0089263 | -0.0089263 | -0.0089262 | -0.0089262 | -0.0089262 | -0.0089261 | -0.0089261 | -0.0089261 | -0.008926 | -0.008926 | -0.008926
No | PG&E | Com | BldgEnv | 2005 T-24: Duct testing/sealing in new commercial buildings | Expected | Gas Energy (MMTherm/year) | 0.0031612 | 0.0031581 | 0.003156 | 0.0031547 | 0.0031538 | 0.0031533 | 0.0031525 | 0.0031519 | 0.0031512 | 0.0031505 | 0.0031499 | 0.0031492 | 0.0031485
No | PG&E | Com | BldgEnv | 2008 T-24: Envelope insulation | Expected | Gas Energy (MMTherm/year) | 0.89805 | 0.89336 | 0.88978 | 0.88705 | 0.88497 | 0.88339 | 0.88147 | 0.87978 | 0.87794 | 0.8762 | 0.87439 | 0.87263 | 0.87083
No | PG&E | Com | BldgEnv | 2013 T-24: NRA-Envelope-Cool Roofs | Expected | Gas Energy (MMTherm/year) | -0.0063472 | -0.0061841 | -0.0060502 | -0.0059408 | -0.0029018 | 0 | 0 | 0 | 0 | 0 | 0 | 0 | 0
No | PG&E | Com | BldgEnv | 2025 T-24: NR High Performance Envelope - Prescriptive Heavy Mass Walls U-Value (New Construction + Additions) | Expected | Gas Energy (MMTherm/year) | 0 | 5.1961e-05 | 0.00031035 | 0.00030978 | 0.00030921 | 0.00030863 | 0.00030805 | 0.00030746 | 0.00030687 | 0.00030627 | 0.00030567 | 0.00030506 | 0.00030444
No | PG&E | Com | BldgEnv | 2025 T-24: NR High Performance Envelope - Prescriptive Light Mass Walls U-Value (New Construction + Additions) | Expected | Gas Energy (MMTherm/year) | 0 | 0.00034391 | 0.0019632 | 0.0018703 | 0.0017795 | 0.0016909 | 0.0016046 | 0.0015209 | 0.0014399 | 0.0013616 | 0.0012861 | 0.0012135 | 0.0011438
No | PG&E | Com | BldgEnv | 2025 T-24: NR High Performance Envelope - Prescriptive Metal Building Walls U-Value (New Construction + Additions) | Expected | Gas Energy (MMTherm/year) | 0 | 0.00037011 | 0.0022139 | 0.0022133 | 0.0022126 | 0.0022119 | 0.0022112 | 0.0022106 | 0.0022099 | 0.0022092 | 0.0022085 | 0.0022078 | 0.0022072
No | PG&E | Com | BldgEnv | 2025 T-24: NR High Performance Envelope - Prescriptive Metal Roof U-Value (New Construction + Additions) | Expected | Gas Energy (MMTherm/year) | 0 | 0.00026996 | 0.0015916 | 0.0015675 | 0.001543 | 0.0015183 | 0.0014933 | 0.001468 | 0.0014425 | 0.0014168 | 0.0013908 | 0.0013647 | 0.0013384
No | PG&E | Com | BldgEnv | 2025 T-24: NR High Performance Envelope - Prescriptive Woodframed and Other Roof U-Value (New Construction + Additions) | Expected | Gas Energy (MMTherm/year) | 0 | 0.00028358 | 0.0016431 | 0.0015895 | 0.0015361 | 0.001483 | 0.0014303 | 0.0013781 | 0.0013265 | 0.0012756 | 0.0012255 | 0.0011763 | 0.001128
No | PG&E | Com | BldgEnv | 2025 T-24: NR High Performance Envelope - Prescriptive Woodframed Walls U-Value (New Construction + Additions) | Expected | Gas Energy (MMTherm/year) | 0 | 0.00017565 | 0.0010466 | 0.001042 | 0.0010374 | 0.0010328 | 0.001028 | 0.0010233 | 0.0010184 | 0.0010135 | 0.0010085 | 0.0010035 | 0.00099836
No | PG&E | Com | BldgEnv | 2025 T-24: NR High Performance Envelope - Reduced Infiltration Vestibules: require vestibules for certain buildings (Thermal bridging) (New Construction + Additions) | Expected | Gas Energy (MMTherm/year) | 0 | 0.00063049 | 0.0037566 | 0.0037403 | 0.0037238 | 0.0037071 | 0.0036901 | 0.0036729 | 0.0036555 | 0.0036379 | 0.00362 | 0.0036019 | 0.0035836
No | PG&E | Com | BldgEnv | 2025 T-24: NR High Performance Envelope - Windows/Fenestration - Alterations (Alterations) | Expected | Gas Energy (MMTherm/year) | 0 | 0.0072651 | 0.0074935 | 0.0070393 | 0.0065827 | 0.0061296 | 0.0056858 | 0.0052564 | 0.0048462 | 0.0044588 | 0.0040969 | 0.0037624 | 0.0034561
No | PG&E | Com | BldgEnv | 2025 T-24: NR High Performance Envelope - Windows/Fenestration - New Construction (New Construction + Additions) | Expected | Gas Energy (MMTherm/year) | 0 | 4.869e-05 | 0.00027497 | 0.00025831 | 0.00024155 | 0.00022493 | 0.00020864 | 0.00019289 | 0.00017783 | 0.00016362 | 0.00015034 | 0.00013806 | 0.00012682
No | PG&E | Com | BldgEnv | 2022 T-24: NRA - Envelope - Cool Roofs: Steep-Sloped | Expected | Gas Energy (MMTherm/year) | -0.020362 | -0.020285 | -0.020206 | -0.020126 | -0.020046 | -0.019966 | -0.019888 | -0.019812 | -0.01974 | -0.019671 | -0.019607 | -0.019547 | -0.019491
No | PG&E | Com | BldgEnv | 2022 T-24: NRA - Envelope - Roof Recovers | Expected | Gas Energy (MMTherm/year) | 0.79413 | 0.79112 | 0.78804 | 0.78491 | 0.78178 | 0.77867 | 0.77563 | 0.77269 | 0.76986 | 0.76718 | 0.76466 | 0.76232 | 0.76015
No | PG&E | Com | BldgEnv | 2022 T-24: NRA - Envelope - Roof Replacements | Expected | Gas Energy (MMTherm/year) | 0.83486 | 0.83169 | 0.82845 | 0.82516 | 0.82187 | 0.8186 | 0.81541 | 0.81231 | 0.80934 | 0.80652 | 0.80388 | 0.80141 | 0.79914
No | PG&E | Com | BldgEnv | 2022 T-24: NRA - Reduce Infiltration - Require air barrier where not currently required | Expected | Gas Energy (MMTherm/year) | 0.075674 | 0.075212 | 0.07488 | 0.074643 | 0.074475 | 0.074355 | 0.074271 | 0.074211 | 0.074169 | 0.074139 | 0.074118 | 0.074103 | 0.074093
No | PG&E | Com | BldgEnv | 2022 T-24: NRNC - Envelope - High Performance Windows | Expected | Gas Energy (MMTherm/year) | -0.0053282 | -0.005308 | -0.0052873 | -0.0052664 | -0.0052453 | -0.0052245 | -0.0052041 | -0.0051843 | -0.0051654 | -0.0051474 | -0.0051305 | -0.0051148 | -0.0051003
No | PG&E | Com | BldgEnv | 2022 T-24: NRNC - Envelope - Opaque Envelope: Wall | Expected | Gas Energy (MMTherm/year) |  | 0.051654 | 0.051453 | 0.051249 | 0.051044 | 0.050841 | 0.050643 | 0.050451 | 0.050266 | 0.050091 | 0.049927 | 0.049774 | 0.049632
No | PG&E | Com | BldgEnv | 2022 T-24: NRNC - Reduce Infiltration - Require air barrier where not currently required | Expected | Gas Energy (MMTherm/year) |  | 0.068593 | 0.068291 | 0.068075 | 0.067921 | 0.067812 | 0.067735 | 0.067681 | 0.067642 | 0.067615 | 0.067596 | 0.067582 | 0.067573
No | PG&E | Com | BldgEnv | 2019 T-24: NRNC-Envelope-Dock Seals | Expected | Gas Energy (MMTherm/year) |  | 0.003057 | 0.0028199 | 0.0025525 | 0.0022628 | 0.0019621 | 0.0016636 | 0.0013801 | 0.0011219 | 0.00089569 | 0.00070401 | 0.00054619 | 0.00041927
No | PG&E | Com | BldgEnv | 2008 T-24: Cool Roof Expansion | Possible | Gas Energy (MMTherm/year) | -0.054692 | -0.054662 | -0.054641 | -0.054626 | -0.054615 | -0.054607 | -0.054597 | -0.054588 | -0.054579 | -0.05457 | -0.054561 | -0.054552 | -0.054543
No | PG&E | Com | BldgEnv | 2005 T-24: Cool roofs | Possible | Gas Energy (MMTherm/year) | -0.0089266 | -0.0089264 | -0.0089263 | -0.0089263 | -0.0089262 | -0.0089262 | -0.0089262 | -0.0089261 | -0.0089261 | -0.0089261 | -0.008926 | -0.008926 | -0.008926
No | PG&E | Com | BldgEnv | 2005 T-24: Duct testing/sealing in new commercial buildings | Possible | Gas Energy (MMTherm/year) | 0.0031612 | 0.0031581 | 0.003156 | 0.0031547 | 0.0031538 | 0.0031533 | 0.0031525 | 0.0031519 | 0.0031512 | 0.0031505 | 0.0031499 | 0.0031492 | 0.0031485
No | PG&E | Com | BldgEnv | 2008 T-24: Envelope insulation | Possible | Gas Energy (MMTherm/year) | 0.89805 | 0.89336 | 0.88978 | 0.88705 | 0.88497 | 0.88339 | 0.88147 | 0.87978 | 0.87794 | 0.8762 | 0.87439 | 0.87263 | 0.87083
No | PG&E | Com | BldgEnv | 2013 T-24: NRA-Envelope-Cool Roofs | Possible | Gas Energy (MMTherm/year) | -0.0063472 | -0.0061841 | -0.0060502 | -0.0059408 | -0.0029018 | 0 | 0 | 0 | 0 | 0 | 0 | 0 | 0
No | PG&E | Com | BldgEnv | 2025 T-24: NR High Performance Envelope - Prescriptive Heavy Mass Walls U-Value (New Construction + Additions) | Possible | Gas Energy (MMTherm/year) | 0 | 5.1961e-05 | 0.00031035 | 0.00030978 | 0.00030921 | 0.00030863 | 0.00030805 | 0.00030746 | 0.00030687 | 0.00030627 | 0.00030567 | 0.00030506 | 0.00030444
No | PG&E | Com | BldgEnv | 2025 T-24: NR High Performance Envelope - Prescriptive Light Mass Walls U-Value (New Construction + Additions) | Possible | Gas Energy (MMTherm/year) | 0 | 0.00034391 | 0.0019632 | 0.0018703 | 0.0017795 | 0.0016909 | 0.0016046 | 0.0015209 | 0.0014399 | 0.0013616 | 0.0012861 | 0.0012135 | 0.0011438
No | PG&E | Com | BldgEnv | 2025 T-24: NR High Performance Envelope - Prescriptive Metal Building Walls U-Value (New Construction + Additions) | Possible | Gas Energy (MMTherm/year) | 0 | 0.00037011 | 0.0022139 | 0.0022133 | 0.0022126 | 0.0022119 | 0.0022112 | 0.0022106 | 0.0022099 | 0.0022092 | 0.0022085 | 0.0022078 | 0.0022072
No | PG&E | Com | BldgEnv | 2025 T-24: NR High Performance Envelope - Prescriptive Metal Roof U-Value (New Construction + Additions) | Possible | Gas Energy (MMTherm/year) | 0 | 0.00026996 | 0.0015916 | 0.0015675 | 0.001543 | 0.0015183 | 0.0014933 | 0.001468 | 0.0014425 | 0.0014168 | 0.0013908 | 0.0013647 | 0.0013384
No | PG&E | Com | BldgEnv | 2025 T-24: NR High Performance Envelope - Prescriptive Woodframed and Other Roof U-Value (New Construction + Additions) | Possible | Gas Energy (MMTherm/year) | 0 | 0.00028358 | 0.0016431 | 0.0015895 | 0.0015361 | 0.001483 | 0.0014303 | 0.0013781 | 0.0013265 | 0.0012756 | 0.0012255 | 0.0011763 | 0.001128
No | PG&E | Com | BldgEnv | 2025 T-24: NR High Performance Envelope - Prescriptive Woodframed Walls U-Value (New Construction + Additions) | Possible | Gas Energy (MMTherm/year) | 0 | 0.00017565 | 0.0010466 | 0.001042 | 0.0010374 | 0.0010328 | 0.001028 | 0.0010233 | 0.0010184 | 0.0010135 | 0.0010085 | 0.0010035 | 0.00099836
No | PG&E | Com | BldgEnv | 2025 T-24: NR High Performance Envelope - Reduced Infiltration Vestibules: require vestibules for certain buildings (Thermal bridging) (New Construction + Additions) | Possible | Gas Energy (MMTherm/year) | 0 | 0.00063049 | 0.0037566 | 0.0037403 | 0.0037238 | 0.0037071 | 0.0036901 | 0.0036729 | 0.0036555 | 0.0036379 | 0.00362 | 0.0036019 | 0.0035836
No | PG&E | Com | BldgEnv | 2025 T-24: NR High Performance Envelope - Windows/Fenestration - Alterations (Alterations) | Possible | Gas Energy (MMTherm/year) | 0 | 0.0072651 | 0.0074935 | 0.0070393 | 0.0065827 | 0.0061296 | 0.0056858 | 0.0052564 | 0.0048462 | 0.0044588 | 0.0040969 | 0.0037624 | 0.0034561
No | PG&E | Com | BldgEnv | 2025 T-24: NR High Performance Envelope - Windows/Fenestration - New Construction (New Construction + Additions) | Possible | Gas Energy (MMTherm/year) | 0 | 4.869e-05 | 0.00027497 | 0.00025831 | 0.00024155 | 0.00022493 | 0.00020864 | 0.00019289 | 0.00017783 | 0.00016362 | 0.00015034 | 0.00013806 | 0.00012682
No | PG&E | Com | BldgEnv | 2022 T-24: NRA - Envelope - Cool Roofs: Steep-Sloped | Possible | Gas Energy (MMTherm/year) | -0.020362 | -0.020285 | -0.020206 | -0.020126 | -0.020046 | -0.019966 | -0.019888 | -0.019812 | -0.01974 | -0.019671 | -0.019607 | -0.019547 | -0.019491
No | PG&E | Com | BldgEnv | 2022 T-24: NRA - Envelope - Roof Recovers | Possible | Gas Energy (MMTherm/year) | 0.79413 | 0.79112 | 0.78804 | 0.78491 | 0.78178 | 0.77867 | 0.77563 | 0.77269 | 0.76986 | 0.76718 | 0.76466 | 0.76232 | 0.76015
No | PG&E | Com | BldgEnv | 2022 T-24: NRA - Envelope - Roof Replacements | Possible | Gas Energy (MMTherm/year) | 0.83486 | 0.83169 | 0.82845 | 0.82516 | 0.82187 | 0.8186 | 0.81541 | 0.81231 | 0.80934 | 0.80652 | 0.80388 | 0.80141 | 0.79914
No | PG&E | Com | BldgEnv | 2022 T-24: NRA - Reduce Infiltration - Require air barrier where not currently required | Possible | Gas Energy (MMTherm/year) | 0.075674 | 0.075212 | 0.07488 | 0.074643 | 0.074475 | 0.074355 | 0.074271 | 0.074211 | 0.074169 | 0.074139 | 0.074118 | 0.074103 | 0.074093
No | PG&E | Com | BldgEnv | 2022 T-24: NRNC - Envelope - High Performance Windows | Possible | Gas Energy (MMTherm/year) | -0.0053282 | -0.005308 | -0.0052873 | -0.0052664 | -0.0052453 | -0.0052245 | -0.0052041 | -0.0051843 | -0.0051654 | -0.0051474 | -0.0051305 | -0.0051148 | -0.0051003
No | PG&E | Com | BldgEnv | 2022 T-24: NRNC - Envelope - Opaque Envelope: Wall | Possible | Gas Energy (MMTherm/year) |  | 0.051654 | 0.051453 | 0.051249 | 0.051044 | 0.050841 | 0.050643 | 0.050451 | 0.050266 | 0.050091 | 0.049927 | 0.049774 | 0.049632
No | PG&E | Com | BldgEnv | 2022 T-24: NRNC - Reduce Infiltration - Require air barrier where not currently required | Possible | Gas Energy (MMTherm/year) |  | 0.068593 | 0.068291 | 0.068075 | 0.067921 | 0.067812 | 0.067735 | 0.067681 | 0.067642 | 0.067615 | 0.067596 | 0.067582 | 0.067573
No | PG&E | Com | BldgEnv | 2019 T-24: NRNC-Envelope-Dock Seals | Possible | Gas Energy (MMTherm/year) |  | 0.003057 | 0.0028199 | 0.0025525 | 0.0022628 | 0.0019621 | 0.0016636 | 0.0013801 | 0.0011219 | 0.00089569 | 0.00070401 | 0.00054619 | 0.00041927
No | SCG | Com | BldgEnv | 2008 T-24: Cool Roof Expansion | On-the-books | Gas Energy (MMTherm/year) | -0.060915 | -0.060881 | -0.060858 | -0.06084 | -0.060828 | -0.06082 | -0.060808 | -0.060799 | -0.060788 | -0.060779 | -0.060768 | -0.060758 | -0.060748
No | SCG | Com | BldgEnv | 2005 T-24: Cool roofs | On-the-books | Gas Energy (MMTherm/year) | -0.0099421 | -0.009942 | -0.0099419 | -0.0099418 | -0.0099418 | -0.0099418 | -0.0099417 | -0.0099417 | -0.0099417 | -0.0099416 | -0.0099416 | -0.0099416 | -0.0099415
No | SCG | Com | BldgEnv | 2005 T-24: Duct testing/sealing in new commercial buildings | On-the-books | Gas Energy (MMTherm/year) | 0.0035208 | 0.0035174 | 0.0035151 | 0.0035136 | 0.0035127 | 0.003512 | 0.0035112 | 0.0035105 | 0.0035097 | 0.003509 | 0.0035082 | 0.0035075 | 0.0035067
No | SCG | Com | BldgEnv | 2008 T-24: Envelope insulation | On-the-books | Gas Energy (MMTherm/year) | 1.0002 | 0.995 | 0.99101 | 0.98797 | 0.98565 | 0.98389 | 0.98176 | 0.97987 | 0.97782 | 0.97589 | 0.97387 | 0.97191 | 0.96991
No | SCG | Com | BldgEnv | 2013 T-24: NRA-Envelope-Cool Roofs | On-the-books | Gas Energy (MMTherm/year) | -0.0070694 | -0.0068877 | -0.0067386 | -0.0066167 | -0.0032319 | 0 | 0 | 0 | 0 | 0 | 0 | 0 | 0
No | SCG | Com | BldgEnv | 2025 T-24: NR High Performance Envelope - Prescriptive Heavy Mass Walls U-Value (New Construction + Additions) | On-the-books | Gas Energy (MMTherm/year) | 0 | 5.7873e-05 | 0.00034566 | 0.00034503 | 0.00034439 | 0.00034375 | 0.0003431 | 0.00034244 | 0.00034178 | 0.00034112 | 0.00034044 | 0.00033976 | 0.00033908
No | SCG | Com | BldgEnv | 2025 T-24: NR High Performance Envelope - Prescriptive Light Mass Walls U-Value (New Construction + Additions) | On-the-books | Gas Energy (MMTherm/year) | 0 | 0.00038304 | 0.0021865 | 0.0020831 | 0.0019819 | 0.0018832 | 0.0017872 | 0.001694 | 0.0016037 | 0.0015165 | 0.0014324 | 0.0013516 | 0.001274
No | SCG | Com | BldgEnv | 2025 T-24: NR High Performance Envelope - Prescriptive Metal Building Walls U-Value (New Construction + Additions) | On-the-books | Gas Energy (MMTherm/year) | 0 | 0.00041222 | 0.0024658 | 0.0024651 | 0.0024643 | 0.0024636 | 0.0024628 | 0.0024621 | 0.0024613 | 0.0024606 | 0.0024598 | 0.002459 | 0.0024583
No | SCG | Com | BldgEnv | 2025 T-24: NR High Performance Envelope - Prescriptive Metal Roof U-Value (New Construction + Additions) | On-the-books | Gas Energy (MMTherm/year) | 0 | 0.00030068 | 0.0017727 | 0.0017458 | 0.0017186 | 0.0016911 | 0.0016632 | 0.001635 | 0.0016066 | 0.0015779 | 0.0015491 | 0.00152 | 0.0014907
No | SCG | Com | BldgEnv | 2025 T-24: NR High Performance Envelope - Prescriptive Woodframed and Other Roof U-Value (New Construction + Additions) | On-the-books | Gas Energy (MMTherm/year) | 0 | 0.00031584 | 0.0018301 | 0.0017703 | 0.0017108 | 0.0016517 | 0.001593 | 0.0015349 | 0.0014774 | 0.0014208 | 0.001365 | 0.0013101 | 0.0012564
No | SCG | Com | BldgEnv | 2025 T-24: NR High Performance Envelope - Prescriptive Woodframed Walls U-Value (New Construction + Additions) | On-the-books | Gas Energy (MMTherm/year) | 0 | 0.00019564 | 0.0011656 | 0.0011606 | 0.0011555 | 0.0011503 | 0.001145 | 0.0011397 | 0.0011343 | 0.0011288 | 0.0011233 | 0.0011176 | 0.0011119
No | SCG | Com | BldgEnv | 2025 T-24: NR High Performance Envelope - Reduced Infiltration Vestibules: require vestibules for certain buildings (Thermal bridging) (New Construction + Additions) | On-the-books | Gas Energy (MMTherm/year) | 0 | 0.00070222 | 0.004184 | 0.0041658 | 0.0041475 | 0.0041288 | 0.00411 | 0.0040908 | 0.0040714 | 0.0040518 | 0.0040319 | 0.0040117 | 0.0039913
No | SCG | Com | BldgEnv | 2025 T-24: NR High Performance Envelope - Windows/Fenestration - Alterations (Alterations) | On-the-books | Gas Energy (MMTherm/year) | 0 | 0.0080917 | 0.008346 | 0.0078402 | 0.0073316 | 0.006827 | 0.0063326 | 0.0058545 | 0.0053976 | 0.0049661 | 0.004563 | 0.0041904 | 0.0038493
No | SCG | Com | BldgEnv | 2025 T-24: NR High Performance Envelope - Windows/Fenestration - New Construction (New Construction + Additions) | On-the-books | Gas Energy (MMTherm/year) | 0 | 5.4229e-05 | 0.00030626 | 0.0002877 | 0.00026904 | 0.00025052 | 0.00023238 | 0.00021483 | 0.00019806 | 0.00018223 | 0.00016744 | 0.00015377 | 0.00014125
No | SCG | Com | BldgEnv | 2022 T-24: NRA - Envelope - Cool Roofs: Steep-Sloped | On-the-books | Gas Energy (MMTherm/year) | -0.022679 | -0.022593 | -0.022505 | -0.022416 | -0.022326 | -0.022238 | -0.022151 | -0.022067 | -0.021986 | -0.021909 | -0.021837 | -0.02177 | -0.021709
No | SCG | Com | BldgEnv | 2022 T-24: NRA - Envelope - Roof Recovers | On-the-books | Gas Energy (MMTherm/year) | 0.88448 | 0.88113 | 0.87769 | 0.87421 | 0.87072 | 0.86726 | 0.86388 | 0.8606 | 0.85745 | 0.85446 | 0.85166 | 0.84905 | 0.84664
No | SCG | Com | BldgEnv | 2022 T-24: NRA - Envelope - Roof Replacements | On-the-books | Gas Energy (MMTherm/year) | 0.92984 | 0.92632 | 0.9227 | 0.91904 | 0.91537 | 0.91174 | 0.90818 | 0.90473 | 0.90142 | 0.89828 | 0.89534 | 0.89259 | 0.89006
No | SCG | Com | BldgEnv | 2022 T-24: NRA - Reduce Infiltration - Require air barrier where not currently required | On-the-books | Gas Energy (MMTherm/year) | 0.084283 | 0.083769 | 0.083399 | 0.083136 | 0.082948 | 0.082815 | 0.082721 | 0.082654 | 0.082607 | 0.082574 | 0.082551 | 0.082534 | 0.082523
No | SCG | Com | BldgEnv | 2022 T-24: NRNC - Envelope - High Performance Windows | On-the-books | Gas Energy (MMTherm/year) | -0.0059344 | -0.0059119 | -0.0058889 | -0.0058655 | -0.0058421 | -0.0058189 | -0.0057962 | -0.0057742 | -0.0057531 | -0.005733 | -0.0057142 | -0.0056967 | -0.0056805
No | SCG | Com | BldgEnv | 2022 T-24: NRNC - Envelope - Opaque Envelope: Wall | On-the-books | Gas Energy (MMTherm/year) |  | 0.057531 | 0.057307 | 0.057079 | 0.056852 | 0.056626 | 0.056405 | 0.05619 | 0.055985 | 0.05579 | 0.055607 | 0.055437 | 0.055279
No | SCG | Com | BldgEnv | 2022 T-24: NRNC - Reduce Infiltration - Require air barrier where not currently required | On-the-books | Gas Energy (MMTherm/year) |  | 0.076397 | 0.07606 | 0.07582 | 0.075649 | 0.075527 | 0.075441 | 0.075381 | 0.075338 | 0.075308 | 0.075286 | 0.075271 | 0.075261
No | SCG | Com | BldgEnv | 2019 T-24: NRNC-Envelope-Dock Seals | On-the-books | Gas Energy (MMTherm/year) |  | 0.0034048 | 0.0031407 | 0.0028429 | 0.0025202 | 0.0021853 | 0.0018528 | 0.0015371 | 0.0012496 | 0.0009976 | 0.00078411 | 0.00060833 | 0.00046698
No | SCG | Com | BldgEnv | 2008 T-24: Cool Roof Expansion | Expected | Gas Energy (MMTherm/year) | -0.060915 | -0.060881 | -0.060858 | -0.06084 | -0.060828 | -0.06082 | -0.060808 | -0.060799 | -0.060788 | -0.060779 | -0.060768 | -0.060758 | -0.060748
No | SCG | Com | BldgEnv | 2005 T-24: Cool roofs | Expected | Gas Energy (MMTherm/year) | -0.0099421 | -0.009942 | -0.0099419 | -0.0099418 | -0.0099418 | -0.0099418 | -0.0099417 | -0.0099417 | -0.0099417 | -0.0099416 | -0.0099416 | -0.0099416 | -0.0099415
No | SCG | Com | BldgEnv | 2005 T-24: Duct testing/sealing in new commercial buildings | Expected | Gas Energy (MMTherm/year) | 0.0035208 | 0.0035174 | 0.0035151 | 0.0035136 | 0.0035127 | 0.003512 | 0.0035112 | 0.0035105 | 0.0035097 | 0.003509 | 0.0035082 | 0.0035075 | 0.0035067
No | SCG | Com | BldgEnv | 2008 T-24: Envelope insulation | Expected | Gas Energy (MMTherm/year) | 1.0002 | 0.995 | 0.99101 | 0.98797 | 0.98565 | 0.98389 | 0.98176 | 0.97987 | 0.97782 | 0.97589 | 0.97387 | 0.97191 | 0.96991
No | SCG | Com | BldgEnv | 2013 T-24: NRA-Envelope-Cool Roofs | Expected | Gas Energy (MMTherm/year) | -0.0070694 | -0.0068877 | -0.0067386 | -0.0066167 | -0.0032319 | 0 | 0 | 0 | 0 | 0 | 0 | 0 | 0
No | SCG | Com | BldgEnv | 2025 T-24: NR High Performance Envelope - Prescriptive Heavy Mass Walls U-Value (New Construction + Additions) | Expected | Gas Energy (MMTherm/year) | 0 | 5.7873e-05 | 0.00034566 | 0.00034503 | 0.00034439 | 0.00034375 | 0.0003431 | 0.00034244 | 0.00034178 | 0.00034112 | 0.00034044 | 0.00033976 | 0.00033908
No | SCG | Com | BldgEnv | 2025 T-24: NR High Performance Envelope - Prescriptive Light Mass Walls U-Value (New Construction + Additions) | Expected | Gas Energy (MMTherm/year) | 0 | 0.00038304 | 0.0021865 | 0.0020831 | 0.0019819 | 0.0018832 | 0.0017872 | 0.001694 | 0.0016037 | 0.0015165 | 0.0014324 | 0.0013516 | 0.001274
No | SCG | Com | BldgEnv | 2025 T-24: NR High Performance Envelope - Prescriptive Metal Building Walls U-Value (New Construction + Additions) | Expected | Gas Energy (MMTherm/year) | 0 | 0.00041222 | 0.0024658 | 0.0024651 | 0.0024643 | 0.0024636 | 0.0024628 | 0.0024621 | 0.0024613 | 0.0024606 | 0.0024598 | 0.002459 | 0.0024583
No | SCG | Com | BldgEnv | 2025 T-24: NR High Performance Envelope - Prescriptive Metal Roof U-Value (New Construction + Additions) | Expected | Gas Energy (MMTherm/year) | 0 | 0.00030068 | 0.0017727 | 0.0017458 | 0.0017186 | 0.0016911 | 0.0016632 | 0.001635 | 0.0016066 | 0.0015779 | 0.0015491 | 0.00152 | 0.0014907
No | SCG | Com | BldgEnv | 2025 T-24: NR High Performance Envelope - Prescriptive Woodframed and Other Roof U-Value (New Construction + Additions) | Expected | Gas Energy (MMTherm/year) | 0 | 0.00031584 | 0.0018301 | 0.0017703 | 0.0017108 | 0.0016517 | 0.001593 | 0.0015349 | 0.0014774 | 0.0014208 | 0.001365 | 0.0013101 | 0.0012564
No | SCG | Com | BldgEnv | 2025 T-24: NR High Performance Envelope - Prescriptive Woodframed Walls U-Value (New Construction + Additions) | Expected | Gas Energy (MMTherm/year) | 0 | 0.00019564 | 0.0011656 | 0.0011606 | 0.0011555 | 0.0011503 | 0.001145 | 0.0011397 | 0.0011343 | 0.0011288 | 0.0011233 | 0.0011176 | 0.0011119
No | SCG | Com | BldgEnv | 2025 T-24: NR High Performance Envelope - Reduced Infiltration Vestibules: require vestibules for certain buildings (Thermal bridging) (New Construction + Additions) | Expected | Gas Energy (MMTherm/year) | 0 | 0.00070222 | 0.004184 | 0.0041658 | 0.0041475 | 0.0041288 | 0.00411 | 0.0040908 | 0.0040714 | 0.0040518 | 0.0040319 | 0.0040117 | 0.0039913
No | SCG | Com | BldgEnv | 2025 T-24: NR High Performance Envelope - Windows/Fenestration - Alterations (Alterations) | Expected | Gas Energy (MMTherm/year) | 0 | 0.0080917 | 0.008346 | 0.0078402 | 0.0073316 | 0.006827 | 0.0063326 | 0.0058545 | 0.0053976 | 0.0049661 | 0.004563 | 0.0041904 | 0.0038493
No | SCG | Com | BldgEnv | 2025 T-24: NR High Performance Envelope - Windows/Fenestration - New Construction (New Construction + Additions) | Expected | Gas Energy (MMTherm/year) | 0 | 5.4229e-05 | 0.00030626 | 0.0002877 | 0.00026904 | 0.00025052 | 0.00023238 | 0.00021483 | 0.00019806 | 0.00018223 | 0.00016744 | 0.00015377 | 0.00014125
No | SCG | Com | BldgEnv | 2022 T-24: NRA - Envelope - Cool Roofs: Steep-Sloped | Expected | Gas Energy (MMTherm/year) | -0.022679 | -0.022593 | -0.022505 | -0.022416 | -0.022326 | -0.022238 | -0.022151 | -0.022067 | -0.021986 | -0.021909 | -0.021837 | -0.02177 | -0.021709
No | SCG | Com | BldgEnv | 2022 T-24: NRA - Envelope - Roof Recovers | Expected | Gas Energy (MMTherm/year) | 0.88448 | 0.88113 | 0.87769 | 0.87421 | 0.87072 | 0.86726 | 0.86388 | 0.8606 | 0.85745 | 0.85446 | 0.85166 | 0.84905 | 0.84664
No | SCG | Com | BldgEnv | 2022 T-24: NRA - Envelope - Roof Replacements | Expected | Gas Energy (MMTherm/year) | 0.92984 | 0.92632 | 0.9227 | 0.91904 | 0.91537 | 0.91174 | 0.90818 | 0.90473 | 0.90142 | 0.89828 | 0.89534 | 0.89259 | 0.89006
No | SCG | Com | BldgEnv | 2022 T-24: NRA - Reduce Infiltration - Require air barrier where not currently required | Expected | Gas Energy (MMTherm/year) | 0.084283 | 0.083769 | 0.083399 | 0.083136 | 0.082948 | 0.082815 | 0.082721 | 0.082654 | 0.082607 | 0.082574 | 0.082551 | 0.082534 | 0.082523
No | SCG | Com | BldgEnv | 2022 T-24: NRNC - Envelope - High Performance Windows | Expected | Gas Energy (MMTherm/year) | -0.0059344 | -0.0059119 | -0.0058889 | -0.0058655 | -0.0058421 | -0.0058189 | -0.0057962 | -0.0057742 | -0.0057531 | -0.005733 | -0.0057142 | -0.0056967 | -0.0056805
No | SCG | Com | BldgEnv | 2022 T-24: NRNC - Envelope - Opaque Envelope: Wall | Expected | Gas Energy (MMTherm/year) |  | 0.057531 | 0.057307 | 0.057079 | 0.056852 | 0.056626 | 0.056405 | 0.05619 | 0.055985 | 0.05579 | 0.055607 | 0.055437 | 0.055279
No | SCG | Com | BldgEnv | 2022 T-24: NRNC - Reduce Infiltration - Require air barrier where not currently required | Expected | Gas Energy (MMTherm/year) |  | 0.076397 | 0.07606 | 0.07582 | 0.075649 | 0.075527 | 0.075441 | 0.075381 | 0.075338 | 0.075308 | 0.075286 | 0.075271 | 0.075261
No | SCG | Com | BldgEnv | 2019 T-24: NRNC-Envelope-Dock Seals | Expected | Gas Energy (MMTherm/year) |  | 0.0034048 | 0.0031407 | 0.0028429 | 0.0025202 | 0.0021853 | 0.0018528 | 0.0015371 | 0.0012496 | 0.0009976 | 0.00078411 | 0.00060833 | 0.00046698
No | SCG | Com | BldgEnv | 2008 T-24: Cool Roof Expansion | Possible | Gas Energy (MMTherm/year) | -0.060915 | -0.060881 | -0.060858 | -0.06084 | -0.060828 | -0.06082 | -0.060808 | -0.060799 | -0.060788 | -0.060779 | -0.060768 | -0.060758 | -0.060748
No | SCG | Com | BldgEnv | 2005 T-24: Cool roofs | Possible | Gas Energy (MMTherm/year) | -0.0099421 | -0.009942 | -0.0099419 | -0.0099418 | -0.0099418 | -0.0099418 | -0.0099417 | -0.0099417 | -0.0099417 | -0.0099416 | -0.0099416 | -0.0099416 | -0.0099415
No | SCG | Com | BldgEnv | 2005 T-24: Duct testing/sealing in new commercial buildings | Possible | Gas Energy (MMTherm/year) | 0.0035208 | 0.0035174 | 0.0035151 | 0.0035136 | 0.0035127 | 0.003512 | 0.0035112 | 0.0035105 | 0.0035097 | 0.003509 | 0.0035082 | 0.0035075 | 0.0035067
No | SCG | Com | BldgEnv | 2008 T-24: Envelope insulation | Possible | Gas Energy (MMTherm/year) | 1.0002 | 0.995 | 0.99101 | 0.98797 | 0.98565 | 0.98389 | 0.98176 | 0.97987 | 0.97782 | 0.97589 | 0.97387 | 0.97191 | 0.96991
No | SCG | Com | BldgEnv | 2013 T-24: NRA-Envelope-Cool Roofs | Possible | Gas Energy (MMTherm/year) | -0.0070694 | -0.0068877 | -0.0067386 | -0.0066167 | -0.0032319 | 0 | 0 | 0 | 0 | 0 | 0 | 0 | 0
No | SCG | Com | BldgEnv | 2025 T-24: NR High Performance Envelope - Prescriptive Heavy Mass Walls U-Value (New Construction + Additions) | Possible | Gas Energy (MMTherm/year) | 0 | 5.7873e-05 | 0.00034566 | 0.00034503 | 0.00034439 | 0.00034375 | 0.0003431 | 0.00034244 | 0.00034178 | 0.00034112 | 0.00034044 | 0.00033976 | 0.00033908
No | SCG | Com | BldgEnv | 2025 T-24: NR High Performance Envelope - Prescriptive Light Mass Walls U-Value (New Construction + Additions) | Possible | Gas Energy (MMTherm/year) | 0 | 0.00038304 | 0.0021865 | 0.0020831 | 0.0019819 | 0.0018832 | 0.0017872 | 0.001694 | 0.0016037 | 0.0015165 | 0.0014324 | 0.0013516 | 0.001274
No | SCG | Com | BldgEnv | 2025 T-24: NR High Performance Envelope - Prescriptive Metal Building Walls U-Value (New Construction + Additions) | Possible | Gas Energy (MMTherm/year) | 0 | 0.00041222 | 0.0024658 | 0.0024651 | 0.0024643 | 0.0024636 | 0.0024628 | 0.0024621 | 0.0024613 | 0.0024606 | 0.0024598 | 0.002459 | 0.0024583
No | SCG | Com | BldgEnv | 2025 T-24: NR High Performance Envelope - Prescriptive Metal Roof U-Value (New Construction + Additions) | Possible | Gas Energy (MMTherm/year) | 0 | 0.00030068 | 0.0017727 | 0.0017458 | 0.0017186 | 0.0016911 | 0.0016632 | 0.001635 | 0.0016066 | 0.0015779 | 0.0015491 | 0.00152 | 0.0014907
No | SCG | Com | BldgEnv | 2025 T-24: NR High Performance Envelope - Prescriptive Woodframed and Other Roof U-Value (New Construction + Additions) | Possible | Gas Energy (MMTherm/year) | 0 | 0.00031584 | 0.0018301 | 0.0017703 | 0.0017108 | 0.0016517 | 0.001593 | 0.0015349 | 0.0014774 | 0.0014208 | 0.001365 | 0.0013101 | 0.0012564
No | SCG | Com | BldgEnv | 2025 T-24: NR High Performance Envelope - Prescriptive Woodframed Walls U-Value (New Construction + Additions) | Possible | Gas Energy (MMTherm/year) | 0 | 0.00019564 | 0.0011656 | 0.0011606 | 0.0011555 | 0.0011503 | 0.001145 | 0.0011397 | 0.0011343 | 0.0011288 | 0.0011233 | 0.0011176 | 0.0011119
No | SCG | Com | BldgEnv | 2025 T-24: NR High Performance Envelope - Reduced Infiltration Vestibules: require vestibules for certain buildings (Thermal bridging) (New Construction + Additions) | Possible | Gas Energy (MMTherm/year) | 0 | 0.00070222 | 0.004184 | 0.0041658 | 0.0041475 | 0.0041288 | 0.00411 | 0.0040908 | 0.0040714 | 0.0040518 | 0.0040319 | 0.0040117 | 0.0039913
No | SCG | Com | BldgEnv | 2025 T-24: NR High Performance Envelope - Windows/Fenestration - Alterations (Alterations) | Possible | Gas Energy (MMTherm/year) | 0 | 0.0080917 | 0.008346 | 0.0078402 | 0.0073316 | 0.006827 | 0.0063326 | 0.0058545 | 0.0053976 | 0.0049661 | 0.004563 | 0.0041904 | 0.0038493
No | SCG | Com | BldgEnv | 2025 T-24: NR High Performance Envelope - Windows/Fenestration - New Construction (New Construction + Additions) | Possible | Gas Energy (MMTherm/year) | 0 | 5.4229e-05 | 0.00030626 | 0.0002877 | 0.00026904 | 0.00025052 | 0.00023238 | 0.00021483 | 0.00019806 | 0.00018223 | 0.00016744 | 0.00015377 | 0.00014125
No | SCG | Com | BldgEnv | 2022 T-24: NRA - Envelope - Cool Roofs: Steep-Sloped | Possible | Gas Energy (MMTherm/year) | -0.022679 | -0.022593 | -0.022505 | -0.022416 | -0.022326 | -0.022238 | -0.022151 | -0.022067 | -0.021986 | -0.021909 | -0.021837 | -0.02177 | -0.021709
No | SCG | Com | BldgEnv | 2022 T-24: NRA - Envelope - Roof Recovers | Possible | Gas Energy (MMTherm/year) | 0.88448 | 0.88113 | 0.87769 | 0.87421 | 0.87072 | 0.86726 | 0.86388 | 0.8606 | 0.85745 | 0.85446 | 0.85166 | 0.84905 | 0.84664
No | SCG | Com | BldgEnv | 2022 T-24: NRA - Envelope - Roof Replacements | Possible | Gas Energy (MMTherm/year) | 0.92984 | 0.92632 | 0.9227 | 0.91904 | 0.91537 | 0.91174 | 0.90818 | 0.90473 | 0.90142 | 0.89828 | 0.89534 | 0.89259 | 0.89006
No | SCG | Com | BldgEnv | 2022 T-24: NRA - Reduce Infiltration - Require air barrier where not currently required | Possible | Gas Energy (MMTherm/year) | 0.084283 | 0.083769 | 0.083399 | 0.083136 | 0.082948 | 0.082815 | 0.082721 | 0.082654 | 0.082607 | 0.082574 | 0.082551 | 0.082534 | 0.082523
No | SCG | Com | BldgEnv | 2022 T-24: NRNC - Envelope - High Performance Windows | Possible | Gas Energy (MMTherm/year) | -0.0059344 | -0.0059119 | -0.0058889 | -0.0058655 | -0.0058421 | -0.0058189 | -0.0057962 | -0.0057742 | -0.0057531 | -0.005733 | -0.0057142 | -0.0056967 | -0.0056805
No | SCG | Com | BldgEnv | 2022 T-24: NRNC - Envelope - Opaque Envelope: Wall | Possible | Gas Energy (MMTherm/year) |  | 0.057531 | 0.057307 | 0.057079 | 0.056852 | 0.056626 | 0.056405 | 0.05619 | 0.055985 | 0.05579 | 0.055607 | 0.055437 | 0.055279
No | SCG | Com | BldgEnv | 2022 T-24: NRNC - Reduce Infiltration - Require air barrier where not currently required | Possible | Gas Energy (MMTherm/year) |  | 0.076397 | 0.07606 | 0.07582 | 0.075649 | 0.075527 | 0.075441 | 0.075381 | 0.075338 | 0.075308 | 0.075286 | 0.075271 | 0.075261
No | SCG | Com | BldgEnv | 2019 T-24: NRNC-Envelope-Dock Seals | Possible | Gas Energy (MMTherm/year) |  | 0.0034048 | 0.0031407 | 0.0028429 | 0.0025202 | 0.0021853 | 0.0018528 | 0.0015371 | 0.0012496 | 0.0009976 | 0.00078411 | 0.00060833 | 0.00046698
No | SDG&E | Com | BldgEnv | 2008 T-24: Cool Roof Expansion | On-the-books | Gas Energy (MMTherm/year) | -0.0055265 | -0.0055235 | -0.0055213 | -0.0055198 | -0.0055187 | -0.0055179 | -0.0055169 | -0.005516 | -0.0055151 | -0.0055142 | -0.0055133 | -0.0055123 | -0.0055114
No | SDG&E | Com | BldgEnv | 2005 T-24: Cool roofs | On-the-books | Gas Energy (MMTherm/year) | -0.00090201 | -0.000902 | -0.00090199 | -0.00090198 | -0.00090198 | -0.00090197 | -0.00090197 | -0.00090197 | -0.00090196 | -0.00090196 | -0.00090196 | -0.00090196 | -0.00090195
No | SDG&E | Com | BldgEnv | 2005 T-24: Duct testing/sealing in new commercial buildings | On-the-books | Gas Energy (MMTherm/year) | 0.00031943 | 0.00031911 | 0.00031891 | 0.00031878 | 0.00031869 | 0.00031863 | 0.00031856 | 0.00031849 | 0.00031842 | 0.00031836 | 0.00031829 | 0.00031822 | 0.00031815
No | SDG&E | Com | BldgEnv | 2008 T-24: Envelope insulation | On-the-books | Gas Energy (MMTherm/year) | 0.090746 | 0.090272 | 0.08991 | 0.089634 | 0.089424 | 0.089264 | 0.089071 | 0.0889 | 0.088714 | 0.088538 | 0.088355 | 0.088177 | 0.087996
No | SDG&E | Com | BldgEnv | 2013 T-24: NRA-Envelope-Cool Roofs | On-the-books | Gas Energy (MMTherm/year) | -0.00064137 | -0.00062489 | -0.00061136 | -0.00060031 | -0.00029322 | 0 | 0 | 0 | 0 | 0 | 0 | 0 | 0
No | SDG&E | Com | BldgEnv | 2025 T-24: NR High Performance Envelope - Prescriptive Heavy Mass Walls U-Value (New Construction + Additions) | On-the-books | Gas Energy (MMTherm/year) | 0 | 5.2505e-06 | 3.136e-05 | 3.1303e-05 | 3.1245e-05 | 3.1187e-05 | 3.1128e-05 | 3.1068e-05 | 3.1008e-05 | 3.0948e-05 | 3.0887e-05 | 3.0825e-05 | 3.0763e-05
No | SDG&E | Com | BldgEnv | 2025 T-24: NR High Performance Envelope - Prescriptive Light Mass Walls U-Value (New Construction + Additions) | On-the-books | Gas Energy (MMTherm/year) | 0 | 3.4752e-05 | 0.00019837 | 0.00018899 | 0.00017981 | 0.00017086 | 0.00016214 | 0.00015369 | 0.0001455 | 0.00013758 | 0.00012996 | 0.00012262 | 0.00011558
No | SDG&E | Com | BldgEnv | 2025 T-24: NR High Performance Envelope - Prescriptive Metal Building Walls U-Value (New Construction + Additions) | On-the-books | Gas Energy (MMTherm/year) | 0 | 3.7399e-05 | 0.00022371 | 0.00022365 | 0.00022358 | 0.00022351 | 0.00022344 | 0.00022337 | 0.0002233 | 0.00022324 | 0.00022317 | 0.0002231 | 0.00022303
No | SDG&E | Com | BldgEnv | 2025 T-24: NR High Performance Envelope - Prescriptive Metal Roof U-Value (New Construction + Additions) | On-the-books | Gas Energy (MMTherm/year) | 0 | 2.7279e-05 | 0.00016083 | 0.00015839 | 0.00015592 | 0.00015342 | 0.0001509 | 0.00014834 | 0.00014576 | 0.00014316 | 0.00014054 | 0.0001379 | 0.00013525
No | SDG&E | Com | BldgEnv | 2025 T-24: NR High Performance Envelope - Prescriptive Woodframed and Other Roof U-Value (New Construction + Additions) | On-the-books | Gas Energy (MMTherm/year) | 0 | 2.8655e-05 | 0.00016603 | 0.00016062 | 0.00015522 | 0.00014985 | 0.00014453 | 0.00013925 | 0.00013404 | 0.0001289 | 0.00012384 | 0.00011886 | 0.00011398
No | SDG&E | Com | BldgEnv | 2025 T-24: NR High Performance Envelope - Prescriptive Woodframed Walls U-Value (New Construction + Additions) | On-the-books | Gas Energy (MMTherm/year) | 0 | 1.7749e-05 | 0.00010575 | 0.00010529 | 0.00010483 | 0.00010436 | 0.00010388 | 0.0001034 | 0.00010291 | 0.00010241 | 0.00010191 | 0.0001014 | 0.00010088
No | SDG&E | Com | BldgEnv | 2025 T-24: NR High Performance Envelope - Reduced Infiltration Vestibules: require vestibules for certain buildings (Thermal bridging) (New Construction + Additions) | On-the-books | Gas Energy (MMTherm/year) | 0 | 6.371e-05 | 0.00037959 | 0.00037795 | 0.00037628 | 0.00037459 | 0.00037288 | 0.00037114 | 0.00036938 | 0.0003676 | 0.00036579 | 0.00036396 | 0.00036211
No | SDG&E | Com | BldgEnv | 2025 T-24: NR High Performance Envelope - Windows/Fenestration - Alterations (Alterations) | On-the-books | Gas Energy (MMTherm/year) | 0 | 0.00073413 | 0.0007572 | 0.00071131 | 0.00066517 | 0.00061938 | 0.00057453 | 0.00053115 | 0.0004897 | 0.00045055 | 0.00041398 | 0.00038018 | 0.00034923
No | SDG&E | Com | BldgEnv | 2025 T-24: NR High Performance Envelope - Windows/Fenestration - New Construction (New Construction + Additions) | On-the-books | Gas Energy (MMTherm/year) | 0 | 4.92e-06 | 2.7786e-05 | 2.6101e-05 | 2.4408e-05 | 2.2728e-05 | 2.1083e-05 | 1.9491e-05 | 1.797e-05 | 1.6533e-05 | 1.5191e-05 | 1.3951e-05 | 1.2815e-05
No | SDG&E | Com | BldgEnv | 2022 T-24: NRA - Envelope - Cool Roofs: Steep-Sloped | On-the-books | Gas Energy (MMTherm/year) | -0.0020576 | -0.0020498 | -0.0020418 | -0.0020337 | -0.0020256 | -0.0020175 | -0.0020096 | -0.002002 | -0.0019947 | -0.0019877 | -0.0019812 | -0.0019751 | -0.0019695
No | SDG&E | Com | BldgEnv | 2022 T-24: NRA - Envelope - Roof Recovers | On-the-books | Gas Energy (MMTherm/year) | 0.080245 | 0.079941 | 0.079629 | 0.079314 | 0.078997 | 0.078683 | 0.078376 | 0.078078 | 0.077793 | 0.077522 | 0.077268 | 0.077031 | 0.076812
No | SDG&E | Com | BldgEnv | 2022 T-24: NRA - Envelope - Roof Replacements | On-the-books | Gas Energy (MMTherm/year) | 0.08436 | 0.084041 | 0.083713 | 0.083381 | 0.083048 | 0.082718 | 0.082395 | 0.082082 | 0.081782 | 0.081498 | 0.08123 | 0.080981 | 0.080751
No | SDG&E | Com | BldgEnv | 2022 T-24: NRA - Reduce Infiltration - Require air barrier where not currently required | On-the-books | Gas Energy (MMTherm/year) | 0.0076467 | 0.0076 | 0.0075665 | 0.0075425 | 0.0075255 | 0.0075135 | 0.0075049 | 0.0074989 | 0.0074946 | 0.0074916 | 0.0074895 | 0.007488 | 0.0074869
No | SDG&E | Com | BldgEnv | 2022 T-24: NRNC - Envelope - High Performance Windows | On-the-books | Gas Energy (MMTherm/year) | -0.00053841 | -0.00053637 | -0.00053427 | -0.00053215 | -0.00053003 | -0.00052793 | -0.00052586 | -0.00052387 | -0.00052195 | -0.00052013 | -0.00051843 | -0.00051684 | -0.00051537
No | SDG&E | Com | BldgEnv | 2022 T-24: NRNC - Envelope - Opaque Envelope: Wall | On-the-books | Gas Energy (MMTherm/year) |  | 0.0052196 | 0.0051992 | 0.0051786 | 0.0051579 | 0.0051374 | 0.0051174 | 0.0050979 | 0.0050793 | 0.0050616 | 0.005045 | 0.0050295 | 0.0050152
No | SDG&E | Com | BldgEnv | 2022 T-24: NRNC - Reduce Infiltration - Require air barrier where not currently required | On-the-books | Gas Energy (MMTherm/year) |  | 0.0069312 | 0.0069006 | 0.0068788 | 0.0068633 | 0.0068523 | 0.0068445 | 0.006839 | 0.0068351 | 0.0068323 | 0.0068304 | 0.006829 | 0.0068281
No | SDG&E | Com | BldgEnv | 2019 T-24: NRNC-Envelope-Dock Seals | On-the-books | Gas Energy (MMTherm/year) |  | 0.00030891 | 0.00028494 | 0.00025792 | 0.00022865 | 0.00019826 | 0.0001681 | 0.00013945 | 0.00011337 | 9.0508e-05 | 7.1139e-05 | 5.5191e-05 | 4.2367e-05
No | SDG&E | Com | BldgEnv | 2008 T-24: Cool Roof Expansion | Expected | Gas Energy (MMTherm/year) | -0.0055265 | -0.0055235 | -0.0055213 | -0.0055198 | -0.0055187 | -0.0055179 | -0.0055169 | -0.005516 | -0.0055151 | -0.0055142 | -0.0055133 | -0.0055123 | -0.0055114
No | SDG&E | Com | BldgEnv | 2005 T-24: Cool roofs | Expected | Gas Energy (MMTherm/year) | -0.00090201 | -0.000902 | -0.00090199 | -0.00090198 | -0.00090198 | -0.00090197 | -0.00090197 | -0.00090197 | -0.00090196 | -0.00090196 | -0.00090196 | -0.00090196 | -0.00090195
No | SDG&E | Com | BldgEnv | 2005 T-24: Duct testing/sealing in new commercial buildings | Expected | Gas Energy (MMTherm/year) | 0.00031943 | 0.00031911 | 0.00031891 | 0.00031878 | 0.00031869 | 0.00031863 | 0.00031856 | 0.00031849 | 0.00031842 | 0.00031836 | 0.00031829 | 0.00031822 | 0.00031815
No | SDG&E | Com | BldgEnv | 2008 T-24: Envelope insulation | Expected | Gas Energy (MMTherm/year) | 0.090746 | 0.090272 | 0.08991 | 0.089634 | 0.089424 | 0.089264 | 0.089071 | 0.0889 | 0.088714 | 0.088538 | 0.088355 | 0.088177 | 0.087996
No | SDG&E | Com | BldgEnv | 2013 T-24: NRA-Envelope-Cool Roofs | Expected | Gas Energy (MMTherm/year) | -0.00064137 | -0.00062489 | -0.00061136 | -0.00060031 | -0.00029322 | 0 | 0 | 0 | 0 | 0 | 0 | 0 | 0
No | SDG&E | Com | BldgEnv | 2025 T-24: NR High Performance Envelope - Prescriptive Heavy Mass Walls U-Value (New Construction + Additions) | Expected | Gas Energy (MMTherm/year) | 0 | 5.2505e-06 | 3.136e-05 | 3.1303e-05 | 3.1245e-05 | 3.1187e-05 | 3.1128e-05 | 3.1068e-05 | 3.1008e-05 | 3.0948e-05 | 3.0887e-05 | 3.0825e-05 | 3.0763e-05
No | SDG&E | Com | BldgEnv | 2025 T-24: NR High Performance Envelope - Prescriptive Light Mass Walls U-Value (New Construction + Additions) | Expected | Gas Energy (MMTherm/year) | 0 | 3.4752e-05 | 0.00019837 | 0.00018899 | 0.00017981 | 0.00017086 | 0.00016214 | 0.00015369 | 0.0001455 | 0.00013758 | 0.00012996 | 0.00012262 | 0.00011558
No | SDG&E | Com | BldgEnv | 2025 T-24: NR High Performance Envelope - Prescriptive Metal Building Walls U-Value (New Construction + Additions) | Expected | Gas Energy (MMTherm/year) | 0 | 3.7399e-05 | 0.00022371 | 0.00022365 | 0.00022358 | 0.00022351 | 0.00022344 | 0.00022337 | 0.0002233 | 0.00022324 | 0.00022317 | 0.0002231 | 0.00022303
No | SDG&E | Com | BldgEnv | 2025 T-24: NR High Performance Envelope - Prescriptive Metal Roof U-Value (New Construction + Additions) | Expected | Gas Energy (MMTherm/year) | 0 | 2.7279e-05 | 0.00016083 | 0.00015839 | 0.00015592 | 0.00015342 | 0.0001509 | 0.00014834 | 0.00014576 | 0.00014316 | 0.00014054 | 0.0001379 | 0.00013525
No | SDG&E | Com | BldgEnv | 2025 T-24: NR High Performance Envelope - Prescriptive Woodframed and Other Roof U-Value (New Construction + Additions) | Expected | Gas Energy (MMTherm/year) | 0 | 2.8655e-05 | 0.00016603 | 0.00016062 | 0.00015522 | 0.00014985 | 0.00014453 | 0.00013925 | 0.00013404 | 0.0001289 | 0.00012384 | 0.00011886 | 0.00011398
No | SDG&E | Com | BldgEnv | 2025 T-24: NR High Performance Envelope - Prescriptive Woodframed Walls U-Value (New Construction + Additions) | Expected | Gas Energy (MMTherm/year) | 0 | 1.7749e-05 | 0.00010575 | 0.00010529 | 0.00010483 | 0.00010436 | 0.00010388 | 0.0001034 | 0.00010291 | 0.00010241 | 0.00010191 | 0.0001014 | 0.00010088
No | SDG&E | Com | BldgEnv | 2025 T-24: NR High Performance Envelope - Reduced Infiltration Vestibules: require vestibules for certain buildings (Thermal bridging) (New Construction + Additions) | Expected | Gas Energy (MMTherm/year) | 0 | 6.371e-05 | 0.00037959 | 0.00037795 | 0.00037628 | 0.00037459 | 0.00037288 | 0.00037114 | 0.00036938 | 0.0003676 | 0.00036579 | 0.00036396 | 0.00036211
No | SDG&E | Com | BldgEnv | 2025 T-24: NR High Performance Envelope - Windows/Fenestration - Alterations (Alterations) | Expected | Gas Energy (MMTherm/year) | 0 | 0.00073413 | 0.0007572 | 0.00071131 | 0.00066517 | 0.00061938 | 0.00057453 | 0.00053115 | 0.0004897 | 0.00045055 | 0.00041398 | 0.00038018 | 0.00034923
No | SDG&E | Com | BldgEnv | 2025 T-24: NR High Performance Envelope - Windows/Fenestration - New Construction (New Construction + Additions) | Expected | Gas Energy (MMTherm/year) | 0 | 4.92e-06 | 2.7786e-05 | 2.6101e-05 | 2.4408e-05 | 2.2728e-05 | 2.1083e-05 | 1.9491e-05 | 1.797e-05 | 1.6533e-05 | 1.5191e-05 | 1.3951e-05 | 1.2815e-05
No | SDG&E | Com | BldgEnv | 2022 T-24: NRA - Envelope - Cool Roofs: Steep-Sloped | Expected | Gas Energy (MMTherm/year) | -0.0020576 | -0.0020498 | -0.0020418 | -0.0020337 | -0.0020256 | -0.0020175 | -0.0020096 | -0.002002 | -0.0019947 | -0.0019877 | -0.0019812 | -0.0019751 | -0.0019695
No | SDG&E | Com | BldgEnv | 2022 T-24: NRA - Envelope - Roof Recovers | Expected | Gas Energy (MMTherm/year) | 0.080245 | 0.079941 | 0.079629 | 0.079314 | 0.078997 | 0.078683 | 0.078376 | 0.078078 | 0.077793 | 0.077522 | 0.077268 | 0.077031 | 0.076812
No | SDG&E | Com | BldgEnv | 2022 T-24: NRA - Envelope - Roof Replacements | Expected | Gas Energy (MMTherm/year) | 0.08436 | 0.084041 | 0.083713 | 0.083381 | 0.083048 | 0.082718 | 0.082395 | 0.082082 | 0.081782 | 0.081498 | 0.08123 | 0.080981 | 0.080751
No | SDG&E | Com | BldgEnv | 2022 T-24: NRA - Reduce Infiltration - Require air barrier where not currently required | Expected | Gas Energy (MMTherm/year) | 0.0076467 | 0.0076 | 0.0075665 | 0.0075425 | 0.0075255 | 0.0075135 | 0.0075049 | 0.0074989 | 0.0074946 | 0.0074916 | 0.0074895 | 0.007488 | 0.0074869
No | SDG&E | Com | BldgEnv | 2022 T-24: NRNC - Envelope - High Performance Windows | Expected | Gas Energy (MMTherm/year) | -0.00053841 | -0.00053637 | -0.00053427 | -0.00053215 | -0.00053003 | -0.00052793 | -0.00052586 | -0.00052387 | -0.00052195 | -0.00052013 | -0.00051843 | -0.00051684 | -0.00051537
No | SDG&E | Com | BldgEnv | 2022 T-24: NRNC - Envelope - Opaque Envelope: Wall | Expected | Gas Energy (MMTherm/year) |  | 0.0052196 | 0.0051992 | 0.0051786 | 0.0051579 | 0.0051374 | 0.0051174 | 0.0050979 | 0.0050793 | 0.0050616 | 0.005045 | 0.0050295 | 0.0050152
No | SDG&E | Com | BldgEnv | 2022 T-24: NRNC - Reduce Infiltration - Require air barrier where not currently required | Expected | Gas Energy (MMTherm/year) |  | 0.0069312 | 0.0069006 | 0.0068788 | 0.0068633 | 0.0068523 | 0.0068445 | 0.006839 | 0.0068351 | 0.0068323 | 0.0068304 | 0.006829 | 0.0068281
No | SDG&E | Com | BldgEnv | 2019 T-24: NRNC-Envelope-Dock Seals | Expected | Gas Energy (MMTherm/year) |  | 0.00030891 | 0.00028494 | 0.00025792 | 0.00022865 | 0.00019826 | 0.0001681 | 0.00013945 | 0.00011337 | 9.0508e-05 | 7.1139e-05 | 5.5191e-05 | 4.2367e-05
No | SDG&E | Com | BldgEnv | 2008 T-24: Cool Roof Expansion | Possible | Gas Energy (MMTherm/year) | -0.0055265 | -0.0055235 | -0.0055213 | -0.0055198 | -0.0055187 | -0.0055179 | -0.0055169 | -0.005516 | -0.0055151 | -0.0055142 | -0.0055133 | -0.0055123 | -0.0055114
No | SDG&E | Com | BldgEnv | 2005 T-24: Cool roofs | Possible | Gas Energy (MMTherm/year) | -0.00090201 | -0.000902 | -0.00090199 | -0.00090198 | -0.00090198 | -0.00090197 | -0.00090197 | -0.00090197 | -0.00090196 | -0.00090196 | -0.00090196 | -0.00090196 | -0.00090195
No | SDG&E | Com | BldgEnv | 2005 T-24: Duct testing/sealing in new commercial buildings | Possible | Gas Energy (MMTherm/year) | 0.00031943 | 0.00031911 | 0.00031891 | 0.00031878 | 0.00031869 | 0.00031863 | 0.00031856 | 0.00031849 | 0.00031842 | 0.00031836 | 0.00031829 | 0.00031822 | 0.00031815
No | SDG&E | Com | BldgEnv | 2008 T-24: Envelope insulation | Possible | Gas Energy (MMTherm/year) | 0.090746 | 0.090272 | 0.08991 | 0.089634 | 0.089424 | 0.089264 | 0.089071 | 0.0889 | 0.088714 | 0.088538 | 0.088355 | 0.088177 | 0.087996
No | SDG&E | Com | BldgEnv | 2013 T-24: NRA-Envelope-Cool Roofs | Possible | Gas Energy (MMTherm/year) | -0.00064137 | -0.00062489 | -0.00061136 | -0.00060031 | -0.00029322 | 0 | 0 | 0 | 0 | 0 | 0 | 0 | 0
No | SDG&E | Com | BldgEnv | 2025 T-24: NR High Performance Envelope - Prescriptive Heavy Mass Walls U-Value (New Construction + Additions) | Possible | Gas Energy (MMTherm/year) | 0 | 5.2505e-06 | 3.136e-05 | 3.1303e-05 | 3.1245e-05 | 3.1187e-05 | 3.1128e-05 | 3.1068e-05 | 3.1008e-05 | 3.0948e-05 | 3.0887e-05 | 3.0825e-05 | 3.0763e-05
No | SDG&E | Com | BldgEnv | 2025 T-24: NR High Performance Envelope - Prescriptive Light Mass Walls U-Value (New Construction + Additions) | Possible | Gas Energy (MMTherm/year) | 0 | 3.4752e-05 | 0.00019837 | 0.00018899 | 0.00017981 | 0.00017086 | 0.00016214 | 0.00015369 | 0.0001455 | 0.00013758 | 0.00012996 | 0.00012262 | 0.00011558
No | SDG&E | Com | BldgEnv | 2025 T-24: NR High Performance Envelope - Prescriptive Metal Building Walls U-Value (New Construction + Additions) | Possible | Gas Energy (MMTherm/year) | 0 | 3.7399e-05 | 0.00022371 | 0.00022365 | 0.00022358 | 0.00022351 | 0.00022344 | 0.00022337 | 0.0002233 | 0.00022324 | 0.00022317 | 0.0002231 | 0.00022303
No | SDG&E | Com | BldgEnv | 2025 T-24: NR High Performance Envelope - Prescriptive Metal Roof U-Value (New Construction + Additions) | Possible | Gas Energy (MMTherm/year) | 0 | 2.7279e-05 | 0.00016083 | 0.00015839 | 0.00015592 | 0.00015342 | 0.0001509 | 0.00014834 | 0.00014576 | 0.00014316 | 0.00014054 | 0.0001379 | 0.00013525
No | SDG&E | Com | BldgEnv | 2025 T-24: NR High Performance Envelope - Prescriptive Woodframed and Other Roof U-Value (New Construction + Additions) | Possible | Gas Energy (MMTherm/year) | 0 | 2.8655e-05 | 0.00016603 | 0.00016062 | 0.00015522 | 0.00014985 | 0.00014453 | 0.00013925 | 0.00013404 | 0.0001289 | 0.00012384 | 0.00011886 | 0.00011398
No | SDG&E | Com | BldgEnv | 2025 T-24: NR High Performance Envelope - Prescriptive Woodframed Walls U-Value (New Construction + Additions) | Possible | Gas Energy (MMTherm/year) | 0 | 1.7749e-05 | 0.00010575 | 0.00010529 | 0.00010483 | 0.00010436 | 0.00010388 | 0.0001034 | 0.00010291 | 0.00010241 | 0.00010191 | 0.0001014 | 0.00010088
No | SDG&E | Com | BldgEnv | 2025 T-24: NR High Performance Envelope - Reduced Infiltration Vestibules: require vestibules for certain buildings (Thermal bridging) (New Construction + Additions) | Possible | Gas Energy (MMTherm/year) | 0 | 6.371e-05 | 0.00037959 | 0.00037795 | 0.00037628 | 0.00037459 | 0.00037288 | 0.00037114 | 0.00036938 | 0.0003676 | 0.00036579 | 0.00036396 | 0.00036211
No | SDG&E | Com | BldgEnv | 2025 T-24: NR High Performance Envelope - Windows/Fenestration - Alterations (Alterations) | Possible | Gas Energy (MMTherm/year) | 0 | 0.00073413 | 0.0007572 | 0.00071131 | 0.00066517 | 0.00061938 | 0.00057453 | 0.00053115 | 0.0004897 | 0.00045055 | 0.00041398 | 0.00038018 | 0.00034923
No | SDG&E | Com | BldgEnv | 2025 T-24: NR High Performance Envelope - Windows/Fenestration - New Construction (New Construction + Additions) | Possible | Gas Energy (MMTherm/year) | 0 | 4.92e-06 | 2.7786e-05 | 2.6101e-05 | 2.4408e-05 | 2.2728e-05 | 2.1083e-05 | 1.9491e-05 | 1.797e-05 | 1.6533e-05 | 1.5191e-05 | 1.3951e-05 | 1.2815e-05
No | SDG&E | Com | BldgEnv | 2022 T-24: NRA - Envelope - Cool Roofs: Steep-Sloped | Possible | Gas Energy (MMTherm/year) | -0.0020576 | -0.0020498 | -0.0020418 | -0.0020337 | -0.0020256 | -0.0020175 | -0.0020096 | -0.002002 | -0.0019947 | -0.0019877 | -0.0019812 | -0.0019751 | -0.0019695
No | SDG&E | Com | BldgEnv | 2022 T-24: NRA - Envelope - Roof Recovers | Possible | Gas Energy (MMTherm/year) | 0.080245 | 0.079941 | 0.079629 | 0.079314 | 0.078997 | 0.078683 | 0.078376 | 0.078078 | 0.077793 | 0.077522 | 0.077268 | 0.077031 | 0.076812
No | SDG&E | Com | BldgEnv | 2022 T-24: NRA - Envelope - Roof Replacements | Possible | Gas Energy (MMTherm/year) | 0.08436 | 0.084041 | 0.083713 | 0.083381 | 0.083048 | 0.082718 | 0.082395 | 0.082082 | 0.081782 | 0.081498 | 0.08123 | 0.080981 | 0.080751
No | SDG&E | Com | BldgEnv | 2022 T-24: NRA - Reduce Infiltration - Require air barrier where not currently required | Possible | Gas Energy (MMTherm/year) | 0.0076467 | 0.0076 | 0.0075665 | 0.0075425 | 0.0075255 | 0.0075135 | 0.0075049 | 0.0074989 | 0.0074946 | 0.0074916 | 0.0074895 | 0.007488 | 0.0074869
No | SDG&E | Com | BldgEnv | 2022 T-24: NRNC - Envelope - High Performance Windows | Possible | Gas Energy (MMTherm/year) | -0.00053841 | -0.00053637 | -0.00053427 | -0.00053215 | -0.00053003 | -0.00052793 | -0.00052586 | -0.00052387 | -0.00052195 | -0.00052013 | -0.00051843 | -0.00051684 | -0.00051537
No | SDG&E | Com | BldgEnv | 2022 T-24: NRNC - Envelope - Opaque Envelope: Wall | Possible | Gas Energy (MMTherm/year) |  | 0.0052196 | 0.0051992 | 0.0051786 | 0.0051579 | 0.0051374 | 0.0051174 | 0.0050979 | 0.0050793 | 0.0050616 | 0.005045 | 0.0050295 | 0.0050152
No | SDG&E | Com | BldgEnv | 2022 T-24: NRNC - Reduce Infiltration - Require air barrier where not currently required | Possible | Gas Energy (MMTherm/year) |  | 0.0069312 | 0.0069006 | 0.0068788 | 0.0068633 | 0.0068523 | 0.0068445 | 0.006839 | 0.0068351 | 0.0068323 | 0.0068304 | 0.006829 | 0.0068281
No | SDG&E | Com | BldgEnv | 2019 T-24: NRNC-Envelope-Dock Seals | Possible | Gas Energy (MMTherm/year) |  | 0.00030891 | 0.00028494 | 0.00025792 | 0.00022865 | 0.00019826 | 0.0001681 | 0.00013945 | 0.00011337 | 9.0508e-05 | 7.1139e-05 | 5.5191e-05 | 4.2367e-05
No | PG&E | Res | BldgEnv | 2008 T-24: Residential Fenestration | On-the-books | Gas Energy (MMTherm/year) | 0.10414 | 0.10377 | 0.1035 | 0.1033 | 0.10315 | 0.10304 | 0.10291 | 0.10279 | 0.10266 | 0.10254 | 0.10241 | 0.10229 | 0.10216
No | PG&E | Res | BldgEnv | 2008 T-24: Site Built Fenestration | On-the-books | Gas Energy (MMTherm/year) | 0.0060836 | 0.0060791 | 0.006076 | 0.0060739 | 0.0060724 | 0.0060714 | 0.0060701 | 0.006069 | 0.0060678 | 0.0060666 | 0.0060654 | 0.0060642 | 0.006063
No | PG&E | Res | BldgEnv | 2005 T-24: Window replacement | On-the-books | Gas Energy (MMTherm/year) | 0 | 0 | 0 | 0 | 0 | 0 | 0 | 0 | 0 | 0 | 0 | 0 | 0
No | PG&E | Res | BldgEnv | 2022 T-24: MFA - Restructuring - Fenestration Properties | On-the-books | Gas Energy (MMTherm/year) | 0.037401 | 0.036494 | 0.035548 | 0.034567 | 0.033554 | 0.032512 | 0.031447 | 0.030362 | 0.029264 | 0.028157 | 0.027047 | 0.025941 | 0.024843
No | PG&E | Res | BldgEnv | 2022 T-24: MFA - Restructuring - Roof Assemblies | On-the-books | Gas Energy (MMTherm/year) | 0.002603 | 0.002603 | 0.002603 | 0.002603 | 0.002603 | 0.002603 | 0.002603 | 0.002603 | 0.002603 | 0.002603 | 0.002603 | 0.002603 | 0.002603
No | PG&E | Res | BldgEnv | 2022 T-24: MFNC - Restructuring - Roof Assemblies | On-the-books | Gas Energy (MMTherm/year) | -0.0017353 | -0.0017353 | -0.0017353 | -0.0017353 | -0.0017353 | -0.0017353 | -0.0017353 | -0.0017353 | -0.0017353 | -0.0017353 | -0.0017353 | -0.0017353 | -0.0017353
No | PG&E | Res | BldgEnv | 2025 T-24: Multifamily Envelope - Cool Roof Improvements (New Construction + Additions) | On-the-books | Gas Energy (MMTherm/year) | 0 | 2.2017e-08 | 8.7314e-08 | 8.7278e-08 | 8.7242e-08 | 8.7207e-08 | 8.7171e-08 | 8.7134e-08 | 8.7098e-08 | 8.7062e-08 | 8.7025e-08 | 8.6989e-08 | 8.6952e-08
No | PG&E | Res | BldgEnv | 2025 T-24: Multifamily Envelope - High Performance Windows (New Construction + Additions) | On-the-books | Gas Energy (MMTherm/year) | 0 | 1.0259e-05 | 3.789e-05 | 3.5097e-05 | 3.2351e-05 | 2.9678e-05 | 2.7099e-05 | 2.4634e-05 | 2.2299e-05 | 2.0104e-05 | 1.8058e-05 | 1.6163e-05 | 1.4421e-05
No | PG&E | Res | BldgEnv | 2025 T-24: Multifamily Envelope - Window Alterations (Alterations) | On-the-books | Gas Energy (MMTherm/year) | 0 | 0.0081353 | 0.0086375 | 0.0083841 | 0.0081307 | 0.0078778 | 0.0076258 | 0.0073752 | 0.0071264 | 0.0068798 | 0.0066359 | 0.0063951 | 0.0061577
No | PG&E | Res | BldgEnv | 2025 T-24: Multifamily Restructuring - Slab Perimeter Insulation (New Construction + Additions) | On-the-books | Gas Energy (MMTherm/year) | 0 | 2.9711e-07 | 1.1452e-06 | 1.1116e-06 | 1.078e-06 | 1.0445e-06 | 1.0111e-06 | 9.7784e-07 | 9.4486e-07 | 9.1217e-07 | 8.7983e-07 | 8.479e-07 | 8.1642e-07
No | PG&E | Res | BldgEnv | 2019 T-24: RA(MF)-Envelope-QII | On-the-books | Gas Energy (MMTherm/year) |  | 0.0010854 | 0.0010012 | 0.00090623 | 0.00080337 | 0.00069661 | 0.00059063 | 0.00048998 | 0.00039833 | 0.00031801 | 0.00024995 | 0.00019392 | 0.00014886
No | PG&E | Res | BldgEnv | 2019 T-24: RA(MF)-Envelope-Windows and Doors | On-the-books | Gas Energy (MMTherm/year) |  | 0.013545 | 0.012494 | 0.01131 | 0.010026 | 0.0086936 | 0.007371 | 0.0061149 | 0.0049711 | 0.0039687 | 0.0031194 | 0.0024201 | 0.0018577
No | PG&E | Res | BldgEnv | 2019 T-24: RA(SF)-Envelope-High Performance Walls | On-the-books | Gas Energy (MMTherm/year) |  | 0.0026605 | 0.0024541 | 0.0022214 | 0.0019693 | 0.0017076 | 0.0014478 | 0.0012011 | 0.00097639 | 0.00077951 | 0.00061269 | 0.00047534 | 0.00036489
No | PG&E | Res | BldgEnv | 2019 T-24: RA(SF)-Envelope-QII | On-the-books | Gas Energy (MMTherm/year) |  | 0.0041687 | 0.0038452 | 0.0034806 | 0.0030856 | 0.0026755 | 0.0022685 | 0.0018819 | 0.0015299 | 0.0012214 | 0.00096001 | 0.0007448 | 0.00057174
No | PG&E | Res | BldgEnv | 2019 T-24: RA(SF)-Envelope-Windows and Doors | On-the-books | Gas Energy (MMTherm/year) |  | 0.022108 | 0.020393 | 0.01846 | 0.016364 | 0.01419 | 0.012031 | 0.0099807 | 0.0081137 | 0.0064777 | 0.0050914 | 0.00395 | 0.0030322
No | PG&E | Res | BldgEnv | 2019 T-24: RNC(MF)-Envelope-High Performance Attics | On-the-books | Gas Energy (MMTherm/year) |  | 0.0014468 | 0.0013345 | 0.001208 | 0.0010709 | 0.00092856 | 0.00078729 | 0.00065313 | 0.00053095 | 0.00042389 | 0.00033318 | 0.00025849 | 0.00019842
No | PG&E | Res | BldgEnv | 2019 T-24: RNC(MF)-Envelope-QII | On-the-books | Gas Energy (MMTherm/year) |  | 0.035223 | 0.03249 | 0.029409 | 0.026071 | 0.022607 | 0.019168 | 0.015901 | 0.012927 | 0.01032 | 0.0081116 | 0.0062932 | 0.0048309
No | PG&E | Res | BldgEnv | 2019 T-24: RNC(MF)-Envelope-Windows and Doors | On-the-books | Gas Energy (MMTherm/year) |  | 0.023737 | 0.021896 | 0.019819 | 0.01757 | 0.015235 | 0.012917 | 0.010716 | 0.0087115 | 0.0069549 | 0.0054665 | 0.004241 | 0.0032556
No | PG&E | Res | BldgEnv | 2019 T-24: RNC(SF)-Envelope-High Performance Attics | On-the-books | Gas Energy (MMTherm/year) |  | 0.022772 | 0.021005 | 0.019013 | 0.016855 | 0.014615 | 0.012392 | 0.01028 | 0.0083572 | 0.006672 | 0.0052442 | 0.0040685 | 0.0031232
No | PG&E | Res | BldgEnv | 2019 T-24: RNC(SF)-Envelope-High Performance Walls | On-the-books | Gas Energy (MMTherm/year) |  | 0.048239 | 0.044497 | 0.040277 | 0.035706 | 0.030961 | 0.026251 | 0.021777 | 0.017704 | 0.014134 | 0.011109 | 0.0086187 | 0.0066161
No | PG&E | Res | BldgEnv | 2019 T-24: RNC(SF)-Envelope-QII | On-the-books | Gas Energy (MMTherm/year) |  | 0.20016 | 0.18463 | 0.16712 | 0.14815 | 0.12847 | 0.10892 | 0.090361 | 0.073458 | 0.058646 | 0.046095 | 0.035762 | 0.027452
No | PG&E | Res | BldgEnv | 2019 T-24: RNC(SF)-Envelope-Windows and Doors | On-the-books | Gas Energy (MMTherm/year) |  | 0.057323 | 0.052876 | 0.047862 | 0.04243 | 0.036791 | 0.031194 | 0.025878 | 0.021038 | 0.016795 | 0.013201 | 0.010242 | 0.007862
No | PG&E | Res | BldgEnv | 2022 T-24: SFA - Cool roof for low-sloped roof | On-the-books | Gas Energy (MMTherm/year) |  | -0.34389 | -0.33764 | -0.33252 | -0.32841 | -0.32517 | -0.32266 | -0.32074 | -0.31927 | -0.31817 | -0.31734 | -0.31671 | -0.31625
No | PG&E | Res | BldgEnv | 2022 T-24: SFA - Cool roof for steep-sloped roofs | On-the-books | Gas Energy (MMTherm/year) |  | -0.0056104 | -0.0054963 | -0.0053934 | -0.0053028 | -0.0052247 | -0.0051587 | -0.0051037 | -0.0050585 | -0.0050218 | -0.0049922 | -0.0049686 | -0.0049498
No | PG&E | Res | BldgEnv | 2022 T-24: SFA - Prescriptive attic insulation for alterations | On-the-books | Gas Energy (MMTherm/year) |  | 0.086587 | 0.086506 | 0.086426 | 0.086346 | 0.086265 | 0.086184 | 0.086103 | 0.086022 | 0.085941 | 0.08586 | 0.085779 | 0.085699
No | PG&E | Res | BldgEnv | 2022 T-24: SFA - Roof deck insulation for low-sloped roofs | On-the-books | Gas Energy (MMTherm/year) |  | 0.33082 | 0.32125 | 0.31194 | 0.30302 | 0.29458 | 0.2867 | 0.27942 | 0.27278 | 0.26678 | 0.26141 | 0.25663 | 0.25242
No | PG&E | Res | BldgEnv | 2022 T-24: SFNC - Prescriptive attic insulation for additions | On-the-books | Gas Energy (MMTherm/year) |  | 7.5195e-05 | 7.3857e-05 | 7.2775e-05 | 7.1908e-05 | 7.1217e-05 | 7.067e-05 | 7.0237e-05 | 6.9897e-05 | 6.963e-05 | 6.9421e-05 | 6.9257e-05 | 6.9129e-05
No | PG&E | Res | BldgEnv | 2025 T-24: Single Family High-Performance Envelope - High-Performance Windows (Alterations) | On-the-books | Gas Energy (MMTherm/year) |  | 0.01153 | 0.012583 | 0.012565 | 0.012548 | 0.01253 | 0.012512 | 0.012494 | 0.012475 | 0.012457 | 0.012438 | 0.012418 | 0.012399
No | PG&E | Res | BldgEnv | 2008 T-24: Residential Fenestration | Expected | Gas Energy (MMTherm/year) | 0.10414 | 0.10377 | 0.1035 | 0.1033 | 0.10315 | 0.10304 | 0.10291 | 0.10279 | 0.10266 | 0.10254 | 0.10241 | 0.10229 | 0.10216
No | PG&E | Res | BldgEnv | 2008 T-24: Site Built Fenestration | Expected | Gas Energy (MMTherm/year) | 0.0060836 | 0.0060791 | 0.006076 | 0.0060739 | 0.0060724 | 0.0060714 | 0.0060701 | 0.006069 | 0.0060678 | 0.0060666 | 0.0060654 | 0.0060642 | 0.006063
No | PG&E | Res | BldgEnv | 2005 T-24: Window replacement | Expected | Gas Energy (MMTherm/year) | 0 | 0 | 0 | 0 | 0 | 0 | 0 | 0 | 0 | 0 | 0 | 0 | 0
No | PG&E | Res | BldgEnv | 2022 T-24: MFA - Restructuring - Fenestration Properties | Expected | Gas Energy (MMTherm/year) | 0.037401 | 0.036494 | 0.035548 | 0.034567 | 0.033554 | 0.032512 | 0.031447 | 0.030362 | 0.029264 | 0.028157 | 0.027047 | 0.025941 | 0.024843
No | PG&E | Res | BldgEnv | 2022 T-24: MFA - Restructuring - Roof Assemblies | Expected | Gas Energy (MMTherm/year) | 0.002603 | 0.002603 | 0.002603 | 0.002603 | 0.002603 | 0.002603 | 0.002603 | 0.002603 | 0.002603 | 0.002603 | 0.002603 | 0.002603 | 0.002603
No | PG&E | Res | BldgEnv | 2022 T-24: MFNC - Restructuring - Roof Assemblies | Expected | Gas Energy (MMTherm/year) | -0.0017353 | -0.0017353 | -0.0017353 | -0.0017353 | -0.0017353 | -0.0017353 | -0.0017353 | -0.0017353 | -0.0017353 | -0.0017353 | -0.0017353 | -0.0017353 | -0.0017353
No | PG&E | Res | BldgEnv | 2025 T-24: Multifamily Envelope - Cool Roof Improvements (New Construction + Additions) | Expected | Gas Energy (MMTherm/year) | 0 | 2.2017e-08 | 8.7314e-08 | 8.7278e-08 | 8.7242e-08 | 8.7207e-08 | 8.7171e-08 | 8.7134e-08 | 8.7098e-08 | 8.7062e-08 | 8.7025e-08 | 8.6989e-08 | 8.6952e-08
No | PG&E | Res | BldgEnv | 2025 T-24: Multifamily Envelope - High Performance Windows (New Construction + Additions) | Expected | Gas Energy (MMTherm/year) | 0 | 1.0259e-05 | 3.789e-05 | 3.5097e-05 | 3.2351e-05 | 2.9678e-05 | 2.7099e-05 | 2.4634e-05 | 2.2299e-05 | 2.0104e-05 | 1.8058e-05 | 1.6163e-05 | 1.4421e-05
No | PG&E | Res | BldgEnv | 2025 T-24: Multifamily Envelope - Window Alterations (Alterations) | Expected | Gas Energy (MMTherm/year) | 0 | 0.0081353 | 0.0086375 | 0.0083841 | 0.0081307 | 0.0078778 | 0.0076258 | 0.0073752 | 0.0071264 | 0.0068798 | 0.0066359 | 0.0063951 | 0.0061577
No | PG&E | Res | BldgEnv | 2025 T-24: Multifamily Restructuring - Slab Perimeter Insulation (New Construction + Additions) | Expected | Gas Energy (MMTherm/year) | 0 | 2.9711e-07 | 1.1452e-06 | 1.1116e-06 | 1.078e-06 | 1.0445e-06 | 1.0111e-06 | 9.7784e-07 | 9.4486e-07 | 9.1217e-07 | 8.7983e-07 | 8.479e-07 | 8.1642e-07
No | PG&E | Res | BldgEnv | 2019 T-24: RA(MF)-Envelope-QII | Expected | Gas Energy (MMTherm/year) |  | 0.0010854 | 0.0010012 | 0.00090623 | 0.00080337 | 0.00069661 | 0.00059063 | 0.00048998 | 0.00039833 | 0.00031801 | 0.00024995 | 0.00019392 | 0.00014886
No | PG&E | Res | BldgEnv | 2019 T-24: RA(MF)-Envelope-Windows and Doors | Expected | Gas Energy (MMTherm/year) |  | 0.013545 | 0.012494 | 0.01131 | 0.010026 | 0.0086936 | 0.007371 | 0.0061149 | 0.0049711 | 0.0039687 | 0.0031194 | 0.0024201 | 0.0018577
No | PG&E | Res | BldgEnv | 2019 T-24: RA(SF)-Envelope-High Performance Walls | Expected | Gas Energy (MMTherm/year) |  | 0.0026605 | 0.0024541 | 0.0022214 | 0.0019693 | 0.0017076 | 0.0014478 | 0.0012011 | 0.00097639 | 0.00077951 | 0.00061269 | 0.00047534 | 0.00036489
No | PG&E | Res | BldgEnv | 2019 T-24: RA(SF)-Envelope-QII | Expected | Gas Energy (MMTherm/year) |  | 0.0041687 | 0.0038452 | 0.0034806 | 0.0030856 | 0.0026755 | 0.0022685 | 0.0018819 | 0.0015299 | 0.0012214 | 0.00096001 | 0.0007448 | 0.00057174
No | PG&E | Res | BldgEnv | 2019 T-24: RA(SF)-Envelope-Windows and Doors | Expected | Gas Energy (MMTherm/year) |  | 0.022108 | 0.020393 | 0.01846 | 0.016364 | 0.01419 | 0.012031 | 0.0099807 | 0.0081137 | 0.0064777 | 0.0050914 | 0.00395 | 0.0030322
No | PG&E | Res | BldgEnv | 2019 T-24: RNC(MF)-Envelope-High Performance Attics | Expected | Gas Energy (MMTherm/year) |  | 0.0014468 | 0.0013345 | 0.001208 | 0.0010709 | 0.00092856 | 0.00078729 | 0.00065313 | 0.00053095 | 0.00042389 | 0.00033318 | 0.00025849 | 0.00019842
No | PG&E | Res | BldgEnv | 2019 T-24: RNC(MF)-Envelope-QII | Expected | Gas Energy (MMTherm/year) |  | 0.035223 | 0.03249 | 0.029409 | 0.026071 | 0.022607 | 0.019168 | 0.015901 | 0.012927 | 0.01032 | 0.0081116 | 0.0062932 | 0.0048309
No | PG&E | Res | BldgEnv | 2019 T-24: RNC(MF)-Envelope-Windows and Doors | Expected | Gas Energy (MMTherm/year) |  | 0.023737 | 0.021896 | 0.019819 | 0.01757 | 0.015235 | 0.012917 | 0.010716 | 0.0087115 | 0.0069549 | 0.0054665 | 0.004241 | 0.0032556
No | PG&E | Res | BldgEnv | 2019 T-24: RNC(SF)-Envelope-High Performance Attics | Expected | Gas Energy (MMTherm/year) |  | 0.022772 | 0.021005 | 0.019013 | 0.016855 | 0.014615 | 0.012392 | 0.01028 | 0.0083572 | 0.006672 | 0.0052442 | 0.0040685 | 0.0031232
No | PG&E | Res | BldgEnv | 2019 T-24: RNC(SF)-Envelope-High Performance Walls | Expected | Gas Energy (MMTherm/year) |  | 0.048239 | 0.044497 | 0.040277 | 0.035706 | 0.030961 | 0.026251 | 0.021777 | 0.017704 | 0.014134 | 0.011109 | 0.0086187 | 0.0066161
No | PG&E | Res | BldgEnv | 2019 T-24: RNC(SF)-Envelope-QII | Expected | Gas Energy (MMTherm/year) |  | 0.20016 | 0.18463 | 0.16712 | 0.14815 | 0.12847 | 0.10892 | 0.090361 | 0.073458 | 0.058646 | 0.046095 | 0.035762 | 0.027452
No | PG&E | Res | BldgEnv | 2019 T-24: RNC(SF)-Envelope-Windows and Doors | Expected | Gas Energy (MMTherm/year) |  | 0.057323 | 0.052876 | 0.047862 | 0.04243 | 0.036791 | 0.031194 | 0.025878 | 0.021038 | 0.016795 | 0.013201 | 0.010242 | 0.007862
No | PG&E | Res | BldgEnv | 2022 T-24: SFA - Cool roof for low-sloped roof | Expected | Gas Energy (MMTherm/year) |  | -0.34389 | -0.33764 | -0.33252 | -0.32841 | -0.32517 | -0.32266 | -0.32074 | -0.31927 | -0.31817 | -0.31734 | -0.31671 | -0.31625
No | PG&E | Res | BldgEnv | 2022 T-24: SFA - Cool roof for steep-sloped roofs | Expected | Gas Energy (MMTherm/year) |  | -0.0056104 | -0.0054963 | -0.0053934 | -0.0053028 | -0.0052247 | -0.0051587 | -0.0051037 | -0.0050585 | -0.0050218 | -0.0049922 | -0.0049686 | -0.0049498
No | PG&E | Res | BldgEnv | 2022 T-24: SFA - Prescriptive attic insulation for alterations | Expected | Gas Energy (MMTherm/year) |  | 0.086587 | 0.086506 | 0.086426 | 0.086346 | 0.086265 | 0.086184 | 0.086103 | 0.086022 | 0.085941 | 0.08586 | 0.085779 | 0.085699
No | PG&E | Res | BldgEnv | 2022 T-24: SFA - Roof deck insulation for low-sloped roofs | Expected | Gas Energy (MMTherm/year) |  | 0.33082 | 0.32125 | 0.31194 | 0.30302 | 0.29458 | 0.2867 | 0.27942 | 0.27278 | 0.26678 | 0.26141 | 0.25663 | 0.25242
No | PG&E | Res | BldgEnv | 2022 T-24: SFNC - Prescriptive attic insulation for additions | Expected | Gas Energy (MMTherm/year) |  | 7.5195e-05 | 7.3857e-05 | 7.2775e-05 | 7.1908e-05 | 7.1217e-05 | 7.067e-05 | 7.0237e-05 | 6.9897e-05 | 6.963e-05 | 6.9421e-05 | 6.9257e-05 | 6.9129e-05
No | PG&E | Res | BldgEnv | 2025 T-24: Single Family High-Performance Envelope - High-Performance Windows (Alterations) | Expected | Gas Energy (MMTherm/year) |  | 0.01153 | 0.012583 | 0.012565 | 0.012548 | 0.01253 | 0.012512 | 0.012494 | 0.012475 | 0.012457 | 0.012438 | 0.012418 | 0.012399
No | PG&E | Res | BldgEnv | 2008 T-24: Residential Fenestration | Possible | Gas Energy (MMTherm/year) | 0.10414 | 0.10377 | 0.1035 | 0.1033 | 0.10315 | 0.10304 | 0.10291 | 0.10279 | 0.10266 | 0.10254 | 0.10241 | 0.10229 | 0.10216
No | PG&E | Res | BldgEnv | 2008 T-24: Site Built Fenestration | Possible | Gas Energy (MMTherm/year) | 0.0060836 | 0.0060791 | 0.006076 | 0.0060739 | 0.0060724 | 0.0060714 | 0.0060701 | 0.006069 | 0.0060678 | 0.0060666 | 0.0060654 | 0.0060642 | 0.006063
No | PG&E | Res | BldgEnv | 2005 T-24: Window replacement | Possible | Gas Energy (MMTherm/year) | 0 | 0 | 0 | 0 | 0 | 0 | 0 | 0 | 0 | 0 | 0 | 0 | 0
No | PG&E | Res | BldgEnv | 2022 T-24: MFA - Restructuring - Fenestration Properties | Possible | Gas Energy (MMTherm/year) | 0.037401 | 0.036494 | 0.035548 | 0.034567 | 0.033554 | 0.032512 | 0.031447 | 0.030362 | 0.029264 | 0.028157 | 0.027047 | 0.025941 | 0.024843
No | PG&E | Res | BldgEnv | 2022 T-24: MFA - Restructuring - Roof Assemblies | Possible | Gas Energy (MMTherm/year) | 0.002603 | 0.002603 | 0.002603 | 0.002603 | 0.002603 | 0.002603 | 0.002603 | 0.002603 | 0.002603 | 0.002603 | 0.002603 | 0.002603 | 0.002603
No | PG&E | Res | BldgEnv | 2022 T-24: MFNC - Restructuring - Roof Assemblies | Possible | Gas Energy (MMTherm/year) | -0.0017353 | -0.0017353 | -0.0017353 | -0.0017353 | -0.0017353 | -0.0017353 | -0.0017353 | -0.0017353 | -0.0017353 | -0.0017353 | -0.0017353 | -0.0017353 | -0.0017353
No | PG&E | Res | BldgEnv | 2025 T-24: Multifamily Envelope - Cool Roof Improvements (New Construction + Additions) | Possible | Gas Energy (MMTherm/year) | 0 | 2.2017e-08 | 8.7314e-08 | 8.7278e-08 | 8.7242e-08 | 8.7207e-08 | 8.7171e-08 | 8.7134e-08 | 8.7098e-08 | 8.7062e-08 | 8.7025e-08 | 8.6989e-08 | 8.6952e-08
No | PG&E | Res | BldgEnv | 2025 T-24: Multifamily Envelope - High Performance Windows (New Construction + Additions) | Possible | Gas Energy (MMTherm/year) | 0 | 1.0259e-05 | 3.789e-05 | 3.5097e-05 | 3.2351e-05 | 2.9678e-05 | 2.7099e-05 | 2.4634e-05 | 2.2299e-05 | 2.0104e-05 | 1.8058e-05 | 1.6163e-05 | 1.4421e-05
No | PG&E | Res | BldgEnv | 2025 T-24: Multifamily Envelope - Window Alterations (Alterations) | Possible | Gas Energy (MMTherm/year) | 0 | 0.0081353 | 0.0086375 | 0.0083841 | 0.0081307 | 0.0078778 | 0.0076258 | 0.0073752 | 0.0071264 | 0.0068798 | 0.0066359 | 0.0063951 | 0.0061577
No | PG&E | Res | BldgEnv | 2025 T-24: Multifamily Restructuring - Slab Perimeter Insulation (New Construction + Additions) | Possible | Gas Energy (MMTherm/year) | 0 | 2.9711e-07 | 1.1452e-06 | 1.1116e-06 | 1.078e-06 | 1.0445e-06 | 1.0111e-06 | 9.7784e-07 | 9.4486e-07 | 9.1217e-07 | 8.7983e-07 | 8.479e-07 | 8.1642e-07
No | PG&E | Res | BldgEnv | 2019 T-24: RA(MF)-Envelope-QII | Possible | Gas Energy (MMTherm/year) |  | 0.0010854 | 0.0010012 | 0.00090623 | 0.00080337 | 0.00069661 | 0.00059063 | 0.00048998 | 0.00039833 | 0.00031801 | 0.00024995 | 0.00019392 | 0.00014886
No | PG&E | Res | BldgEnv | 2019 T-24: RA(MF)-Envelope-Windows and Doors | Possible | Gas Energy (MMTherm/year) |  | 0.013545 | 0.012494 | 0.01131 | 0.010026 | 0.0086936 | 0.007371 | 0.0061149 | 0.0049711 | 0.0039687 | 0.0031194 | 0.0024201 | 0.0018577
No | PG&E | Res | BldgEnv | 2019 T-24: RA(SF)-Envelope-High Performance Walls | Possible | Gas Energy (MMTherm/year) |  | 0.0026605 | 0.0024541 | 0.0022214 | 0.0019693 | 0.0017076 | 0.0014478 | 0.0012011 | 0.00097639 | 0.00077951 | 0.00061269 | 0.00047534 | 0.00036489
No | PG&E | Res | BldgEnv | 2019 T-24: RA(SF)-Envelope-QII | Possible | Gas Energy (MMTherm/year) |  | 0.0041687 | 0.0038452 | 0.0034806 | 0.0030856 | 0.0026755 | 0.0022685 | 0.0018819 | 0.0015299 | 0.0012214 | 0.00096001 | 0.0007448 | 0.00057174
No | PG&E | Res | BldgEnv | 2019 T-24: RA(SF)-Envelope-Windows and Doors | Possible | Gas Energy (MMTherm/year) |  | 0.022108 | 0.020393 | 0.01846 | 0.016364 | 0.01419 | 0.012031 | 0.0099807 | 0.0081137 | 0.0064777 | 0.0050914 | 0.00395 | 0.0030322
No | PG&E | Res | BldgEnv | 2019 T-24: RNC(MF)-Envelope-High Performance Attics | Possible | Gas Energy (MMTherm/year) |  | 0.0014468 | 0.0013345 | 0.001208 | 0.0010709 | 0.00092856 | 0.00078729 | 0.00065313 | 0.00053095 | 0.00042389 | 0.00033318 | 0.00025849 | 0.00019842
No | PG&E | Res | BldgEnv | 2019 T-24: RNC(MF)-Envelope-QII | Possible | Gas Energy (MMTherm/year) |  | 0.035223 | 0.03249 | 0.029409 | 0.026071 | 0.022607 | 0.019168 | 0.015901 | 0.012927 | 0.01032 | 0.0081116 | 0.0062932 | 0.0048309
No | PG&E | Res | BldgEnv | 2019 T-24: RNC(MF)-Envelope-Windows and Doors | Possible | Gas Energy (MMTherm/year) |  | 0.023737 | 0.021896 | 0.019819 | 0.01757 | 0.015235 | 0.012917 | 0.010716 | 0.0087115 | 0.0069549 | 0.0054665 | 0.004241 | 0.0032556
No | PG&E | Res | BldgEnv | 2019 T-24: RNC(SF)-Envelope-High Performance Attics | Possible | Gas Energy (MMTherm/year) |  | 0.022772 | 0.021005 | 0.019013 | 0.016855 | 0.014615 | 0.012392 | 0.01028 | 0.0083572 | 0.006672 | 0.0052442 | 0.0040685 | 0.0031232
No | PG&E | Res | BldgEnv | 2019 T-24: RNC(SF)-Envelope-High Performance Walls | Possible | Gas Energy (MMTherm/year) |  | 0.048239 | 0.044497 | 0.040277 | 0.035706 | 0.030961 | 0.026251 | 0.021777 | 0.017704 | 0.014134 | 0.011109 | 0.0086187 | 0.0066161
No | PG&E | Res | BldgEnv | 2019 T-24: RNC(SF)-Envelope-QII | Possible | Gas Energy (MMTherm/year) |  | 0.20016 | 0.18463 | 0.16712 | 0.14815 | 0.12847 | 0.10892 | 0.090361 | 0.073458 | 0.058646 | 0.046095 | 0.035762 | 0.027452
No | PG&E | Res | BldgEnv | 2019 T-24: RNC(SF)-Envelope-Windows and Doors | Possible | Gas Energy (MMTherm/year) |  | 0.057323 | 0.052876 | 0.047862 | 0.04243 | 0.036791 | 0.031194 | 0.025878 | 0.021038 | 0.016795 | 0.013201 | 0.010242 | 0.007862
No | PG&E | Res | BldgEnv | 2022 T-24: SFA - Cool roof for low-sloped roof | Possible | Gas Energy (MMTherm/year) |  | -0.34389 | -0.33764 | -0.33252 | -0.32841 | -0.32517 | -0.32266 | -0.32074 | -0.31927 | -0.31817 | -0.31734 | -0.31671 | -0.31625
No | PG&E | Res | BldgEnv | 2022 T-24: SFA - Cool roof for steep-sloped roofs | Possible | Gas Energy (MMTherm/year) |  | -0.0056104 | -0.0054963 | -0.0053934 | -0.0053028 | -0.0052247 | -0.0051587 | -0.0051037 | -0.0050585 | -0.0050218 | -0.0049922 | -0.0049686 | -0.0049498
No | PG&E | Res | BldgEnv | 2022 T-24: SFA - Prescriptive attic insulation for alterations | Possible | Gas Energy (MMTherm/year) |  | 0.086587 | 0.086506 | 0.086426 | 0.086346 | 0.086265 | 0.086184 | 0.086103 | 0.086022 | 0.085941 | 0.08586 | 0.085779 | 0.085699
No | PG&E | Res | BldgEnv | 2022 T-24: SFA - Roof deck insulation for low-sloped roofs | Possible | Gas Energy (MMTherm/year) |  | 0.33082 | 0.32125 | 0.31194 | 0.30302 | 0.29458 | 0.2867 | 0.27942 | 0.27278 | 0.26678 | 0.26141 | 0.25663 | 0.25242
No | PG&E | Res | BldgEnv | 2022 T-24: SFNC - Prescriptive attic insulation for additions | Possible | Gas Energy (MMTherm/year) |  | 7.5195e-05 | 7.3857e-05 | 7.2775e-05 | 7.1908e-05 | 7.1217e-05 | 7.067e-05 | 7.0237e-05 | 6.9897e-05 | 6.963e-05 | 6.9421e-05 | 6.9257e-05 | 6.9129e-05
No | PG&E | Res | BldgEnv | 2025 T-24: Single Family High-Performance Envelope - High-Performance Windows (Alterations) | Possible | Gas Energy (MMTherm/year) |  | 0.01153 | 0.012583 | 0.012565 | 0.012548 | 0.01253 | 0.012512 | 0.012494 | 0.012475 | 0.012457 | 0.012438 | 0.012418 | 0.012399
No | SCG | Res | BldgEnv | 2008 T-24: Residential Fenestration | On-the-books | Gas Energy (MMTherm/year) | 0.11599 | 0.11558 | 0.11528 | 0.11506 | 0.11489 | 0.11477 | 0.11462 | 0.11449 | 0.11434 | 0.1142 | 0.11406 | 0.11392 | 0.11378
No | SCG | Res | BldgEnv | 2008 T-24: Site Built Fenestration | On-the-books | Gas Energy (MMTherm/year) | 0.0067757 | 0.0067707 | 0.0067673 | 0.0067649 | 0.0067633 | 0.0067622 | 0.0067607 | 0.0067595 | 0.0067581 | 0.0067568 | 0.0067555 | 0.0067542 | 0.0067529
No | SCG | Res | BldgEnv | 2005 T-24: Window replacement | On-the-books | Gas Energy (MMTherm/year) | 0 | 0 | 0 | 0 | 0 | 0 | 0 | 0 | 0 | 0 | 0 | 0 | 0
No | SCG | Res | BldgEnv | 2022 T-24: MFA - Restructuring - Fenestration Properties | On-the-books | Gas Energy (MMTherm/year) | 0.041656 | 0.040646 | 0.039592 | 0.0385 | 0.037371 | 0.036211 | 0.035024 | 0.033816 | 0.032593 | 0.03136 | 0.030124 | 0.028892 | 0.02767
No | SCG | Res | BldgEnv | 2022 T-24: MFA - Restructuring - Roof Assemblies | On-the-books | Gas Energy (MMTherm/year) | 0.0028991 | 0.0028991 | 0.0028991 | 0.0028991 | 0.0028991 | 0.0028991 | 0.0028991 | 0.0028991 | 0.0028991 | 0.0028991 | 0.0028991 | 0.0028991 | 0.0028991
No | SCG | Res | BldgEnv | 2022 T-24: MFNC - Restructuring - Roof Assemblies | On-the-books | Gas Energy (MMTherm/year) | -0.0019327 | -0.0019327 | -0.0019327 | -0.0019327 | -0.0019327 | -0.0019327 | -0.0019327 | -0.0019327 | -0.0019327 | -0.0019327 | -0.0019327 | -0.0019327 | -0.0019327
No | SCG | Res | BldgEnv | 2025 T-24: Multifamily Envelope - Cool Roof Improvements (New Construction + Additions) | On-the-books | Gas Energy (MMTherm/year) | 0 | 2.4522e-08 | 9.7248e-08 | 9.7208e-08 | 9.7168e-08 | 9.7128e-08 | 9.7088e-08 | 9.7048e-08 | 9.7007e-08 | 9.6967e-08 | 9.6926e-08 | 9.6886e-08 | 9.6845e-08
No | SCG | Res | BldgEnv | 2025 T-24: Multifamily Envelope - High Performance Windows (New Construction + Additions) | On-the-books | Gas Energy (MMTherm/year) | 0 | 1.1426e-05 | 4.22e-05 | 3.909e-05 | 3.6032e-05 | 3.3054e-05 | 3.0182e-05 | 2.7437e-05 | 2.4836e-05 | 2.2392e-05 | 2.0112e-05 | 1.8002e-05 | 1.6062e-05
No | SCG | Res | BldgEnv | 2025 T-24: Multifamily Envelope - Window Alterations (Alterations) | On-the-books | Gas Energy (MMTherm/year) | 0 | 0.0090609 | 0.0096202 | 0.009338 | 0.0090557 | 0.0087741 | 0.0084934 | 0.0082143 | 0.0079372 | 0.0076626 | 0.0073909 | 0.0071227 | 0.0068583
No | SCG | Res | BldgEnv | 2025 T-24: Multifamily Restructuring - Slab Perimeter Insulation (New Construction + Additions) | On-the-books | Gas Energy (MMTherm/year) | 0 | 3.3091e-07 | 1.2755e-06 | 1.2381e-06 | 1.2007e-06 | 1.1633e-06 | 1.1261e-06 | 1.0891e-06 | 1.0524e-06 | 1.0159e-06 | 9.7993e-07 | 9.4437e-07 | 9.0931e-07
No | SCG | Res | BldgEnv | 2019 T-24: RA(MF)-Envelope-QII | On-the-books | Gas Energy (MMTherm/year) |  | 0.0012088 | 0.0011151 | 0.0010093 | 0.00089477 | 0.00077586 | 0.00065783 | 0.00054573 | 0.00044364 | 0.00035419 | 0.00027839 | 0.00021598 | 0.0001658
No | SCG | Res | BldgEnv | 2019 T-24: RA(MF)-Envelope-Windows and Doors | On-the-books | Gas Energy (MMTherm/year) |  | 0.015086 | 0.013916 | 0.012596 | 0.011167 | 0.0096827 | 0.0082096 | 0.0068106 | 0.0055366 | 0.0044202 | 0.0034743 | 0.0026954 | 0.0020691
No | SCG | Res | BldgEnv | 2019 T-24: RA(SF)-Envelope-High Performance Walls | On-the-books | Gas Energy (MMTherm/year) |  | 0.0029632 | 0.0027333 | 0.0024741 | 0.0021933 | 0.0019018 | 0.0016125 | 0.0013377 | 0.0010875 | 0.0008682 | 0.0006824 | 0.00052942 | 0.0004064
No | SCG | Res | BldgEnv | 2019 T-24: RA(SF)-Envelope-QII | On-the-books | Gas Energy (MMTherm/year) |  | 0.0046429 | 0.0042827 | 0.0038766 | 0.0034366 | 0.0029799 | 0.0025266 | 0.002096 | 0.0017039 | 0.0013604 | 0.0010692 | 0.00082954 | 0.00063679
No | SCG | Res | BldgEnv | 2019 T-24: RA(SF)-Envelope-Windows and Doors | On-the-books | Gas Energy (MMTherm/year) |  | 0.024624 | 0.022713 | 0.02056 | 0.018226 | 0.015804 | 0.0134 | 0.011116 | 0.0090369 | 0.0072146 | 0.0056707 | 0.0043994 | 0.0033772
No | SCG | Res | BldgEnv | 2019 T-24: RNC(MF)-Envelope-High Performance Attics | On-the-books | Gas Energy (MMTherm/year) |  | 0.0016114 | 0.0014863 | 0.0013454 | 0.0011927 | 0.0010342 | 0.00087686 | 0.00072743 | 0.00059136 | 0.00047212 | 0.00037108 | 0.00028789 | 0.000221
No | SCG | Res | BldgEnv | 2019 T-24: RNC(MF)-Envelope-QII | On-the-books | Gas Energy (MMTherm/year) |  | 0.03923 | 0.036187 | 0.032755 | 0.029038 | 0.025179 | 0.021348 | 0.01771 | 0.014397 | 0.011494 | 0.0090345 | 0.0070091 | 0.0053805
No | SCG | Res | BldgEnv | 2019 T-24: RNC(MF)-Envelope-Windows and Doors | On-the-books | Gas Energy (MMTherm/year) |  | 0.026438 | 0.024387 | 0.022074 | 0.019569 | 0.016968 | 0.014387 | 0.011935 | 0.0097026 | 0.0077462 | 0.0060885 | 0.0047236 | 0.003626
No | SCG | Res | BldgEnv | 2019 T-24: RNC(SF)-Envelope-High Performance Attics | On-the-books | Gas Energy (MMTherm/year) |  | 0.025363 | 0.023395 | 0.021177 | 0.018773 | 0.016278 | 0.013802 | 0.01145 | 0.009308 | 0.0074311 | 0.0058408 | 0.0045314 | 0.0034785
No | SCG | Res | BldgEnv | 2019 T-24: RNC(SF)-Envelope-High Performance Walls | On-the-books | Gas Energy (MMTherm/year) |  | 0.053727 | 0.049559 | 0.04486 | 0.039768 | 0.034483 | 0.029237 | 0.024255 | 0.019718 | 0.015742 | 0.012373 | 0.0095993 | 0.0073688
No | SCG | Res | BldgEnv | 2019 T-24: RNC(SF)-Envelope-QII | On-the-books | Gas Energy (MMTherm/year) |  | 0.22293 | 0.20564 | 0.18614 | 0.16501 | 0.14308 | 0.12131 | 0.10064 | 0.081815 | 0.065318 | 0.05134 | 0.03983 | 0.030575
No | SCG | Res | BldgEnv | 2019 T-24: RNC(SF)-Envelope-Windows and Doors | On-the-books | Gas Energy (MMTherm/year) |  | 0.063845 | 0.058892 | 0.053308 | 0.047257 | 0.040977 | 0.034743 | 0.028822 | 0.023431 | 0.018706 | 0.014703 | 0.011407 | 0.0087565
No | SCG | Res | BldgEnv | 2022 T-24: SFA - Cool roof for low-sloped roof | On-the-books | Gas Energy (MMTherm/year) |  | -0.38302 | -0.37606 | -0.37035 | -0.36577 | -0.36217 | -0.35937 | -0.35723 | -0.3556 | -0.35437 | -0.35344 | -0.35275 | -0.35223
No | SCG | Res | BldgEnv | 2022 T-24: SFA - Cool roof for steep-sloped roofs | On-the-books | Gas Energy (MMTherm/year) |  | -0.0062487 | -0.0061217 | -0.0060071 | -0.0059061 | -0.0058192 | -0.0057456 | -0.0056844 | -0.0056341 | -0.0055932 | -0.0055602 | -0.0055339 | -0.0055129
No | SCG | Res | BldgEnv | 2022 T-24: SFA - Prescriptive attic insulation for alterations | On-the-books | Gas Energy (MMTherm/year) |  | 0.096438 | 0.096348 | 0.096259 | 0.096169 | 0.096079 | 0.095989 | 0.095899 | 0.095809 | 0.095719 | 0.095629 | 0.095539 | 0.095449
No | SCG | Res | BldgEnv | 2022 T-24: SFA - Roof deck insulation for low-sloped roofs | On-the-books | Gas Energy (MMTherm/year) |  | 0.36846 | 0.3578 | 0.34743 | 0.33749 | 0.32809 | 0.31931 | 0.31121 | 0.30382 | 0.29713 | 0.29115 | 0.28583 | 0.28113
No | SCG | Res | BldgEnv | 2022 T-24: SFNC - Prescriptive attic insulation for additions | On-the-books | Gas Energy (MMTherm/year) |  | 8.375e-05 | 8.226e-05 | 8.1055e-05 | 8.0089e-05 | 7.932e-05 | 7.871e-05 | 7.8229e-05 | 7.785e-05 | 7.7552e-05 | 7.7319e-05 | 7.7137e-05 | 7.6994e-05
No | SCG | Res | BldgEnv | 2025 T-24: Single Family High-Performance Envelope - High-Performance Windows (Alterations) | On-the-books | Gas Energy (MMTherm/year) |  | 0.012842 | 0.014014 | 0.013995 | 0.013975 | 0.013956 | 0.013935 | 0.013915 | 0.013895 | 0.013874 | 0.013853 | 0.013831 | 0.01381
No | SCG | Res | BldgEnv | 2008 T-24: Residential Fenestration | Expected | Gas Energy (MMTherm/year) | 0.11599 | 0.11558 | 0.11528 | 0.11506 | 0.11489 | 0.11477 | 0.11462 | 0.11449 | 0.11434 | 0.1142 | 0.11406 | 0.11392 | 0.11378
No | SCG | Res | BldgEnv | 2008 T-24: Site Built Fenestration | Expected | Gas Energy (MMTherm/year) | 0.0067757 | 0.0067707 | 0.0067673 | 0.0067649 | 0.0067633 | 0.0067622 | 0.0067607 | 0.0067595 | 0.0067581 | 0.0067568 | 0.0067555 | 0.0067542 | 0.0067529
No | SCG | Res | BldgEnv | 2005 T-24: Window replacement | Expected | Gas Energy (MMTherm/year) | 0 | 0 | 0 | 0 | 0 | 0 | 0 | 0 | 0 | 0 | 0 | 0 | 0
No | SCG | Res | BldgEnv | 2022 T-24: MFA - Restructuring - Fenestration Properties | Expected | Gas Energy (MMTherm/year) | 0.041656 | 0.040646 | 0.039592 | 0.0385 | 0.037371 | 0.036211 | 0.035024 | 0.033816 | 0.032593 | 0.03136 | 0.030124 | 0.028892 | 0.02767
No | SCG | Res | BldgEnv | 2022 T-24: MFA - Restructuring - Roof Assemblies | Expected | Gas Energy (MMTherm/year) | 0.0028991 | 0.0028991 | 0.0028991 | 0.0028991 | 0.0028991 | 0.0028991 | 0.0028991 | 0.0028991 | 0.0028991 | 0.0028991 | 0.0028991 | 0.0028991 | 0.0028991
No | SCG | Res | BldgEnv | 2022 T-24: MFNC - Restructuring - Roof Assemblies | Expected | Gas Energy (MMTherm/year) | -0.0019327 | -0.0019327 | -0.0019327 | -0.0019327 | -0.0019327 | -0.0019327 | -0.0019327 | -0.0019327 | -0.0019327 | -0.0019327 | -0.0019327 | -0.0019327 | -0.0019327
No | SCG | Res | BldgEnv | 2025 T-24: Multifamily Envelope - Cool Roof Improvements (New Construction + Additions) | Expected | Gas Energy (MMTherm/year) | 0 | 2.4522e-08 | 9.7248e-08 | 9.7208e-08 | 9.7168e-08 | 9.7128e-08 | 9.7088e-08 | 9.7048e-08 | 9.7007e-08 | 9.6967e-08 | 9.6926e-08 | 9.6886e-08 | 9.6845e-08
No | SCG | Res | BldgEnv | 2025 T-24: Multifamily Envelope - High Performance Windows (New Construction + Additions) | Expected | Gas Energy (MMTherm/year) | 0 | 1.1426e-05 | 4.22e-05 | 3.909e-05 | 3.6032e-05 | 3.3054e-05 | 3.0182e-05 | 2.7437e-05 | 2.4836e-05 | 2.2392e-05 | 2.0112e-05 | 1.8002e-05 | 1.6062e-05
No | SCG | Res | BldgEnv | 2025 T-24: Multifamily Envelope - Window Alterations (Alterations) | Expected | Gas Energy (MMTherm/year) | 0 | 0.0090609 | 0.0096202 | 0.009338 | 0.0090557 | 0.0087741 | 0.0084934 | 0.0082143 | 0.0079372 | 0.0076626 | 0.0073909 | 0.0071227 | 0.0068583
No | SCG | Res | BldgEnv | 2025 T-24: Multifamily Restructuring - Slab Perimeter Insulation (New Construction + Additions) | Expected | Gas Energy (MMTherm/year) | 0 | 3.3091e-07 | 1.2755e-06 | 1.2381e-06 | 1.2007e-06 | 1.1633e-06 | 1.1261e-06 | 1.0891e-06 | 1.0524e-06 | 1.0159e-06 | 9.7993e-07 | 9.4437e-07 | 9.0931e-07
No | SCG | Res | BldgEnv | 2019 T-24: RA(MF)-Envelope-QII | Expected | Gas Energy (MMTherm/year) |  | 0.0012088 | 0.0011151 | 0.0010093 | 0.00089477 | 0.00077586 | 0.00065783 | 0.00054573 | 0.00044364 | 0.00035419 | 0.00027839 | 0.00021598 | 0.0001658
No | SCG | Res | BldgEnv | 2019 T-24: RA(MF)-Envelope-Windows and Doors | Expected | Gas Energy (MMTherm/year) |  | 0.015086 | 0.013916 | 0.012596 | 0.011167 | 0.0096827 | 0.0082096 | 0.0068106 | 0.0055366 | 0.0044202 | 0.0034743 | 0.0026954 | 0.0020691
No | SCG | Res | BldgEnv | 2019 T-24: RA(SF)-Envelope-High Performance Walls | Expected | Gas Energy (MMTherm/year) |  | 0.0029632 | 0.0027333 | 0.0024741 | 0.0021933 | 0.0019018 | 0.0016125 | 0.0013377 | 0.0010875 | 0.0008682 | 0.0006824 | 0.00052942 | 0.0004064
No | SCG | Res | BldgEnv | 2019 T-24: RA(SF)-Envelope-QII | Expected | Gas Energy (MMTherm/year) |  | 0.0046429 | 0.0042827 | 0.0038766 | 0.0034366 | 0.0029799 | 0.0025266 | 0.002096 | 0.0017039 | 0.0013604 | 0.0010692 | 0.00082954 | 0.00063679
No | SCG | Res | BldgEnv | 2019 T-24: RA(SF)-Envelope-Windows and Doors | Expected | Gas Energy (MMTherm/year) |  | 0.024624 | 0.022713 | 0.02056 | 0.018226 | 0.015804 | 0.0134 | 0.011116 | 0.0090369 | 0.0072146 | 0.0056707 | 0.0043994 | 0.0033772
No | SCG | Res | BldgEnv | 2019 T-24: RNC(MF)-Envelope-High Performance Attics | Expected | Gas Energy (MMTherm/year) |  | 0.0016114 | 0.0014863 | 0.0013454 | 0.0011927 | 0.0010342 | 0.00087686 | 0.00072743 | 0.00059136 | 0.00047212 | 0.00037108 | 0.00028789 | 0.000221
No | SCG | Res | BldgEnv | 2019 T-24: RNC(MF)-Envelope-QII | Expected | Gas Energy (MMTherm/year) |  | 0.03923 | 0.036187 | 0.032755 | 0.029038 | 0.025179 | 0.021348 | 0.01771 | 0.014397 | 0.011494 | 0.0090345 | 0.0070091 | 0.0053805
No | SCG | Res | BldgEnv | 2019 T-24: RNC(MF)-Envelope-Windows and Doors | Expected | Gas Energy (MMTherm/year) |  | 0.026438 | 0.024387 | 0.022074 | 0.019569 | 0.016968 | 0.014387 | 0.011935 | 0.0097026 | 0.0077462 | 0.0060885 | 0.0047236 | 0.003626
No | SCG | Res | BldgEnv | 2019 T-24: RNC(SF)-Envelope-High Performance Attics | Expected | Gas Energy (MMTherm/year) |  | 0.025363 | 0.023395 | 0.021177 | 0.018773 | 0.016278 | 0.013802 | 0.01145 | 0.009308 | 0.0074311 | 0.0058408 | 0.0045314 | 0.0034785
No | SCG | Res | BldgEnv | 2019 T-24: RNC(SF)-Envelope-High Performance Walls | Expected | Gas Energy (MMTherm/year) |  | 0.053727 | 0.049559 | 0.04486 | 0.039768 | 0.034483 | 0.029237 | 0.024255 | 0.019718 | 0.015742 | 0.012373 | 0.0095993 | 0.0073688
No | SCG | Res | BldgEnv | 2019 T-24: RNC(SF)-Envelope-QII | Expected | Gas Energy (MMTherm/year) |  | 0.22293 | 0.20564 | 0.18614 | 0.16501 | 0.14308 | 0.12131 | 0.10064 | 0.081815 | 0.065318 | 0.05134 | 0.03983 | 0.030575
No | SCG | Res | BldgEnv | 2019 T-24: RNC(SF)-Envelope-Windows and Doors | Expected | Gas Energy (MMTherm/year) |  | 0.063845 | 0.058892 | 0.053308 | 0.047257 | 0.040977 | 0.034743 | 0.028822 | 0.023431 | 0.018706 | 0.014703 | 0.011407 | 0.0087565
No | SCG | Res | BldgEnv | 2022 T-24: SFA - Cool roof for low-sloped roof | Expected | Gas Energy (MMTherm/year) |  | -0.38302 | -0.37606 | -0.37035 | -0.36577 | -0.36217 | -0.35937 | -0.35723 | -0.3556 | -0.35437 | -0.35344 | -0.35275 | -0.35223
No | SCG | Res | BldgEnv | 2022 T-24: SFA - Cool roof for steep-sloped roofs | Expected | Gas Energy (MMTherm/year) |  | -0.0062487 | -0.0061217 | -0.0060071 | -0.0059061 | -0.0058192 | -0.0057456 | -0.0056844 | -0.0056341 | -0.0055932 | -0.0055602 | -0.0055339 | -0.0055129
No | SCG | Res | BldgEnv | 2022 T-24: SFA - Prescriptive attic insulation for alterations | Expected | Gas Energy (MMTherm/year) |  | 0.096438 | 0.096348 | 0.096259 | 0.096169 | 0.096079 | 0.095989 | 0.095899 | 0.095809 | 0.095719 | 0.095629 | 0.095539 | 0.095449
No | SCG | Res | BldgEnv | 2022 T-24: SFA - Roof deck insulation for low-sloped roofs | Expected | Gas Energy (MMTherm/year) |  | 0.36846 | 0.3578 | 0.34743 | 0.33749 | 0.32809 | 0.31931 | 0.31121 | 0.30382 | 0.29713 | 0.29115 | 0.28583 | 0.28113
No | SCG | Res | BldgEnv | 2022 T-24: SFNC - Prescriptive attic insulation for additions | Expected | Gas Energy (MMTherm/year) |  | 8.375e-05 | 8.226e-05 | 8.1055e-05 | 8.0089e-05 | 7.932e-05 | 7.871e-05 | 7.8229e-05 | 7.785e-05 | 7.7552e-05 | 7.7319e-05 | 7.7137e-05 | 7.6994e-05
No | SCG | Res | BldgEnv | 2025 T-24: Single Family High-Performance Envelope - High-Performance Windows (Alterations) | Expected | Gas Energy (MMTherm/year) |  | 0.012842 | 0.014014 | 0.013995 | 0.013975 | 0.013956 | 0.013935 | 0.013915 | 0.013895 | 0.013874 | 0.013853 | 0.013831 | 0.01381
No | SCG | Res | BldgEnv | 2008 T-24: Residential Fenestration | Possible | Gas Energy (MMTherm/year) | 0.11599 | 0.11558 | 0.11528 | 0.11506 | 0.11489 | 0.11477 | 0.11462 | 0.11449 | 0.11434 | 0.1142 | 0.11406 | 0.11392 | 0.11378
No | SCG | Res | BldgEnv | 2008 T-24: Site Built Fenestration | Possible | Gas Energy (MMTherm/year) | 0.0067757 | 0.0067707 | 0.0067673 | 0.0067649 | 0.0067633 | 0.0067622 | 0.0067607 | 0.0067595 | 0.0067581 | 0.0067568 | 0.0067555 | 0.0067542 | 0.0067529
No | SCG | Res | BldgEnv | 2005 T-24: Window replacement | Possible | Gas Energy (MMTherm/year) | 0 | 0 | 0 | 0 | 0 | 0 | 0 | 0 | 0 | 0 | 0 | 0 | 0
No | SCG | Res | BldgEnv | 2022 T-24: MFA - Restructuring - Fenestration Properties | Possible | Gas Energy (MMTherm/year) | 0.041656 | 0.040646 | 0.039592 | 0.0385 | 0.037371 | 0.036211 | 0.035024 | 0.033816 | 0.032593 | 0.03136 | 0.030124 | 0.028892 | 0.02767
No | SCG | Res | BldgEnv | 2022 T-24: MFA - Restructuring - Roof Assemblies | Possible | Gas Energy (MMTherm/year) | 0.0028991 | 0.0028991 | 0.0028991 | 0.0028991 | 0.0028991 | 0.0028991 | 0.0028991 | 0.0028991 | 0.0028991 | 0.0028991 | 0.0028991 | 0.0028991 | 0.0028991
No | SCG | Res | BldgEnv | 2022 T-24: MFNC - Restructuring - Roof Assemblies | Possible | Gas Energy (MMTherm/year) | -0.0019327 | -0.0019327 | -0.0019327 | -0.0019327 | -0.0019327 | -0.0019327 | -0.0019327 | -0.0019327 | -0.0019327 | -0.0019327 | -0.0019327 | -0.0019327 | -0.0019327
No | SCG | Res | BldgEnv | 2025 T-24: Multifamily Envelope - Cool Roof Improvements (New Construction + Additions) | Possible | Gas Energy (MMTherm/year) | 0 | 2.4522e-08 | 9.7248e-08 | 9.7208e-08 | 9.7168e-08 | 9.7128e-08 | 9.7088e-08 | 9.7048e-08 | 9.7007e-08 | 9.6967e-08 | 9.6926e-08 | 9.6886e-08 | 9.6845e-08
No | SCG | Res | BldgEnv | 2025 T-24: Multifamily Envelope - High Performance Windows (New Construction + Additions) | Possible | Gas Energy (MMTherm/year) | 0 | 1.1426e-05 | 4.22e-05 | 3.909e-05 | 3.6032e-05 | 3.3054e-05 | 3.0182e-05 | 2.7437e-05 | 2.4836e-05 | 2.2392e-05 | 2.0112e-05 | 1.8002e-05 | 1.6062e-05
No | SCG | Res | BldgEnv | 2025 T-24: Multifamily Envelope - Window Alterations (Alterations) | Possible | Gas Energy (MMTherm/year) | 0 | 0.0090609 | 0.0096202 | 0.009338 | 0.0090557 | 0.0087741 | 0.0084934 | 0.0082143 | 0.0079372 | 0.0076626 | 0.0073909 | 0.0071227 | 0.0068583
No | SCG | Res | BldgEnv | 2025 T-24: Multifamily Restructuring - Slab Perimeter Insulation (New Construction + Additions) | Possible | Gas Energy (MMTherm/year) | 0 | 3.3091e-07 | 1.2755e-06 | 1.2381e-06 | 1.2007e-06 | 1.1633e-06 | 1.1261e-06 | 1.0891e-06 | 1.0524e-06 | 1.0159e-06 | 9.7993e-07 | 9.4437e-07 | 9.0931e-07
No | SCG | Res | BldgEnv | 2019 T-24: RA(MF)-Envelope-QII | Possible | Gas Energy (MMTherm/year) |  | 0.0012088 | 0.0011151 | 0.0010093 | 0.00089477 | 0.00077586 | 0.00065783 | 0.00054573 | 0.00044364 | 0.00035419 | 0.00027839 | 0.00021598 | 0.0001658
No | SCG | Res | BldgEnv | 2019 T-24: RA(MF)-Envelope-Windows and Doors | Possible | Gas Energy (MMTherm/year) |  | 0.015086 | 0.013916 | 0.012596 | 0.011167 | 0.0096827 | 0.0082096 | 0.0068106 | 0.0055366 | 0.0044202 | 0.0034743 | 0.0026954 | 0.0020691
No | SCG | Res | BldgEnv | 2019 T-24: RA(SF)-Envelope-High Performance Walls | Possible | Gas Energy (MMTherm/year) |  | 0.0029632 | 0.0027333 | 0.0024741 | 0.0021933 | 0.0019018 | 0.0016125 | 0.0013377 | 0.0010875 | 0.0008682 | 0.0006824 | 0.00052942 | 0.0004064
No | SCG | Res | BldgEnv | 2019 T-24: RA(SF)-Envelope-QII | Possible | Gas Energy (MMTherm/year) |  | 0.0046429 | 0.0042827 | 0.0038766 | 0.0034366 | 0.0029799 | 0.0025266 | 0.002096 | 0.0017039 | 0.0013604 | 0.0010692 | 0.00082954 | 0.00063679
No | SCG | Res | BldgEnv | 2019 T-24: RA(SF)-Envelope-Windows and Doors | Possible | Gas Energy (MMTherm/year) |  | 0.024624 | 0.022713 | 0.02056 | 0.018226 | 0.015804 | 0.0134 | 0.011116 | 0.0090369 | 0.0072146 | 0.0056707 | 0.0043994 | 0.0033772
No | SCG | Res | BldgEnv | 2019 T-24: RNC(MF)-Envelope-High Performance Attics | Possible | Gas Energy (MMTherm/year) |  | 0.0016114 | 0.0014863 | 0.0013454 | 0.0011927 | 0.0010342 | 0.00087686 | 0.00072743 | 0.00059136 | 0.00047212 | 0.00037108 | 0.00028789 | 0.000221
No | SCG | Res | BldgEnv | 2019 T-24: RNC(MF)-Envelope-QII | Possible | Gas Energy (MMTherm/year) |  | 0.03923 | 0.036187 | 0.032755 | 0.029038 | 0.025179 | 0.021348 | 0.01771 | 0.014397 | 0.011494 | 0.0090345 | 0.0070091 | 0.0053805
No | SCG | Res | BldgEnv | 2019 T-24: RNC(MF)-Envelope-Windows and Doors | Possible | Gas Energy (MMTherm/year) |  | 0.026438 | 0.024387 | 0.022074 | 0.019569 | 0.016968 | 0.014387 | 0.011935 | 0.0097026 | 0.0077462 | 0.0060885 | 0.0047236 | 0.003626
No | SCG | Res | BldgEnv | 2019 T-24: RNC(SF)-Envelope-High Performance Attics | Possible | Gas Energy (MMTherm/year) |  | 0.025363 | 0.023395 | 0.021177 | 0.018773 | 0.016278 | 0.013802 | 0.01145 | 0.009308 | 0.0074311 | 0.0058408 | 0.0045314 | 0.0034785
No | SCG | Res | BldgEnv | 2019 T-24: RNC(SF)-Envelope-High Performance Walls | Possible | Gas Energy (MMTherm/year) |  | 0.053727 | 0.049559 | 0.04486 | 0.039768 | 0.034483 | 0.029237 | 0.024255 | 0.019718 | 0.015742 | 0.012373 | 0.0095993 | 0.0073688
No | SCG | Res | BldgEnv | 2019 T-24: RNC(SF)-Envelope-QII | Possible | Gas Energy (MMTherm/year) |  | 0.22293 | 0.20564 | 0.18614 | 0.16501 | 0.14308 | 0.12131 | 0.10064 | 0.081815 | 0.065318 | 0.05134 | 0.03983 | 0.030575
No | SCG | Res | BldgEnv | 2019 T-24: RNC(SF)-Envelope-Windows and Doors | Possible | Gas Energy (MMTherm/year) |  | 0.063845 | 0.058892 | 0.053308 | 0.047257 | 0.040977 | 0.034743 | 0.028822 | 0.023431 | 0.018706 | 0.014703 | 0.011407 | 0.0087565
No | SCG | Res | BldgEnv | 2022 T-24: SFA - Cool roof for low-sloped roof | Possible | Gas Energy (MMTherm/year) |  | -0.38302 | -0.37606 | -0.37035 | -0.36577 | -0.36217 | -0.35937 | -0.35723 | -0.3556 | -0.35437 | -0.35344 | -0.35275 | -0.35223
No | SCG | Res | BldgEnv | 2022 T-24: SFA - Cool roof for steep-sloped roofs | Possible | Gas Energy (MMTherm/year) |  | -0.0062487 | -0.0061217 | -0.0060071 | -0.0059061 | -0.0058192 | -0.0057456 | -0.0056844 | -0.0056341 | -0.0055932 | -0.0055602 | -0.0055339 | -0.0055129
No | SCG | Res | BldgEnv | 2022 T-24: SFA - Prescriptive attic insulation for alterations | Possible | Gas Energy (MMTherm/year) |  | 0.096438 | 0.096348 | 0.096259 | 0.096169 | 0.096079 | 0.095989 | 0.095899 | 0.095809 | 0.095719 | 0.095629 | 0.095539 | 0.095449
No | SCG | Res | BldgEnv | 2022 T-24: SFA - Roof deck insulation for low-sloped roofs | Possible | Gas Energy (MMTherm/year) |  | 0.36846 | 0.3578 | 0.34743 | 0.33749 | 0.32809 | 0.31931 | 0.31121 | 0.30382 | 0.29713 | 0.29115 | 0.28583 | 0.28113
No | SCG | Res | BldgEnv | 2022 T-24: SFNC - Prescriptive attic insulation for additions | Possible | Gas Energy (MMTherm/year) |  | 8.375e-05 | 8.226e-05 | 8.1055e-05 | 8.0089e-05 | 7.932e-05 | 7.871e-05 | 7.8229e-05 | 7.785e-05 | 7.7552e-05 | 7.7319e-05 | 7.7137e-05 | 7.6994e-05
No | SCG | Res | BldgEnv | 2025 T-24: Single Family High-Performance Envelope - High-Performance Windows (Alterations) | Possible | Gas Energy (MMTherm/year) |  | 0.012842 | 0.014014 | 0.013995 | 0.013975 | 0.013956 | 0.013935 | 0.013915 | 0.013895 | 0.013874 | 0.013853 | 0.013831 | 0.01381
No | SDG&E | Res | BldgEnv | 2008 T-24: Residential Fenestration | On-the-books | Gas Energy (MMTherm/year) | 0.010523 | 0.010486 | 0.010459 | 0.010439 | 0.010424 | 0.010412 | 0.010399 | 0.010387 | 0.010374 | 0.010361 | 0.010348 | 0.010336 | 0.010323
No | SDG&E | Res | BldgEnv | 2008 T-24: Site Built Fenestration | On-the-books | Gas Energy (MMTherm/year) | 0.00061473 | 0.00061428 | 0.00061397 | 0.00061375 | 0.00061361 | 0.0006135 | 0.00061337 | 0.00061326 | 0.00061314 | 0.00061302 | 0.0006129 | 0.00061278 | 0.00061266
No | SDG&E | Res | BldgEnv | 2005 T-24: Window replacement | On-the-books | Gas Energy (MMTherm/year) | 0 | 0 | 0 | 0 | 0 | 0 | 0 | 0 | 0 | 0 | 0 | 0 | 0
No | SDG&E | Res | BldgEnv | 2022 T-24: MFA - Restructuring - Fenestration Properties | On-the-books | Gas Energy (MMTherm/year) | 0.0037793 | 0.0036876 | 0.0035921 | 0.0034929 | 0.0033905 | 0.0032853 | 0.0031776 | 0.003068 | 0.002957 | 0.0028452 | 0.0027331 | 0.0026213 | 0.0025104
No | SDG&E | Res | BldgEnv | 2022 T-24: MFA - Restructuring - Roof Assemblies | On-the-books | Gas Energy (MMTherm/year) | 0.00026302 | 0.00026302 | 0.00026302 | 0.00026302 | 0.00026302 | 0.00026302 | 0.00026302 | 0.00026302 | 0.00026302 | 0.00026302 | 0.00026302 | 0.00026302 | 0.00026302
No | SDG&E | Res | BldgEnv | 2022 T-24: MFNC - Restructuring - Roof Assemblies | On-the-books | Gas Energy (MMTherm/year) | -0.00017535 | -0.00017535 | -0.00017535 | -0.00017535 | -0.00017535 | -0.00017535 | -0.00017535 | -0.00017535 | -0.00017535 | -0.00017535 | -0.00017535 | -0.00017535 | -0.00017535
No | SDG&E | Res | BldgEnv | 2025 T-24: Multifamily Envelope - Cool Roof Improvements (New Construction + Additions) | On-the-books | Gas Energy (MMTherm/year) | 0 | 2.2248e-09 | 8.8229e-09 | 8.8193e-09 | 8.8157e-09 | 8.812e-09 | 8.8084e-09 | 8.8047e-09 | 8.8011e-09 | 8.7974e-09 | 8.7937e-09 | 8.79e-09 | 8.7863e-09
No | SDG&E | Res | BldgEnv | 2025 T-24: Multifamily Envelope - High Performance Windows (New Construction + Additions) | On-the-books | Gas Energy (MMTherm/year) | 0 | 1.0367e-06 | 3.8287e-06 | 3.5465e-06 | 3.269e-06 | 2.9989e-06 | 2.7383e-06 | 2.4893e-06 | 2.2533e-06 | 2.0315e-06 | 1.8247e-06 | 1.6332e-06 | 1.4572e-06
No | SDG&E | Res | BldgEnv | 2025 T-24: Multifamily Envelope - Window Alterations (Alterations) | On-the-books | Gas Energy (MMTherm/year) | 0 | 0.00082205 | 0.0008728 | 0.00084719 | 0.00082159 | 0.00079603 | 0.00077057 | 0.00074525 | 0.00072011 | 0.00069519 | 0.00067055 | 0.00064621 | 0.00062222
No | SDG&E | Res | BldgEnv | 2025 T-24: Multifamily Restructuring - Slab Perimeter Insulation (New Construction + Additions) | On-the-books | Gas Energy (MMTherm/year) | 0 | 3.0022e-08 | 1.1572e-07 | 1.1233e-07 | 1.0893e-07 | 1.0554e-07 | 1.0217e-07 | 9.8809e-08 | 9.5476e-08 | 9.2172e-08 | 8.8905e-08 | 8.5678e-08 | 8.2498e-08
No | SDG&E | Res | BldgEnv | 2019 T-24: RA(MF)-Envelope-QII | On-the-books | Gas Energy (MMTherm/year) |  | 0.00010967 | 0.00010116 | 9.1572e-05 | 8.1179e-05 | 7.0391e-05 | 5.9682e-05 | 4.9511e-05 | 4.025e-05 | 3.2134e-05 | 2.5257e-05 | 1.9595e-05 | 1.5042e-05
No | SDG&E | Res | BldgEnv | 2019 T-24: RA(MF)-Envelope-Windows and Doors | On-the-books | Gas Energy (MMTherm/year) |  | 0.0013687 | 0.0012625 | 0.0011428 | 0.0010131 | 0.00087847 | 0.00074482 | 0.0006179 | 0.00050231 | 0.00040103 | 0.00031521 | 0.00024454 | 0.00018772
No | SDG&E | Res | BldgEnv | 2019 T-24: RA(SF)-Envelope-High Performance Walls | On-the-books | Gas Energy (MMTherm/year) |  | 0.00026884 | 0.00024798 | 0.00022447 | 0.00019899 | 0.00017255 | 0.0001463 | 0.00012136 | 9.8662e-05 | 7.8768e-05 | 6.1911e-05 | 4.8032e-05 | 3.6871e-05
No | SDG&E | Res | BldgEnv | 2019 T-24: RA(SF)-Envelope-QII | On-the-books | Gas Energy (MMTherm/year) |  | 0.00042123 | 0.00038855 | 0.00035171 | 0.00031179 | 0.00027036 | 0.00022923 | 0.00019016 | 0.00015459 | 0.00012342 | 9.7007e-05 | 7.526e-05 | 5.7773e-05
No | SDG&E | Res | BldgEnv | 2019 T-24: RA(SF)-Envelope-Windows and Doors | On-the-books | Gas Energy (MMTherm/year) |  | 0.002234 | 0.0020607 | 0.0018653 | 0.0016536 | 0.0014338 | 0.0012157 | 0.0010085 | 0.00081988 | 0.00065455 | 0.00051448 | 0.00039914 | 0.0003064
No | SDG&E | Res | BldgEnv | 2019 T-24: RNC(MF)-Envelope-High Performance Attics | On-the-books | Gas Energy (MMTherm/year) |  | 0.00014619 | 0.00013485 | 0.00012206 | 0.00010821 | 9.3829e-05 | 7.9554e-05 | 6.5997e-05 | 5.3652e-05 | 4.2833e-05 | 3.3667e-05 | 2.6119e-05 | 2.005e-05
No | SDG&E | Res | BldgEnv | 2019 T-24: RNC(MF)-Envelope-QII | On-the-books | Gas Energy (MMTherm/year) |  | 0.0035592 | 0.0032831 | 0.0029718 | 0.0026345 | 0.0022844 | 0.0019368 | 0.0016068 | 0.0013062 | 0.0010428 | 0.00081966 | 0.00063591 | 0.00048815
No | SDG&E | Res | BldgEnv | 2019 T-24: RNC(MF)-Envelope-Windows and Doors | On-the-books | Gas Energy (MMTherm/year) |  | 0.0023986 | 0.0022125 | 0.0020027 | 0.0017754 | 0.0015395 | 0.0013053 | 0.0010828 | 0.00088028 | 0.00070278 | 0.00055238 | 0.00042855 | 0.00032897
No | SDG&E | Res | BldgEnv | 2019 T-24: RNC(SF)-Envelope-High Performance Attics | On-the-books | Gas Energy (MMTherm/year) |  | 0.002301 | 0.0021225 | 0.0019213 | 0.0017032 | 0.0014769 | 0.0012522 | 0.0010388 | 0.00084447 | 0.00067419 | 0.00052991 | 0.00041112 | 0.00031559
No | SDG&E | Res | BldgEnv | 2019 T-24: RNC(SF)-Envelope-High Performance Walls | On-the-books | Gas Energy (MMTherm/year) |  | 0.0048745 | 0.0044963 | 0.0040699 | 0.003608 | 0.0031285 | 0.0026526 | 0.0022005 | 0.0017889 | 0.0014282 | 0.0011226 | 0.0008709 | 0.00066854
No | SDG&E | Res | BldgEnv | 2019 T-24: RNC(SF)-Envelope-QII | On-the-books | Gas Energy (MMTherm/year) |  | 0.020226 | 0.018657 | 0.016887 | 0.014971 | 0.012981 | 0.011006 | 0.0091307 | 0.0074228 | 0.005926 | 0.0046578 | 0.0036137 | 0.002774
No | SDG&E | Res | BldgEnv | 2019 T-24: RNC(SF)-Envelope-Windows and Doors | On-the-books | Gas Energy (MMTherm/year) |  | 0.0057924 | 0.005343 | 0.0048364 | 0.0042874 | 0.0037177 | 0.0031521 | 0.0026149 | 0.0021258 | 0.0016971 | 0.001334 | 0.0010349 | 0.00079444
No | SDG&E | Res | BldgEnv | 2022 T-24: SFA - Cool roof for low-sloped roof | On-the-books | Gas Energy (MMTherm/year) |  | -0.034749 | -0.034118 | -0.0336 | -0.033185 | -0.032858 | -0.032604 | -0.03241 | -0.032262 | -0.03215 | -0.032066 | -0.032003 | -0.031956
No | SDG&E | Res | BldgEnv | 2022 T-24: SFA - Cool roof for steep-sloped roofs | On-the-books | Gas Energy (MMTherm/year) |  | -0.00056692 | -0.00055539 | -0.000545 | -0.00053584 | -0.00052795 | -0.00052128 | -0.00051572 | -0.00051115 | -0.00050744 | -0.00050445 | -0.00050206 | -0.00050016
No | SDG&E | Res | BldgEnv | 2022 T-24: SFA - Prescriptive attic insulation for alterations | On-the-books | Gas Energy (MMTherm/year) |  | 0.0087494 | 0.0087413 | 0.0087332 | 0.008725 | 0.0087169 | 0.0087087 | 0.0087005 | 0.0086924 | 0.0086842 | 0.008676 | 0.0086678 | 0.0086597
No | SDG&E | Res | BldgEnv | 2022 T-24: SFA - Roof deck insulation for low-sloped roofs | On-the-books | Gas Energy (MMTherm/year) |  | 0.033429 | 0.032461 | 0.031521 | 0.030619 | 0.029766 | 0.02897 | 0.028235 | 0.027564 | 0.026958 | 0.026415 | 0.025932 | 0.025506
No | SDG&E | Res | BldgEnv | 2022 T-24: SFNC - Prescriptive attic insulation for additions | On-the-books | Gas Energy (MMTherm/year) |  | 7.5983e-06 | 7.4631e-06 | 7.3538e-06 | 7.2662e-06 | 7.1964e-06 | 7.141e-06 | 7.0973e-06 | 7.063e-06 | 7.036e-06 | 7.0148e-06 | 6.9983e-06 | 6.9854e-06
No | SDG&E | Res | BldgEnv | 2025 T-24: Single Family High-Performance Envelope - High-Performance Windows (Alterations) | On-the-books | Gas Energy (MMTherm/year) |  | 0.0011651 | 0.0012715 | 0.0012697 | 0.0012679 | 0.0012661 | 0.0012643 | 0.0012625 | 0.0012606 | 0.0012587 | 0.0012568 | 0.0012549 | 0.0012529
No | SDG&E | Res | BldgEnv | 2008 T-24: Residential Fenestration | Expected | Gas Energy (MMTherm/year) | 0.010523 | 0.010486 | 0.010459 | 0.010439 | 0.010424 | 0.010412 | 0.010399 | 0.010387 | 0.010374 | 0.010361 | 0.010348 | 0.010336 | 0.010323
No | SDG&E | Res | BldgEnv | 2008 T-24: Site Built Fenestration | Expected | Gas Energy (MMTherm/year) | 0.00061473 | 0.00061428 | 0.00061397 | 0.00061375 | 0.00061361 | 0.0006135 | 0.00061337 | 0.00061326 | 0.00061314 | 0.00061302 | 0.0006129 | 0.00061278 | 0.00061266
No | SDG&E | Res | BldgEnv | 2005 T-24: Window replacement | Expected | Gas Energy (MMTherm/year) | 0 | 0 | 0 | 0 | 0 | 0 | 0 | 0 | 0 | 0 | 0 | 0 | 0
No | SDG&E | Res | BldgEnv | 2022 T-24: MFA - Restructuring - Fenestration Properties | Expected | Gas Energy (MMTherm/year) | 0.0037793 | 0.0036876 | 0.0035921 | 0.0034929 | 0.0033905 | 0.0032853 | 0.0031776 | 0.003068 | 0.002957 | 0.0028452 | 0.0027331 | 0.0026213 | 0.0025104
No | SDG&E | Res | BldgEnv | 2022 T-24: MFA - Restructuring - Roof Assemblies | Expected | Gas Energy (MMTherm/year) | 0.00026302 | 0.00026302 | 0.00026302 | 0.00026302 | 0.00026302 | 0.00026302 | 0.00026302 | 0.00026302 | 0.00026302 | 0.00026302 | 0.00026302 | 0.00026302 | 0.00026302
No | SDG&E | Res | BldgEnv | 2022 T-24: MFNC - Restructuring - Roof Assemblies | Expected | Gas Energy (MMTherm/year) | -0.00017535 | -0.00017535 | -0.00017535 | -0.00017535 | -0.00017535 | -0.00017535 | -0.00017535 | -0.00017535 | -0.00017535 | -0.00017535 | -0.00017535 | -0.00017535 | -0.00017535
No | SDG&E | Res | BldgEnv | 2025 T-24: Multifamily Envelope - Cool Roof Improvements (New Construction + Additions) | Expected | Gas Energy (MMTherm/year) | 0 | 2.2248e-09 | 8.8229e-09 | 8.8193e-09 | 8.8157e-09 | 8.812e-09 | 8.8084e-09 | 8.8047e-09 | 8.8011e-09 | 8.7974e-09 | 8.7937e-09 | 8.79e-09 | 8.7863e-09
No | SDG&E | Res | BldgEnv | 2025 T-24: Multifamily Envelope - High Performance Windows (New Construction + Additions) | Expected | Gas Energy (MMTherm/year) | 0 | 1.0367e-06 | 3.8287e-06 | 3.5465e-06 | 3.269e-06 | 2.9989e-06 | 2.7383e-06 | 2.4893e-06 | 2.2533e-06 | 2.0315e-06 | 1.8247e-06 | 1.6332e-06 | 1.4572e-06
No | SDG&E | Res | BldgEnv | 2025 T-24: Multifamily Envelope - Window Alterations (Alterations) | Expected | Gas Energy (MMTherm/year) | 0 | 0.00082205 | 0.0008728 | 0.00084719 | 0.00082159 | 0.00079603 | 0.00077057 | 0.00074525 | 0.00072011 | 0.00069519 | 0.00067055 | 0.00064621 | 0.00062222
No | SDG&E | Res | BldgEnv | 2025 T-24: Multifamily Restructuring - Slab Perimeter Insulation (New Construction + Additions) | Expected | Gas Energy (MMTherm/year) | 0 | 3.0022e-08 | 1.1572e-07 | 1.1233e-07 | 1.0893e-07 | 1.0554e-07 | 1.0217e-07 | 9.8809e-08 | 9.5476e-08 | 9.2172e-08 | 8.8905e-08 | 8.5678e-08 | 8.2498e-08
No | SDG&E | Res | BldgEnv | 2019 T-24: RA(MF)-Envelope-QII | Expected | Gas Energy (MMTherm/year) |  | 0.00010967 | 0.00010116 | 9.1572e-05 | 8.1179e-05 | 7.0391e-05 | 5.9682e-05 | 4.9511e-05 | 4.025e-05 | 3.2134e-05 | 2.5257e-05 | 1.9595e-05 | 1.5042e-05
No | SDG&E | Res | BldgEnv | 2019 T-24: RA(MF)-Envelope-Windows and Doors | Expected | Gas Energy (MMTherm/year) |  | 0.0013687 | 0.0012625 | 0.0011428 | 0.0010131 | 0.00087847 | 0.00074482 | 0.0006179 | 0.00050231 | 0.00040103 | 0.00031521 | 0.00024454 | 0.00018772
No | SDG&E | Res | BldgEnv | 2019 T-24: RA(SF)-Envelope-High Performance Walls | Expected | Gas Energy (MMTherm/year) |  | 0.00026884 | 0.00024798 | 0.00022447 | 0.00019899 | 0.00017255 | 0.0001463 | 0.00012136 | 9.8662e-05 | 7.8768e-05 | 6.1911e-05 | 4.8032e-05 | 3.6871e-05
No | SDG&E | Res | BldgEnv | 2019 T-24: RA(SF)-Envelope-QII | Expected | Gas Energy (MMTherm/year) |  | 0.00042123 | 0.00038855 | 0.00035171 | 0.00031179 | 0.00027036 | 0.00022923 | 0.00019016 | 0.00015459 | 0.00012342 | 9.7007e-05 | 7.526e-05 | 5.7773e-05
No | SDG&E | Res | BldgEnv | 2019 T-24: RA(SF)-Envelope-Windows and Doors | Expected | Gas Energy (MMTherm/year) |  | 0.002234 | 0.0020607 | 0.0018653 | 0.0016536 | 0.0014338 | 0.0012157 | 0.0010085 | 0.00081988 | 0.00065455 | 0.00051448 | 0.00039914 | 0.0003064
No | SDG&E | Res | BldgEnv | 2019 T-24: RNC(MF)-Envelope-High Performance Attics | Expected | Gas Energy (MMTherm/year) |  | 0.00014619 | 0.00013485 | 0.00012206 | 0.00010821 | 9.3829e-05 | 7.9554e-05 | 6.5997e-05 | 5.3652e-05 | 4.2833e-05 | 3.3667e-05 | 2.6119e-05 | 2.005e-05
No | SDG&E | Res | BldgEnv | 2019 T-24: RNC(MF)-Envelope-QII | Expected | Gas Energy (MMTherm/year) |  | 0.0035592 | 0.0032831 | 0.0029718 | 0.0026345 | 0.0022844 | 0.0019368 | 0.0016068 | 0.0013062 | 0.0010428 | 0.00081966 | 0.00063591 | 0.00048815
No | SDG&E | Res | BldgEnv | 2019 T-24: RNC(MF)-Envelope-Windows and Doors | Expected | Gas Energy (MMTherm/year) |  | 0.0023986 | 0.0022125 | 0.0020027 | 0.0017754 | 0.0015395 | 0.0013053 | 0.0010828 | 0.00088028 | 0.00070278 | 0.00055238 | 0.00042855 | 0.00032897
No | SDG&E | Res | BldgEnv | 2019 T-24: RNC(SF)-Envelope-High Performance Attics | Expected | Gas Energy (MMTherm/year) |  | 0.002301 | 0.0021225 | 0.0019213 | 0.0017032 | 0.0014769 | 0.0012522 | 0.0010388 | 0.00084447 | 0.00067419 | 0.00052991 | 0.00041112 | 0.00031559
No | SDG&E | Res | BldgEnv | 2019 T-24: RNC(SF)-Envelope-High Performance Walls | Expected | Gas Energy (MMTherm/year) |  | 0.0048745 | 0.0044963 | 0.0040699 | 0.003608 | 0.0031285 | 0.0026526 | 0.0022005 | 0.0017889 | 0.0014282 | 0.0011226 | 0.0008709 | 0.00066854
No | SDG&E | Res | BldgEnv | 2019 T-24: RNC(SF)-Envelope-QII | Expected | Gas Energy (MMTherm/year) |  | 0.020226 | 0.018657 | 0.016887 | 0.014971 | 0.012981 | 0.011006 | 0.0091307 | 0.0074228 | 0.005926 | 0.0046578 | 0.0036137 | 0.002774
No | SDG&E | Res | BldgEnv | 2019 T-24: RNC(SF)-Envelope-Windows and Doors | Expected | Gas Energy (MMTherm/year) |  | 0.0057924 | 0.005343 | 0.0048364 | 0.0042874 | 0.0037177 | 0.0031521 | 0.0026149 | 0.0021258 | 0.0016971 | 0.001334 | 0.0010349 | 0.00079444
No | SDG&E | Res | BldgEnv | 2022 T-24: SFA - Cool roof for low-sloped roof | Expected | Gas Energy (MMTherm/year) |  | -0.034749 | -0.034118 | -0.0336 | -0.033185 | -0.032858 | -0.032604 | -0.03241 | -0.032262 | -0.03215 | -0.032066 | -0.032003 | -0.031956
No | SDG&E | Res | BldgEnv | 2022 T-24: SFA - Cool roof for steep-sloped roofs | Expected | Gas Energy (MMTherm/year) |  | -0.00056692 | -0.00055539 | -0.000545 | -0.00053584 | -0.00052795 | -0.00052128 | -0.00051572 | -0.00051115 | -0.00050744 | -0.00050445 | -0.00050206 | -0.00050016
No | SDG&E | Res | BldgEnv | 2022 T-24: SFA - Prescriptive attic insulation for alterations | Expected | Gas Energy (MMTherm/year) |  | 0.0087494 | 0.0087413 | 0.0087332 | 0.008725 | 0.0087169 | 0.0087087 | 0.0087005 | 0.0086924 | 0.0086842 | 0.008676 | 0.0086678 | 0.0086597
No | SDG&E | Res | BldgEnv | 2022 T-24: SFA - Roof deck insulation for low-sloped roofs | Expected | Gas Energy (MMTherm/year) |  | 0.033429 | 0.032461 | 0.031521 | 0.030619 | 0.029766 | 0.02897 | 0.028235 | 0.027564 | 0.026958 | 0.026415 | 0.025932 | 0.025506
No | SDG&E | Res | BldgEnv | 2022 T-24: SFNC - Prescriptive attic insulation for additions | Expected | Gas Energy (MMTherm/year) |  | 7.5983e-06 | 7.4631e-06 | 7.3538e-06 | 7.2662e-06 | 7.1964e-06 | 7.141e-06 | 7.0973e-06 | 7.063e-06 | 7.036e-06 | 7.0148e-06 | 6.9983e-06 | 6.9854e-06
No | SDG&E | Res | BldgEnv | 2025 T-24: Single Family High-Performance Envelope - High-Performance Windows (Alterations) | Expected | Gas Energy (MMTherm/year) |  | 0.0011651 | 0.0012715 | 0.0012697 | 0.0012679 | 0.0012661 | 0.0012643 | 0.0012625 | 0.0012606 | 0.0012587 | 0.0012568 | 0.0012549 | 0.0012529
No | SDG&E | Res | BldgEnv | 2008 T-24: Residential Fenestration | Possible | Gas Energy (MMTherm/year) | 0.010523 | 0.010486 | 0.010459 | 0.010439 | 0.010424 | 0.010412 | 0.010399 | 0.010387 | 0.010374 | 0.010361 | 0.010348 | 0.010336 | 0.010323
No | SDG&E | Res | BldgEnv | 2008 T-24: Site Built Fenestration | Possible | Gas Energy (MMTherm/year) | 0.00061473 | 0.00061428 | 0.00061397 | 0.00061375 | 0.00061361 | 0.0006135 | 0.00061337 | 0.00061326 | 0.00061314 | 0.00061302 | 0.0006129 | 0.00061278 | 0.00061266
No | SDG&E | Res | BldgEnv | 2005 T-24: Window replacement | Possible | Gas Energy (MMTherm/year) | 0 | 0 | 0 | 0 | 0 | 0 | 0 | 0 | 0 | 0 | 0 | 0 | 0
No | SDG&E | Res | BldgEnv | 2022 T-24: MFA - Restructuring - Fenestration Properties | Possible | Gas Energy (MMTherm/year) | 0.0037793 | 0.0036876 | 0.0035921 | 0.0034929 | 0.0033905 | 0.0032853 | 0.0031776 | 0.003068 | 0.002957 | 0.0028452 | 0.0027331 | 0.0026213 | 0.0025104
No | SDG&E | Res | BldgEnv | 2022 T-24: MFA - Restructuring - Roof Assemblies | Possible | Gas Energy (MMTherm/year) | 0.00026302 | 0.00026302 | 0.00026302 | 0.00026302 | 0.00026302 | 0.00026302 | 0.00026302 | 0.00026302 | 0.00026302 | 0.00026302 | 0.00026302 | 0.00026302 | 0.00026302
No | SDG&E | Res | BldgEnv | 2022 T-24: MFNC - Restructuring - Roof Assemblies | Possible | Gas Energy (MMTherm/year) | -0.00017535 | -0.00017535 | -0.00017535 | -0.00017535 | -0.00017535 | -0.00017535 | -0.00017535 | -0.00017535 | -0.00017535 | -0.00017535 | -0.00017535 | -0.00017535 | -0.00017535
No | SDG&E | Res | BldgEnv | 2025 T-24: Multifamily Envelope - Cool Roof Improvements (New Construction + Additions) | Possible | Gas Energy (MMTherm/year) | 0 | 2.2248e-09 | 8.8229e-09 | 8.8193e-09 | 8.8157e-09 | 8.812e-09 | 8.8084e-09 | 8.8047e-09 | 8.8011e-09 | 8.7974e-09 | 8.7937e-09 | 8.79e-09 | 8.7863e-09
No | SDG&E | Res | BldgEnv | 2025 T-24: Multifamily Envelope - High Performance Windows (New Construction + Additions) | Possible | Gas Energy (MMTherm/year) | 0 | 1.0367e-06 | 3.8287e-06 | 3.5465e-06 | 3.269e-06 | 2.9989e-06 | 2.7383e-06 | 2.4893e-06 | 2.2533e-06 | 2.0315e-06 | 1.8247e-06 | 1.6332e-06 | 1.4572e-06
No | SDG&E | Res | BldgEnv | 2025 T-24: Multifamily Envelope - Window Alterations (Alterations) | Possible | Gas Energy (MMTherm/year) | 0 | 0.00082205 | 0.0008728 | 0.00084719 | 0.00082159 | 0.00079603 | 0.00077057 | 0.00074525 | 0.00072011 | 0.00069519 | 0.00067055 | 0.00064621 | 0.00062222
No | SDG&E | Res | BldgEnv | 2025 T-24: Multifamily Restructuring - Slab Perimeter Insulation (New Construction + Additions) | Possible | Gas Energy (MMTherm/year) | 0 | 3.0022e-08 | 1.1572e-07 | 1.1233e-07 | 1.0893e-07 | 1.0554e-07 | 1.0217e-07 | 9.8809e-08 | 9.5476e-08 | 9.2172e-08 | 8.8905e-08 | 8.5678e-08 | 8.2498e-08
No | SDG&E | Res | BldgEnv | 2019 T-24: RA(MF)-Envelope-QII | Possible | Gas Energy (MMTherm/year) |  | 0.00010967 | 0.00010116 | 9.1572e-05 | 8.1179e-05 | 7.0391e-05 | 5.9682e-05 | 4.9511e-05 | 4.025e-05 | 3.2134e-05 | 2.5257e-05 | 1.9595e-05 | 1.5042e-05
No | SDG&E | Res | BldgEnv | 2019 T-24: RA(MF)-Envelope-Windows and Doors | Possible | Gas Energy (MMTherm/year) |  | 0.0013687 | 0.0012625 | 0.0011428 | 0.0010131 | 0.00087847 | 0.00074482 | 0.0006179 | 0.00050231 | 0.00040103 | 0.00031521 | 0.00024454 | 0.00018772
No | SDG&E | Res | BldgEnv | 2019 T-24: RA(SF)-Envelope-High Performance Walls | Possible | Gas Energy (MMTherm/year) |  | 0.00026884 | 0.00024798 | 0.00022447 | 0.00019899 | 0.00017255 | 0.0001463 | 0.00012136 | 9.8662e-05 | 7.8768e-05 | 6.1911e-05 | 4.8032e-05 | 3.6871e-05
No | SDG&E | Res | BldgEnv | 2019 T-24: RA(SF)-Envelope-QII | Possible | Gas Energy (MMTherm/year) |  | 0.00042123 | 0.00038855 | 0.00035171 | 0.00031179 | 0.00027036 | 0.00022923 | 0.00019016 | 0.00015459 | 0.00012342 | 9.7007e-05 | 7.526e-05 | 5.7773e-05
No | SDG&E | Res | BldgEnv | 2019 T-24: RA(SF)-Envelope-Windows and Doors | Possible | Gas Energy (MMTherm/year) |  | 0.002234 | 0.0020607 | 0.0018653 | 0.0016536 | 0.0014338 | 0.0012157 | 0.0010085 | 0.00081988 | 0.00065455 | 0.00051448 | 0.00039914 | 0.0003064
No | SDG&E | Res | BldgEnv | 2019 T-24: RNC(MF)-Envelope-High Performance Attics | Possible | Gas Energy (MMTherm/year) |  | 0.00014619 | 0.00013485 | 0.00012206 | 0.00010821 | 9.3829e-05 | 7.9554e-05 | 6.5997e-05 | 5.3652e-05 | 4.2833e-05 | 3.3667e-05 | 2.6119e-05 | 2.005e-05
No | SDG&E | Res | BldgEnv | 2019 T-24: RNC(MF)-Envelope-QII | Possible | Gas Energy (MMTherm/year) |  | 0.0035592 | 0.0032831 | 0.0029718 | 0.0026345 | 0.0022844 | 0.0019368 | 0.0016068 | 0.0013062 | 0.0010428 | 0.00081966 | 0.00063591 | 0.00048815
No | SDG&E | Res | BldgEnv | 2019 T-24: RNC(MF)-Envelope-Windows and Doors | Possible | Gas Energy (MMTherm/year) |  | 0.0023986 | 0.0022125 | 0.0020027 | 0.0017754 | 0.0015395 | 0.0013053 | 0.0010828 | 0.00088028 | 0.00070278 | 0.00055238 | 0.00042855 | 0.00032897
No | SDG&E | Res | BldgEnv | 2019 T-24: RNC(SF)-Envelope-High Performance Attics | Possible | Gas Energy (MMTherm/year) |  | 0.002301 | 0.0021225 | 0.0019213 | 0.0017032 | 0.0014769 | 0.0012522 | 0.0010388 | 0.00084447 | 0.00067419 | 0.00052991 | 0.00041112 | 0.00031559
No | SDG&E | Res | BldgEnv | 2019 T-24: RNC(SF)-Envelope-High Performance Walls | Possible | Gas Energy (MMTherm/year) |  | 0.0048745 | 0.0044963 | 0.0040699 | 0.003608 | 0.0031285 | 0.0026526 | 0.0022005 | 0.0017889 | 0.0014282 | 0.0011226 | 0.0008709 | 0.00066854
No | SDG&E | Res | BldgEnv | 2019 T-24: RNC(SF)-Envelope-QII | Possible | Gas Energy (MMTherm/year) |  | 0.020226 | 0.018657 | 0.016887 | 0.014971 | 0.012981 | 0.011006 | 0.0091307 | 0.0074228 | 0.005926 | 0.0046578 | 0.0036137 | 0.002774
No | SDG&E | Res | BldgEnv | 2019 T-24: RNC(SF)-Envelope-Windows and Doors | Possible | Gas Energy (MMTherm/year) |  | 0.0057924 | 0.005343 | 0.0048364 | 0.0042874 | 0.0037177 | 0.0031521 | 0.0026149 | 0.0021258 | 0.0016971 | 0.001334 | 0.0010349 | 0.00079444
No | SDG&E | Res | BldgEnv | 2022 T-24: SFA - Cool roof for low-sloped roof | Possible | Gas Energy (MMTherm/year) |  | -0.034749 | -0.034118 | -0.0336 | -0.033185 | -0.032858 | -0.032604 | -0.03241 | -0.032262 | -0.03215 | -0.032066 | -0.032003 | -0.031956
No | SDG&E | Res | BldgEnv | 2022 T-24: SFA - Cool roof for steep-sloped roofs | Possible | Gas Energy (MMTherm/year) |  | -0.00056692 | -0.00055539 | -0.000545 | -0.00053584 | -0.00052795 | -0.00052128 | -0.00051572 | -0.00051115 | -0.00050744 | -0.00050445 | -0.00050206 | -0.00050016
No | SDG&E | Res | BldgEnv | 2022 T-24: SFA - Prescriptive attic insulation for alterations | Possible | Gas Energy (MMTherm/year) |  | 0.0087494 | 0.0087413 | 0.0087332 | 0.008725 | 0.0087169 | 0.0087087 | 0.0087005 | 0.0086924 | 0.0086842 | 0.008676 | 0.0086678 | 0.0086597
No | SDG&E | Res | BldgEnv | 2022 T-24: SFA - Roof deck insulation for low-sloped roofs | Possible | Gas Energy (MMTherm/year) |  | 0.033429 | 0.032461 | 0.031521 | 0.030619 | 0.029766 | 0.02897 | 0.028235 | 0.027564 | 0.026958 | 0.026415 | 0.025932 | 0.025506
No | SDG&E | Res | BldgEnv | 2022 T-24: SFNC - Prescriptive attic insulation for additions | Possible | Gas Energy (MMTherm/year) |  | 7.5983e-06 | 7.4631e-06 | 7.3538e-06 | 7.2662e-06 | 7.1964e-06 | 7.141e-06 | 7.0973e-06 | 7.063e-06 | 7.036e-06 | 7.0148e-06 | 6.9983e-06 | 6.9854e-06
No | SDG&E | Res | BldgEnv | 2025 T-24: Single Family High-Performance Envelope - High-Performance Windows (Alterations) | Possible | Gas Energy (MMTherm/year) |  | 0.0011651 | 0.0012715 | 0.0012697 | 0.0012679 | 0.0012661 | 0.0012643 | 0.0012625 | 0.0012606 | 0.0012587 | 0.0012568 | 0.0012549 | 0.0012529
No | PG&E | Com | HVAC | Fed Appliance: ASHRAE Products (Commercial boilers) | On-the-books | Gas Energy (MMTherm/year) | 0.026392 | 0.02636 | 0.026331 | 0.026305 | 0.026281 | 0.02626 | 0.026236 | 0.026214 | 0.026192 | 0.02617 | 0.026147 | 0.026125 | 0.026102
No | PG&E | Com | HVAC | 2008 T-24: DDC to Zone | On-the-books | Gas Energy (MMTherm/year) | 1.0806 | 1.0765 | 1.0734 | 1.071 | 1.0692 | 1.0678 | 1.0661 | 1.0646 | 1.063 | 1.0614 | 1.0598 | 1.0583 | 1.0567
No | PG&E | Com | HVAC | 2005 T-24: Ducts in existing commercial buildings | On-the-books | Gas Energy (MMTherm/year) | 0 | 0 | 0 | 0 | 0 | 0 | 0 | 0 | 0 | 0 | 0 | 0 | 0
No | PG&E | Com | HVAC | 2013 T-24: NRA-HVAC-Equipment Efficiency | On-the-books | Gas Energy (MMTherm/year) | 0.13012 | 0.12908 | 0.12828 | 0.12768 | 0.12722 | 0.12687 | 0.12644 | 0.12607 | 0.12566 | 0.062124 | 0 | 0 | 0
No | PG&E | Com | HVAC | 2013 T-24: NRNC-HVAC-Laboratory Exhaust | On-the-books | Gas Energy (MMTherm/year) | 0.4952 | 0.49285 | 0.49138 | 0.49047 | 0.48991 | 0.48956 | 0.48907 | 0.48868 | 0.48823 | 0.48781 | 0.48737 | 0.48695 | 0.48651
No | PG&E | Com | HVAC | 2013 T-24: NRNC-HVAC-Water & Space Heating ACM | On-the-books | Gas Energy (MMTherm/year) | 0.046708 | 0.046125 | 0.045665 | 0.045305 | 0.045025 | 0.044807 | 0.044548 | 0.044317 | 0.044067 | 0.043829 | 0.043584 | 0.043343 | 0.043099
No | PG&E | Com | HVAC | 2005 T-20: Unit Heaters and Duct Furnaces | On-the-books | Gas Energy (MMTherm/year) | 0.139 | 0.13884 | 0.13868 | 0.13854 | 0.13842 | 0.13831 | 0.13818 | 0.13807 | 0.13795 | 0.13783 | 0.13771 | 0.1376 | 0.13748
No | PG&E | Com | HVAC | 2022-24 Fed App: Commercial boilers | On-the-books | Gas Energy (MMTherm/year) | 0.3295 | 0.32816 | 0.32186 | 0.31644 | 0.31184 | 0.30794 | 0.3014 | 0.29571 | 0.29079 | 0.28658 | 0.28298 | 0.27992 | 0.27733
No | PG&E | Com | HVAC | 2022-24 Fed App: Commercial warm air furnaces | On-the-books | Gas Energy (MMTherm/year) | 0.040353 | 0.04088 | 0.041407 | 0.041903 | 0.042439 | 0.042896 | 0.042894 | 0.042892 | 0.042892 | 0.042891 | 0.042891 | 0.042891 | 0.042891
No | PG&E | Com | HVAC | 2025 T-24: NR HVAC - Limit Hot Water Supply Temperatures - Gas (Alterations) | On-the-books | Gas Energy (MMTherm/year) | 0 | 0.11584 | 0.1247 | 0.12283 | 0.12099 | 0.11916 | 0.11737 | 0.1156 | 0.11386 | 0.11216 | 0.11049 | 0.022961 | 0.014792
No | PG&E | Com | HVAC | 2025 T-24: NR HVAC - Limit Hot Water Supply Temperatures - Gas (New Construction + Additions) | On-the-books | Gas Energy (MMTherm/year) | 0 | 0.010805 | 0.063685 | 0.06273 | 0.061787 | 0.060856 | 0.059939 | 0.059037 | 0.05815 | 0.057279 | 0.056424 | 0.047601 | 0.0075543
No | PG&E | Com | HVAC | 2025 T-24: NR HVAC - Mechanical Heat Recovery Scenario A - Gas Baseline (New Construction + Additions) | On-the-books | Gas Energy (MMTherm/year) | 0 | 0.00057197 | 0.0033139 | 0.0032033 | 0.0030915 | 0.0029792 | 0.0028673 | 0.0027566 | 0.0026478 | 0.0025417 | 0.002439 | 0.0020039 | 0.00030974
No | PG&E | Com | HVAC | 2025 T-24: NR HVAC - Mechanical Heat Recovery Scenario B - Gas Baseline (New Construction + Additions) | On-the-books | Gas Energy (MMTherm/year) | 0 | 0.00014299 | 0.00082848 | 0.00080083 | 0.00077287 | 0.0007448 | 0.00071682 | 0.00068914 | 0.00066195 | 0.00063543 | 0.00060974 | 0.00050097 | 7.7435e-05
No | PG&E | Com | HVAC | 2025 T-24: NR HVAC Controls - Guideline 36 (Alterations) | On-the-books | Gas Energy (MMTherm/year) | 0 | 0.062603 | 0.06819 | 0.067961 | 0.067727 | 0.067487 | 0.067243 | 0.066993 | 0.066738 | 0.066478 | 0.066212 | 0.06594 | 0.065663
No | PG&E | Com | HVAC | 2025 T-24: NR HVAC Controls - Guideline 36 (New Construction + Additions) | On-the-books | Gas Energy (MMTherm/year) | 0 | 0.0026486 | 0.015797 | 0.015744 | 0.015689 | 0.015634 | 0.015577 | 0.015519 | 0.01546 | 0.0154 | 0.015338 | 0.015275 | 0.015211
No | PG&E | Com | HVAC | 2022 T-24: NRA - Air Distribution - Duct Leakage Testing | On-the-books | Gas Energy (MMTherm/year) | -0.068233 | -0.067385 | -0.066546 | -0.065719 | -0.06491 | -0.064121 | -0.063355 | -0.062617 | -0.061907 | -0.061228 | -0.060581 | -0.059968 | -0.059388
No | PG&E | Com | HVAC | 2022 T-24: NRA - Air Distribution - Fan Power Budget | On-the-books | Gas Energy (MMTherm/year) | -0.085292 | -0.084232 | -0.083182 | -0.082149 | -0.081137 | -0.080151 | -0.079194 | -0.078271 | -0.077384 | -0.076535 | -0.075727 | -0.07496 | -0.074235
No | PG&E | Com | HVAC | 2022 T-24: NRA - Controlled Environment Horticulture - Efficient Dehumidification | On-the-books | Gas Energy (MMTherm/year) | 0.025474 | 0.023861 | 0.0224 | 0.021091 | 0.019928 | 0.018903 | 0.018006 | 0.017226 | 0.016551 | 0.015969 | 0.01547 | 0.015044 | 0.01468
No | PG&E | Com | HVAC | 2022 T-24: NRA - HVAC Controls - Dedicated Outdoor Air Systems (DOAS) | On-the-books | Gas Energy (MMTherm/year) | 0.014043 | 0.013966 | 0.013886 | 0.013803 | 0.013718 | 0.013629 | 0.013538 | 0.013444 | 0.013347 | 0.013247 | 0.013145 | 0.013039 | 0.012931
No | PG&E | Com | HVAC | 2022 T-24: NRA - HVAC Controls - Exhaust Air Heat Recovery | On-the-books | Gas Energy (MMTherm/year) | 0.06019 | 0.059822 | 0.059444 | 0.059055 | 0.058657 | 0.058249 | 0.057832 | 0.057406 | 0.056971 | 0.056528 | 0.056078 | 0.05562 | 0.055155
No | PG&E | Com | HVAC | 2022 T-24: NRA - HVAC Controls - Expand Economizer Requirements | On-the-books | Gas Energy (MMTherm/year) | -0.0087352 | -0.0085407 | -0.0083558 | -0.0081803 | -0.0080143 | -0.0045961 | 0 | 0 | 0 | 0 | 0 | 0 | 0
No | PG&E | Com | HVAC | 2022 T-24: NRA - HVAC Controls - VAV Deadband Airflow | On-the-books | Gas Energy (MMTherm/year) | 0.013172 | 0.0085773 | 0.0053455 | 0.0032337 | 0.0019194 | 0.0011261 | 0.00065609 | 0.00038069 | 0.00022037 | 0.00012738 | 7.3575e-05 | 4.2476e-05 | 2.4515e-05
No | PG&E | Com | HVAC | 2019 T-24: NRA-MECH-HE Fume Hoods in Lab Spaces | On-the-books | Gas Energy (MMTherm/year) | 0.11153 | 0.10458 | 0.096469 | 0.087321 | 0.07741 | 0.067123 | 0.056911 | 0.047213 | 0.038381 | 0.030642 | 0.0020455 | 0 | 0
No | PG&E | Com | HVAC | 2022 T-24: NRNC - Air Distribution - Duct Leakage Testing | On-the-books | Gas Energy (MMTherm/year) | -0.038893 | -0.03841 | -0.037931 | -0.03746 | -0.036999 | -0.036549 | -0.036113 | -0.035692 | -0.035287 | -0.0349 | -0.034531 | -0.034182 | -0.033851
No | PG&E | Com | HVAC | 2022 T-24: NRNC - Air Distribution - Fan Power Budget | On-the-books | Gas Energy (MMTherm/year) | -0.038893 | -0.03841 | -0.037931 | -0.03746 | -0.036999 | -0.036549 | -0.036113 | -0.035692 | -0.035287 | -0.0349 | -0.034531 | -0.034182 | -0.033851
No | PG&E | Com | HVAC | 2022 T-24: NRNC - Controlled Environment Horticulture - Efficient Dehumidification | On-the-books | Gas Energy (MMTherm/year) | 0.076421 | 0.071582 | 0.067201 | 0.063274 | 0.059785 | 0.05671 | 0.054019 | 0.051678 | 0.049652 | 0.047908 | 0.046411 | 0.045132 | 0.044041
No | PG&E | Com | HVAC | 2022 T-24: NRNC - HVAC Controls - Dedicated Outdoor Air Systems (DOAS) | On-the-books | Gas Energy (MMTherm/year) |  | 0.012385 | 0.012333 | 0.012278 | 0.012221 | 0.012162 | 0.012101 | 0.012037 | 0.011971 | 0.011902 | 0.011831 | 0.011758 | 0.011682
No | PG&E | Com | HVAC | 2022 T-24: NRNC - HVAC Controls - Exhaust Air Heat Recovery | On-the-books | Gas Energy (MMTherm/year) |  | 0.026399 | 0.026232 | 0.02606 | 0.025885 | 0.025705 | 0.025521 | 0.025333 | 0.025141 | 0.024945 | 0.024747 | 0.024545 | 0.02434
No | PG&E | Com | HVAC | 2022 T-24: NRNC - HVAC Controls - Expand Economizer Requirements | On-the-books | Gas Energy (MMTherm/year) |  | -0.0044309 | -0.0043349 | -0.0042439 | -0.0041578 | -0.0040764 | -0.0039999 | -0.0039279 | -0.0038604 | -0.0037973 | -0.0037383 | -0.0036832 | -0.003632
No | PG&E | Com | HVAC | 2022 T-24: NRNC - HVAC Controls - VAV Deadband Airflow | On-the-books | Gas Energy (MMTherm/year) |  | 0.0041906 | 0.0026116 | 0.0015799 | 0.00093775 | 0.00055017 | 0.00032055 | 0.00018599 | 0.00010766 | 6.2236e-05 | 3.5946e-05 | 2.0753e-05 | 1.1978e-05
No | PG&E | Com | HVAC | 2019 T-24: NRNC-MECH-ASHRAE 90.1 | On-the-books | Gas Energy (MMTherm/year) |  | 0.55561 | 0.47224 | 0.38612 | 0.30376 | 0.23064 | 0.16985 | 0.12204 | 0.086038 | 0.059809 | 0.041157 | 0.028121 | 0.019119
No | PG&E | Com | HVAC | 2019 T-24: NRNC-MECH-Economizer FDD | On-the-books | Gas Energy (MMTherm/year) |  | 0.0017699 | 0.0016325 | 0.0014777 | 0.00131 | 0.0011359 | 0.00096312 | 0.00079899 | 0.00064953 | 0.00051856 | 0.00040759 | 0.00031621 | 0.00024274
No | PG&E | Com | HVAC | 2019 T-24: NRNC-MECH-HE Fume Hoods in Lab Spaces | On-the-books | Gas Energy (MMTherm/year) |  | 0.069185 | 0.063818 | 0.057766 | 0.05121 | 0.044405 | 0.037649 | 0.031233 | 0.025391 | 0.020271 | 0.015933 | 0.012361 | 0.0094889
No | PG&E | Com | HVAC | 2019 T-24: NRNC-MECH-Ventilation & IAQ | On-the-books | Gas Energy (MMTherm/year) |  | 0.14481 | 0.13357 | 0.12091 | 0.10718 | 0.09294 | 0.0788 | 0.065372 | 0.053144 | 0.042427 | 0.033348 | 0.025872 | 0.01986
No | PG&E | Com | HVAC | 2019-21 Fed App: Single package vertical AC and HP - <65,000 Btu/hr | On-the-books | Gas Energy (MMTherm/year) |  | -0.00017306 | -0.0001737 | -0.00017553 | -0.00017829 | -0.00018105 | -0.00017878 | -0.00017684 | -0.00017521 | -0.00013542 | -3.3418e-05 | -3.3228e-05 | -3.3069e-05
No | PG&E | Com | HVAC | Fed Appliance: ASHRAE Products (Commercial boilers) | Expected | Gas Energy (MMTherm/year) | 0.026392 | 0.02636 | 0.026331 | 0.026305 | 0.026281 | 0.02626 | 0.026236 | 0.026214 | 0.026192 | 0.02617 | 0.026147 | 0.026125 | 0.026102
No | PG&E | Com | HVAC | 2008 T-24: DDC to Zone | Expected | Gas Energy (MMTherm/year) | 1.0806 | 1.0765 | 1.0734 | 1.071 | 1.0692 | 1.0678 | 1.0661 | 1.0646 | 1.063 | 1.0614 | 1.0598 | 1.0583 | 1.0567
No | PG&E | Com | HVAC | 2005 T-24: Ducts in existing commercial buildings | Expected | Gas Energy (MMTherm/year) | 0 | 0 | 0 | 0 | 0 | 0 | 0 | 0 | 0 | 0 | 0 | 0 | 0
No | PG&E | Com | HVAC | 2013 T-24: NRA-HVAC-Equipment Efficiency | Expected | Gas Energy (MMTherm/year) | 0.13012 | 0.12908 | 0.12828 | 0.12768 | 0.12722 | 0.12687 | 0.12644 | 0.12607 | 0.12566 | 0.062124 | 0 | 0 | 0
No | PG&E | Com | HVAC | 2013 T-24: NRNC-HVAC-Laboratory Exhaust | Expected | Gas Energy (MMTherm/year) | 0.4952 | 0.49285 | 0.49138 | 0.49047 | 0.48991 | 0.48956 | 0.48907 | 0.48868 | 0.48823 | 0.48781 | 0.48737 | 0.48695 | 0.48651
No | PG&E | Com | HVAC | 2013 T-24: NRNC-HVAC-Water & Space Heating ACM | Expected | Gas Energy (MMTherm/year) | 0.046708 | 0.046125 | 0.045665 | 0.045305 | 0.045025 | 0.044807 | 0.044548 | 0.044317 | 0.044067 | 0.043829 | 0.043584 | 0.043343 | 0.043099
No | PG&E | Com | HVAC | 2005 T-20: Unit Heaters and Duct Furnaces | Expected | Gas Energy (MMTherm/year) | 0.139 | 0.13884 | 0.13868 | 0.13854 | 0.13842 | 0.13831 | 0.13818 | 0.13807 | 0.13795 | 0.13783 | 0.13771 | 0.1376 | 0.13748
No | PG&E | Com | HVAC | 2022-24 Fed App: Commercial boilers | Expected | Gas Energy (MMTherm/year) | 0.3295 | 0.32816 | 0.32186 | 0.31644 | 0.31184 | 0.30794 | 0.3014 | 0.29571 | 0.29079 | 0.28658 | 0.28298 | 0.27992 | 0.27733
No | PG&E | Com | HVAC | 2022-24 Fed App: Commercial warm air furnaces | Expected | Gas Energy (MMTherm/year) | 0.040353 | 0.04088 | 0.041407 | 0.041903 | 0.042439 | 0.042896 | 0.042894 | 0.042892 | 0.042892 | 0.042891 | 0.042891 | 0.042891 | 0.042891
No | PG&E | Com | HVAC | 2025 T-24: NR HVAC - Limit Hot Water Supply Temperatures - Gas (Alterations) | Expected | Gas Energy (MMTherm/year) | 0 | 0.11584 | 0.1247 | 0.12283 | 0.12099 | 0.11916 | 0.11737 | 0.1156 | 0.11386 | 0.11216 | 0.11049 | 0.022961 | 0.014792
No | PG&E | Com | HVAC | 2025 T-24: NR HVAC - Limit Hot Water Supply Temperatures - Gas (New Construction + Additions) | Expected | Gas Energy (MMTherm/year) | 0 | 0.010805 | 0.063685 | 0.06273 | 0.061787 | 0.060856 | 0.059939 | 0.059037 | 0.05815 | 0.057279 | 0.056424 | 0.047601 | 0.0075543
No | PG&E | Com | HVAC | 2025 T-24: NR HVAC - Mechanical Heat Recovery Scenario A - Gas Baseline (New Construction + Additions) | Expected | Gas Energy (MMTherm/year) | 0 | 0.00057197 | 0.0033139 | 0.0032033 | 0.0030915 | 0.0029792 | 0.0028673 | 0.0027566 | 0.0026478 | 0.0025417 | 0.002439 | 0.0020039 | 0.00030974
No | PG&E | Com | HVAC | 2025 T-24: NR HVAC - Mechanical Heat Recovery Scenario B - Gas Baseline (New Construction + Additions) | Expected | Gas Energy (MMTherm/year) | 0 | 0.00014299 | 0.00082848 | 0.00080083 | 0.00077287 | 0.0007448 | 0.00071682 | 0.00068914 | 0.00066195 | 0.00063543 | 0.00060974 | 0.00050097 | 7.7435e-05
No | PG&E | Com | HVAC | 2025 T-24: NR HVAC Controls - Guideline 36 (Alterations) | Expected | Gas Energy (MMTherm/year) | 0 | 0.062603 | 0.06819 | 0.067961 | 0.067727 | 0.067487 | 0.067243 | 0.066993 | 0.066738 | 0.066478 | 0.066212 | 0.06594 | 0.065663
No | PG&E | Com | HVAC | 2025 T-24: NR HVAC Controls - Guideline 36 (New Construction + Additions) | Expected | Gas Energy (MMTherm/year) | 0 | 0.0026486 | 0.015797 | 0.015744 | 0.015689 | 0.015634 | 0.015577 | 0.015519 | 0.01546 | 0.0154 | 0.015338 | 0.015275 | 0.015211
No | PG&E | Com | HVAC | 2022 T-24: NRA - Air Distribution - Duct Leakage Testing | Expected | Gas Energy (MMTherm/year) | -0.068233 | -0.067385 | -0.066546 | -0.065719 | -0.06491 | -0.064121 | -0.063355 | -0.062617 | -0.061907 | -0.061228 | -0.060581 | -0.059968 | -0.059388
No | PG&E | Com | HVAC | 2022 T-24: NRA - Air Distribution - Fan Power Budget | Expected | Gas Energy (MMTherm/year) | -0.085292 | -0.084232 | -0.083182 | -0.082149 | -0.081137 | -0.080151 | -0.079194 | -0.078271 | -0.077384 | -0.076535 | -0.075727 | -0.07496 | -0.074235
No | PG&E | Com | HVAC | 2022 T-24: NRA - Controlled Environment Horticulture - Efficient Dehumidification | Expected | Gas Energy (MMTherm/year) | 0.025474 | 0.023861 | 0.0224 | 0.021091 | 0.019928 | 0.018903 | 0.018006 | 0.017226 | 0.016551 | 0.015969 | 0.01547 | 0.015044 | 0.01468
No | PG&E | Com | HVAC | 2022 T-24: NRA - HVAC Controls - Dedicated Outdoor Air Systems (DOAS) | Expected | Gas Energy (MMTherm/year) | 0.014043 | 0.013966 | 0.013886 | 0.013803 | 0.013718 | 0.013629 | 0.013538 | 0.013444 | 0.013347 | 0.013247 | 0.013145 | 0.013039 | 0.012931
No | PG&E | Com | HVAC | 2022 T-24: NRA - HVAC Controls - Exhaust Air Heat Recovery | Expected | Gas Energy (MMTherm/year) | 0.06019 | 0.059822 | 0.059444 | 0.059055 | 0.058657 | 0.058249 | 0.057832 | 0.057406 | 0.056971 | 0.056528 | 0.056078 | 0.05562 | 0.055155
No | PG&E | Com | HVAC | 2022 T-24: NRA - HVAC Controls - Expand Economizer Requirements | Expected | Gas Energy (MMTherm/year) | -0.0087352 | -0.0085407 | -0.0083558 | -0.0081803 | -0.0080143 | -0.0045961 | 0 | 0 | 0 | 0 | 0 | 0 | 0
No | PG&E | Com | HVAC | 2022 T-24: NRA - HVAC Controls - VAV Deadband Airflow | Expected | Gas Energy (MMTherm/year) | 0.013172 | 0.0085773 | 0.0053455 | 0.0032337 | 0.0019194 | 0.0011261 | 0.00065609 | 0.00038069 | 0.00022037 | 0.00012738 | 7.3575e-05 | 4.2476e-05 | 2.4515e-05
No | PG&E | Com | HVAC | 2019 T-24: NRA-MECH-HE Fume Hoods in Lab Spaces | Expected | Gas Energy (MMTherm/year) | 0.11153 | 0.10458 | 0.096469 | 0.087321 | 0.07741 | 0.067123 | 0.056911 | 0.047213 | 0.038381 | 0.030642 | 0.0020455 | 0 | 0
No | PG&E | Com | HVAC | 2022 T-24: NRNC - Air Distribution - Duct Leakage Testing | Expected | Gas Energy (MMTherm/year) | -0.038893 | -0.03841 | -0.037931 | -0.03746 | -0.036999 | -0.036549 | -0.036113 | -0.035692 | -0.035287 | -0.0349 | -0.034531 | -0.034182 | -0.033851
No | PG&E | Com | HVAC | 2022 T-24: NRNC - Air Distribution - Fan Power Budget | Expected | Gas Energy (MMTherm/year) | -0.038893 | -0.03841 | -0.037931 | -0.03746 | -0.036999 | -0.036549 | -0.036113 | -0.035692 | -0.035287 | -0.0349 | -0.034531 | -0.034182 | -0.033851
No | PG&E | Com | HVAC | 2022 T-24: NRNC - Controlled Environment Horticulture - Efficient Dehumidification | Expected | Gas Energy (MMTherm/year) | 0.076421 | 0.071582 | 0.067201 | 0.063274 | 0.059785 | 0.05671 | 0.054019 | 0.051678 | 0.049652 | 0.047908 | 0.046411 | 0.045132 | 0.044041
No | PG&E | Com | HVAC | 2022 T-24: NRNC - HVAC Controls - Dedicated Outdoor Air Systems (DOAS) | Expected | Gas Energy (MMTherm/year) |  | 0.012385 | 0.012333 | 0.012278 | 0.012221 | 0.012162 | 0.012101 | 0.012037 | 0.011971 | 0.011902 | 0.011831 | 0.011758 | 0.011682
No | PG&E | Com | HVAC | 2022 T-24: NRNC - HVAC Controls - Exhaust Air Heat Recovery | Expected | Gas Energy (MMTherm/year) |  | 0.026399 | 0.026232 | 0.02606 | 0.025885 | 0.025705 | 0.025521 | 0.025333 | 0.025141 | 0.024945 | 0.024747 | 0.024545 | 0.02434
No | PG&E | Com | HVAC | 2022 T-24: NRNC - HVAC Controls - Expand Economizer Requirements | Expected | Gas Energy (MMTherm/year) |  | -0.0044309 | -0.0043349 | -0.0042439 | -0.0041578 | -0.0040764 | -0.0039999 | -0.0039279 | -0.0038604 | -0.0037973 | -0.0037383 | -0.0036832 | -0.003632
No | PG&E | Com | HVAC | 2022 T-24: NRNC - HVAC Controls - VAV Deadband Airflow | Expected | Gas Energy (MMTherm/year) |  | 0.0041906 | 0.0026116 | 0.0015799 | 0.00093775 | 0.00055017 | 0.00032055 | 0.00018599 | 0.00010766 | 6.2236e-05 | 3.5946e-05 | 2.0753e-05 | 1.1978e-05
No | PG&E | Com | HVAC | 2019 T-24: NRNC-MECH-ASHRAE 90.1 | Expected | Gas Energy (MMTherm/year) |  | 0.55561 | 0.47224 | 0.38612 | 0.30376 | 0.23064 | 0.16985 | 0.12204 | 0.086038 | 0.059809 | 0.041157 | 0.028121 | 0.019119
No | PG&E | Com | HVAC | 2019 T-24: NRNC-MECH-Economizer FDD | Expected | Gas Energy (MMTherm/year) |  | 0.0017699 | 0.0016325 | 0.0014777 | 0.00131 | 0.0011359 | 0.00096312 | 0.00079899 | 0.00064953 | 0.00051856 | 0.00040759 | 0.00031621 | 0.00024274
No | PG&E | Com | HVAC | 2019 T-24: NRNC-MECH-HE Fume Hoods in Lab Spaces | Expected | Gas Energy (MMTherm/year) |  | 0.069185 | 0.063818 | 0.057766 | 0.05121 | 0.044405 | 0.037649 | 0.031233 | 0.025391 | 0.020271 | 0.015933 | 0.012361 | 0.0094889
No | PG&E | Com | HVAC | 2019 T-24: NRNC-MECH-Ventilation & IAQ | Expected | Gas Energy (MMTherm/year) |  | 0.14481 | 0.13357 | 0.12091 | 0.10718 | 0.09294 | 0.0788 | 0.065372 | 0.053144 | 0.042427 | 0.033348 | 0.025872 | 0.01986
No | PG&E | Com | HVAC | 2019-21 Fed App: Single package vertical AC and HP - <65,000 Btu/hr | Expected | Gas Energy (MMTherm/year) |  | -0.00017306 | -0.0001737 | -0.00017553 | -0.00017829 | -0.00018105 | -0.00017878 | -0.00017684 | -0.00017521 | -0.00013542 | -3.3418e-05 | -3.3228e-05 | -3.3069e-05
No | PG&E | Com | HVAC | Fed Appliance: ASHRAE Products (Commercial boilers) | Possible | Gas Energy (MMTherm/year) | 0.026392 | 0.02636 | 0.026331 | 0.026305 | 0.026281 | 0.02626 | 0.026236 | 0.026214 | 0.026192 | 0.02617 | 0.026147 | 0.026125 | 0.026102
No | PG&E | Com | HVAC | 2008 T-24: DDC to Zone | Possible | Gas Energy (MMTherm/year) | 1.0806 | 1.0765 | 1.0734 | 1.071 | 1.0692 | 1.0678 | 1.0661 | 1.0646 | 1.063 | 1.0614 | 1.0598 | 1.0583 | 1.0567
No | PG&E | Com | HVAC | 2005 T-24: Ducts in existing commercial buildings | Possible | Gas Energy (MMTherm/year) | 0 | 0 | 0 | 0 | 0 | 0 | 0 | 0 | 0 | 0 | 0 | 0 | 0
No | PG&E | Com | HVAC | 2013 T-24: NRA-HVAC-Equipment Efficiency | Possible | Gas Energy (MMTherm/year) | 0.13012 | 0.12908 | 0.12828 | 0.12768 | 0.12722 | 0.12687 | 0.12644 | 0.12607 | 0.12566 | 0.062124 | 0 | 0 | 0
No | PG&E | Com | HVAC | 2013 T-24: NRNC-HVAC-Laboratory Exhaust | Possible | Gas Energy (MMTherm/year) | 0.4952 | 0.49285 | 0.49138 | 0.49047 | 0.48991 | 0.48956 | 0.48907 | 0.48868 | 0.48823 | 0.48781 | 0.48737 | 0.48695 | 0.48651
No | PG&E | Com | HVAC | 2013 T-24: NRNC-HVAC-Water & Space Heating ACM | Possible | Gas Energy (MMTherm/year) | 0.046708 | 0.046125 | 0.045665 | 0.045305 | 0.045025 | 0.044807 | 0.044548 | 0.044317 | 0.044067 | 0.043829 | 0.043584 | 0.043343 | 0.043099
No | PG&E | Com | HVAC | 2005 T-20: Unit Heaters and Duct Furnaces | Possible | Gas Energy (MMTherm/year) | 0.139 | 0.13884 | 0.13868 | 0.13854 | 0.13842 | 0.13831 | 0.13818 | 0.13807 | 0.13795 | 0.13783 | 0.13771 | 0.1376 | 0.13748
No | PG&E | Com | HVAC | 2022-24 Fed App: Commercial boilers | Possible | Gas Energy (MMTherm/year) | 0.3295 | 0.32816 | 0.32186 | 0.31644 | 0.31184 | 0.30794 | 0.3014 | 0.29571 | 0.29079 | 0.28658 | 0.28298 | 0.27992 | 0.27733
No | PG&E | Com | HVAC | 2022-24 Fed App: Commercial warm air furnaces | Possible | Gas Energy (MMTherm/year) | 0.040353 | 0.04088 | 0.041407 | 0.041903 | 0.042439 | 0.042896 | 0.042894 | 0.042892 | 0.042892 | 0.042891 | 0.042891 | 0.042891 | 0.042891
No | PG&E | Com | HVAC | 2025 T-24: NR HVAC - Limit Hot Water Supply Temperatures - Gas (Alterations) | Possible | Gas Energy (MMTherm/year) | 0 | 0.11584 | 0.1247 | 0.12283 | 0.12099 | 0.11916 | 0.11737 | 0.1156 | 0.11386 | 0.11216 | 0.11049 | 0.022961 | 0.014792
No | PG&E | Com | HVAC | 2025 T-24: NR HVAC - Limit Hot Water Supply Temperatures - Gas (New Construction + Additions) | Possible | Gas Energy (MMTherm/year) | 0 | 0.010805 | 0.063685 | 0.06273 | 0.061787 | 0.060856 | 0.059939 | 0.059037 | 0.05815 | 0.057279 | 0.056424 | 0.047601 | 0.0075543
No | PG&E | Com | HVAC | 2025 T-24: NR HVAC - Mechanical Heat Recovery Scenario A - Gas Baseline (New Construction + Additions) | Possible | Gas Energy (MMTherm/year) | 0 | 0.00057197 | 0.0033139 | 0.0032033 | 0.0030915 | 0.0029792 | 0.0028673 | 0.0027566 | 0.0026478 | 0.0025417 | 0.002439 | 0.0020039 | 0.00030974
No | PG&E | Com | HVAC | 2025 T-24: NR HVAC - Mechanical Heat Recovery Scenario B - Gas Baseline (New Construction + Additions) | Possible | Gas Energy (MMTherm/year) | 0 | 0.00014299 | 0.00082848 | 0.00080083 | 0.00077287 | 0.0007448 | 0.00071682 | 0.00068914 | 0.00066195 | 0.00063543 | 0.00060974 | 0.00050097 | 7.7435e-05
No | PG&E | Com | HVAC | 2025 T-24: NR HVAC Controls - Guideline 36 (Alterations) | Possible | Gas Energy (MMTherm/year) | 0 | 0.062603 | 0.06819 | 0.067961 | 0.067727 | 0.067487 | 0.067243 | 0.066993 | 0.066738 | 0.066478 | 0.066212 | 0.06594 | 0.065663
No | PG&E | Com | HVAC | 2025 T-24: NR HVAC Controls - Guideline 36 (New Construction + Additions) | Possible | Gas Energy (MMTherm/year) | 0 | 0.0026486 | 0.015797 | 0.015744 | 0.015689 | 0.015634 | 0.015577 | 0.015519 | 0.01546 | 0.0154 | 0.015338 | 0.015275 | 0.015211
No | PG&E | Com | HVAC | 2022 T-24: NRA - Air Distribution - Duct Leakage Testing | Possible | Gas Energy (MMTherm/year) | -0.068233 | -0.067385 | -0.066546 | -0.065719 | -0.06491 | -0.064121 | -0.063355 | -0.062617 | -0.061907 | -0.061228 | -0.060581 | -0.059968 | -0.059388
No | PG&E | Com | HVAC | 2022 T-24: NRA - Air Distribution - Fan Power Budget | Possible | Gas Energy (MMTherm/year) | -0.085292 | -0.084232 | -0.083182 | -0.082149 | -0.081137 | -0.080151 | -0.079194 | -0.078271 | -0.077384 | -0.076535 | -0.075727 | -0.07496 | -0.074235
No | PG&E | Com | HVAC | 2022 T-24: NRA - Controlled Environment Horticulture - Efficient Dehumidification | Possible | Gas Energy (MMTherm/year) | 0.025474 | 0.023861 | 0.0224 | 0.021091 | 0.019928 | 0.018903 | 0.018006 | 0.017226 | 0.016551 | 0.015969 | 0.01547 | 0.015044 | 0.01468
No | PG&E | Com | HVAC | 2022 T-24: NRA - HVAC Controls - Dedicated Outdoor Air Systems (DOAS) | Possible | Gas Energy (MMTherm/year) | 0.014043 | 0.013966 | 0.013886 | 0.013803 | 0.013718 | 0.013629 | 0.013538 | 0.013444 | 0.013347 | 0.013247 | 0.013145 | 0.013039 | 0.012931
No | PG&E | Com | HVAC | 2022 T-24: NRA - HVAC Controls - Exhaust Air Heat Recovery | Possible | Gas Energy (MMTherm/year) | 0.06019 | 0.059822 | 0.059444 | 0.059055 | 0.058657 | 0.058249 | 0.057832 | 0.057406 | 0.056971 | 0.056528 | 0.056078 | 0.05562 | 0.055155
No | PG&E | Com | HVAC | 2022 T-24: NRA - HVAC Controls - Expand Economizer Requirements | Possible | Gas Energy (MMTherm/year) | -0.0087352 | -0.0085407 | -0.0083558 | -0.0081803 | -0.0080143 | -0.0045961 | 0 | 0 | 0 | 0 | 0 | 0 | 0
No | PG&E | Com | HVAC | 2022 T-24: NRA - HVAC Controls - VAV Deadband Airflow | Possible | Gas Energy (MMTherm/year) | 0.013172 | 0.0085773 | 0.0053455 | 0.0032337 | 0.0019194 | 0.0011261 | 0.00065609 | 0.00038069 | 0.00022037 | 0.00012738 | 7.3575e-05 | 4.2476e-05 | 2.4515e-05
No | PG&E | Com | HVAC | 2019 T-24: NRA-MECH-HE Fume Hoods in Lab Spaces | Possible | Gas Energy (MMTherm/year) | 0.11153 | 0.10458 | 0.096469 | 0.087321 | 0.07741 | 0.067123 | 0.056911 | 0.047213 | 0.038381 | 0.030642 | 0.0020455 | 0 | 0
No | PG&E | Com | HVAC | 2022 T-24: NRNC - Air Distribution - Duct Leakage Testing | Possible | Gas Energy (MMTherm/year) | -0.038893 | -0.03841 | -0.037931 | -0.03746 | -0.036999 | -0.036549 | -0.036113 | -0.035692 | -0.035287 | -0.0349 | -0.034531 | -0.034182 | -0.033851
No | PG&E | Com | HVAC | 2022 T-24: NRNC - Air Distribution - Fan Power Budget | Possible | Gas Energy (MMTherm/year) | -0.038893 | -0.03841 | -0.037931 | -0.03746 | -0.036999 | -0.036549 | -0.036113 | -0.035692 | -0.035287 | -0.0349 | -0.034531 | -0.034182 | -0.033851
No | PG&E | Com | HVAC | 2022 T-24: NRNC - Controlled Environment Horticulture - Efficient Dehumidification | Possible | Gas Energy (MMTherm/year) | 0.076421 | 0.071582 | 0.067201 | 0.063274 | 0.059785 | 0.05671 | 0.054019 | 0.051678 | 0.049652 | 0.047908 | 0.046411 | 0.045132 | 0.044041
No | PG&E | Com | HVAC | 2022 T-24: NRNC - HVAC Controls - Dedicated Outdoor Air Systems (DOAS) | Possible | Gas Energy (MMTherm/year) |  | 0.012385 | 0.012333 | 0.012278 | 0.012221 | 0.012162 | 0.012101 | 0.012037 | 0.011971 | 0.011902 | 0.011831 | 0.011758 | 0.011682
No | PG&E | Com | HVAC | 2022 T-24: NRNC - HVAC Controls - Exhaust Air Heat Recovery | Possible | Gas Energy (MMTherm/year) |  | 0.026399 | 0.026232 | 0.02606 | 0.025885 | 0.025705 | 0.025521 | 0.025333 | 0.025141 | 0.024945 | 0.024747 | 0.024545 | 0.02434
No | PG&E | Com | HVAC | 2022 T-24: NRNC - HVAC Controls - Expand Economizer Requirements | Possible | Gas Energy (MMTherm/year) |  | -0.0044309 | -0.0043349 | -0.0042439 | -0.0041578 | -0.0040764 | -0.0039999 | -0.0039279 | -0.0038604 | -0.0037973 | -0.0037383 | -0.0036832 | -0.003632
No | PG&E | Com | HVAC | 2022 T-24: NRNC - HVAC Controls - VAV Deadband Airflow | Possible | Gas Energy (MMTherm/year) |  | 0.0041906 | 0.0026116 | 0.0015799 | 0.00093775 | 0.00055017 | 0.00032055 | 0.00018599 | 0.00010766 | 6.2236e-05 | 3.5946e-05 | 2.0753e-05 | 1.1978e-05
No | PG&E | Com | HVAC | 2019 T-24: NRNC-MECH-ASHRAE 90.1 | Possible | Gas Energy (MMTherm/year) |  | 0.55561 | 0.47224 | 0.38612 | 0.30376 | 0.23064 | 0.16985 | 0.12204 | 0.086038 | 0.059809 | 0.041157 | 0.028121 | 0.019119
No | PG&E | Com | HVAC | 2019 T-24: NRNC-MECH-Economizer FDD | Possible | Gas Energy (MMTherm/year) |  | 0.0017699 | 0.0016325 | 0.0014777 | 0.00131 | 0.0011359 | 0.00096312 | 0.00079899 | 0.00064953 | 0.00051856 | 0.00040759 | 0.00031621 | 0.00024274
No | PG&E | Com | HVAC | 2019 T-24: NRNC-MECH-HE Fume Hoods in Lab Spaces | Possible | Gas Energy (MMTherm/year) |  | 0.069185 | 0.063818 | 0.057766 | 0.05121 | 0.044405 | 0.037649 | 0.031233 | 0.025391 | 0.020271 | 0.015933 | 0.012361 | 0.0094889
No | PG&E | Com | HVAC | 2019 T-24: NRNC-MECH-Ventilation & IAQ | Possible | Gas Energy (MMTherm/year) |  | 0.14481 | 0.13357 | 0.12091 | 0.10718 | 0.09294 | 0.0788 | 0.065372 | 0.053144 | 0.042427 | 0.033348 | 0.025872 | 0.01986
No | PG&E | Com | HVAC | 2019-21 Fed App: Single package vertical AC and HP - <65,000 Btu/hr | Possible | Gas Energy (MMTherm/year) |  | -0.00017306 | -0.0001737 | -0.00017553 | -0.00017829 | -0.00018105 | -0.00017878 | -0.00017684 | -0.00017521 | -0.00013542 | -3.3418e-05 | -3.3228e-05 | -3.3069e-05
No | SCG | Com | HVAC | Fed Appliance: ASHRAE Products (Commercial boilers) | On-the-books | Gas Energy (MMTherm/year) | 0.029395 | 0.029359 | 0.029327 | 0.029298 | 0.029271 | 0.029247 | 0.029221 | 0.029197 | 0.029172 | 0.029147 | 0.029122 | 0.029097 | 0.029072
No | SCG | Com | HVAC | 2008 T-24: DDC to Zone | On-the-books | Gas Energy (MMTherm/year) | 1.2035 | 1.199 | 1.1956 | 1.1929 | 1.1908 | 1.1893 | 1.1874 | 1.1857 | 1.1839 | 1.1822 | 1.1804 | 1.1787 | 1.1769
No | SCG | Com | HVAC | 2005 T-24: Ducts in existing commercial buildings | On-the-books | Gas Energy (MMTherm/year) | 0 | 0 | 0 | 0 | 0 | 0 | 0 | 0 | 0 | 0 | 0 | 0 | 0
No | SCG | Com | HVAC | 2013 T-24: NRA-HVAC-Equipment Efficiency | On-the-books | Gas Energy (MMTherm/year) | 0.14493 | 0.14376 | 0.14288 | 0.1422 | 0.14169 | 0.1413 | 0.14083 | 0.14041 | 0.13996 | 0.069192 | 0 | 0 | 0
No | SCG | Com | HVAC | 2013 T-24: NRNC-HVAC-Laboratory Exhaust | On-the-books | Gas Energy (MMTherm/year) | 0.55154 | 0.54893 | 0.54729 | 0.54627 | 0.54564 | 0.54526 | 0.54472 | 0.54428 | 0.54377 | 0.54331 | 0.54282 | 0.54235 | 0.54186
No | SCG | Com | HVAC | 2013 T-24: NRNC-HVAC-Water & Space Heating ACM | On-the-books | Gas Energy (MMTherm/year) | 0.052022 | 0.051373 | 0.050861 | 0.05046 | 0.050147 | 0.049905 | 0.049617 | 0.049359 | 0.049081 | 0.048816 | 0.048542 | 0.048275 | 0.048003
No | SCG | Com | HVAC | 2005 T-20: Unit Heaters and Duct Furnaces | On-the-books | Gas Energy (MMTherm/year) | 0.15482 | 0.15463 | 0.15446 | 0.15431 | 0.15417 | 0.15404 | 0.15391 | 0.15378 | 0.15364 | 0.15351 | 0.15338 | 0.15325 | 0.15312
No | SCG | Com | HVAC | 2022-24 Fed App: Commercial boilers | On-the-books | Gas Energy (MMTherm/year) | 0.36699 | 0.3655 | 0.35848 | 0.35244 | 0.34732 | 0.34298 | 0.33569 | 0.32935 | 0.32388 | 0.31918 | 0.31518 | 0.31177 | 0.30888
No | SCG | Com | HVAC | 2022-24 Fed App: Commercial warm air furnaces | On-the-books | Gas Energy (MMTherm/year) | 0.044944 | 0.045531 | 0.046118 | 0.04667 | 0.047268 | 0.047776 | 0.047774 | 0.047772 | 0.047772 | 0.047771 | 0.047771 | 0.047771 | 0.047771
No | SCG | Com | HVAC | 2025 T-24: NR HVAC - Limit Hot Water Supply Temperatures - Gas (Alterations) | On-the-books | Gas Energy (MMTherm/year) | 0 | 0.12902 | 0.13889 | 0.13681 | 0.13475 | 0.13272 | 0.13072 | 0.12875 | 0.12682 | 0.12492 | 0.12306 | 0.025573 | 0.016475
No | SCG | Com | HVAC | 2025 T-24: NR HVAC - Limit Hot Water Supply Temperatures - Gas (New Construction + Additions) | On-the-books | Gas Energy (MMTherm/year) | 0 | 0.012034 | 0.070931 | 0.069867 | 0.068816 | 0.06778 | 0.066759 | 0.065753 | 0.064765 | 0.063795 | 0.062844 | 0.053016 | 0.0084137
No | SCG | Com | HVAC | 2025 T-24: NR HVAC - Mechanical Heat Recovery Scenario A - Gas Baseline (New Construction + Additions) | On-the-books | Gas Energy (MMTherm/year) | 0 | 0.00063705 | 0.0036909 | 0.0035678 | 0.0034432 | 0.0033182 | 0.0031935 | 0.0030702 | 0.0029491 | 0.0028309 | 0.0027165 | 0.0022319 | 0.00034498
No | SCG | Com | HVAC | 2025 T-24: NR HVAC - Mechanical Heat Recovery Scenario B - Gas Baseline (New Construction + Additions) | On-the-books | Gas Energy (MMTherm/year) | 0 | 0.00015926 | 0.00092273 | 0.00089194 | 0.0008608 | 0.00082954 | 0.00079838 | 0.00076755 | 0.00073726 | 0.00070773 | 0.00067912 | 0.00055797 | 8.6245e-05
No | SCG | Com | HVAC | 2025 T-24: NR HVAC Controls - Guideline 36 (Alterations) | On-the-books | Gas Energy (MMTherm/year) | 0 | 0.069726 | 0.075948 | 0.075693 | 0.075432 | 0.075166 | 0.074893 | 0.074615 | 0.074331 | 0.074041 | 0.073745 | 0.073442 | 0.073133
No | SCG | Com | HVAC | 2025 T-24: NR HVAC Controls - Guideline 36 (New Construction + Additions) | On-the-books | Gas Energy (MMTherm/year) | 0 | 0.00295 | 0.017594 | 0.017535 | 0.017474 | 0.017413 | 0.01735 | 0.017285 | 0.017219 | 0.017152 | 0.017083 | 0.017013 | 0.016942
No | SCG | Com | HVAC | 2022 T-24: NRA - Air Distribution - Duct Leakage Testing | On-the-books | Gas Energy (MMTherm/year) | -0.075997 | -0.075052 | -0.074117 | -0.073196 | -0.072295 | -0.071416 | -0.070563 | -0.069741 | -0.06895 | -0.068194 | -0.067474 | -0.06679 | -0.066145
No | SCG | Com | HVAC | 2022 T-24: NRA - Air Distribution - Fan Power Budget | On-the-books | Gas Energy (MMTherm/year) | -0.094996 | -0.093815 | -0.092646 | -0.091495 | -0.090368 | -0.08927 | -0.088204 | -0.087176 | -0.086188 | -0.085243 | -0.084342 | -0.083488 | -0.082681
No | SCG | Com | HVAC | 2022 T-24: NRA - Controlled Environment Horticulture - Efficient Dehumidification | On-the-books | Gas Energy (MMTherm/year) | 0.028372 | 0.026575 | 0.024949 | 0.023491 | 0.022196 | 0.021054 | 0.020055 | 0.019186 | 0.018434 | 0.017786 | 0.017231 | 0.016755 | 0.016351
No | SCG | Com | HVAC | 2022 T-24: NRA - HVAC Controls - Dedicated Outdoor Air Systems (DOAS) | On-the-books | Gas Energy (MMTherm/year) | 0.015641 | 0.015555 | 0.015466 | 0.015374 | 0.015278 | 0.01518 | 0.015078 | 0.014973 | 0.014865 | 0.014754 | 0.01464 | 0.014523 | 0.014403
No | SCG | Com | HVAC | 2022 T-24: NRA - HVAC Controls - Exhaust Air Heat Recovery | On-the-books | Gas Energy (MMTherm/year) | 0.067038 | 0.066628 | 0.066207 | 0.065774 | 0.065331 | 0.064876 | 0.064412 | 0.063937 | 0.063453 | 0.06296 | 0.062458 | 0.061948 | 0.061431
No | SCG | Com | HVAC | 2022 T-24: NRA - HVAC Controls - Expand Economizer Requirements | On-the-books | Gas Energy (MMTherm/year) | -0.009729 | -0.0095124 | -0.0093064 | -0.009111 | -0.0089261 | -0.005119 | 0 | 0 | 0 | 0 | 0 | 0 | 0
No | SCG | Com | HVAC | 2022 T-24: NRA - HVAC Controls - VAV Deadband Airflow | On-the-books | Gas Energy (MMTherm/year) | 0.014671 | 0.0095532 | 0.0059536 | 0.0036016 | 0.0021377 | 0.0012542 | 0.00073073 | 0.000424 | 0.00024544 | 0.00014188 | 8.1945e-05 | 4.7308e-05 | 2.7305e-05
No | SCG | Com | HVAC | 2019 T-24: NRA-MECH-HE Fume Hoods in Lab Spaces | On-the-books | Gas Energy (MMTherm/year) | 0.12422 | 0.11648 | 0.10744 | 0.097256 | 0.086217 | 0.07476 | 0.063386 | 0.052584 | 0.042748 | 0.034128 | 0.0022783 | 0 | 0
No | SCG | Com | HVAC | 2022 T-24: NRNC - Air Distribution - Duct Leakage Testing | On-the-books | Gas Energy (MMTherm/year) | -0.043318 | -0.04278 | -0.042247 | -0.041722 | -0.041208 | -0.040707 | -0.040221 | -0.039752 | -0.039302 | -0.038871 | -0.03846 | -0.038071 | -0.037702
No | SCG | Com | HVAC | 2022 T-24: NRNC - Air Distribution - Fan Power Budget | On-the-books | Gas Energy (MMTherm/year) | -0.043318 | -0.04278 | -0.042247 | -0.041722 | -0.041208 | -0.040707 | -0.040221 | -0.039752 | -0.039302 | -0.038871 | -0.03846 | -0.038071 | -0.037702
No | SCG | Com | HVAC | 2022 T-24: NRNC - Controlled Environment Horticulture - Efficient Dehumidification | On-the-books | Gas Energy (MMTherm/year) | 0.085116 | 0.079726 | 0.074846 | 0.070473 | 0.066587 | 0.063162 | 0.060165 | 0.057557 | 0.055301 | 0.053358 | 0.051692 | 0.050266 | 0.049052
No | SCG | Com | HVAC | 2022 T-24: NRNC - HVAC Controls - Dedicated Outdoor Air Systems (DOAS) | On-the-books | Gas Energy (MMTherm/year) |  | 0.013795 | 0.013736 | 0.013675 | 0.013612 | 0.013546 | 0.013477 | 0.013406 | 0.013333 | 0.013256 | 0.013177 | 0.013096 | 0.013011
No | SCG | Com | HVAC | 2022 T-24: NRNC - HVAC Controls - Exhaust Air Heat Recovery | On-the-books | Gas Energy (MMTherm/year) |  | 0.029402 | 0.029216 | 0.029025 | 0.02883 | 0.028629 | 0.028424 | 0.028215 | 0.028001 | 0.027784 | 0.027562 | 0.027337 | 0.027109
No | SCG | Com | HVAC | 2022 T-24: NRNC - HVAC Controls - Expand Economizer Requirements | On-the-books | Gas Energy (MMTherm/year) |  | -0.004935 | -0.0048281 | -0.0047267 | -0.0046308 | -0.0045402 | -0.0044549 | -0.0043748 | -0.0042996 | -0.0042293 | -0.0041636 | -0.0041023 | -0.0040452
No | SCG | Com | HVAC | 2022 T-24: NRNC - HVAC Controls - VAV Deadband Airflow | On-the-books | Gas Energy (MMTherm/year) |  | 0.0046674 | 0.0029088 | 0.0017596 | 0.0010444 | 0.00061277 | 0.00035701 | 0.00020716 | 0.00011991 | 6.9316e-05 | 4.0036e-05 | 2.3114e-05 | 1.334e-05
No | SCG | Com | HVAC | 2019 T-24: NRNC-MECH-ASHRAE 90.1 | On-the-books | Gas Energy (MMTherm/year) |  | 0.61882 | 0.52597 | 0.43005 | 0.33832 | 0.25688 | 0.18918 | 0.13593 | 0.095827 | 0.066614 | 0.04584 | 0.03132 | 0.021294
No | SCG | Com | HVAC | 2019 T-24: NRNC-MECH-Economizer FDD | On-the-books | Gas Energy (MMTherm/year) |  | 0.0019712 | 0.0018183 | 0.0016459 | 0.0014591 | 0.0012652 | 0.0010727 | 0.00088989 | 0.00072343 | 0.00057756 | 0.00045396 | 0.00035219 | 0.00027035
No | SCG | Com | HVAC | 2019 T-24: NRNC-MECH-HE Fume Hoods in Lab Spaces | On-the-books | Gas Energy (MMTherm/year) |  | 0.077057 | 0.071078 | 0.064339 | 0.057036 | 0.049457 | 0.041933 | 0.034787 | 0.02828 | 0.022577 | 0.017746 | 0.013767 | 0.010568
No | SCG | Com | HVAC | 2019 T-24: NRNC-MECH-Ventilation & IAQ | On-the-books | Gas Energy (MMTherm/year) |  | 0.16128 | 0.14877 | 0.13466 | 0.11938 | 0.10351 | 0.087766 | 0.072809 | 0.05919 | 0.047255 | 0.037142 | 0.028816 | 0.02212
No | SCG | Com | HVAC | 2019-21 Fed App: Single package vertical AC and HP - <65,000 Btu/hr | On-the-books | Gas Energy (MMTherm/year) |  | -0.00019275 | -0.00019346 | -0.0001955 | -0.00019857 | -0.00020165 | -0.00019912 | -0.00019696 | -0.00019514 | -0.00015082 | -3.722e-05 | -3.7009e-05 | -3.6832e-05
No | SCG | Com | HVAC | Fed Appliance: ASHRAE Products (Commercial boilers) | Expected | Gas Energy (MMTherm/year) | 0.029395 | 0.029359 | 0.029327 | 0.029298 | 0.029271 | 0.029247 | 0.029221 | 0.029197 | 0.029172 | 0.029147 | 0.029122 | 0.029097 | 0.029072
No | SCG | Com | HVAC | 2008 T-24: DDC to Zone | Expected | Gas Energy (MMTherm/year) | 1.2035 | 1.199 | 1.1956 | 1.1929 | 1.1908 | 1.1893 | 1.1874 | 1.1857 | 1.1839 | 1.1822 | 1.1804 | 1.1787 | 1.1769
No | SCG | Com | HVAC | 2005 T-24: Ducts in existing commercial buildings | Expected | Gas Energy (MMTherm/year) | 0 | 0 | 0 | 0 | 0 | 0 | 0 | 0 | 0 | 0 | 0 | 0 | 0
No | SCG | Com | HVAC | 2013 T-24: NRA-HVAC-Equipment Efficiency | Expected | Gas Energy (MMTherm/year) | 0.14493 | 0.14376 | 0.14288 | 0.1422 | 0.14169 | 0.1413 | 0.14083 | 0.14041 | 0.13996 | 0.069192 | 0 | 0 | 0
No | SCG | Com | HVAC | 2013 T-24: NRNC-HVAC-Laboratory Exhaust | Expected | Gas Energy (MMTherm/year) | 0.55154 | 0.54893 | 0.54729 | 0.54627 | 0.54564 | 0.54526 | 0.54472 | 0.54428 | 0.54377 | 0.54331 | 0.54282 | 0.54235 | 0.54186
No | SCG | Com | HVAC | 2013 T-24: NRNC-HVAC-Water & Space Heating ACM | Expected | Gas Energy (MMTherm/year) | 0.052022 | 0.051373 | 0.050861 | 0.05046 | 0.050147 | 0.049905 | 0.049617 | 0.049359 | 0.049081 | 0.048816 | 0.048542 | 0.048275 | 0.048003
No | SCG | Com | HVAC | 2005 T-20: Unit Heaters and Duct Furnaces | Expected | Gas Energy (MMTherm/year) | 0.15482 | 0.15463 | 0.15446 | 0.15431 | 0.15417 | 0.15404 | 0.15391 | 0.15378 | 0.15364 | 0.15351 | 0.15338 | 0.15325 | 0.15312
No | SCG | Com | HVAC | 2022-24 Fed App: Commercial boilers | Expected | Gas Energy (MMTherm/year) | 0.36699 | 0.3655 | 0.35848 | 0.35244 | 0.34732 | 0.34298 | 0.33569 | 0.32935 | 0.32388 | 0.31918 | 0.31518 | 0.31177 | 0.30888
No | SCG | Com | HVAC | 2022-24 Fed App: Commercial warm air furnaces | Expected | Gas Energy (MMTherm/year) | 0.044944 | 0.045531 | 0.046118 | 0.04667 | 0.047268 | 0.047776 | 0.047774 | 0.047772 | 0.047772 | 0.047771 | 0.047771 | 0.047771 | 0.047771
No | SCG | Com | HVAC | 2025 T-24: NR HVAC - Limit Hot Water Supply Temperatures - Gas (Alterations) | Expected | Gas Energy (MMTherm/year) | 0 | 0.12902 | 0.13889 | 0.13681 | 0.13475 | 0.13272 | 0.13072 | 0.12875 | 0.12682 | 0.12492 | 0.12306 | 0.025573 | 0.016475
No | SCG | Com | HVAC | 2025 T-24: NR HVAC - Limit Hot Water Supply Temperatures - Gas (New Construction + Additions) | Expected | Gas Energy (MMTherm/year) | 0 | 0.012034 | 0.070931 | 0.069867 | 0.068816 | 0.06778 | 0.066759 | 0.065753 | 0.064765 | 0.063795 | 0.062844 | 0.053016 | 0.0084137
No | SCG | Com | HVAC | 2025 T-24: NR HVAC - Mechanical Heat Recovery Scenario A - Gas Baseline (New Construction + Additions) | Expected | Gas Energy (MMTherm/year) | 0 | 0.00063705 | 0.0036909 | 0.0035678 | 0.0034432 | 0.0033182 | 0.0031935 | 0.0030702 | 0.0029491 | 0.0028309 | 0.0027165 | 0.0022319 | 0.00034498
No | SCG | Com | HVAC | 2025 T-24: NR HVAC - Mechanical Heat Recovery Scenario B - Gas Baseline (New Construction + Additions) | Expected | Gas Energy (MMTherm/year) | 0 | 0.00015926 | 0.00092273 | 0.00089194 | 0.0008608 | 0.00082954 | 0.00079838 | 0.00076755 | 0.00073726 | 0.00070773 | 0.00067912 | 0.00055797 | 8.6245e-05
No | SCG | Com | HVAC | 2025 T-24: NR HVAC Controls - Guideline 36 (Alterations) | Expected | Gas Energy (MMTherm/year) | 0 | 0.069726 | 0.075948 | 0.075693 | 0.075432 | 0.075166 | 0.074893 | 0.074615 | 0.074331 | 0.074041 | 0.073745 | 0.073442 | 0.073133
No | SCG | Com | HVAC | 2025 T-24: NR HVAC Controls - Guideline 36 (New Construction + Additions) | Expected | Gas Energy (MMTherm/year) | 0 | 0.00295 | 0.017594 | 0.017535 | 0.017474 | 0.017413 | 0.01735 | 0.017285 | 0.017219 | 0.017152 | 0.017083 | 0.017013 | 0.016942
No | SCG | Com | HVAC | 2022 T-24: NRA - Air Distribution - Duct Leakage Testing | Expected | Gas Energy (MMTherm/year) | -0.075997 | -0.075052 | -0.074117 | -0.073196 | -0.072295 | -0.071416 | -0.070563 | -0.069741 | -0.06895 | -0.068194 | -0.067474 | -0.06679 | -0.066145
No | SCG | Com | HVAC | 2022 T-24: NRA - Air Distribution - Fan Power Budget | Expected | Gas Energy (MMTherm/year) | -0.094996 | -0.093815 | -0.092646 | -0.091495 | -0.090368 | -0.08927 | -0.088204 | -0.087176 | -0.086188 | -0.085243 | -0.084342 | -0.083488 | -0.082681
No | SCG | Com | HVAC | 2022 T-24: NRA - Controlled Environment Horticulture - Efficient Dehumidification | Expected | Gas Energy (MMTherm/year) | 0.028372 | 0.026575 | 0.024949 | 0.023491 | 0.022196 | 0.021054 | 0.020055 | 0.019186 | 0.018434 | 0.017786 | 0.017231 | 0.016755 | 0.016351
No | SCG | Com | HVAC | 2022 T-24: NRA - HVAC Controls - Dedicated Outdoor Air Systems (DOAS) | Expected | Gas Energy (MMTherm/year) | 0.015641 | 0.015555 | 0.015466 | 0.015374 | 0.015278 | 0.01518 | 0.015078 | 0.014973 | 0.014865 | 0.014754 | 0.01464 | 0.014523 | 0.014403
No | SCG | Com | HVAC | 2022 T-24: NRA - HVAC Controls - Exhaust Air Heat Recovery | Expected | Gas Energy (MMTherm/year) | 0.067038 | 0.066628 | 0.066207 | 0.065774 | 0.065331 | 0.064876 | 0.064412 | 0.063937 | 0.063453 | 0.06296 | 0.062458 | 0.061948 | 0.061431
No | SCG | Com | HVAC | 2022 T-24: NRA - HVAC Controls - Expand Economizer Requirements | Expected | Gas Energy (MMTherm/year) | -0.009729 | -0.0095124 | -0.0093064 | -0.009111 | -0.0089261 | -0.005119 | 0 | 0 | 0 | 0 | 0 | 0 | 0
No | SCG | Com | HVAC | 2022 T-24: NRA - HVAC Controls - VAV Deadband Airflow | Expected | Gas Energy (MMTherm/year) | 0.014671 | 0.0095532 | 0.0059536 | 0.0036016 | 0.0021377 | 0.0012542 | 0.00073073 | 0.000424 | 0.00024544 | 0.00014188 | 8.1945e-05 | 4.7308e-05 | 2.7305e-05
No | SCG | Com | HVAC | 2019 T-24: NRA-MECH-HE Fume Hoods in Lab Spaces | Expected | Gas Energy (MMTherm/year) | 0.12422 | 0.11648 | 0.10744 | 0.097256 | 0.086217 | 0.07476 | 0.063386 | 0.052584 | 0.042748 | 0.034128 | 0.0022783 | 0 | 0
No | SCG | Com | HVAC | 2022 T-24: NRNC - Air Distribution - Duct Leakage Testing | Expected | Gas Energy (MMTherm/year) | -0.043318 | -0.04278 | -0.042247 | -0.041722 | -0.041208 | -0.040707 | -0.040221 | -0.039752 | -0.039302 | -0.038871 | -0.03846 | -0.038071 | -0.037702
No | SCG | Com | HVAC | 2022 T-24: NRNC - Air Distribution - Fan Power Budget | Expected | Gas Energy (MMTherm/year) | -0.043318 | -0.04278 | -0.042247 | -0.041722 | -0.041208 | -0.040707 | -0.040221 | -0.039752 | -0.039302 | -0.038871 | -0.03846 | -0.038071 | -0.037702
No | SCG | Com | HVAC | 2022 T-24: NRNC - Controlled Environment Horticulture - Efficient Dehumidification | Expected | Gas Energy (MMTherm/year) | 0.085116 | 0.079726 | 0.074846 | 0.070473 | 0.066587 | 0.063162 | 0.060165 | 0.057557 | 0.055301 | 0.053358 | 0.051692 | 0.050266 | 0.049052
No | SCG | Com | HVAC | 2022 T-24: NRNC - HVAC Controls - Dedicated Outdoor Air Systems (DOAS) | Expected | Gas Energy (MMTherm/year) |  | 0.013795 | 0.013736 | 0.013675 | 0.013612 | 0.013546 | 0.013477 | 0.013406 | 0.013333 | 0.013256 | 0.013177 | 0.013096 | 0.013011
No | SCG | Com | HVAC | 2022 T-24: NRNC - HVAC Controls - Exhaust Air Heat Recovery | Expected | Gas Energy (MMTherm/year) |  | 0.029402 | 0.029216 | 0.029025 | 0.02883 | 0.028629 | 0.028424 | 0.028215 | 0.028001 | 0.027784 | 0.027562 | 0.027337 | 0.027109
No | SCG | Com | HVAC | 2022 T-24: NRNC - HVAC Controls - Expand Economizer Requirements | Expected | Gas Energy (MMTherm/year) |  | -0.004935 | -0.0048281 | -0.0047267 | -0.0046308 | -0.0045402 | -0.0044549 | -0.0043748 | -0.0042996 | -0.0042293 | -0.0041636 | -0.0041023 | -0.0040452
No | SCG | Com | HVAC | 2022 T-24: NRNC - HVAC Controls - VAV Deadband Airflow | Expected | Gas Energy (MMTherm/year) |  | 0.0046674 | 0.0029088 | 0.0017596 | 0.0010444 | 0.00061277 | 0.00035701 | 0.00020716 | 0.00011991 | 6.9316e-05 | 4.0036e-05 | 2.3114e-05 | 1.334e-05
No | SCG | Com | HVAC | 2019 T-24: NRNC-MECH-ASHRAE 90.1 | Expected | Gas Energy (MMTherm/year) |  | 0.61882 | 0.52597 | 0.43005 | 0.33832 | 0.25688 | 0.18918 | 0.13593 | 0.095827 | 0.066614 | 0.04584 | 0.03132 | 0.021294
No | SCG | Com | HVAC | 2019 T-24: NRNC-MECH-Economizer FDD | Expected | Gas Energy (MMTherm/year) |  | 0.0019712 | 0.0018183 | 0.0016459 | 0.0014591 | 0.0012652 | 0.0010727 | 0.00088989 | 0.00072343 | 0.00057756 | 0.00045396 | 0.00035219 | 0.00027035
No | SCG | Com | HVAC | 2019 T-24: NRNC-MECH-HE Fume Hoods in Lab Spaces | Expected | Gas Energy (MMTherm/year) |  | 0.077057 | 0.071078 | 0.064339 | 0.057036 | 0.049457 | 0.041933 | 0.034787 | 0.02828 | 0.022577 | 0.017746 | 0.013767 | 0.010568
No | SCG | Com | HVAC | 2019 T-24: NRNC-MECH-Ventilation & IAQ | Expected | Gas Energy (MMTherm/year) |  | 0.16128 | 0.14877 | 0.13466 | 0.11938 | 0.10351 | 0.087766 | 0.072809 | 0.05919 | 0.047255 | 0.037142 | 0.028816 | 0.02212
No | SCG | Com | HVAC | 2019-21 Fed App: Single package vertical AC and HP - <65,000 Btu/hr | Expected | Gas Energy (MMTherm/year) |  | -0.00019275 | -0.00019346 | -0.0001955 | -0.00019857 | -0.00020165 | -0.00019912 | -0.00019696 | -0.00019514 | -0.00015082 | -3.722e-05 | -3.7009e-05 | -3.6832e-05
No | SCG | Com | HVAC | Fed Appliance: ASHRAE Products (Commercial boilers) | Possible | Gas Energy (MMTherm/year) | 0.029395 | 0.029359 | 0.029327 | 0.029298 | 0.029271 | 0.029247 | 0.029221 | 0.029197 | 0.029172 | 0.029147 | 0.029122 | 0.029097 | 0.029072
No | SCG | Com | HVAC | 2008 T-24: DDC to Zone | Possible | Gas Energy (MMTherm/year) | 1.2035 | 1.199 | 1.1956 | 1.1929 | 1.1908 | 1.1893 | 1.1874 | 1.1857 | 1.1839 | 1.1822 | 1.1804 | 1.1787 | 1.1769
No | SCG | Com | HVAC | 2005 T-24: Ducts in existing commercial buildings | Possible | Gas Energy (MMTherm/year) | 0 | 0 | 0 | 0 | 0 | 0 | 0 | 0 | 0 | 0 | 0 | 0 | 0
No | SCG | Com | HVAC | 2013 T-24: NRA-HVAC-Equipment Efficiency | Possible | Gas Energy (MMTherm/year) | 0.14493 | 0.14376 | 0.14288 | 0.1422 | 0.14169 | 0.1413 | 0.14083 | 0.14041 | 0.13996 | 0.069192 | 0 | 0 | 0
No | SCG | Com | HVAC | 2013 T-24: NRNC-HVAC-Laboratory Exhaust | Possible | Gas Energy (MMTherm/year) | 0.55154 | 0.54893 | 0.54729 | 0.54627 | 0.54564 | 0.54526 | 0.54472 | 0.54428 | 0.54377 | 0.54331 | 0.54282 | 0.54235 | 0.54186
No | SCG | Com | HVAC | 2013 T-24: NRNC-HVAC-Water & Space Heating ACM | Possible | Gas Energy (MMTherm/year) | 0.052022 | 0.051373 | 0.050861 | 0.05046 | 0.050147 | 0.049905 | 0.049617 | 0.049359 | 0.049081 | 0.048816 | 0.048542 | 0.048275 | 0.048003
No | SCG | Com | HVAC | 2005 T-20: Unit Heaters and Duct Furnaces | Possible | Gas Energy (MMTherm/year) | 0.15482 | 0.15463 | 0.15446 | 0.15431 | 0.15417 | 0.15404 | 0.15391 | 0.15378 | 0.15364 | 0.15351 | 0.15338 | 0.15325 | 0.15312
No | SCG | Com | HVAC | 2022-24 Fed App: Commercial boilers | Possible | Gas Energy (MMTherm/year) | 0.36699 | 0.3655 | 0.35848 | 0.35244 | 0.34732 | 0.34298 | 0.33569 | 0.32935 | 0.32388 | 0.31918 | 0.31518 | 0.31177 | 0.30888
No | SCG | Com | HVAC | 2022-24 Fed App: Commercial warm air furnaces | Possible | Gas Energy (MMTherm/year) | 0.044944 | 0.045531 | 0.046118 | 0.04667 | 0.047268 | 0.047776 | 0.047774 | 0.047772 | 0.047772 | 0.047771 | 0.047771 | 0.047771 | 0.047771
No | SCG | Com | HVAC | 2025 T-24: NR HVAC - Limit Hot Water Supply Temperatures - Gas (Alterations) | Possible | Gas Energy (MMTherm/year) | 0 | 0.12902 | 0.13889 | 0.13681 | 0.13475 | 0.13272 | 0.13072 | 0.12875 | 0.12682 | 0.12492 | 0.12306 | 0.025573 | 0.016475
No | SCG | Com | HVAC | 2025 T-24: NR HVAC - Limit Hot Water Supply Temperatures - Gas (New Construction + Additions) | Possible | Gas Energy (MMTherm/year) | 0 | 0.012034 | 0.070931 | 0.069867 | 0.068816 | 0.06778 | 0.066759 | 0.065753 | 0.064765 | 0.063795 | 0.062844 | 0.053016 | 0.0084137
No | SCG | Com | HVAC | 2025 T-24: NR HVAC - Mechanical Heat Recovery Scenario A - Gas Baseline (New Construction + Additions) | Possible | Gas Energy (MMTherm/year) | 0 | 0.00063705 | 0.0036909 | 0.0035678 | 0.0034432 | 0.0033182 | 0.0031935 | 0.0030702 | 0.0029491 | 0.0028309 | 0.0027165 | 0.0022319 | 0.00034498
No | SCG | Com | HVAC | 2025 T-24: NR HVAC - Mechanical Heat Recovery Scenario B - Gas Baseline (New Construction + Additions) | Possible | Gas Energy (MMTherm/year) | 0 | 0.00015926 | 0.00092273 | 0.00089194 | 0.0008608 | 0.00082954 | 0.00079838 | 0.00076755 | 0.00073726 | 0.00070773 | 0.00067912 | 0.00055797 | 8.6245e-05
No | SCG | Com | HVAC | 2025 T-24: NR HVAC Controls - Guideline 36 (Alterations) | Possible | Gas Energy (MMTherm/year) | 0 | 0.069726 | 0.075948 | 0.075693 | 0.075432 | 0.075166 | 0.074893 | 0.074615 | 0.074331 | 0.074041 | 0.073745 | 0.073442 | 0.073133
No | SCG | Com | HVAC | 2025 T-24: NR HVAC Controls - Guideline 36 (New Construction + Additions) | Possible | Gas Energy (MMTherm/year) | 0 | 0.00295 | 0.017594 | 0.017535 | 0.017474 | 0.017413 | 0.01735 | 0.017285 | 0.017219 | 0.017152 | 0.017083 | 0.017013 | 0.016942
No | SCG | Com | HVAC | 2022 T-24: NRA - Air Distribution - Duct Leakage Testing | Possible | Gas Energy (MMTherm/year) | -0.075997 | -0.075052 | -0.074117 | -0.073196 | -0.072295 | -0.071416 | -0.070563 | -0.069741 | -0.06895 | -0.068194 | -0.067474 | -0.06679 | -0.066145
No | SCG | Com | HVAC | 2022 T-24: NRA - Air Distribution - Fan Power Budget | Possible | Gas Energy (MMTherm/year) | -0.094996 | -0.093815 | -0.092646 | -0.091495 | -0.090368 | -0.08927 | -0.088204 | -0.087176 | -0.086188 | -0.085243 | -0.084342 | -0.083488 | -0.082681
No | SCG | Com | HVAC | 2022 T-24: NRA - Controlled Environment Horticulture - Efficient Dehumidification | Possible | Gas Energy (MMTherm/year) | 0.028372 | 0.026575 | 0.024949 | 0.023491 | 0.022196 | 0.021054 | 0.020055 | 0.019186 | 0.018434 | 0.017786 | 0.017231 | 0.016755 | 0.016351
No | SCG | Com | HVAC | 2022 T-24: NRA - HVAC Controls - Dedicated Outdoor Air Systems (DOAS) | Possible | Gas Energy (MMTherm/year) | 0.015641 | 0.015555 | 0.015466 | 0.015374 | 0.015278 | 0.01518 | 0.015078 | 0.014973 | 0.014865 | 0.014754 | 0.01464 | 0.014523 | 0.014403
No | SCG | Com | HVAC | 2022 T-24: NRA - HVAC Controls - Exhaust Air Heat Recovery | Possible | Gas Energy (MMTherm/year) | 0.067038 | 0.066628 | 0.066207 | 0.065774 | 0.065331 | 0.064876 | 0.064412 | 0.063937 | 0.063453 | 0.06296 | 0.062458 | 0.061948 | 0.061431
No | SCG | Com | HVAC | 2022 T-24: NRA - HVAC Controls - Expand Economizer Requirements | Possible | Gas Energy (MMTherm/year) | -0.009729 | -0.0095124 | -0.0093064 | -0.009111 | -0.0089261 | -0.005119 | 0 | 0 | 0 | 0 | 0 | 0 | 0
No | SCG | Com | HVAC | 2022 T-24: NRA - HVAC Controls - VAV Deadband Airflow | Possible | Gas Energy (MMTherm/year) | 0.014671 | 0.0095532 | 0.0059536 | 0.0036016 | 0.0021377 | 0.0012542 | 0.00073073 | 0.000424 | 0.00024544 | 0.00014188 | 8.1945e-05 | 4.7308e-05 | 2.7305e-05
No | SCG | Com | HVAC | 2019 T-24: NRA-MECH-HE Fume Hoods in Lab Spaces | Possible | Gas Energy (MMTherm/year) | 0.12422 | 0.11648 | 0.10744 | 0.097256 | 0.086217 | 0.07476 | 0.063386 | 0.052584 | 0.042748 | 0.034128 | 0.0022783 | 0 | 0
No | SCG | Com | HVAC | 2022 T-24: NRNC - Air Distribution - Duct Leakage Testing | Possible | Gas Energy (MMTherm/year) | -0.043318 | -0.04278 | -0.042247 | -0.041722 | -0.041208 | -0.040707 | -0.040221 | -0.039752 | -0.039302 | -0.038871 | -0.03846 | -0.038071 | -0.037702
No | SCG | Com | HVAC | 2022 T-24: NRNC - Air Distribution - Fan Power Budget | Possible | Gas Energy (MMTherm/year) | -0.043318 | -0.04278 | -0.042247 | -0.041722 | -0.041208 | -0.040707 | -0.040221 | -0.039752 | -0.039302 | -0.038871 | -0.03846 | -0.038071 | -0.037702
No | SCG | Com | HVAC | 2022 T-24: NRNC - Controlled Environment Horticulture - Efficient Dehumidification | Possible | Gas Energy (MMTherm/year) | 0.085116 | 0.079726 | 0.074846 | 0.070473 | 0.066587 | 0.063162 | 0.060165 | 0.057557 | 0.055301 | 0.053358 | 0.051692 | 0.050266 | 0.049052
No | SCG | Com | HVAC | 2022 T-24: NRNC - HVAC Controls - Dedicated Outdoor Air Systems (DOAS) | Possible | Gas Energy (MMTherm/year) |  | 0.013795 | 0.013736 | 0.013675 | 0.013612 | 0.013546 | 0.013477 | 0.013406 | 0.013333 | 0.013256 | 0.013177 | 0.013096 | 0.013011
No | SCG | Com | HVAC | 2022 T-24: NRNC - HVAC Controls - Exhaust Air Heat Recovery | Possible | Gas Energy (MMTherm/year) |  | 0.029402 | 0.029216 | 0.029025 | 0.02883 | 0.028629 | 0.028424 | 0.028215 | 0.028001 | 0.027784 | 0.027562 | 0.027337 | 0.027109
No | SCG | Com | HVAC | 2022 T-24: NRNC - HVAC Controls - Expand Economizer Requirements | Possible | Gas Energy (MMTherm/year) |  | -0.004935 | -0.0048281 | -0.0047267 | -0.0046308 | -0.0045402 | -0.0044549 | -0.0043748 | -0.0042996 | -0.0042293 | -0.0041636 | -0.0041023 | -0.0040452
No | SCG | Com | HVAC | 2022 T-24: NRNC - HVAC Controls - VAV Deadband Airflow | Possible | Gas Energy (MMTherm/year) |  | 0.0046674 | 0.0029088 | 0.0017596 | 0.0010444 | 0.00061277 | 0.00035701 | 0.00020716 | 0.00011991 | 6.9316e-05 | 4.0036e-05 | 2.3114e-05 | 1.334e-05
No | SCG | Com | HVAC | 2019 T-24: NRNC-MECH-ASHRAE 90.1 | Possible | Gas Energy (MMTherm/year) |  | 0.61882 | 0.52597 | 0.43005 | 0.33832 | 0.25688 | 0.18918 | 0.13593 | 0.095827 | 0.066614 | 0.04584 | 0.03132 | 0.021294
No | SCG | Com | HVAC | 2019 T-24: NRNC-MECH-Economizer FDD | Possible | Gas Energy (MMTherm/year) |  | 0.0019712 | 0.0018183 | 0.0016459 | 0.0014591 | 0.0012652 | 0.0010727 | 0.00088989 | 0.00072343 | 0.00057756 | 0.00045396 | 0.00035219 | 0.00027035
No | SCG | Com | HVAC | 2019 T-24: NRNC-MECH-HE Fume Hoods in Lab Spaces | Possible | Gas Energy (MMTherm/year) |  | 0.077057 | 0.071078 | 0.064339 | 0.057036 | 0.049457 | 0.041933 | 0.034787 | 0.02828 | 0.022577 | 0.017746 | 0.013767 | 0.010568
No | SCG | Com | HVAC | 2019 T-24: NRNC-MECH-Ventilation & IAQ | Possible | Gas Energy (MMTherm/year) |  | 0.16128 | 0.14877 | 0.13466 | 0.11938 | 0.10351 | 0.087766 | 0.072809 | 0.05919 | 0.047255 | 0.037142 | 0.028816 | 0.02212
No | SCG | Com | HVAC | 2019-21 Fed App: Single package vertical AC and HP - <65,000 Btu/hr | Possible | Gas Energy (MMTherm/year) |  | -0.00019275 | -0.00019346 | -0.0001955 | -0.00019857 | -0.00020165 | -0.00019912 | -0.00019696 | -0.00019514 | -0.00015082 | -3.722e-05 | -3.7009e-05 | -3.6832e-05
No | SDG&E | Com | HVAC | Fed Appliance: ASHRAE Products (Commercial boilers) | On-the-books | Gas Energy (MMTherm/year) | 0.0026669 | 0.0026636 | 0.0026607 | 0.002658 | 0.0026556 | 0.0026535 | 0.0026511 | 0.0026489 | 0.0026466 | 0.0026444 | 0.0026421 | 0.0026399 | 0.0026376
No | SDG&E | Com | HVAC | 2008 T-24: DDC to Zone | On-the-books | Gas Energy (MMTherm/year) | 0.10919 | 0.10878 | 0.10847 | 0.10823 | 0.10804 | 0.1079 | 0.10773 | 0.10758 | 0.10741 | 0.10726 | 0.10709 | 0.10694 | 0.10678
No | SDG&E | Com | HVAC | 2005 T-24: Ducts in existing commercial buildings | On-the-books | Gas Energy (MMTherm/year) | 0 | 0 | 0 | 0 | 0 | 0 | 0 | 0 | 0 | 0 | 0 | 0 | 0
No | SDG&E | Com | HVAC | 2013 T-24: NRA-HVAC-Equipment Efficiency | On-the-books | Gas Energy (MMTherm/year) | 0.013149 | 0.013043 | 0.012963 | 0.012901 | 0.012855 | 0.01282 | 0.012777 | 0.012739 | 0.012698 | 0.0062775 | 0 | 0 | 0
No | SDG&E | Com | HVAC | 2013 T-24: NRNC-HVAC-Laboratory Exhaust | On-the-books | Gas Energy (MMTherm/year) | 0.050039 | 0.049802 | 0.049653 | 0.049561 | 0.049504 | 0.049469 | 0.04942 | 0.04938 | 0.049334 | 0.049292 | 0.049248 | 0.049205 | 0.049161
No | SDG&E | Com | HVAC | 2013 T-24: NRNC-HVAC-Water & Space Heating ACM | On-the-books | Gas Energy (MMTherm/year) | 0.0047197 | 0.0046608 | 0.0046144 | 0.004578 | 0.0045497 | 0.0045277 | 0.0045015 | 0.0044781 | 0.0044529 | 0.0044289 | 0.004404 | 0.0043798 | 0.0043551
No | SDG&E | Com | HVAC | 2005 T-20: Unit Heaters and Duct Furnaces | On-the-books | Gas Energy (MMTherm/year) | 0.014046 | 0.014029 | 0.014014 | 0.014 | 0.013987 | 0.013976 | 0.013963 | 0.013952 | 0.01394 | 0.013928 | 0.013916 | 0.013904 | 0.013892
No | SDG&E | Com | HVAC | 2022-24 Fed App: Commercial boilers | On-the-books | Gas Energy (MMTherm/year) | 0.033295 | 0.03316 | 0.032524 | 0.031975 | 0.031511 | 0.031117 | 0.030455 | 0.02988 | 0.029384 | 0.028958 | 0.028595 | 0.028285 | 0.028023
No | SDG&E | Com | HVAC | 2022-24 Fed App: Commercial warm air furnaces | On-the-books | Gas Energy (MMTherm/year) | 0.0040776 | 0.0041309 | 0.0041841 | 0.0042342 | 0.0042884 | 0.0043345 | 0.0043343 | 0.0043342 | 0.0043341 | 0.0043341 | 0.0043341 | 0.0043341 | 0.0043341
No | SDG&E | Com | HVAC | 2025 T-24: NR HVAC - Limit Hot Water Supply Temperatures - Gas (Alterations) | On-the-books | Gas Energy (MMTherm/year) | 0 | 0.011706 | 0.012601 | 0.012412 | 0.012225 | 0.012041 | 0.01186 | 0.011681 | 0.011506 | 0.011333 | 0.011164 | 0.0023202 | 0.0014947
No | SDG&E | Com | HVAC | 2025 T-24: NR HVAC - Limit Hot Water Supply Temperatures - Gas (New Construction + Additions) | On-the-books | Gas Energy (MMTherm/year) | 0 | 0.0010918 | 0.0064352 | 0.0063387 | 0.0062434 | 0.0061494 | 0.0060567 | 0.0059655 | 0.0058759 | 0.0057879 | 0.0057016 | 0.0048099 | 0.00076334
No | SDG&E | Com | HVAC | 2025 T-24: NR HVAC - Mechanical Heat Recovery Scenario A - Gas Baseline (New Construction + Additions) | On-the-books | Gas Energy (MMTherm/year) | 0 | 5.7797e-05 | 0.00033486 | 0.00032369 | 0.00031239 | 0.00030104 | 0.00028973 | 0.00027855 | 0.00026756 | 0.00025684 | 0.00024645 | 0.00020249 | 3.1299e-05
No | SDG&E | Com | HVAC | 2025 T-24: NR HVAC - Mechanical Heat Recovery Scenario B - Gas Baseline (New Construction + Additions) | On-the-books | Gas Energy (MMTherm/year) | 0 | 1.4449e-05 | 8.3716e-05 | 8.0922e-05 | 7.8097e-05 | 7.5261e-05 | 7.2434e-05 | 6.9636e-05 | 6.6889e-05 | 6.4209e-05 | 6.1613e-05 | 5.0622e-05 | 7.8246e-06
No | SDG&E | Com | HVAC | 2025 T-24: NR HVAC Controls - Guideline 36 (Alterations) | On-the-books | Gas Energy (MMTherm/year) | 0 | 0.0063259 | 0.0068904 | 0.0068673 | 0.0068436 | 0.0068195 | 0.0067948 | 0.0067695 | 0.0067438 | 0.0067174 | 0.0066905 | 0.0066631 | 0.0066351
No | SDG&E | Com | HVAC | 2025 T-24: NR HVAC Controls - Guideline 36 (New Construction + Additions) | On-the-books | Gas Energy (MMTherm/year) | 0 | 0.00026764 | 0.0015962 | 0.0015909 | 0.0015854 | 0.0015798 | 0.0015741 | 0.0015682 | 0.0015622 | 0.0015561 | 0.0015499 | 0.0015436 | 0.0015371
No | SDG&E | Com | HVAC | 2022 T-24: NRA - Air Distribution - Duct Leakage Testing | On-the-books | Gas Energy (MMTherm/year) | -0.0068948 | -0.0068091 | -0.0067243 | -0.0066408 | -0.006559 | -0.0064793 | -0.0064019 | -0.0063273 | -0.0062556 | -0.006187 | -0.0061216 | -0.0060596 | -0.006001
No | SDG&E | Com | HVAC | 2022 T-24: NRA - Air Distribution - Fan Power Budget | On-the-books | Gas Energy (MMTherm/year) | -0.0086186 | -0.0085114 | -0.0084054 | -0.008301 | -0.0081987 | -0.0080991 | -0.0080024 | -0.0079091 | -0.0078195 | -0.0077337 | -0.007652 | -0.0075745 | -0.0075013
No | SDG&E | Com | HVAC | 2022 T-24: NRA - Controlled Environment Horticulture - Efficient Dehumidification | On-the-books | Gas Energy (MMTherm/year) | 0.0025741 | 0.0024111 | 0.0022635 | 0.0021312 | 0.0020137 | 0.0019101 | 0.0018195 | 0.0017407 | 0.0016724 | 0.0016137 | 0.0015633 | 0.0015202 | 0.0014834
No | SDG&E | Com | HVAC | 2022 T-24: NRA - HVAC Controls - Dedicated Outdoor Air Systems (DOAS) | On-the-books | Gas Energy (MMTherm/year) | 0.001419 | 0.0014112 | 0.0014031 | 0.0013948 | 0.0013861 | 0.0013772 | 0.001368 | 0.0013585 | 0.0013487 | 0.0013386 | 0.0013282 | 0.0013176 | 0.0013067
No | SDG&E | Com | HVAC | 2022 T-24: NRA - HVAC Controls - Exhaust Air Heat Recovery | On-the-books | Gas Energy (MMTherm/year) | 0.0060821 | 0.0060449 | 0.0060066 | 0.0059674 | 0.0059272 | 0.005886 | 0.0058438 | 0.0058008 | 0.0057568 | 0.0057121 | 0.0056665 | 0.0056203 | 0.0055733
No | SDG&E | Com | HVAC | 2022 T-24: NRA - HVAC Controls - Expand Economizer Requirements | On-the-books | Gas Energy (MMTherm/year) | -0.00088267 | -0.00086302 | -0.00084433 | -0.0008266 | -0.00080983 | -0.00046443 | 0 | 0 | 0 | 0 | 0 | 0 | 0
No | SDG&E | Com | HVAC | 2022 T-24: NRA - HVAC Controls - VAV Deadband Airflow | On-the-books | Gas Energy (MMTherm/year) | 0.001331 | 0.00086672 | 0.00054015 | 0.00032675 | 0.00019395 | 0.00011379 | 6.6296e-05 | 3.8468e-05 | 2.2267e-05 | 1.2872e-05 | 7.4346e-06 | 4.2921e-06 | 2.4772e-06
No | SDG&E | Com | HVAC | 2019 T-24: NRA-MECH-HE Fume Hoods in Lab Spaces | On-the-books | Gas Energy (MMTherm/year) | 0.01127 | 0.010568 | 0.0097479 | 0.0088236 | 0.0078221 | 0.0067827 | 0.0057508 | 0.0047708 | 0.0038784 | 0.0030963 | 0.0002067 | 0 | 0
No | SDG&E | Com | HVAC | 2022 T-24: NRNC - Air Distribution - Duct Leakage Testing | On-the-books | Gas Energy (MMTherm/year) | -0.0039301 | -0.0038812 | -0.0038329 | -0.0037853 | -0.0037386 | -0.0036932 | -0.0036491 | -0.0036066 | -0.0035657 | -0.0035266 | -0.0034893 | -0.003454 | -0.0034206
No | SDG&E | Com | HVAC | 2022 T-24: NRNC - Air Distribution - Fan Power Budget | On-the-books | Gas Energy (MMTherm/year) | -0.0039301 | -0.0038812 | -0.0038329 | -0.0037853 | -0.0037386 | -0.0036932 | -0.0036491 | -0.0036066 | -0.0035657 | -0.0035266 | -0.0034893 | -0.003454 | -0.0034206
No | SDG&E | Com | HVAC | 2022 T-24: NRNC - Controlled Environment Horticulture - Efficient Dehumidification | On-the-books | Gas Energy (MMTherm/year) | 0.0077222 | 0.0072332 | 0.0067905 | 0.0063937 | 0.0060411 | 0.0057304 | 0.0054585 | 0.005222 | 0.0050173 | 0.004841 | 0.0046898 | 0.0045605 | 0.0044503
No | SDG&E | Com | HVAC | 2022 T-24: NRNC - HVAC Controls - Dedicated Outdoor Air Systems (DOAS) | On-the-books | Gas Energy (MMTherm/year) |  | 0.0012515 | 0.0012462 | 0.0012407 | 0.0012349 | 0.001229 | 0.0012227 | 0.0012163 | 0.0012096 | 0.0012027 | 0.0011955 | 0.0011881 | 0.0011805
No | SDG&E | Com | HVAC | 2022 T-24: NRNC - HVAC Controls - Exhaust Air Heat Recovery | On-the-books | Gas Energy (MMTherm/year) |  | 0.0026675 | 0.0026507 | 0.0026334 | 0.0026156 | 0.0025974 | 0.0025788 | 0.0025598 | 0.0025404 | 0.0025207 | 0.0025006 | 0.0024802 | 0.0024595
No | SDG&E | Com | HVAC | 2022 T-24: NRNC - HVAC Controls - Expand Economizer Requirements | On-the-books | Gas Energy (MMTherm/year) |  | -0.00044773 | -0.00043804 | -0.00042884 | -0.00042013 | -0.00041192 | -0.00040418 | -0.00039691 | -0.00039009 | -0.00038371 | -0.00037774 | -0.00037218 | -0.000367
No | SDG&E | Com | HVAC | 2022 T-24: NRNC - HVAC Controls - VAV Deadband Airflow | On-the-books | Gas Energy (MMTherm/year) |  | 0.00042345 | 0.0002639 | 0.00015964 | 9.4758e-05 | 5.5594e-05 | 3.239e-05 | 1.8794e-05 | 1.0879e-05 | 6.2888e-06 | 3.6323e-06 | 2.097e-06 | 1.2103e-06
No | SDG&E | Com | HVAC | 2019 T-24: NRNC-MECH-ASHRAE 90.1 | On-the-books | Gas Energy (MMTherm/year) |  | 0.056143 | 0.047719 | 0.039016 | 0.030695 | 0.023306 | 0.017163 | 0.012332 | 0.008694 | 0.0060436 | 0.0041589 | 0.0028416 | 0.0019319
No | SDG&E | Com | HVAC | 2019 T-24: NRNC-MECH-Economizer FDD | On-the-books | Gas Energy (MMTherm/year) |  | 0.00017884 | 0.00016497 | 0.00014932 | 0.00013237 | 0.00011478 | 9.7321e-05 | 8.0736e-05 | 6.5634e-05 | 5.2399e-05 | 4.1186e-05 | 3.1953e-05 | 2.4528e-05
No | SDG&E | Com | HVAC | 2019 T-24: NRNC-MECH-HE Fume Hoods in Lab Spaces | On-the-books | Gas Energy (MMTherm/year) |  | 0.006991 | 0.0064486 | 0.0058372 | 0.0051746 | 0.004487 | 0.0038044 | 0.003156 | 0.0025657 | 0.0020483 | 0.00161 | 0.0012491 | 0.00095883
No | SDG&E | Com | HVAC | 2019 T-24: NRNC-MECH-Ventilation & IAQ | On-the-books | Gas Energy (MMTherm/year) |  | 0.014632 | 0.013497 | 0.012217 | 0.010831 | 0.0093914 | 0.0079626 | 0.0066057 | 0.00537 | 0.0042872 | 0.0033697 | 0.0026143 | 0.0020069
No | SDG&E | Com | HVAC | 2019-21 Fed App: Single package vertical AC and HP - <65,000 Btu/hr | On-the-books | Gas Energy (MMTherm/year) |  | -1.7487e-05 | -1.7552e-05 | -1.7737e-05 | -1.8016e-05 | -1.8295e-05 | -1.8065e-05 | -1.787e-05 | -1.7704e-05 | -1.3684e-05 | -3.3768e-06 | -3.3576e-06 | -3.3416e-06
No | SDG&E | Com | HVAC | Fed Appliance: ASHRAE Products (Commercial boilers) | Expected | Gas Energy (MMTherm/year) | 0.0026669 | 0.0026636 | 0.0026607 | 0.002658 | 0.0026556 | 0.0026535 | 0.0026511 | 0.0026489 | 0.0026466 | 0.0026444 | 0.0026421 | 0.0026399 | 0.0026376
No | SDG&E | Com | HVAC | 2008 T-24: DDC to Zone | Expected | Gas Energy (MMTherm/year) | 0.10919 | 0.10878 | 0.10847 | 0.10823 | 0.10804 | 0.1079 | 0.10773 | 0.10758 | 0.10741 | 0.10726 | 0.10709 | 0.10694 | 0.10678
No | SDG&E | Com | HVAC | 2005 T-24: Ducts in existing commercial buildings | Expected | Gas Energy (MMTherm/year) | 0 | 0 | 0 | 0 | 0 | 0 | 0 | 0 | 0 | 0 | 0 | 0 | 0
No | SDG&E | Com | HVAC | 2013 T-24: NRA-HVAC-Equipment Efficiency | Expected | Gas Energy (MMTherm/year) | 0.013149 | 0.013043 | 0.012963 | 0.012901 | 0.012855 | 0.01282 | 0.012777 | 0.012739 | 0.012698 | 0.0062775 | 0 | 0 | 0
No | SDG&E | Com | HVAC | 2013 T-24: NRNC-HVAC-Laboratory Exhaust | Expected | Gas Energy (MMTherm/year) | 0.050039 | 0.049802 | 0.049653 | 0.049561 | 0.049504 | 0.049469 | 0.04942 | 0.04938 | 0.049334 | 0.049292 | 0.049248 | 0.049205 | 0.049161
No | SDG&E | Com | HVAC | 2013 T-24: NRNC-HVAC-Water & Space Heating ACM | Expected | Gas Energy (MMTherm/year) | 0.0047197 | 0.0046608 | 0.0046144 | 0.004578 | 0.0045497 | 0.0045277 | 0.0045015 | 0.0044781 | 0.0044529 | 0.0044289 | 0.004404 | 0.0043798 | 0.0043551
No | SDG&E | Com | HVAC | 2005 T-20: Unit Heaters and Duct Furnaces | Expected | Gas Energy (MMTherm/year) | 0.014046 | 0.014029 | 0.014014 | 0.014 | 0.013987 | 0.013976 | 0.013963 | 0.013952 | 0.01394 | 0.013928 | 0.013916 | 0.013904 | 0.013892
No | SDG&E | Com | HVAC | 2022-24 Fed App: Commercial boilers | Expected | Gas Energy (MMTherm/year) | 0.033295 | 0.03316 | 0.032524 | 0.031975 | 0.031511 | 0.031117 | 0.030455 | 0.02988 | 0.029384 | 0.028958 | 0.028595 | 0.028285 | 0.028023
No | SDG&E | Com | HVAC | 2022-24 Fed App: Commercial warm air furnaces | Expected | Gas Energy (MMTherm/year) | 0.0040776 | 0.0041309 | 0.0041841 | 0.0042342 | 0.0042884 | 0.0043345 | 0.0043343 | 0.0043342 | 0.0043341 | 0.0043341 | 0.0043341 | 0.0043341 | 0.0043341
No | SDG&E | Com | HVAC | 2025 T-24: NR HVAC - Limit Hot Water Supply Temperatures - Gas (Alterations) | Expected | Gas Energy (MMTherm/year) | 0 | 0.011706 | 0.012601 | 0.012412 | 0.012225 | 0.012041 | 0.01186 | 0.011681 | 0.011506 | 0.011333 | 0.011164 | 0.0023202 | 0.0014947
No | SDG&E | Com | HVAC | 2025 T-24: NR HVAC - Limit Hot Water Supply Temperatures - Gas (New Construction + Additions) | Expected | Gas Energy (MMTherm/year) | 0 | 0.0010918 | 0.0064352 | 0.0063387 | 0.0062434 | 0.0061494 | 0.0060567 | 0.0059655 | 0.0058759 | 0.0057879 | 0.0057016 | 0.0048099 | 0.00076334
No | SDG&E | Com | HVAC | 2025 T-24: NR HVAC - Mechanical Heat Recovery Scenario A - Gas Baseline (New Construction + Additions) | Expected | Gas Energy (MMTherm/year) | 0 | 5.7797e-05 | 0.00033486 | 0.00032369 | 0.00031239 | 0.00030104 | 0.00028973 | 0.00027855 | 0.00026756 | 0.00025684 | 0.00024645 | 0.00020249 | 3.1299e-05
No | SDG&E | Com | HVAC | 2025 T-24: NR HVAC - Mechanical Heat Recovery Scenario B - Gas Baseline (New Construction + Additions) | Expected | Gas Energy (MMTherm/year) | 0 | 1.4449e-05 | 8.3716e-05 | 8.0922e-05 | 7.8097e-05 | 7.5261e-05 | 7.2434e-05 | 6.9636e-05 | 6.6889e-05 | 6.4209e-05 | 6.1613e-05 | 5.0622e-05 | 7.8246e-06
No | SDG&E | Com | HVAC | 2025 T-24: NR HVAC Controls - Guideline 36 (Alterations) | Expected | Gas Energy (MMTherm/year) | 0 | 0.0063259 | 0.0068904 | 0.0068673 | 0.0068436 | 0.0068195 | 0.0067948 | 0.0067695 | 0.0067438 | 0.0067174 | 0.0066905 | 0.0066631 | 0.0066351
No | SDG&E | Com | HVAC | 2025 T-24: NR HVAC Controls - Guideline 36 (New Construction + Additions) | Expected | Gas Energy (MMTherm/year) | 0 | 0.00026764 | 0.0015962 | 0.0015909 | 0.0015854 | 0.0015798 | 0.0015741 | 0.0015682 | 0.0015622 | 0.0015561 | 0.0015499 | 0.0015436 | 0.0015371
No | SDG&E | Com | HVAC | 2022 T-24: NRA - Air Distribution - Duct Leakage Testing | Expected | Gas Energy (MMTherm/year) | -0.0068948 | -0.0068091 | -0.0067243 | -0.0066408 | -0.006559 | -0.0064793 | -0.0064019 | -0.0063273 | -0.0062556 | -0.006187 | -0.0061216 | -0.0060596 | -0.006001
No | SDG&E | Com | HVAC | 2022 T-24: NRA - Air Distribution - Fan Power Budget | Expected | Gas Energy (MMTherm/year) | -0.0086186 | -0.0085114 | -0.0084054 | -0.008301 | -0.0081987 | -0.0080991 | -0.0080024 | -0.0079091 | -0.0078195 | -0.0077337 | -0.007652 | -0.0075745 | -0.0075013
No | SDG&E | Com | HVAC | 2022 T-24: NRA - Controlled Environment Horticulture - Efficient Dehumidification | Expected | Gas Energy (MMTherm/year) | 0.0025741 | 0.0024111 | 0.0022635 | 0.0021312 | 0.0020137 | 0.0019101 | 0.0018195 | 0.0017407 | 0.0016724 | 0.0016137 | 0.0015633 | 0.0015202 | 0.0014834
No | SDG&E | Com | HVAC | 2022 T-24: NRA - HVAC Controls - Dedicated Outdoor Air Systems (DOAS) | Expected | Gas Energy (MMTherm/year) | 0.001419 | 0.0014112 | 0.0014031 | 0.0013948 | 0.0013861 | 0.0013772 | 0.001368 | 0.0013585 | 0.0013487 | 0.0013386 | 0.0013282 | 0.0013176 | 0.0013067
No | SDG&E | Com | HVAC | 2022 T-24: NRA - HVAC Controls - Exhaust Air Heat Recovery | Expected | Gas Energy (MMTherm/year) | 0.0060821 | 0.0060449 | 0.0060066 | 0.0059674 | 0.0059272 | 0.005886 | 0.0058438 | 0.0058008 | 0.0057568 | 0.0057121 | 0.0056665 | 0.0056203 | 0.0055733
No | SDG&E | Com | HVAC | 2022 T-24: NRA - HVAC Controls - Expand Economizer Requirements | Expected | Gas Energy (MMTherm/year) | -0.00088267 | -0.00086302 | -0.00084433 | -0.0008266 | -0.00080983 | -0.00046443 | 0 | 0 | 0 | 0 | 0 | 0 | 0
No | SDG&E | Com | HVAC | 2022 T-24: NRA - HVAC Controls - VAV Deadband Airflow | Expected | Gas Energy (MMTherm/year) | 0.001331 | 0.00086672 | 0.00054015 | 0.00032675 | 0.00019395 | 0.00011379 | 6.6296e-05 | 3.8468e-05 | 2.2267e-05 | 1.2872e-05 | 7.4346e-06 | 4.2921e-06 | 2.4772e-06
No | SDG&E | Com | HVAC | 2019 T-24: NRA-MECH-HE Fume Hoods in Lab Spaces | Expected | Gas Energy (MMTherm/year) | 0.01127 | 0.010568 | 0.0097479 | 0.0088236 | 0.0078221 | 0.0067827 | 0.0057508 | 0.0047708 | 0.0038784 | 0.0030963 | 0.0002067 | 0 | 0
No | SDG&E | Com | HVAC | 2022 T-24: NRNC - Air Distribution - Duct Leakage Testing | Expected | Gas Energy (MMTherm/year) | -0.0039301 | -0.0038812 | -0.0038329 | -0.0037853 | -0.0037386 | -0.0036932 | -0.0036491 | -0.0036066 | -0.0035657 | -0.0035266 | -0.0034893 | -0.003454 | -0.0034206
No | SDG&E | Com | HVAC | 2022 T-24: NRNC - Air Distribution - Fan Power Budget | Expected | Gas Energy (MMTherm/year) | -0.0039301 | -0.0038812 | -0.0038329 | -0.0037853 | -0.0037386 | -0.0036932 | -0.0036491 | -0.0036066 | -0.0035657 | -0.0035266 | -0.0034893 | -0.003454 | -0.0034206
No | SDG&E | Com | HVAC | 2022 T-24: NRNC - Controlled Environment Horticulture - Efficient Dehumidification | Expected | Gas Energy (MMTherm/year) | 0.0077222 | 0.0072332 | 0.0067905 | 0.0063937 | 0.0060411 | 0.0057304 | 0.0054585 | 0.005222 | 0.0050173 | 0.004841 | 0.0046898 | 0.0045605 | 0.0044503
No | SDG&E | Com | HVAC | 2022 T-24: NRNC - HVAC Controls - Dedicated Outdoor Air Systems (DOAS) | Expected | Gas Energy (MMTherm/year) |  | 0.0012515 | 0.0012462 | 0.0012407 | 0.0012349 | 0.001229 | 0.0012227 | 0.0012163 | 0.0012096 | 0.0012027 | 0.0011955 | 0.0011881 | 0.0011805
No | SDG&E | Com | HVAC | 2022 T-24: NRNC - HVAC Controls - Exhaust Air Heat Recovery | Expected | Gas Energy (MMTherm/year) |  | 0.0026675 | 0.0026507 | 0.0026334 | 0.0026156 | 0.0025974 | 0.0025788 | 0.0025598 | 0.0025404 | 0.0025207 | 0.0025006 | 0.0024802 | 0.0024595
No | SDG&E | Com | HVAC | 2022 T-24: NRNC - HVAC Controls - Expand Economizer Requirements | Expected | Gas Energy (MMTherm/year) |  | -0.00044773 | -0.00043804 | -0.00042884 | -0.00042013 | -0.00041192 | -0.00040418 | -0.00039691 | -0.00039009 | -0.00038371 | -0.00037774 | -0.00037218 | -0.000367
No | SDG&E | Com | HVAC | 2022 T-24: NRNC - HVAC Controls - VAV Deadband Airflow | Expected | Gas Energy (MMTherm/year) |  | 0.00042345 | 0.0002639 | 0.00015964 | 9.4758e-05 | 5.5594e-05 | 3.239e-05 | 1.8794e-05 | 1.0879e-05 | 6.2888e-06 | 3.6323e-06 | 2.097e-06 | 1.2103e-06
No | SDG&E | Com | HVAC | 2019 T-24: NRNC-MECH-ASHRAE 90.1 | Expected | Gas Energy (MMTherm/year) |  | 0.056143 | 0.047719 | 0.039016 | 0.030695 | 0.023306 | 0.017163 | 0.012332 | 0.008694 | 0.0060436 | 0.0041589 | 0.0028416 | 0.0019319
No | SDG&E | Com | HVAC | 2019 T-24: NRNC-MECH-Economizer FDD | Expected | Gas Energy (MMTherm/year) |  | 0.00017884 | 0.00016497 | 0.00014932 | 0.00013237 | 0.00011478 | 9.7321e-05 | 8.0736e-05 | 6.5634e-05 | 5.2399e-05 | 4.1186e-05 | 3.1953e-05 | 2.4528e-05
No | SDG&E | Com | HVAC | 2019 T-24: NRNC-MECH-HE Fume Hoods in Lab Spaces | Expected | Gas Energy (MMTherm/year) |  | 0.006991 | 0.0064486 | 0.0058372 | 0.0051746 | 0.004487 | 0.0038044 | 0.003156 | 0.0025657 | 0.0020483 | 0.00161 | 0.0012491 | 0.00095883
No | SDG&E | Com | HVAC | 2019 T-24: NRNC-MECH-Ventilation & IAQ | Expected | Gas Energy (MMTherm/year) |  | 0.014632 | 0.013497 | 0.012217 | 0.010831 | 0.0093914 | 0.0079626 | 0.0066057 | 0.00537 | 0.0042872 | 0.0033697 | 0.0026143 | 0.0020069
No | SDG&E | Com | HVAC | 2019-21 Fed App: Single package vertical AC and HP - <65,000 Btu/hr | Expected | Gas Energy (MMTherm/year) |  | -1.7487e-05 | -1.7552e-05 | -1.7737e-05 | -1.8016e-05 | -1.8295e-05 | -1.8065e-05 | -1.787e-05 | -1.7704e-05 | -1.3684e-05 | -3.3768e-06 | -3.3576e-06 | -3.3416e-06
No | SDG&E | Com | HVAC | Fed Appliance: ASHRAE Products (Commercial boilers) | Possible | Gas Energy (MMTherm/year) | 0.0026669 | 0.0026636 | 0.0026607 | 0.002658 | 0.0026556 | 0.0026535 | 0.0026511 | 0.0026489 | 0.0026466 | 0.0026444 | 0.0026421 | 0.0026399 | 0.0026376
No | SDG&E | Com | HVAC | 2008 T-24: DDC to Zone | Possible | Gas Energy (MMTherm/year) | 0.10919 | 0.10878 | 0.10847 | 0.10823 | 0.10804 | 0.1079 | 0.10773 | 0.10758 | 0.10741 | 0.10726 | 0.10709 | 0.10694 | 0.10678
No | SDG&E | Com | HVAC | 2005 T-24: Ducts in existing commercial buildings | Possible | Gas Energy (MMTherm/year) | 0 | 0 | 0 | 0 | 0 | 0 | 0 | 0 | 0 | 0 | 0 | 0 | 0
No | SDG&E | Com | HVAC | 2013 T-24: NRA-HVAC-Equipment Efficiency | Possible | Gas Energy (MMTherm/year) | 0.013149 | 0.013043 | 0.012963 | 0.012901 | 0.012855 | 0.01282 | 0.012777 | 0.012739 | 0.012698 | 0.0062775 | 0 | 0 | 0
No | SDG&E | Com | HVAC | 2013 T-24: NRNC-HVAC-Laboratory Exhaust | Possible | Gas Energy (MMTherm/year) | 0.050039 | 0.049802 | 0.049653 | 0.049561 | 0.049504 | 0.049469 | 0.04942 | 0.04938 | 0.049334 | 0.049292 | 0.049248 | 0.049205 | 0.049161
No | SDG&E | Com | HVAC | 2013 T-24: NRNC-HVAC-Water & Space Heating ACM | Possible | Gas Energy (MMTherm/year) | 0.0047197 | 0.0046608 | 0.0046144 | 0.004578 | 0.0045497 | 0.0045277 | 0.0045015 | 0.0044781 | 0.0044529 | 0.0044289 | 0.004404 | 0.0043798 | 0.0043551
No | SDG&E | Com | HVAC | 2005 T-20: Unit Heaters and Duct Furnaces | Possible | Gas Energy (MMTherm/year) | 0.014046 | 0.014029 | 0.014014 | 0.014 | 0.013987 | 0.013976 | 0.013963 | 0.013952 | 0.01394 | 0.013928 | 0.013916 | 0.013904 | 0.013892
No | SDG&E | Com | HVAC | 2022-24 Fed App: Commercial boilers | Possible | Gas Energy (MMTherm/year) | 0.033295 | 0.03316 | 0.032524 | 0.031975 | 0.031511 | 0.031117 | 0.030455 | 0.02988 | 0.029384 | 0.028958 | 0.028595 | 0.028285 | 0.028023
No | SDG&E | Com | HVAC | 2022-24 Fed App: Commercial warm air furnaces | Possible | Gas Energy (MMTherm/year) | 0.0040776 | 0.0041309 | 0.0041841 | 0.0042342 | 0.0042884 | 0.0043345 | 0.0043343 | 0.0043342 | 0.0043341 | 0.0043341 | 0.0043341 | 0.0043341 | 0.0043341
No | SDG&E | Com | HVAC | 2025 T-24: NR HVAC - Limit Hot Water Supply Temperatures - Gas (Alterations) | Possible | Gas Energy (MMTherm/year) | 0 | 0.011706 | 0.012601 | 0.012412 | 0.012225 | 0.012041 | 0.01186 | 0.011681 | 0.011506 | 0.011333 | 0.011164 | 0.0023202 | 0.0014947
No | SDG&E | Com | HVAC | 2025 T-24: NR HVAC - Limit Hot Water Supply Temperatures - Gas (New Construction + Additions) | Possible | Gas Energy (MMTherm/year) | 0 | 0.0010918 | 0.0064352 | 0.0063387 | 0.0062434 | 0.0061494 | 0.0060567 | 0.0059655 | 0.0058759 | 0.0057879 | 0.0057016 | 0.0048099 | 0.00076334
No | SDG&E | Com | HVAC | 2025 T-24: NR HVAC - Mechanical Heat Recovery Scenario A - Gas Baseline (New Construction + Additions) | Possible | Gas Energy (MMTherm/year) | 0 | 5.7797e-05 | 0.00033486 | 0.00032369 | 0.00031239 | 0.00030104 | 0.00028973 | 0.00027855 | 0.00026756 | 0.00025684 | 0.00024645 | 0.00020249 | 3.1299e-05
No | SDG&E | Com | HVAC | 2025 T-24: NR HVAC - Mechanical Heat Recovery Scenario B - Gas Baseline (New Construction + Additions) | Possible | Gas Energy (MMTherm/year) | 0 | 1.4449e-05 | 8.3716e-05 | 8.0922e-05 | 7.8097e-05 | 7.5261e-05 | 7.2434e-05 | 6.9636e-05 | 6.6889e-05 | 6.4209e-05 | 6.1613e-05 | 5.0622e-05 | 7.8246e-06
No | SDG&E | Com | HVAC | 2025 T-24: NR HVAC Controls - Guideline 36 (Alterations) | Possible | Gas Energy (MMTherm/year) | 0 | 0.0063259 | 0.0068904 | 0.0068673 | 0.0068436 | 0.0068195 | 0.0067948 | 0.0067695 | 0.0067438 | 0.0067174 | 0.0066905 | 0.0066631 | 0.0066351
No | SDG&E | Com | HVAC | 2025 T-24: NR HVAC Controls - Guideline 36 (New Construction + Additions) | Possible | Gas Energy (MMTherm/year) | 0 | 0.00026764 | 0.0015962 | 0.0015909 | 0.0015854 | 0.0015798 | 0.0015741 | 0.0015682 | 0.0015622 | 0.0015561 | 0.0015499 | 0.0015436 | 0.0015371
No | SDG&E | Com | HVAC | 2022 T-24: NRA - Air Distribution - Duct Leakage Testing | Possible | Gas Energy (MMTherm/year) | -0.0068948 | -0.0068091 | -0.0067243 | -0.0066408 | -0.006559 | -0.0064793 | -0.0064019 | -0.0063273 | -0.0062556 | -0.006187 | -0.0061216 | -0.0060596 | -0.006001
No | SDG&E | Com | HVAC | 2022 T-24: NRA - Air Distribution - Fan Power Budget | Possible | Gas Energy (MMTherm/year) | -0.0086186 | -0.0085114 | -0.0084054 | -0.008301 | -0.0081987 | -0.0080991 | -0.0080024 | -0.0079091 | -0.0078195 | -0.0077337 | -0.007652 | -0.0075745 | -0.0075013
No | SDG&E | Com | HVAC | 2022 T-24: NRA - Controlled Environment Horticulture - Efficient Dehumidification | Possible | Gas Energy (MMTherm/year) | 0.0025741 | 0.0024111 | 0.0022635 | 0.0021312 | 0.0020137 | 0.0019101 | 0.0018195 | 0.0017407 | 0.0016724 | 0.0016137 | 0.0015633 | 0.0015202 | 0.0014834
No | SDG&E | Com | HVAC | 2022 T-24: NRA - HVAC Controls - Dedicated Outdoor Air Systems (DOAS) | Possible | Gas Energy (MMTherm/year) | 0.001419 | 0.0014112 | 0.0014031 | 0.0013948 | 0.0013861 | 0.0013772 | 0.001368 | 0.0013585 | 0.0013487 | 0.0013386 | 0.0013282 | 0.0013176 | 0.0013067
No | SDG&E | Com | HVAC | 2022 T-24: NRA - HVAC Controls - Exhaust Air Heat Recovery | Possible | Gas Energy (MMTherm/year) | 0.0060821 | 0.0060449 | 0.0060066 | 0.0059674 | 0.0059272 | 0.005886 | 0.0058438 | 0.0058008 | 0.0057568 | 0.0057121 | 0.0056665 | 0.0056203 | 0.0055733
No | SDG&E | Com | HVAC | 2022 T-24: NRA - HVAC Controls - Expand Economizer Requirements | Possible | Gas Energy (MMTherm/year) | -0.00088267 | -0.00086302 | -0.00084433 | -0.0008266 | -0.00080983 | -0.00046443 | 0 | 0 | 0 | 0 | 0 | 0 | 0
No | SDG&E | Com | HVAC | 2022 T-24: NRA - HVAC Controls - VAV Deadband Airflow | Possible | Gas Energy (MMTherm/year) | 0.001331 | 0.00086672 | 0.00054015 | 0.00032675 | 0.00019395 | 0.00011379 | 6.6296e-05 | 3.8468e-05 | 2.2267e-05 | 1.2872e-05 | 7.4346e-06 | 4.2921e-06 | 2.4772e-06
No | SDG&E | Com | HVAC | 2019 T-24: NRA-MECH-HE Fume Hoods in Lab Spaces | Possible | Gas Energy (MMTherm/year) | 0.01127 | 0.010568 | 0.0097479 | 0.0088236 | 0.0078221 | 0.0067827 | 0.0057508 | 0.0047708 | 0.0038784 | 0.0030963 | 0.0002067 | 0 | 0
No | SDG&E | Com | HVAC | 2022 T-24: NRNC - Air Distribution - Duct Leakage Testing | Possible | Gas Energy (MMTherm/year) | -0.0039301 | -0.0038812 | -0.0038329 | -0.0037853 | -0.0037386 | -0.0036932 | -0.0036491 | -0.0036066 | -0.0035657 | -0.0035266 | -0.0034893 | -0.003454 | -0.0034206
No | SDG&E | Com | HVAC | 2022 T-24: NRNC - Air Distribution - Fan Power Budget | Possible | Gas Energy (MMTherm/year) | -0.0039301 | -0.0038812 | -0.0038329 | -0.0037853 | -0.0037386 | -0.0036932 | -0.0036491 | -0.0036066 | -0.0035657 | -0.0035266 | -0.0034893 | -0.003454 | -0.0034206
No | SDG&E | Com | HVAC | 2022 T-24: NRNC - Controlled Environment Horticulture - Efficient Dehumidification | Possible | Gas Energy (MMTherm/year) | 0.0077222 | 0.0072332 | 0.0067905 | 0.0063937 | 0.0060411 | 0.0057304 | 0.0054585 | 0.005222 | 0.0050173 | 0.004841 | 0.0046898 | 0.0045605 | 0.0044503
No | SDG&E | Com | HVAC | 2022 T-24: NRNC - HVAC Controls - Dedicated Outdoor Air Systems (DOAS) | Possible | Gas Energy (MMTherm/year) |  | 0.0012515 | 0.0012462 | 0.0012407 | 0.0012349 | 0.001229 | 0.0012227 | 0.0012163 | 0.0012096 | 0.0012027 | 0.0011955 | 0.0011881 | 0.0011805
No | SDG&E | Com | HVAC | 2022 T-24: NRNC - HVAC Controls - Exhaust Air Heat Recovery | Possible | Gas Energy (MMTherm/year) |  | 0.0026675 | 0.0026507 | 0.0026334 | 0.0026156 | 0.0025974 | 0.0025788 | 0.0025598 | 0.0025404 | 0.0025207 | 0.0025006 | 0.0024802 | 0.0024595
No | SDG&E | Com | HVAC | 2022 T-24: NRNC - HVAC Controls - Expand Economizer Requirements | Possible | Gas Energy (MMTherm/year) |  | -0.00044773 | -0.00043804 | -0.00042884 | -0.00042013 | -0.00041192 | -0.00040418 | -0.00039691 | -0.00039009 | -0.00038371 | -0.00037774 | -0.00037218 | -0.000367
No | SDG&E | Com | HVAC | 2022 T-24: NRNC - HVAC Controls - VAV Deadband Airflow | Possible | Gas Energy (MMTherm/year) |  | 0.00042345 | 0.0002639 | 0.00015964 | 9.4758e-05 | 5.5594e-05 | 3.239e-05 | 1.8794e-05 | 1.0879e-05 | 6.2888e-06 | 3.6323e-06 | 2.097e-06 | 1.2103e-06
No | SDG&E | Com | HVAC | 2019 T-24: NRNC-MECH-ASHRAE 90.1 | Possible | Gas Energy (MMTherm/year) |  | 0.056143 | 0.047719 | 0.039016 | 0.030695 | 0.023306 | 0.017163 | 0.012332 | 0.008694 | 0.0060436 | 0.0041589 | 0.0028416 | 0.0019319
No | SDG&E | Com | HVAC | 2019 T-24: NRNC-MECH-Economizer FDD | Possible | Gas Energy (MMTherm/year) |  | 0.00017884 | 0.00016497 | 0.00014932 | 0.00013237 | 0.00011478 | 9.7321e-05 | 8.0736e-05 | 6.5634e-05 | 5.2399e-05 | 4.1186e-05 | 3.1953e-05 | 2.4528e-05
No | SDG&E | Com | HVAC | 2019 T-24: NRNC-MECH-HE Fume Hoods in Lab Spaces | Possible | Gas Energy (MMTherm/year) |  | 0.006991 | 0.0064486 | 0.0058372 | 0.0051746 | 0.004487 | 0.0038044 | 0.003156 | 0.0025657 | 0.0020483 | 0.00161 | 0.0012491 | 0.00095883
No | SDG&E | Com | HVAC | 2019 T-24: NRNC-MECH-Ventilation & IAQ | Possible | Gas Energy (MMTherm/year) |  | 0.014632 | 0.013497 | 0.012217 | 0.010831 | 0.0093914 | 0.0079626 | 0.0066057 | 0.00537 | 0.0042872 | 0.0033697 | 0.0026143 | 0.0020069
No | SDG&E | Com | HVAC | 2019-21 Fed App: Single package vertical AC and HP - <65,000 Btu/hr | Possible | Gas Energy (MMTherm/year) |  | -1.7487e-05 | -1.7552e-05 | -1.7737e-05 | -1.8016e-05 | -1.8295e-05 | -1.8065e-05 | -1.787e-05 | -1.7704e-05 | -1.3684e-05 | -3.3768e-06 | -3.3576e-06 | -3.3416e-06
No | PG&E | Res | HVAC | 2005 T-24: Duct improvement | On-the-books | Gas Energy (MMTherm/year) | 0 | 0 | 0 | 0 | 0 | 0 | 0 | 0 | 0 | 0 | 0 | 0 | 0
No | PG&E | Res | HVAC | Fed Appliance: Residential Direct Heating Equipment | On-the-books | Gas Energy (MMTherm/year) | 0.011082 | 0.011082 | 0.011082 | 0.0042366 | 0.0014455 | 0.0014455 | 0.0014455 | 0.0014455 | 0.0014455 | 0.0014455 | 0.0014455 | 0.0014455 | 0.0014455
No | PG&E | Res | HVAC | 2016 T-20: Air Filter Labeling | On-the-books | Gas Energy (MMTherm/year) | 0.0012129 | 0.0012086 | 0.0012051 | 0.0012024 | 0.0012002 | 0.0011985 | 0.0011971 | 0.001196 | 0.0011951 | 0.0011944 | 0.0011939 | 0.0011935 | 0.0011931
No | PG&E | Res | HVAC | 2024 T-20: Air Filter Labeling | On-the-books | Gas Energy (MMTherm/year) | 0.0036888 | 0.0037113 | 0.0037338 | 0.0037563 | 0.0037789 | 0.0038014 | 0.0038014 | 0.0038014 | 0.0038014 | 0.0038014 | 0.0038014 | 0.0038014 | 0.0038014
No | PG&E | Res | HVAC | 2022 T-24: MFA - Restructuring - Airflow and Fan Watt Draw | On-the-books | Gas Energy (MMTherm/year) | -0.0016132 | -0.0016077 | -0.0016032 | -0.0015997 | -0.001597 | -0.0015948 | -0.0015931 | -0.0015918 | -0.0015908 | -0.00159 | -0.0015894 | -0.0015889 | -0.0015885
No | PG&E | Res | HVAC | 2022 T-24: MFA - Restructuring - Duct Sealing and Testing | On-the-books | Gas Energy (MMTherm/year) | 0.001661 | 0.0016551 | 0.0016496 | 0.0016446 | 0.0016399 | 0.0016356 | 0.0016316 | 0.001628 | 0.0016246 | 0.0016215 | 0.0016186 | 0.001616 | 0.0016136
No | PG&E | Res | HVAC | 2022 T-24: MFNC - All Electric Package - Single Zone Heat Pump Electric Space Heating for Mid-rise and High-rise MF | On-the-books | Gas Energy (MMTherm/year) | 0.10845 | 0.10538 | 0.10224 | 0.099049 | 0.095854 | 0.092689 | 0.089588 | 0.086584 | 0.083704 | 0.080971 | 0.078403 | 0.076012 | 0.073805
No | PG&E | Res | HVAC | 2022 T-24: MFNC - Indoor Air Quality - Central Ventilation Duct Sealing | On-the-books | Gas Energy (MMTherm/year) | 0.030005 | 0.029654 | 0.029309 | 0.028972 | 0.028646 | 0.02833 | 0.028027 | 0.027737 | 0.027461 | 0.027199 | 0.026952 | 0.026719 | 0.026501
No | PG&E | Res | HVAC | 2022 T-24: MFNC - Indoor Air Quality - Heat or Energy Recovery Ventilator | On-the-books | Gas Energy (MMTherm/year) | 0.034829 | 0.034421 | 0.034021 | 0.03363 | 0.033251 | 0.032885 | 0.032533 | 0.032196 | 0.031876 | 0.031572 | 0.031285 | 0.031014 | 0.030761
No | PG&E | Res | HVAC | 2025 T-24: Multifamily IAQ - Compartmentalization and Balanced or supply-only ventilation (New Construction + Additions) | On-the-books | Gas Energy (MMTherm/year) | 0 | 3.4486e-05 | 0.00013651 | 0.00013618 | 0.00013583 | 0.00013547 | 0.00013509 | 0.00013469 | 0.00013427 | 0.00013383 | 0.00013338 | 0.00013291 | 0.00013243
No | PG&E | Res | HVAC | 2025 T-24: Multifamily Restructuring - Central Ventilation Shaft Sealing (New Construction + Additions) | On-the-books | Gas Energy (MMTherm/year) | 0 | 4.6599e-07 | 1.7962e-06 | 1.7435e-06 | 1.6908e-06 | 1.6382e-06 | 1.5858e-06 | 1.5337e-06 | 1.4819e-06 | 1.4307e-06 | 1.3799e-06 | 1.3299e-06 | 1.2805e-06
No | PG&E | Res | HVAC | 2019 T-24: RA(MF)-MECH-Quality HVAC | On-the-books | Gas Energy (MMTherm/year) |  | -3.317e-05 | -3.0596e-05 | -2.7695e-05 | -2.4552e-05 | -2.1289e-05 | -1.805e-05 | -1.4974e-05 | -1.2173e-05 | -9.7185e-06 | -7.6388e-06 | -5.9263e-06 | -4.5493e-06
No | PG&E | Res | HVAC | 2019 T-24: RA(SF)-MECH-Quality HVAC | On-the-books | Gas Energy (MMTherm/year) |  | -0.00021515 | -0.00019846 | -0.00017964 | -0.00015925 | -0.00013809 | -0.00011708 | -9.7129e-05 | -7.896e-05 | -6.3038e-05 | -4.9548e-05 | -3.844e-05 | -2.9508e-05
No | PG&E | Res | HVAC | 2019-21 Fed App: Residential boilers - gas-fired hot water and electric hot water | On-the-books | Gas Energy (MMTherm/year) |  | 0.002879 | 0.0028635 | 0.0028547 | 0.0028553 | 0.0028544 | 0.0028464 | 0.0028394 | 0.0028334 | 0.0028282 | 0.0028238 | 0.0028201 | 0.0028169
No | PG&E | Res | HVAC | 2019-21 Fed App: Residential boilers - gas-fired steam and electric steam | On-the-books | Gas Energy (MMTherm/year) |  | 0.0002015 | 0.00018905 | 0.00017783 | 0.00016898 | 0.00016004 | 0.00015324 | 0.00014733 | 0.00014223 | 0.00013785 | 0.00013411 | 0.00013093 | 0.00012824
No | PG&E | Res | HVAC | 2019 T-24: RNC(MF)-MECH-Quality HVAC | On-the-books | Gas Energy (MMTherm/year) |  | -0.0013211 | -0.0012186 | -0.001103 | -0.00097785 | -0.0008479 | -0.00071891 | -0.0005964 | -0.00048484 | -0.00038707 | -0.00030424 | -0.00023603 | -0.00018119
No | PG&E | Res | HVAC | 2019 T-24: RNC(SF)-MECH-Quality HVAC | On-the-books | Gas Energy (MMTherm/year) |  | -0.012678 | -0.011695 | -0.010586 | -0.0093844 | -0.0081373 | -0.0068993 | -0.0057236 | -0.004653 | -0.0037147 | -0.0029198 | -0.0022652 | -0.0017389
No | PG&E | Res | HVAC | 2022 T-24: SFA - Prescriptive duct insulation | On-the-books | Gas Energy (MMTherm/year) |  | 0.0022133 | 0.0021947 | 0.0021773 | 0.0021611 | 0.0021462 | 0.0021324 | 0.0021199 | 0.0021085 | 0.0020981 | 0.0020888 | 0.0020804 | 0.0020728
No | PG&E | Res | HVAC | 2022 T-24: SFA - Prescriptive duct sealing | On-the-books | Gas Energy (MMTherm/year) |  | 0.032116 | 0.031775 | 0.031496 | 0.031269 | 0.031086 | 0.030937 | 0.030817 | 0.030721 | 0.030643 | 0.030581 | 0.03053 | 0.03049
No | PG&E | Res | HVAC | 2005 T-24: Duct improvement | Expected | Gas Energy (MMTherm/year) | 0 | 0 | 0 | 0 | 0 | 0 | 0 | 0 | 0 | 0 | 0 | 0 | 0
No | PG&E | Res | HVAC | Fed Appliance: Residential Direct Heating Equipment | Expected | Gas Energy (MMTherm/year) | 0.011082 | 0.011082 | 0.011082 | 0.0042366 | 0.0014455 | 0.0014455 | 0.0014455 | 0.0014455 | 0.0014455 | 0.0014455 | 0.0014455 | 0.0014455 | 0.0014455
No | PG&E | Res | HVAC | 2016 T-20: Air Filter Labeling | Expected | Gas Energy (MMTherm/year) | 0.0012129 | 0.0012086 | 0.0012051 | 0.0012024 | 0.0012002 | 0.0011985 | 0.0011971 | 0.001196 | 0.0011951 | 0.0011944 | 0.0011939 | 0.0011935 | 0.0011931
No | PG&E | Res | HVAC | 2024 T-20: Air Filter Labeling | Expected | Gas Energy (MMTherm/year) | 0.0036888 | 0.0037113 | 0.0037338 | 0.0037563 | 0.0037789 | 0.0038014 | 0.0038014 | 0.0038014 | 0.0038014 | 0.0038014 | 0.0038014 | 0.0038014 | 0.0038014
No | PG&E | Res | HVAC | 2022 T-24: MFA - Restructuring - Airflow and Fan Watt Draw | Expected | Gas Energy (MMTherm/year) | -0.0016132 | -0.0016077 | -0.0016032 | -0.0015997 | -0.001597 | -0.0015948 | -0.0015931 | -0.0015918 | -0.0015908 | -0.00159 | -0.0015894 | -0.0015889 | -0.0015885
No | PG&E | Res | HVAC | 2022 T-24: MFA - Restructuring - Duct Sealing and Testing | Expected | Gas Energy (MMTherm/year) | 0.001661 | 0.0016551 | 0.0016496 | 0.0016446 | 0.0016399 | 0.0016356 | 0.0016316 | 0.001628 | 0.0016246 | 0.0016215 | 0.0016186 | 0.001616 | 0.0016136
No | PG&E | Res | HVAC | 2022 T-24: MFNC - All Electric Package - Single Zone Heat Pump Electric Space Heating for Mid-rise and High-rise MF | Expected | Gas Energy (MMTherm/year) | 0.10845 | 0.10538 | 0.10224 | 0.099049 | 0.095854 | 0.092689 | 0.089588 | 0.086584 | 0.083704 | 0.080971 | 0.078403 | 0.076012 | 0.073805
No | PG&E | Res | HVAC | 2022 T-24: MFNC - Indoor Air Quality - Central Ventilation Duct Sealing | Expected | Gas Energy (MMTherm/year) | 0.030005 | 0.029654 | 0.029309 | 0.028972 | 0.028646 | 0.02833 | 0.028027 | 0.027737 | 0.027461 | 0.027199 | 0.026952 | 0.026719 | 0.026501
No | PG&E | Res | HVAC | 2022 T-24: MFNC - Indoor Air Quality - Heat or Energy Recovery Ventilator | Expected | Gas Energy (MMTherm/year) | 0.034829 | 0.034421 | 0.034021 | 0.03363 | 0.033251 | 0.032885 | 0.032533 | 0.032196 | 0.031876 | 0.031572 | 0.031285 | 0.031014 | 0.030761
No | PG&E | Res | HVAC | 2025 T-24: Multifamily IAQ - Compartmentalization and Balanced or supply-only ventilation (New Construction + Additions) | Expected | Gas Energy (MMTherm/year) | 0 | 3.4486e-05 | 0.00013651 | 0.00013618 | 0.00013583 | 0.00013547 | 0.00013509 | 0.00013469 | 0.00013427 | 0.00013383 | 0.00013338 | 0.00013291 | 0.00013243
No | PG&E | Res | HVAC | 2025 T-24: Multifamily Restructuring - Central Ventilation Shaft Sealing (New Construction + Additions) | Expected | Gas Energy (MMTherm/year) | 0 | 4.6599e-07 | 1.7962e-06 | 1.7435e-06 | 1.6908e-06 | 1.6382e-06 | 1.5858e-06 | 1.5337e-06 | 1.4819e-06 | 1.4307e-06 | 1.3799e-06 | 1.3299e-06 | 1.2805e-06
No | PG&E | Res | HVAC | 2019 T-24: RA(MF)-MECH-Quality HVAC | Expected | Gas Energy (MMTherm/year) |  | -3.317e-05 | -3.0596e-05 | -2.7695e-05 | -2.4552e-05 | -2.1289e-05 | -1.805e-05 | -1.4974e-05 | -1.2173e-05 | -9.7185e-06 | -7.6388e-06 | -5.9263e-06 | -4.5493e-06
No | PG&E | Res | HVAC | 2019 T-24: RA(SF)-MECH-Quality HVAC | Expected | Gas Energy (MMTherm/year) |  | -0.00021515 | -0.00019846 | -0.00017964 | -0.00015925 | -0.00013809 | -0.00011708 | -9.7129e-05 | -7.896e-05 | -6.3038e-05 | -4.9548e-05 | -3.844e-05 | -2.9508e-05
No | PG&E | Res | HVAC | 2019-21 Fed App: Residential boilers - gas-fired hot water and electric hot water | Expected | Gas Energy (MMTherm/year) |  | 0.002879 | 0.0028635 | 0.0028547 | 0.0028553 | 0.0028544 | 0.0028464 | 0.0028394 | 0.0028334 | 0.0028282 | 0.0028238 | 0.0028201 | 0.0028169
No | PG&E | Res | HVAC | 2019-21 Fed App: Residential boilers - gas-fired steam and electric steam | Expected | Gas Energy (MMTherm/year) |  | 0.0002015 | 0.00018905 | 0.00017783 | 0.00016898 | 0.00016004 | 0.00015324 | 0.00014733 | 0.00014223 | 0.00013785 | 0.00013411 | 0.00013093 | 0.00012824
No | PG&E | Res | HVAC | 2019 T-24: RNC(MF)-MECH-Quality HVAC | Expected | Gas Energy (MMTherm/year) |  | -0.0013211 | -0.0012186 | -0.001103 | -0.00097785 | -0.0008479 | -0.00071891 | -0.0005964 | -0.00048484 | -0.00038707 | -0.00030424 | -0.00023603 | -0.00018119
No | PG&E | Res | HVAC | 2019 T-24: RNC(SF)-MECH-Quality HVAC | Expected | Gas Energy (MMTherm/year) |  | -0.012678 | -0.011695 | -0.010586 | -0.0093844 | -0.0081373 | -0.0068993 | -0.0057236 | -0.004653 | -0.0037147 | -0.0029198 | -0.0022652 | -0.0017389
No | PG&E | Res | HVAC | 2022 T-24: SFA - Prescriptive duct insulation | Expected | Gas Energy (MMTherm/year) |  | 0.0022133 | 0.0021947 | 0.0021773 | 0.0021611 | 0.0021462 | 0.0021324 | 0.0021199 | 0.0021085 | 0.0020981 | 0.0020888 | 0.0020804 | 0.0020728
No | PG&E | Res | HVAC | 2022 T-24: SFA - Prescriptive duct sealing | Expected | Gas Energy (MMTherm/year) |  | 0.032116 | 0.031775 | 0.031496 | 0.031269 | 0.031086 | 0.030937 | 0.030817 | 0.030721 | 0.030643 | 0.030581 | 0.03053 | 0.03049
No | PG&E | Res | HVAC | 2005 T-24: Duct improvement | Possible | Gas Energy (MMTherm/year) | 0 | 0 | 0 | 0 | 0 | 0 | 0 | 0 | 0 | 0 | 0 | 0 | 0
No | PG&E | Res | HVAC | Fed Appliance: Residential Direct Heating Equipment | Possible | Gas Energy (MMTherm/year) | 0.011082 | 0.011082 | 0.011082 | 0.0042366 | 0.0014455 | 0.0014455 | 0.0014455 | 0.0014455 | 0.0014455 | 0.0014455 | 0.0014455 | 0.0014455 | 0.0014455
No | PG&E | Res | HVAC | 2016 T-20: Air Filter Labeling | Possible | Gas Energy (MMTherm/year) | 0.0012129 | 0.0012086 | 0.0012051 | 0.0012024 | 0.0012002 | 0.0011985 | 0.0011971 | 0.001196 | 0.0011951 | 0.0011944 | 0.0011939 | 0.0011935 | 0.0011931
No | PG&E | Res | HVAC | 2024 T-20: Air Filter Labeling | Possible | Gas Energy (MMTherm/year) | 0.0036888 | 0.0037113 | 0.0037338 | 0.0037563 | 0.0037789 | 0.0038014 | 0.0038014 | 0.0038014 | 0.0038014 | 0.0038014 | 0.0038014 | 0.0038014 | 0.0038014
No | PG&E | Res | HVAC | 2022 T-24: MFA - Restructuring - Airflow and Fan Watt Draw | Possible | Gas Energy (MMTherm/year) | -0.0016132 | -0.0016077 | -0.0016032 | -0.0015997 | -0.001597 | -0.0015948 | -0.0015931 | -0.0015918 | -0.0015908 | -0.00159 | -0.0015894 | -0.0015889 | -0.0015885
No | PG&E | Res | HVAC | 2022 T-24: MFA - Restructuring - Duct Sealing and Testing | Possible | Gas Energy (MMTherm/year) | 0.001661 | 0.0016551 | 0.0016496 | 0.0016446 | 0.0016399 | 0.0016356 | 0.0016316 | 0.001628 | 0.0016246 | 0.0016215 | 0.0016186 | 0.001616 | 0.0016136
No | PG&E | Res | HVAC | 2022 T-24: MFNC - All Electric Package - Single Zone Heat Pump Electric Space Heating for Mid-rise and High-rise MF | Possible | Gas Energy (MMTherm/year) | 0.10845 | 0.10538 | 0.10224 | 0.099049 | 0.095854 | 0.092689 | 0.089588 | 0.086584 | 0.083704 | 0.080971 | 0.078403 | 0.076012 | 0.073805
No | PG&E | Res | HVAC | 2022 T-24: MFNC - Indoor Air Quality - Central Ventilation Duct Sealing | Possible | Gas Energy (MMTherm/year) | 0.030005 | 0.029654 | 0.029309 | 0.028972 | 0.028646 | 0.02833 | 0.028027 | 0.027737 | 0.027461 | 0.027199 | 0.026952 | 0.026719 | 0.026501
No | PG&E | Res | HVAC | 2022 T-24: MFNC - Indoor Air Quality - Heat or Energy Recovery Ventilator | Possible | Gas Energy (MMTherm/year) | 0.034829 | 0.034421 | 0.034021 | 0.03363 | 0.033251 | 0.032885 | 0.032533 | 0.032196 | 0.031876 | 0.031572 | 0.031285 | 0.031014 | 0.030761
No | PG&E | Res | HVAC | 2025 T-24: Multifamily IAQ - Compartmentalization and Balanced or supply-only ventilation (New Construction + Additions) | Possible | Gas Energy (MMTherm/year) | 0 | 3.4486e-05 | 0.00013651 | 0.00013618 | 0.00013583 | 0.00013547 | 0.00013509 | 0.00013469 | 0.00013427 | 0.00013383 | 0.00013338 | 0.00013291 | 0.00013243
No | PG&E | Res | HVAC | 2025 T-24: Multifamily Restructuring - Central Ventilation Shaft Sealing (New Construction + Additions) | Possible | Gas Energy (MMTherm/year) | 0 | 4.6599e-07 | 1.7962e-06 | 1.7435e-06 | 1.6908e-06 | 1.6382e-06 | 1.5858e-06 | 1.5337e-06 | 1.4819e-06 | 1.4307e-06 | 1.3799e-06 | 1.3299e-06 | 1.2805e-06
No | PG&E | Res | HVAC | 2019 T-24: RA(MF)-MECH-Quality HVAC | Possible | Gas Energy (MMTherm/year) |  | -3.317e-05 | -3.0596e-05 | -2.7695e-05 | -2.4552e-05 | -2.1289e-05 | -1.805e-05 | -1.4974e-05 | -1.2173e-05 | -9.7185e-06 | -7.6388e-06 | -5.9263e-06 | -4.5493e-06
No | PG&E | Res | HVAC | 2019 T-24: RA(SF)-MECH-Quality HVAC | Possible | Gas Energy (MMTherm/year) |  | -0.00021515 | -0.00019846 | -0.00017964 | -0.00015925 | -0.00013809 | -0.00011708 | -9.7129e-05 | -7.896e-05 | -6.3038e-05 | -4.9548e-05 | -3.844e-05 | -2.9508e-05
No | PG&E | Res | HVAC | 2019-21 Fed App: Residential boilers - gas-fired hot water and electric hot water | Possible | Gas Energy (MMTherm/year) |  | 0.002879 | 0.0028635 | 0.0028547 | 0.0028553 | 0.0028544 | 0.0028464 | 0.0028394 | 0.0028334 | 0.0028282 | 0.0028238 | 0.0028201 | 0.0028169
No | PG&E | Res | HVAC | 2019-21 Fed App: Residential boilers - gas-fired steam and electric steam | Possible | Gas Energy (MMTherm/year) |  | 0.0002015 | 0.00018905 | 0.00017783 | 0.00016898 | 0.00016004 | 0.00015324 | 0.00014733 | 0.00014223 | 0.00013785 | 0.00013411 | 0.00013093 | 0.00012824
No | PG&E | Res | HVAC | 2019 T-24: RNC(MF)-MECH-Quality HVAC | Possible | Gas Energy (MMTherm/year) |  | -0.0013211 | -0.0012186 | -0.001103 | -0.00097785 | -0.0008479 | -0.00071891 | -0.0005964 | -0.00048484 | -0.00038707 | -0.00030424 | -0.00023603 | -0.00018119
No | PG&E | Res | HVAC | 2019 T-24: RNC(SF)-MECH-Quality HVAC | Possible | Gas Energy (MMTherm/year) |  | -0.012678 | -0.011695 | -0.010586 | -0.0093844 | -0.0081373 | -0.0068993 | -0.0057236 | -0.004653 | -0.0037147 | -0.0029198 | -0.0022652 | -0.0017389
No | PG&E | Res | HVAC | 2022 T-24: SFA - Prescriptive duct insulation | Possible | Gas Energy (MMTherm/year) |  | 0.0022133 | 0.0021947 | 0.0021773 | 0.0021611 | 0.0021462 | 0.0021324 | 0.0021199 | 0.0021085 | 0.0020981 | 0.0020888 | 0.0020804 | 0.0020728
No | PG&E | Res | HVAC | 2022 T-24: SFA - Prescriptive duct sealing | Possible | Gas Energy (MMTherm/year) |  | 0.032116 | 0.031775 | 0.031496 | 0.031269 | 0.031086 | 0.030937 | 0.030817 | 0.030721 | 0.030643 | 0.030581 | 0.03053 | 0.03049
No | SCG | Res | HVAC | 2005 T-24: Duct improvement | On-the-books | Gas Energy (MMTherm/year) | 0 | 0 | 0 | 0 | 0 | 0 | 0 | 0 | 0 | 0 | 0 | 0 | 0
No | SCG | Res | HVAC | Fed Appliance: Residential Direct Heating Equipment | On-the-books | Gas Energy (MMTherm/year) | 0.012343 | 0.012343 | 0.012343 | 0.0047186 | 0.00161 | 0.00161 | 0.00161 | 0.00161 | 0.00161 | 0.00161 | 0.00161 | 0.00161 | 0.00161
No | SCG | Res | HVAC | 2016 T-20: Air Filter Labeling | On-the-books | Gas Energy (MMTherm/year) | 0.0013508 | 0.0013461 | 0.0013423 | 0.0013392 | 0.0013368 | 0.0013348 | 0.0013333 | 0.0013321 | 0.0013311 | 0.0013303 | 0.0013297 | 0.0013293 | 0.0013289
No | SCG | Res | HVAC | 2024 T-20: Air Filter Labeling | On-the-books | Gas Energy (MMTherm/year) | 0.0041085 | 0.0041335 | 0.0041586 | 0.0041837 | 0.0042088 | 0.0042339 | 0.0042339 | 0.0042339 | 0.0042339 | 0.0042339 | 0.0042339 | 0.0042339 | 0.0042339
No | SCG | Res | HVAC | 2022 T-24: MFA - Restructuring - Airflow and Fan Watt Draw | On-the-books | Gas Energy (MMTherm/year) | -0.0017968 | -0.0017906 | -0.0017856 | -0.0017817 | -0.0017787 | -0.0017763 | -0.0017744 | -0.0017729 | -0.0017718 | -0.0017709 | -0.0017702 | -0.0017696 | -0.0017692
No | SCG | Res | HVAC | 2022 T-24: MFA - Restructuring - Duct Sealing and Testing | On-the-books | Gas Energy (MMTherm/year) | 0.0018499 | 0.0018434 | 0.0018373 | 0.0018317 | 0.0018265 | 0.0018217 | 0.0018172 | 0.0018132 | 0.0018094 | 0.001806 | 0.0018028 | 0.0017998 | 0.0017972
No | SCG | Res | HVAC | 2022 T-24: MFNC - All Electric Package - Single Zone Heat Pump Electric Space Heating for Mid-rise and High-rise MF | On-the-books | Gas Energy (MMTherm/year) | 0.12079 | 0.11737 | 0.11387 | 0.11032 | 0.10676 | 0.10323 | 0.099781 | 0.096435 | 0.093227 | 0.090183 | 0.087323 | 0.084661 | 0.082202
No | SCG | Res | HVAC | 2022 T-24: MFNC - Indoor Air Quality - Central Ventilation Duct Sealing | On-the-books | Gas Energy (MMTherm/year) | 0.033419 | 0.033028 | 0.032643 | 0.032269 | 0.031905 | 0.031554 | 0.031216 | 0.030893 | 0.030585 | 0.030294 | 0.030018 | 0.029759 | 0.029516
No | SCG | Res | HVAC | 2022 T-24: MFNC - Indoor Air Quality - Heat or Energy Recovery Ventilator | On-the-books | Gas Energy (MMTherm/year) | 0.038792 | 0.038337 | 0.037891 | 0.037456 | 0.037034 | 0.036626 | 0.036234 | 0.035859 | 0.035502 | 0.035164 | 0.034844 | 0.034543 | 0.034261
No | SCG | Res | HVAC | 2025 T-24: Multifamily IAQ - Compartmentalization and Balanced or supply-only ventilation (New Construction + Additions) | On-the-books | Gas Energy (MMTherm/year) | 0 | 3.8409e-05 | 0.00015204 | 0.00015167 | 0.00015128 | 0.00015088 | 0.00015045 | 0.00015001 | 0.00014955 | 0.00014906 | 0.00014856 | 0.00014804 | 0.0001475
No | SCG | Res | HVAC | 2025 T-24: Multifamily Restructuring - Central Ventilation Shaft Sealing (New Construction + Additions) | On-the-books | Gas Energy (MMTherm/year) | 0 | 5.19e-07 | 2.0005e-06 | 1.9418e-06 | 1.8831e-06 | 1.8246e-06 | 1.7662e-06 | 1.7082e-06 | 1.6505e-06 | 1.5934e-06 | 1.5369e-06 | 1.4812e-06 | 1.4262e-06
No | SCG | Res | HVAC | 2019 T-24: RA(MF)-MECH-Quality HVAC | On-the-books | Gas Energy (MMTherm/year) |  | -3.6944e-05 | -3.4077e-05 | -3.0846e-05 | -2.7345e-05 | -2.3711e-05 | -2.0104e-05 | -1.6678e-05 | -1.3558e-05 | -1.0824e-05 | -8.5078e-06 | -6.6006e-06 | -5.0669e-06
No | SCG | Res | HVAC | 2019 T-24: RA(SF)-MECH-Quality HVAC | On-the-books | Gas Energy (MMTherm/year) |  | -0.00023963 | -0.00022104 | -0.00020008 | -0.00017737 | -0.0001538 | -0.0001304 | -0.00010818 | -8.7944e-05 | -7.021e-05 | -5.5185e-05 | -4.2814e-05 | -3.2866e-05
No | SCG | Res | HVAC | 2019-21 Fed App: Residential boilers - gas-fired hot water and electric hot water | On-the-books | Gas Energy (MMTherm/year) |  | 0.0032066 | 0.0031893 | 0.0031795 | 0.0031802 | 0.0031791 | 0.0031702 | 0.0031625 | 0.0031558 | 0.00315 | 0.0031451 | 0.0031409 | 0.0031374
No | SCG | Res | HVAC | 2019-21 Fed App: Residential boilers - gas-fired steam and electric steam | On-the-books | Gas Energy (MMTherm/year) |  | 0.00022442 | 0.00021056 | 0.00019806 | 0.00018821 | 0.00017825 | 0.00017068 | 0.00016409 | 0.00015841 | 0.00015353 | 0.00014937 | 0.00014583 | 0.00014283
No | SCG | Res | HVAC | 2019 T-24: RNC(MF)-MECH-Quality HVAC | On-the-books | Gas Energy (MMTherm/year) |  | -0.0014714 | -0.0013572 | -0.0012285 | -0.0010891 | -0.00094437 | -0.0008007 | -0.00066425 | -0.00054 | -0.00043111 | -0.00033885 | -0.00026289 | -0.0002018
No | SCG | Res | HVAC | 2019 T-24: RNC(SF)-MECH-Quality HVAC | On-the-books | Gas Energy (MMTherm/year) |  | -0.014121 | -0.013025 | -0.01179 | -0.010452 | -0.0090631 | -0.0076843 | -0.0063748 | -0.0051823 | -0.0041373 | -0.0032519 | -0.0025229 | -0.0019367
No | SCG | Res | HVAC | 2022 T-24: SFA - Prescriptive duct insulation | On-the-books | Gas Energy (MMTherm/year) |  | 0.0024651 | 0.0024444 | 0.002425 | 0.002407 | 0.0023904 | 0.0023751 | 0.0023611 | 0.0023483 | 0.0023368 | 0.0023264 | 0.002317 | 0.0023087
No | SCG | Res | HVAC | 2022 T-24: SFA - Prescriptive duct sealing | On-the-books | Gas Energy (MMTherm/year) |  | 0.03577 | 0.03539 | 0.035079 | 0.034827 | 0.034622 | 0.034457 | 0.034323 | 0.034216 | 0.034129 | 0.03406 | 0.034004 | 0.033959
No | SCG | Res | HVAC | 2005 T-24: Duct improvement | Expected | Gas Energy (MMTherm/year) | 0 | 0 | 0 | 0 | 0 | 0 | 0 | 0 | 0 | 0 | 0 | 0 | 0
No | SCG | Res | HVAC | Fed Appliance: Residential Direct Heating Equipment | Expected | Gas Energy (MMTherm/year) | 0.012343 | 0.012343 | 0.012343 | 0.0047186 | 0.00161 | 0.00161 | 0.00161 | 0.00161 | 0.00161 | 0.00161 | 0.00161 | 0.00161 | 0.00161
No | SCG | Res | HVAC | 2016 T-20: Air Filter Labeling | Expected | Gas Energy (MMTherm/year) | 0.0013508 | 0.0013461 | 0.0013423 | 0.0013392 | 0.0013368 | 0.0013348 | 0.0013333 | 0.0013321 | 0.0013311 | 0.0013303 | 0.0013297 | 0.0013293 | 0.0013289
No | SCG | Res | HVAC | 2024 T-20: Air Filter Labeling | Expected | Gas Energy (MMTherm/year) | 0.0041085 | 0.0041335 | 0.0041586 | 0.0041837 | 0.0042088 | 0.0042339 | 0.0042339 | 0.0042339 | 0.0042339 | 0.0042339 | 0.0042339 | 0.0042339 | 0.0042339
No | SCG | Res | HVAC | 2022 T-24: MFA - Restructuring - Airflow and Fan Watt Draw | Expected | Gas Energy (MMTherm/year) | -0.0017968 | -0.0017906 | -0.0017856 | -0.0017817 | -0.0017787 | -0.0017763 | -0.0017744 | -0.0017729 | -0.0017718 | -0.0017709 | -0.0017702 | -0.0017696 | -0.0017692
No | SCG | Res | HVAC | 2022 T-24: MFA - Restructuring - Duct Sealing and Testing | Expected | Gas Energy (MMTherm/year) | 0.0018499 | 0.0018434 | 0.0018373 | 0.0018317 | 0.0018265 | 0.0018217 | 0.0018172 | 0.0018132 | 0.0018094 | 0.001806 | 0.0018028 | 0.0017998 | 0.0017972
No | SCG | Res | HVAC | 2022 T-24: MFNC - All Electric Package - Single Zone Heat Pump Electric Space Heating for Mid-rise and High-rise MF | Expected | Gas Energy (MMTherm/year) | 0.12079 | 0.11737 | 0.11387 | 0.11032 | 0.10676 | 0.10323 | 0.099781 | 0.096435 | 0.093227 | 0.090183 | 0.087323 | 0.084661 | 0.082202
No | SCG | Res | HVAC | 2022 T-24: MFNC - Indoor Air Quality - Central Ventilation Duct Sealing | Expected | Gas Energy (MMTherm/year) | 0.033419 | 0.033028 | 0.032643 | 0.032269 | 0.031905 | 0.031554 | 0.031216 | 0.030893 | 0.030585 | 0.030294 | 0.030018 | 0.029759 | 0.029516
No | SCG | Res | HVAC | 2022 T-24: MFNC - Indoor Air Quality - Heat or Energy Recovery Ventilator | Expected | Gas Energy (MMTherm/year) | 0.038792 | 0.038337 | 0.037891 | 0.037456 | 0.037034 | 0.036626 | 0.036234 | 0.035859 | 0.035502 | 0.035164 | 0.034844 | 0.034543 | 0.034261
No | SCG | Res | HVAC | 2025 T-24: Multifamily IAQ - Compartmentalization and Balanced or supply-only ventilation (New Construction + Additions) | Expected | Gas Energy (MMTherm/year) | 0 | 3.8409e-05 | 0.00015204 | 0.00015167 | 0.00015128 | 0.00015088 | 0.00015045 | 0.00015001 | 0.00014955 | 0.00014906 | 0.00014856 | 0.00014804 | 0.0001475
No | SCG | Res | HVAC | 2025 T-24: Multifamily Restructuring - Central Ventilation Shaft Sealing (New Construction + Additions) | Expected | Gas Energy (MMTherm/year) | 0 | 5.19e-07 | 2.0005e-06 | 1.9418e-06 | 1.8831e-06 | 1.8246e-06 | 1.7662e-06 | 1.7082e-06 | 1.6505e-06 | 1.5934e-06 | 1.5369e-06 | 1.4812e-06 | 1.4262e-06
No | SCG | Res | HVAC | 2019 T-24: RA(MF)-MECH-Quality HVAC | Expected | Gas Energy (MMTherm/year) |  | -3.6944e-05 | -3.4077e-05 | -3.0846e-05 | -2.7345e-05 | -2.3711e-05 | -2.0104e-05 | -1.6678e-05 | -1.3558e-05 | -1.0824e-05 | -8.5078e-06 | -6.6006e-06 | -5.0669e-06
No | SCG | Res | HVAC | 2019 T-24: RA(SF)-MECH-Quality HVAC | Expected | Gas Energy (MMTherm/year) |  | -0.00023963 | -0.00022104 | -0.00020008 | -0.00017737 | -0.0001538 | -0.0001304 | -0.00010818 | -8.7944e-05 | -7.021e-05 | -5.5185e-05 | -4.2814e-05 | -3.2866e-05
No | SCG | Res | HVAC | 2019-21 Fed App: Residential boilers - gas-fired hot water and electric hot water | Expected | Gas Energy (MMTherm/year) |  | 0.0032066 | 0.0031893 | 0.0031795 | 0.0031802 | 0.0031791 | 0.0031702 | 0.0031625 | 0.0031558 | 0.00315 | 0.0031451 | 0.0031409 | 0.0031374
No | SCG | Res | HVAC | 2019-21 Fed App: Residential boilers - gas-fired steam and electric steam | Expected | Gas Energy (MMTherm/year) |  | 0.00022442 | 0.00021056 | 0.00019806 | 0.00018821 | 0.00017825 | 0.00017068 | 0.00016409 | 0.00015841 | 0.00015353 | 0.00014937 | 0.00014583 | 0.00014283
No | SCG | Res | HVAC | 2019 T-24: RNC(MF)-MECH-Quality HVAC | Expected | Gas Energy (MMTherm/year) |  | -0.0014714 | -0.0013572 | -0.0012285 | -0.0010891 | -0.00094437 | -0.0008007 | -0.00066425 | -0.00054 | -0.00043111 | -0.00033885 | -0.00026289 | -0.0002018
No | SCG | Res | HVAC | 2019 T-24: RNC(SF)-MECH-Quality HVAC | Expected | Gas Energy (MMTherm/year) |  | -0.014121 | -0.013025 | -0.01179 | -0.010452 | -0.0090631 | -0.0076843 | -0.0063748 | -0.0051823 | -0.0041373 | -0.0032519 | -0.0025229 | -0.0019367
No | SCG | Res | HVAC | 2022 T-24: SFA - Prescriptive duct insulation | Expected | Gas Energy (MMTherm/year) |  | 0.0024651 | 0.0024444 | 0.002425 | 0.002407 | 0.0023904 | 0.0023751 | 0.0023611 | 0.0023483 | 0.0023368 | 0.0023264 | 0.002317 | 0.0023087
No | SCG | Res | HVAC | 2022 T-24: SFA - Prescriptive duct sealing | Expected | Gas Energy (MMTherm/year) |  | 0.03577 | 0.03539 | 0.035079 | 0.034827 | 0.034622 | 0.034457 | 0.034323 | 0.034216 | 0.034129 | 0.03406 | 0.034004 | 0.033959
No | SCG | Res | HVAC | 2005 T-24: Duct improvement | Possible | Gas Energy (MMTherm/year) | 0 | 0 | 0 | 0 | 0 | 0 | 0 | 0 | 0 | 0 | 0 | 0 | 0
No | SCG | Res | HVAC | Fed Appliance: Residential Direct Heating Equipment | Possible | Gas Energy (MMTherm/year) | 0.012343 | 0.012343 | 0.012343 | 0.0047186 | 0.00161 | 0.00161 | 0.00161 | 0.00161 | 0.00161 | 0.00161 | 0.00161 | 0.00161 | 0.00161
No | SCG | Res | HVAC | 2016 T-20: Air Filter Labeling | Possible | Gas Energy (MMTherm/year) | 0.0013508 | 0.0013461 | 0.0013423 | 0.0013392 | 0.0013368 | 0.0013348 | 0.0013333 | 0.0013321 | 0.0013311 | 0.0013303 | 0.0013297 | 0.0013293 | 0.0013289
No | SCG | Res | HVAC | 2024 T-20: Air Filter Labeling | Possible | Gas Energy (MMTherm/year) | 0.0041085 | 0.0041335 | 0.0041586 | 0.0041837 | 0.0042088 | 0.0042339 | 0.0042339 | 0.0042339 | 0.0042339 | 0.0042339 | 0.0042339 | 0.0042339 | 0.0042339
No | SCG | Res | HVAC | 2022 T-24: MFA - Restructuring - Airflow and Fan Watt Draw | Possible | Gas Energy (MMTherm/year) | -0.0017968 | -0.0017906 | -0.0017856 | -0.0017817 | -0.0017787 | -0.0017763 | -0.0017744 | -0.0017729 | -0.0017718 | -0.0017709 | -0.0017702 | -0.0017696 | -0.0017692
No | SCG | Res | HVAC | 2022 T-24: MFA - Restructuring - Duct Sealing and Testing | Possible | Gas Energy (MMTherm/year) | 0.0018499 | 0.0018434 | 0.0018373 | 0.0018317 | 0.0018265 | 0.0018217 | 0.0018172 | 0.0018132 | 0.0018094 | 0.001806 | 0.0018028 | 0.0017998 | 0.0017972
No | SCG | Res | HVAC | 2022 T-24: MFNC - All Electric Package - Single Zone Heat Pump Electric Space Heating for Mid-rise and High-rise MF | Possible | Gas Energy (MMTherm/year) | 0.12079 | 0.11737 | 0.11387 | 0.11032 | 0.10676 | 0.10323 | 0.099781 | 0.096435 | 0.093227 | 0.090183 | 0.087323 | 0.084661 | 0.082202
No | SCG | Res | HVAC | 2022 T-24: MFNC - Indoor Air Quality - Central Ventilation Duct Sealing | Possible | Gas Energy (MMTherm/year) | 0.033419 | 0.033028 | 0.032643 | 0.032269 | 0.031905 | 0.031554 | 0.031216 | 0.030893 | 0.030585 | 0.030294 | 0.030018 | 0.029759 | 0.029516
No | SCG | Res | HVAC | 2022 T-24: MFNC - Indoor Air Quality - Heat or Energy Recovery Ventilator | Possible | Gas Energy (MMTherm/year) | 0.038792 | 0.038337 | 0.037891 | 0.037456 | 0.037034 | 0.036626 | 0.036234 | 0.035859 | 0.035502 | 0.035164 | 0.034844 | 0.034543 | 0.034261
No | SCG | Res | HVAC | 2025 T-24: Multifamily IAQ - Compartmentalization and Balanced or supply-only ventilation (New Construction + Additions) | Possible | Gas Energy (MMTherm/year) | 0 | 3.8409e-05 | 0.00015204 | 0.00015167 | 0.00015128 | 0.00015088 | 0.00015045 | 0.00015001 | 0.00014955 | 0.00014906 | 0.00014856 | 0.00014804 | 0.0001475
No | SCG | Res | HVAC | 2025 T-24: Multifamily Restructuring - Central Ventilation Shaft Sealing (New Construction + Additions) | Possible | Gas Energy (MMTherm/year) | 0 | 5.19e-07 | 2.0005e-06 | 1.9418e-06 | 1.8831e-06 | 1.8246e-06 | 1.7662e-06 | 1.7082e-06 | 1.6505e-06 | 1.5934e-06 | 1.5369e-06 | 1.4812e-06 | 1.4262e-06
No | SCG | Res | HVAC | 2019 T-24: RA(MF)-MECH-Quality HVAC | Possible | Gas Energy (MMTherm/year) |  | -3.6944e-05 | -3.4077e-05 | -3.0846e-05 | -2.7345e-05 | -2.3711e-05 | -2.0104e-05 | -1.6678e-05 | -1.3558e-05 | -1.0824e-05 | -8.5078e-06 | -6.6006e-06 | -5.0669e-06
No | SCG | Res | HVAC | 2019 T-24: RA(SF)-MECH-Quality HVAC | Possible | Gas Energy (MMTherm/year) |  | -0.00023963 | -0.00022104 | -0.00020008 | -0.00017737 | -0.0001538 | -0.0001304 | -0.00010818 | -8.7944e-05 | -7.021e-05 | -5.5185e-05 | -4.2814e-05 | -3.2866e-05
No | SCG | Res | HVAC | 2019-21 Fed App: Residential boilers - gas-fired hot water and electric hot water | Possible | Gas Energy (MMTherm/year) |  | 0.0032066 | 0.0031893 | 0.0031795 | 0.0031802 | 0.0031791 | 0.0031702 | 0.0031625 | 0.0031558 | 0.00315 | 0.0031451 | 0.0031409 | 0.0031374
No | SCG | Res | HVAC | 2019-21 Fed App: Residential boilers - gas-fired steam and electric steam | Possible | Gas Energy (MMTherm/year) |  | 0.00022442 | 0.00021056 | 0.00019806 | 0.00018821 | 0.00017825 | 0.00017068 | 0.00016409 | 0.00015841 | 0.00015353 | 0.00014937 | 0.00014583 | 0.00014283
No | SCG | Res | HVAC | 2019 T-24: RNC(MF)-MECH-Quality HVAC | Possible | Gas Energy (MMTherm/year) |  | -0.0014714 | -0.0013572 | -0.0012285 | -0.0010891 | -0.00094437 | -0.0008007 | -0.00066425 | -0.00054 | -0.00043111 | -0.00033885 | -0.00026289 | -0.0002018
No | SCG | Res | HVAC | 2019 T-24: RNC(SF)-MECH-Quality HVAC | Possible | Gas Energy (MMTherm/year) |  | -0.014121 | -0.013025 | -0.01179 | -0.010452 | -0.0090631 | -0.0076843 | -0.0063748 | -0.0051823 | -0.0041373 | -0.0032519 | -0.0025229 | -0.0019367
No | SCG | Res | HVAC | 2022 T-24: SFA - Prescriptive duct insulation | Possible | Gas Energy (MMTherm/year) |  | 0.0024651 | 0.0024444 | 0.002425 | 0.002407 | 0.0023904 | 0.0023751 | 0.0023611 | 0.0023483 | 0.0023368 | 0.0023264 | 0.002317 | 0.0023087
No | SCG | Res | HVAC | 2022 T-24: SFA - Prescriptive duct sealing | Possible | Gas Energy (MMTherm/year) |  | 0.03577 | 0.03539 | 0.035079 | 0.034827 | 0.034622 | 0.034457 | 0.034323 | 0.034216 | 0.034129 | 0.03406 | 0.034004 | 0.033959
No | SDG&E | Res | HVAC | 2005 T-24: Duct improvement | On-the-books | Gas Energy (MMTherm/year) | 0 | 0 | 0 | 0 | 0 | 0 | 0 | 0 | 0 | 0 | 0 | 0 | 0
No | SDG&E | Res | HVAC | Fed Appliance: Residential Direct Heating Equipment | On-the-books | Gas Energy (MMTherm/year) | 0.0011199 | 0.0011199 | 0.0011199 | 0.0004281 | 0.00014607 | 0.00014607 | 0.00014607 | 0.00014607 | 0.00014607 | 0.00014607 | 0.00014607 | 0.00014607 | 0.00014607
No | SDG&E | Res | HVAC | 2016 T-20: Air Filter Labeling | On-the-books | Gas Energy (MMTherm/year) | 0.00012256 | 0.00012212 | 0.00012178 | 0.0001215 | 0.00012128 | 0.0001211 | 0.00012096 | 0.00012085 | 0.00012076 | 0.0001207 | 0.00012064 | 0.0001206 | 0.00012056
No | SDG&E | Res | HVAC | 2024 T-20: Air Filter Labeling | On-the-books | Gas Energy (MMTherm/year) | 0.00037275 | 0.00037502 | 0.00037729 | 0.00037957 | 0.00038185 | 0.00038413 | 0.00038413 | 0.00038413 | 0.00038413 | 0.00038413 | 0.00038413 | 0.00038413 | 0.00038413
No | SDG&E | Res | HVAC | 2022 T-24: MFA - Restructuring - Airflow and Fan Watt Draw | On-the-books | Gas Energy (MMTherm/year) | -0.00016302 | -0.00016245 | -0.000162 | -0.00016165 | -0.00016137 | -0.00016115 | -0.00016098 | -0.00016085 | -0.00016075 | -0.00016066 | -0.0001606 | -0.00016055 | -0.00016051
No | SDG&E | Res | HVAC | 2022 T-24: MFA - Restructuring - Duct Sealing and Testing | On-the-books | Gas Energy (MMTherm/year) | 0.00016784 | 0.00016724 | 0.00016669 | 0.00016618 | 0.00016571 | 0.00016527 | 0.00016487 | 0.0001645 | 0.00016416 | 0.00016385 | 0.00016356 | 0.00016329 | 0.00016305
No | SDG&E | Res | HVAC | 2022 T-24: MFNC - All Electric Package - Single Zone Heat Pump Electric Space Heating for Mid-rise and High-rise MF | On-the-books | Gas Energy (MMTherm/year) | 0.010959 | 0.010649 | 0.010331 | 0.010009 | 0.0096859 | 0.009366 | 0.0090527 | 0.0087491 | 0.0084581 | 0.008182 | 0.0079225 | 0.0076809 | 0.0074579
No | SDG&E | Res | HVAC | 2022 T-24: MFNC - Indoor Air Quality - Central Ventilation Duct Sealing | On-the-books | Gas Energy (MMTherm/year) | 0.003032 | 0.0029965 | 0.0029616 | 0.0029276 | 0.0028946 | 0.0028627 | 0.0028321 | 0.0028028 | 0.0027749 | 0.0027484 | 0.0027234 | 0.0026999 | 0.0026778
No | SDG&E | Res | HVAC | 2022 T-24: MFNC - Indoor Air Quality - Heat or Energy Recovery Ventilator | On-the-books | Gas Energy (MMTherm/year) | 0.0035194 | 0.0034782 | 0.0034377 | 0.0033983 | 0.0033599 | 0.0033229 | 0.0032874 | 0.0032534 | 0.003221 | 0.0031902 | 0.0031612 | 0.0031339 | 0.0031083
No | SDG&E | Res | HVAC | 2025 T-24: Multifamily IAQ - Compartmentalization and Balanced or supply-only ventilation (New Construction + Additions) | On-the-books | Gas Energy (MMTherm/year) | 0 | 3.4847e-06 | 1.3794e-05 | 1.376e-05 | 1.3725e-05 | 1.3689e-05 | 1.365e-05 | 1.361e-05 | 1.3568e-05 | 1.3524e-05 | 1.3478e-05 | 1.3431e-05 | 1.3382e-05
No | SDG&E | Res | HVAC | 2025 T-24: Multifamily Restructuring - Central Ventilation Shaft Sealing (New Construction + Additions) | On-the-books | Gas Energy (MMTherm/year) | 0 | 4.7087e-08 | 1.815e-07 | 1.7617e-07 | 1.7085e-07 | 1.6554e-07 | 1.6024e-07 | 1.5497e-07 | 1.4975e-07 | 1.4457e-07 | 1.3944e-07 | 1.3438e-07 | 1.2939e-07
No | SDG&E | Res | HVAC | 2019 T-24: RA(MF)-MECH-Quality HVAC | On-the-books | Gas Energy (MMTherm/year) |  | -3.3517e-06 | -3.0917e-06 | -2.7985e-06 | -2.4809e-06 | -2.1512e-06 | -1.8239e-06 | -1.5131e-06 | -1.2301e-06 | -9.8204e-07 | -7.7188e-07 | -5.9884e-07 | -4.5969e-07
No | SDG&E | Res | HVAC | 2019 T-24: RA(SF)-MECH-Quality HVAC | On-the-books | Gas Energy (MMTherm/year) |  | -2.1741e-05 | -2.0054e-05 | -1.8152e-05 | -1.6092e-05 | -1.3954e-05 | -1.1831e-05 | -9.8147e-06 | -7.9788e-06 | -6.3699e-06 | -5.0067e-06 | -3.8843e-06 | -2.9818e-06
No | SDG&E | Res | HVAC | 2019-21 Fed App: Residential boilers - gas-fired hot water and electric hot water | On-the-books | Gas Energy (MMTherm/year) |  | 0.00029092 | 0.00028935 | 0.00028846 | 0.00028853 | 0.00028843 | 0.00028762 | 0.00028692 | 0.00028631 | 0.00028579 | 0.00028534 | 0.00028496 | 0.00028464
No | SDG&E | Res | HVAC | 2019-21 Fed App: Residential boilers - gas-fired steam and electric steam | On-the-books | Gas Energy (MMTherm/year) |  | 2.0361e-05 | 1.9103e-05 | 1.797e-05 | 1.7075e-05 | 1.6172e-05 | 1.5485e-05 | 1.4887e-05 | 1.4372e-05 | 1.393e-05 | 1.3552e-05 | 1.3231e-05 | 1.2959e-05
No | SDG&E | Res | HVAC | 2019 T-24: RNC(MF)-MECH-Quality HVAC | On-the-books | Gas Energy (MMTherm/year) |  | -0.00013349 | -0.00012314 | -0.00011146 | -9.881e-05 | -8.5679e-05 | -7.2644e-05 | -6.0265e-05 | -4.8992e-05 | -3.9113e-05 | -3.0743e-05 | -2.3851e-05 | -1.8309e-05
No | SDG&E | Res | HVAC | 2019 T-24: RNC(SF)-MECH-Quality HVAC | On-the-books | Gas Energy (MMTherm/year) |  | -0.0012811 | -0.0011817 | -0.0010697 | -0.00094827 | -0.00082226 | -0.00069716 | -0.00057836 | -0.00047017 | -0.00037536 | -0.00029504 | -0.0002289 | -0.00017571
No | SDG&E | Res | HVAC | 2022 T-24: SFA - Prescriptive duct insulation | On-the-books | Gas Energy (MMTherm/year) |  | 0.00022365 | 0.00022177 | 0.00022001 | 0.00021838 | 0.00021687 | 0.00021548 | 0.00021421 | 0.00021305 | 0.00021201 | 0.00021106 | 0.00021022 | 0.00020946
No | SDG&E | Res | HVAC | 2022 T-24: SFA - Prescriptive duct sealing | On-the-books | Gas Energy (MMTherm/year) |  | 0.0032452 | 0.0032108 | 0.0031826 | 0.0031597 | 0.0031411 | 0.0031261 | 0.003114 | 0.0031043 | 0.0030964 | 0.0030901 | 0.003085 | 0.003081
No | SDG&E | Res | HVAC | 2005 T-24: Duct improvement | Expected | Gas Energy (MMTherm/year) | 0 | 0 | 0 | 0 | 0 | 0 | 0 | 0 | 0 | 0 | 0 | 0 | 0
No | SDG&E | Res | HVAC | Fed Appliance: Residential Direct Heating Equipment | Expected | Gas Energy (MMTherm/year) | 0.0011199 | 0.0011199 | 0.0011199 | 0.0004281 | 0.00014607 | 0.00014607 | 0.00014607 | 0.00014607 | 0.00014607 | 0.00014607 | 0.00014607 | 0.00014607 | 0.00014607
No | SDG&E | Res | HVAC | 2016 T-20: Air Filter Labeling | Expected | Gas Energy (MMTherm/year) | 0.00012256 | 0.00012212 | 0.00012178 | 0.0001215 | 0.00012128 | 0.0001211 | 0.00012096 | 0.00012085 | 0.00012076 | 0.0001207 | 0.00012064 | 0.0001206 | 0.00012056
No | SDG&E | Res | HVAC | 2024 T-20: Air Filter Labeling | Expected | Gas Energy (MMTherm/year) | 0.00037275 | 0.00037502 | 0.00037729 | 0.00037957 | 0.00038185 | 0.00038413 | 0.00038413 | 0.00038413 | 0.00038413 | 0.00038413 | 0.00038413 | 0.00038413 | 0.00038413
No | SDG&E | Res | HVAC | 2022 T-24: MFA - Restructuring - Airflow and Fan Watt Draw | Expected | Gas Energy (MMTherm/year) | -0.00016302 | -0.00016245 | -0.000162 | -0.00016165 | -0.00016137 | -0.00016115 | -0.00016098 | -0.00016085 | -0.00016075 | -0.00016066 | -0.0001606 | -0.00016055 | -0.00016051
No | SDG&E | Res | HVAC | 2022 T-24: MFA - Restructuring - Duct Sealing and Testing | Expected | Gas Energy (MMTherm/year) | 0.00016784 | 0.00016724 | 0.00016669 | 0.00016618 | 0.00016571 | 0.00016527 | 0.00016487 | 0.0001645 | 0.00016416 | 0.00016385 | 0.00016356 | 0.00016329 | 0.00016305
No | SDG&E | Res | HVAC | 2022 T-24: MFNC - All Electric Package - Single Zone Heat Pump Electric Space Heating for Mid-rise and High-rise MF | Expected | Gas Energy (MMTherm/year) | 0.010959 | 0.010649 | 0.010331 | 0.010009 | 0.0096859 | 0.009366 | 0.0090527 | 0.0087491 | 0.0084581 | 0.008182 | 0.0079225 | 0.0076809 | 0.0074579
No | SDG&E | Res | HVAC | 2022 T-24: MFNC - Indoor Air Quality - Central Ventilation Duct Sealing | Expected | Gas Energy (MMTherm/year) | 0.003032 | 0.0029965 | 0.0029616 | 0.0029276 | 0.0028946 | 0.0028627 | 0.0028321 | 0.0028028 | 0.0027749 | 0.0027484 | 0.0027234 | 0.0026999 | 0.0026778
No | SDG&E | Res | HVAC | 2022 T-24: MFNC - Indoor Air Quality - Heat or Energy Recovery Ventilator | Expected | Gas Energy (MMTherm/year) | 0.0035194 | 0.0034782 | 0.0034377 | 0.0033983 | 0.0033599 | 0.0033229 | 0.0032874 | 0.0032534 | 0.003221 | 0.0031902 | 0.0031612 | 0.0031339 | 0.0031083
No | SDG&E | Res | HVAC | 2025 T-24: Multifamily IAQ - Compartmentalization and Balanced or supply-only ventilation (New Construction + Additions) | Expected | Gas Energy (MMTherm/year) | 0 | 3.4847e-06 | 1.3794e-05 | 1.376e-05 | 1.3725e-05 | 1.3689e-05 | 1.365e-05 | 1.361e-05 | 1.3568e-05 | 1.3524e-05 | 1.3478e-05 | 1.3431e-05 | 1.3382e-05
No | SDG&E | Res | HVAC | 2025 T-24: Multifamily Restructuring - Central Ventilation Shaft Sealing (New Construction + Additions) | Expected | Gas Energy (MMTherm/year) | 0 | 4.7087e-08 | 1.815e-07 | 1.7617e-07 | 1.7085e-07 | 1.6554e-07 | 1.6024e-07 | 1.5497e-07 | 1.4975e-07 | 1.4457e-07 | 1.3944e-07 | 1.3438e-07 | 1.2939e-07
No | SDG&E | Res | HVAC | 2019 T-24: RA(MF)-MECH-Quality HVAC | Expected | Gas Energy (MMTherm/year) |  | -3.3517e-06 | -3.0917e-06 | -2.7985e-06 | -2.4809e-06 | -2.1512e-06 | -1.8239e-06 | -1.5131e-06 | -1.2301e-06 | -9.8204e-07 | -7.7188e-07 | -5.9884e-07 | -4.5969e-07
No | SDG&E | Res | HVAC | 2019 T-24: RA(SF)-MECH-Quality HVAC | Expected | Gas Energy (MMTherm/year) |  | -2.1741e-05 | -2.0054e-05 | -1.8152e-05 | -1.6092e-05 | -1.3954e-05 | -1.1831e-05 | -9.8147e-06 | -7.9788e-06 | -6.3699e-06 | -5.0067e-06 | -3.8843e-06 | -2.9818e-06
No | SDG&E | Res | HVAC | 2019-21 Fed App: Residential boilers - gas-fired hot water and electric hot water | Expected | Gas Energy (MMTherm/year) |  | 0.00029092 | 0.00028935 | 0.00028846 | 0.00028853 | 0.00028843 | 0.00028762 | 0.00028692 | 0.00028631 | 0.00028579 | 0.00028534 | 0.00028496 | 0.00028464
No | SDG&E | Res | HVAC | 2019-21 Fed App: Residential boilers - gas-fired steam and electric steam | Expected | Gas Energy (MMTherm/year) |  | 2.0361e-05 | 1.9103e-05 | 1.797e-05 | 1.7075e-05 | 1.6172e-05 | 1.5485e-05 | 1.4887e-05 | 1.4372e-05 | 1.393e-05 | 1.3552e-05 | 1.3231e-05 | 1.2959e-05
No | SDG&E | Res | HVAC | 2019 T-24: RNC(MF)-MECH-Quality HVAC | Expected | Gas Energy (MMTherm/year) |  | -0.00013349 | -0.00012314 | -0.00011146 | -9.881e-05 | -8.5679e-05 | -7.2644e-05 | -6.0265e-05 | -4.8992e-05 | -3.9113e-05 | -3.0743e-05 | -2.3851e-05 | -1.8309e-05
No | SDG&E | Res | HVAC | 2019 T-24: RNC(SF)-MECH-Quality HVAC | Expected | Gas Energy (MMTherm/year) |  | -0.0012811 | -0.0011817 | -0.0010697 | -0.00094827 | -0.00082226 | -0.00069716 | -0.00057836 | -0.00047017 | -0.00037536 | -0.00029504 | -0.0002289 | -0.00017571
No | SDG&E | Res | HVAC | 2022 T-24: SFA - Prescriptive duct insulation | Expected | Gas Energy (MMTherm/year) |  | 0.00022365 | 0.00022177 | 0.00022001 | 0.00021838 | 0.00021687 | 0.00021548 | 0.00021421 | 0.00021305 | 0.00021201 | 0.00021106 | 0.00021022 | 0.00020946
No | SDG&E | Res | HVAC | 2022 T-24: SFA - Prescriptive duct sealing | Expected | Gas Energy (MMTherm/year) |  | 0.0032452 | 0.0032108 | 0.0031826 | 0.0031597 | 0.0031411 | 0.0031261 | 0.003114 | 0.0031043 | 0.0030964 | 0.0030901 | 0.003085 | 0.003081
No | SDG&E | Res | HVAC | 2005 T-24: Duct improvement | Possible | Gas Energy (MMTherm/year) | 0 | 0 | 0 | 0 | 0 | 0 | 0 | 0 | 0 | 0 | 0 | 0 | 0
No | SDG&E | Res | HVAC | Fed Appliance: Residential Direct Heating Equipment | Possible | Gas Energy (MMTherm/year) | 0.0011199 | 0.0011199 | 0.0011199 | 0.0004281 | 0.00014607 | 0.00014607 | 0.00014607 | 0.00014607 | 0.00014607 | 0.00014607 | 0.00014607 | 0.00014607 | 0.00014607
No | SDG&E | Res | HVAC | 2016 T-20: Air Filter Labeling | Possible | Gas Energy (MMTherm/year) | 0.00012256 | 0.00012212 | 0.00012178 | 0.0001215 | 0.00012128 | 0.0001211 | 0.00012096 | 0.00012085 | 0.00012076 | 0.0001207 | 0.00012064 | 0.0001206 | 0.00012056
No | SDG&E | Res | HVAC | 2024 T-20: Air Filter Labeling | Possible | Gas Energy (MMTherm/year) | 0.00037275 | 0.00037502 | 0.00037729 | 0.00037957 | 0.00038185 | 0.00038413 | 0.00038413 | 0.00038413 | 0.00038413 | 0.00038413 | 0.00038413 | 0.00038413 | 0.00038413
No | SDG&E | Res | HVAC | 2022 T-24: MFA - Restructuring - Airflow and Fan Watt Draw | Possible | Gas Energy (MMTherm/year) | -0.00016302 | -0.00016245 | -0.000162 | -0.00016165 | -0.00016137 | -0.00016115 | -0.00016098 | -0.00016085 | -0.00016075 | -0.00016066 | -0.0001606 | -0.00016055 | -0.00016051
No | SDG&E | Res | HVAC | 2022 T-24: MFA - Restructuring - Duct Sealing and Testing | Possible | Gas Energy (MMTherm/year) | 0.00016784 | 0.00016724 | 0.00016669 | 0.00016618 | 0.00016571 | 0.00016527 | 0.00016487 | 0.0001645 | 0.00016416 | 0.00016385 | 0.00016356 | 0.00016329 | 0.00016305
No | SDG&E | Res | HVAC | 2022 T-24: MFNC - All Electric Package - Single Zone Heat Pump Electric Space Heating for Mid-rise and High-rise MF | Possible | Gas Energy (MMTherm/year) | 0.010959 | 0.010649 | 0.010331 | 0.010009 | 0.0096859 | 0.009366 | 0.0090527 | 0.0087491 | 0.0084581 | 0.008182 | 0.0079225 | 0.0076809 | 0.0074579
No | SDG&E | Res | HVAC | 2022 T-24: MFNC - Indoor Air Quality - Central Ventilation Duct Sealing | Possible | Gas Energy (MMTherm/year) | 0.003032 | 0.0029965 | 0.0029616 | 0.0029276 | 0.0028946 | 0.0028627 | 0.0028321 | 0.0028028 | 0.0027749 | 0.0027484 | 0.0027234 | 0.0026999 | 0.0026778
No | SDG&E | Res | HVAC | 2022 T-24: MFNC - Indoor Air Quality - Heat or Energy Recovery Ventilator | Possible | Gas Energy (MMTherm/year) | 0.0035194 | 0.0034782 | 0.0034377 | 0.0033983 | 0.0033599 | 0.0033229 | 0.0032874 | 0.0032534 | 0.003221 | 0.0031902 | 0.0031612 | 0.0031339 | 0.0031083
No | SDG&E | Res | HVAC | 2025 T-24: Multifamily IAQ - Compartmentalization and Balanced or supply-only ventilation (New Construction + Additions) | Possible | Gas Energy (MMTherm/year) | 0 | 3.4847e-06 | 1.3794e-05 | 1.376e-05 | 1.3725e-05 | 1.3689e-05 | 1.365e-05 | 1.361e-05 | 1.3568e-05 | 1.3524e-05 | 1.3478e-05 | 1.3431e-05 | 1.3382e-05
No | SDG&E | Res | HVAC | 2025 T-24: Multifamily Restructuring - Central Ventilation Shaft Sealing (New Construction + Additions) | Possible | Gas Energy (MMTherm/year) | 0 | 4.7087e-08 | 1.815e-07 | 1.7617e-07 | 1.7085e-07 | 1.6554e-07 | 1.6024e-07 | 1.5497e-07 | 1.4975e-07 | 1.4457e-07 | 1.3944e-07 | 1.3438e-07 | 1.2939e-07
No | SDG&E | Res | HVAC | 2019 T-24: RA(MF)-MECH-Quality HVAC | Possible | Gas Energy (MMTherm/year) |  | -3.3517e-06 | -3.0917e-06 | -2.7985e-06 | -2.4809e-06 | -2.1512e-06 | -1.8239e-06 | -1.5131e-06 | -1.2301e-06 | -9.8204e-07 | -7.7188e-07 | -5.9884e-07 | -4.5969e-07
No | SDG&E | Res | HVAC | 2019 T-24: RA(SF)-MECH-Quality HVAC | Possible | Gas Energy (MMTherm/year) |  | -2.1741e-05 | -2.0054e-05 | -1.8152e-05 | -1.6092e-05 | -1.3954e-05 | -1.1831e-05 | -9.8147e-06 | -7.9788e-06 | -6.3699e-06 | -5.0067e-06 | -3.8843e-06 | -2.9818e-06
No | SDG&E | Res | HVAC | 2019-21 Fed App: Residential boilers - gas-fired hot water and electric hot water | Possible | Gas Energy (MMTherm/year) |  | 0.00029092 | 0.00028935 | 0.00028846 | 0.00028853 | 0.00028843 | 0.00028762 | 0.00028692 | 0.00028631 | 0.00028579 | 0.00028534 | 0.00028496 | 0.00028464
No | SDG&E | Res | HVAC | 2019-21 Fed App: Residential boilers - gas-fired steam and electric steam | Possible | Gas Energy (MMTherm/year) |  | 2.0361e-05 | 1.9103e-05 | 1.797e-05 | 1.7075e-05 | 1.6172e-05 | 1.5485e-05 | 1.4887e-05 | 1.4372e-05 | 1.393e-05 | 1.3552e-05 | 1.3231e-05 | 1.2959e-05
No | SDG&E | Res | HVAC | 2019 T-24: RNC(MF)-MECH-Quality HVAC | Possible | Gas Energy (MMTherm/year) |  | -0.00013349 | -0.00012314 | -0.00011146 | -9.881e-05 | -8.5679e-05 | -7.2644e-05 | -6.0265e-05 | -4.8992e-05 | -3.9113e-05 | -3.0743e-05 | -2.3851e-05 | -1.8309e-05
No | SDG&E | Res | HVAC | 2019 T-24: RNC(SF)-MECH-Quality HVAC | Possible | Gas Energy (MMTherm/year) |  | -0.0012811 | -0.0011817 | -0.0010697 | -0.00094827 | -0.00082226 | -0.00069716 | -0.00057836 | -0.00047017 | -0.00037536 | -0.00029504 | -0.0002289 | -0.00017571
No | SDG&E | Res | HVAC | 2022 T-24: SFA - Prescriptive duct insulation | Possible | Gas Energy (MMTherm/year) |  | 0.00022365 | 0.00022177 | 0.00022001 | 0.00021838 | 0.00021687 | 0.00021548 | 0.00021421 | 0.00021305 | 0.00021201 | 0.00021106 | 0.00021022 | 0.00020946
No | SDG&E | Res | HVAC | 2022 T-24: SFA - Prescriptive duct sealing | Possible | Gas Energy (MMTherm/year) |  | 0.0032452 | 0.0032108 | 0.0031826 | 0.0031597 | 0.0031411 | 0.0031261 | 0.003114 | 0.0031043 | 0.0030964 | 0.0030901 | 0.003085 | 0.003081
No | PG&E | Com | WaterHeat | 2013 T-24: NRNC-DHW-Solar Water Heating | On-the-books | Gas Energy (MMTherm/year) | 0.10152 | 0.10138 | 0.10127 | 0.10118 | 0.10112 | 0.10106 | 0.101 | 0.10095 | 0.10088 | 0.10083 | 0.10077 | 0.10071 | 0.10065
No | PG&E | Com | WaterHeat | T-20: Public Lavatory Faucets | On-the-books | Gas Energy (MMTherm/year) | 0 | 0 | 0 | 0 | 0 | 0 | 0 | 0 | 0 | 0 | 0 | 0 | 0
No | PG&E | Com | WaterHeat | T-20: Showerheads - w/ Natural Gas Water Heaters - Tier 1 | On-the-books | Gas Energy (MMTherm/year) | 0.26949 | 0 | 0 | 0 | 0 | 0 | 0 | 0 | 0 | 0 | 0 | 0 | 0
No | PG&E | Com | WaterHeat | 2022 T-24: NRA - Boilers and Service Water Heating - Process Boiler Oxygen Concentration | On-the-books | Gas Energy (MMTherm/year) | 0.064293 | 0.062576 | 0.061073 | 0.059767 | 0.05864 | 0.057673 | 0.056846 | 0.056144 | 0.055548 | 0.055045 | 0.05462 | 0.054263 | 0.053963
No | PG&E | Com | WaterHeat | 2022 T-24: NRNC - Boilers and Service Water Heating - Gas Boiler Systems | On-the-books | Gas Energy (MMTherm/year) | 0.005466 | 0.00532 | 0.006923 | 0.0084687 | 0.0099708 | 0.011441 | 0.011277 | 0.011137 | 0.011019 | 0.010919 | 0.010835 | 0.010764 | 0.010705
No | PG&E | Com | WaterHeat | 2022 T-24: NRNC - Boilers and Service Water Heating - Gas Service Water Heating | On-the-books | Gas Energy (MMTherm/year) | 0.00095245 | 0.00092701 | 0.0010418 | 0.0011537 | 0.0012636 | 0.0013722 | 0.0013525 | 0.0013358 | 0.0013216 | 0.0013096 | 0.0012995 | 0.0012911 | 0.0012839
No | PG&E | Com | WaterHeat | 2022 T-24: NRNC - Boilers and Service Water Heating - Process Boiler Oxygen Concentration | On-the-books | Gas Energy (MMTherm/year) | 0.0032691 | 0.0031818 | 0.0031054 | 0.003039 | 0.0029817 | 0.0029325 | 0.0028905 | 0.0028548 | 0.0028245 | 0.0027989 | 0.0027773 | 0.0027591 | 0.0027439
No | PG&E | Com | WaterHeat | 2019-21 Fed App: Pre-rinse spray valves | On-the-books | Gas Energy (MMTherm/year) |  | 0.0090074 | 0.0090968 | 0.0091872 | 0.0092786 | 0.009371 | 0.0093707 | 0.0093704 | 0.0093702 | 0.00937 | 0.0093698 | 0.0093697 | 0.0093696
No | PG&E | Com | WaterHeat | 2013 T-24: NRNC-DHW-Solar Water Heating | Expected | Gas Energy (MMTherm/year) | 0.10152 | 0.10138 | 0.10127 | 0.10118 | 0.10112 | 0.10106 | 0.101 | 0.10095 | 0.10088 | 0.10083 | 0.10077 | 0.10071 | 0.10065
No | PG&E | Com | WaterHeat | T-20: Public Lavatory Faucets | Expected | Gas Energy (MMTherm/year) | 0 | 0 | 0 | 0 | 0 | 0 | 0 | 0 | 0 | 0 | 0 | 0 | 0
No | PG&E | Com | WaterHeat | T-20: Showerheads - w/ Natural Gas Water Heaters - Tier 1 | Expected | Gas Energy (MMTherm/year) | 0.26949 | 0 | 0 | 0 | 0 | 0 | 0 | 0 | 0 | 0 | 0 | 0 | 0
No | PG&E | Com | WaterHeat | 2022 T-24: NRA - Boilers and Service Water Heating - Process Boiler Oxygen Concentration | Expected | Gas Energy (MMTherm/year) | 0.064293 | 0.062576 | 0.061073 | 0.059767 | 0.05864 | 0.057673 | 0.056846 | 0.056144 | 0.055548 | 0.055045 | 0.05462 | 0.054263 | 0.053963
No | PG&E | Com | WaterHeat | 2022 T-24: NRNC - Boilers and Service Water Heating - Gas Boiler Systems | Expected | Gas Energy (MMTherm/year) | 0.005466 | 0.00532 | 0.006923 | 0.0084687 | 0.0099708 | 0.011441 | 0.011277 | 0.011137 | 0.011019 | 0.010919 | 0.010835 | 0.010764 | 0.010705
No | PG&E | Com | WaterHeat | 2022 T-24: NRNC - Boilers and Service Water Heating - Gas Service Water Heating | Expected | Gas Energy (MMTherm/year) | 0.00095245 | 0.00092701 | 0.0010418 | 0.0011537 | 0.0012636 | 0.0013722 | 0.0013525 | 0.0013358 | 0.0013216 | 0.0013096 | 0.0012995 | 0.0012911 | 0.0012839
No | PG&E | Com | WaterHeat | 2022 T-24: NRNC - Boilers and Service Water Heating - Process Boiler Oxygen Concentration | Expected | Gas Energy (MMTherm/year) | 0.0032691 | 0.0031818 | 0.0031054 | 0.003039 | 0.0029817 | 0.0029325 | 0.0028905 | 0.0028548 | 0.0028245 | 0.0027989 | 0.0027773 | 0.0027591 | 0.0027439
No | PG&E | Com | WaterHeat | 2019-21 Fed App: Pre-rinse spray valves | Expected | Gas Energy (MMTherm/year) |  | 0.0090074 | 0.0090968 | 0.0091872 | 0.0092786 | 0.009371 | 0.0093707 | 0.0093704 | 0.0093702 | 0.00937 | 0.0093698 | 0.0093697 | 0.0093696
No | PG&E | Com | WaterHeat | 2013 T-24: NRNC-DHW-Solar Water Heating | Possible | Gas Energy (MMTherm/year) | 0.10152 | 0.10138 | 0.10127 | 0.10118 | 0.10112 | 0.10106 | 0.101 | 0.10095 | 0.10088 | 0.10083 | 0.10077 | 0.10071 | 0.10065
No | PG&E | Com | WaterHeat | T-20: Public Lavatory Faucets | Possible | Gas Energy (MMTherm/year) | 0 | 0 | 0 | 0 | 0 | 0 | 0 | 0 | 0 | 0 | 0 | 0 | 0
No | PG&E | Com | WaterHeat | T-20: Showerheads - w/ Natural Gas Water Heaters - Tier 1 | Possible | Gas Energy (MMTherm/year) | 0.26949 | 0 | 0 | 0 | 0 | 0 | 0 | 0 | 0 | 0 | 0 | 0 | 0
No | PG&E | Com | WaterHeat | 2022 T-24: NRA - Boilers and Service Water Heating - Process Boiler Oxygen Concentration | Possible | Gas Energy (MMTherm/year) | 0.064293 | 0.062576 | 0.061073 | 0.059767 | 0.05864 | 0.057673 | 0.056846 | 0.056144 | 0.055548 | 0.055045 | 0.05462 | 0.054263 | 0.053963
No | PG&E | Com | WaterHeat | 2022 T-24: NRNC - Boilers and Service Water Heating - Gas Boiler Systems | Possible | Gas Energy (MMTherm/year) | 0.005466 | 0.00532 | 0.006923 | 0.0084687 | 0.0099708 | 0.011441 | 0.011277 | 0.011137 | 0.011019 | 0.010919 | 0.010835 | 0.010764 | 0.010705
No | PG&E | Com | WaterHeat | 2022 T-24: NRNC - Boilers and Service Water Heating - Gas Service Water Heating | Possible | Gas Energy (MMTherm/year) | 0.00095245 | 0.00092701 | 0.0010418 | 0.0011537 | 0.0012636 | 0.0013722 | 0.0013525 | 0.0013358 | 0.0013216 | 0.0013096 | 0.0012995 | 0.0012911 | 0.0012839
No | PG&E | Com | WaterHeat | 2022 T-24: NRNC - Boilers and Service Water Heating - Process Boiler Oxygen Concentration | Possible | Gas Energy (MMTherm/year) | 0.0032691 | 0.0031818 | 0.0031054 | 0.003039 | 0.0029817 | 0.0029325 | 0.0028905 | 0.0028548 | 0.0028245 | 0.0027989 | 0.0027773 | 0.0027591 | 0.0027439
No | PG&E | Com | WaterHeat | 2019-21 Fed App: Pre-rinse spray valves | Possible | Gas Energy (MMTherm/year) |  | 0.0090074 | 0.0090968 | 0.0091872 | 0.0092786 | 0.009371 | 0.0093707 | 0.0093704 | 0.0093702 | 0.00937 | 0.0093698 | 0.0093697 | 0.0093696
No | SCG | Com | WaterHeat | 2013 T-24: NRNC-DHW-Solar Water Heating | On-the-books | Gas Energy (MMTherm/year) | 0.11308 | 0.11292 | 0.11279 | 0.1127 | 0.11262 | 0.11256 | 0.11249 | 0.11243 | 0.11236 | 0.1123 | 0.11223 | 0.11217 | 0.1121
No | SCG | Com | WaterHeat | T-20: Public Lavatory Faucets | On-the-books | Gas Energy (MMTherm/year) | 0 | 0 | 0 | 0 | 0 | 0 | 0 | 0 | 0 | 0 | 0 | 0 | 0
No | SCG | Com | WaterHeat | T-20: Showerheads - w/ Natural Gas Water Heaters - Tier 1 | On-the-books | Gas Energy (MMTherm/year) | 0.30015 | 0 | 0 | 0 | 0 | 0 | 0 | 0 | 0 | 0 | 0 | 0 | 0
No | SCG | Com | WaterHeat | 2022 T-24: NRA - Boilers and Service Water Heating - Process Boiler Oxygen Concentration | On-the-books | Gas Energy (MMTherm/year) | 0.071608 | 0.069695 | 0.068021 | 0.066567 | 0.065311 | 0.064234 | 0.063314 | 0.062531 | 0.061868 | 0.061307 | 0.060834 | 0.060437 | 0.060103
No | SCG | Com | WaterHeat | 2022 T-24: NRNC - Boilers and Service Water Heating - Gas Boiler Systems | On-the-books | Gas Energy (MMTherm/year) | 0.0060879 | 0.0059253 | 0.0077106 | 0.0094322 | 0.011105 | 0.012742 | 0.01256 | 0.012405 | 0.012273 | 0.012162 | 0.012068 | 0.011989 | 0.011923
No | SCG | Com | WaterHeat | 2022 T-24: NRNC - Boilers and Service Water Heating - Gas Service Water Heating | On-the-books | Gas Energy (MMTherm/year) | 0.0010608 | 0.0010325 | 0.0011604 | 0.001285 | 0.0014073 | 0.0015283 | 0.0015064 | 0.0014878 | 0.001472 | 0.0014586 | 0.0014474 | 0.0014379 | 0.00143
No | SCG | Com | WaterHeat | 2022 T-24: NRNC - Boilers and Service Water Heating - Process Boiler Oxygen Concentration | On-the-books | Gas Energy (MMTherm/year) | 0.0036411 | 0.0035438 | 0.0034587 | 0.0033847 | 0.0033209 | 0.0032661 | 0.0032194 | 0.0031796 | 0.0031458 | 0.0031173 | 0.0030933 | 0.0030731 | 0.0030561
No | SCG | Com | WaterHeat | 2019-21 Fed App: Pre-rinse spray valves | On-the-books | Gas Energy (MMTherm/year) |  | 0.010032 | 0.010132 | 0.010232 | 0.010334 | 0.010437 | 0.010437 | 0.010436 | 0.010436 | 0.010436 | 0.010436 | 0.010436 | 0.010436
No | SCG | Com | WaterHeat | 2013 T-24: NRNC-DHW-Solar Water Heating | Expected | Gas Energy (MMTherm/year) | 0.11308 | 0.11292 | 0.11279 | 0.1127 | 0.11262 | 0.11256 | 0.11249 | 0.11243 | 0.11236 | 0.1123 | 0.11223 | 0.11217 | 0.1121
No | SCG | Com | WaterHeat | T-20: Public Lavatory Faucets | Expected | Gas Energy (MMTherm/year) | 0 | 0 | 0 | 0 | 0 | 0 | 0 | 0 | 0 | 0 | 0 | 0 | 0
No | SCG | Com | WaterHeat | T-20: Showerheads - w/ Natural Gas Water Heaters - Tier 1 | Expected | Gas Energy (MMTherm/year) | 0.30015 | 0 | 0 | 0 | 0 | 0 | 0 | 0 | 0 | 0 | 0 | 0 | 0
No | SCG | Com | WaterHeat | 2022 T-24: NRA - Boilers and Service Water Heating - Process Boiler Oxygen Concentration | Expected | Gas Energy (MMTherm/year) | 0.071608 | 0.069695 | 0.068021 | 0.066567 | 0.065311 | 0.064234 | 0.063314 | 0.062531 | 0.061868 | 0.061307 | 0.060834 | 0.060437 | 0.060103
No | SCG | Com | WaterHeat | 2022 T-24: NRNC - Boilers and Service Water Heating - Gas Boiler Systems | Expected | Gas Energy (MMTherm/year) | 0.0060879 | 0.0059253 | 0.0077106 | 0.0094322 | 0.011105 | 0.012742 | 0.01256 | 0.012405 | 0.012273 | 0.012162 | 0.012068 | 0.011989 | 0.011923
No | SCG | Com | WaterHeat | 2022 T-24: NRNC - Boilers and Service Water Heating - Gas Service Water Heating | Expected | Gas Energy (MMTherm/year) | 0.0010608 | 0.0010325 | 0.0011604 | 0.001285 | 0.0014073 | 0.0015283 | 0.0015064 | 0.0014878 | 0.001472 | 0.0014586 | 0.0014474 | 0.0014379 | 0.00143
No | SCG | Com | WaterHeat | 2022 T-24: NRNC - Boilers and Service Water Heating - Process Boiler Oxygen Concentration | Expected | Gas Energy (MMTherm/year) | 0.0036411 | 0.0035438 | 0.0034587 | 0.0033847 | 0.0033209 | 0.0032661 | 0.0032194 | 0.0031796 | 0.0031458 | 0.0031173 | 0.0030933 | 0.0030731 | 0.0030561
No | SCG | Com | WaterHeat | 2019-21 Fed App: Pre-rinse spray valves | Expected | Gas Energy (MMTherm/year) |  | 0.010032 | 0.010132 | 0.010232 | 0.010334 | 0.010437 | 0.010437 | 0.010436 | 0.010436 | 0.010436 | 0.010436 | 0.010436 | 0.010436
No | SCG | Com | WaterHeat | 2013 T-24: NRNC-DHW-Solar Water Heating | Possible | Gas Energy (MMTherm/year) | 0.11308 | 0.11292 | 0.11279 | 0.1127 | 0.11262 | 0.11256 | 0.11249 | 0.11243 | 0.11236 | 0.1123 | 0.11223 | 0.11217 | 0.1121
No | SCG | Com | WaterHeat | T-20: Public Lavatory Faucets | Possible | Gas Energy (MMTherm/year) | 0 | 0 | 0 | 0 | 0 | 0 | 0 | 0 | 0 | 0 | 0 | 0 | 0
No | SCG | Com | WaterHeat | T-20: Showerheads - w/ Natural Gas Water Heaters - Tier 1 | Possible | Gas Energy (MMTherm/year) | 0.30015 | 0 | 0 | 0 | 0 | 0 | 0 | 0 | 0 | 0 | 0 | 0 | 0
No | SCG | Com | WaterHeat | 2022 T-24: NRA - Boilers and Service Water Heating - Process Boiler Oxygen Concentration | Possible | Gas Energy (MMTherm/year) | 0.071608 | 0.069695 | 0.068021 | 0.066567 | 0.065311 | 0.064234 | 0.063314 | 0.062531 | 0.061868 | 0.061307 | 0.060834 | 0.060437 | 0.060103
No | SCG | Com | WaterHeat | 2022 T-24: NRNC - Boilers and Service Water Heating - Gas Boiler Systems | Possible | Gas Energy (MMTherm/year) | 0.0060879 | 0.0059253 | 0.0077106 | 0.0094322 | 0.011105 | 0.012742 | 0.01256 | 0.012405 | 0.012273 | 0.012162 | 0.012068 | 0.011989 | 0.011923
No | SCG | Com | WaterHeat | 2022 T-24: NRNC - Boilers and Service Water Heating - Gas Service Water Heating | Possible | Gas Energy (MMTherm/year) | 0.0010608 | 0.0010325 | 0.0011604 | 0.001285 | 0.0014073 | 0.0015283 | 0.0015064 | 0.0014878 | 0.001472 | 0.0014586 | 0.0014474 | 0.0014379 | 0.00143
No | SCG | Com | WaterHeat | 2022 T-24: NRNC - Boilers and Service Water Heating - Process Boiler Oxygen Concentration | Possible | Gas Energy (MMTherm/year) | 0.0036411 | 0.0035438 | 0.0034587 | 0.0033847 | 0.0033209 | 0.0032661 | 0.0032194 | 0.0031796 | 0.0031458 | 0.0031173 | 0.0030933 | 0.0030731 | 0.0030561
No | SCG | Com | WaterHeat | 2019-21 Fed App: Pre-rinse spray valves | Possible | Gas Energy (MMTherm/year) |  | 0.010032 | 0.010132 | 0.010232 | 0.010334 | 0.010437 | 0.010437 | 0.010436 | 0.010436 | 0.010436 | 0.010436 | 0.010436 | 0.010436
No | SDG&E | Com | WaterHeat | 2013 T-24: NRNC-DHW-Solar Water Heating | On-the-books | Gas Energy (MMTherm/year) | 0.010259 | 0.010245 | 0.010233 | 0.010224 | 0.010218 | 0.010212 | 0.010206 | 0.0102 | 0.010194 | 0.010188 | 0.010182 | 0.010177 | 0.010171
No | SDG&E | Com | WaterHeat | T-20: Public Lavatory Faucets | On-the-books | Gas Energy (MMTherm/year) | 0 | 0 | 0 | 0 | 0 | 0 | 0 | 0 | 0 | 0 | 0 | 0 | 0
No | SDG&E | Com | WaterHeat | T-20: Showerheads - w/ Natural Gas Water Heaters - Tier 1 | On-the-books | Gas Energy (MMTherm/year) | 0.027231 | 0 | 0 | 0 | 0 | 0 | 0 | 0 | 0 | 0 | 0 | 0 | 0
No | SDG&E | Com | WaterHeat | 2022 T-24: NRA - Boilers and Service Water Heating - Process Boiler Oxygen Concentration | On-the-books | Gas Energy (MMTherm/year) | 0.0064967 | 0.0063232 | 0.0061713 | 0.0060393 | 0.0059254 | 0.0058277 | 0.0057442 | 0.0056732 | 0.005613 | 0.0055621 | 0.0055192 | 0.0054832 | 0.0054529
No | SDG&E | Com | WaterHeat | 2022 T-24: NRNC - Boilers and Service Water Heating - Gas Boiler Systems | On-the-books | Gas Energy (MMTherm/year) | 0.00055233 | 0.00053758 | 0.00069955 | 0.00085574 | 0.0010075 | 0.0011561 | 0.0011395 | 0.0011254 | 0.0011135 | 0.0011034 | 0.0010949 | 0.0010877 | 0.0010817
No | SDG&E | Com | WaterHeat | 2022 T-24: NRNC - Boilers and Service Water Heating - Gas Service Water Heating | On-the-books | Gas Energy (MMTherm/year) | 9.6243e-05 | 9.3672e-05 | 0.00010527 | 0.00011658 | 0.00012768 | 0.00013866 | 0.00013667 | 0.00013498 | 0.00013355 | 0.00013234 | 0.00013132 | 0.00013046 | 0.00012974
No | SDG&E | Com | WaterHeat | 2022 T-24: NRNC - Boilers and Service Water Heating - Process Boiler Oxygen Concentration | On-the-books | Gas Energy (MMTherm/year) | 0.00033034 | 0.00032152 | 0.00031379 | 0.00030708 | 0.00030129 | 0.00029632 | 0.00029208 | 0.00028847 | 0.00028541 | 0.00028282 | 0.00028064 | 0.00027881 | 0.00027727
No | SDG&E | Com | WaterHeat | 2019-21 Fed App: Pre-rinse spray valves | On-the-books | Gas Energy (MMTherm/year) |  | 0.00091017 | 0.00091921 | 0.00092835 | 0.00093758 | 0.00094692 | 0.00094689 | 0.00094686 | 0.00094683 | 0.00094682 | 0.0009468 | 0.00094679 | 0.00094678
No | SDG&E | Com | WaterHeat | 2013 T-24: NRNC-DHW-Solar Water Heating | Expected | Gas Energy (MMTherm/year) | 0.010259 | 0.010245 | 0.010233 | 0.010224 | 0.010218 | 0.010212 | 0.010206 | 0.0102 | 0.010194 | 0.010188 | 0.010182 | 0.010177 | 0.010171
No | SDG&E | Com | WaterHeat | T-20: Public Lavatory Faucets | Expected | Gas Energy (MMTherm/year) | 0 | 0 | 0 | 0 | 0 | 0 | 0 | 0 | 0 | 0 | 0 | 0 | 0
No | SDG&E | Com | WaterHeat | T-20: Showerheads - w/ Natural Gas Water Heaters - Tier 1 | Expected | Gas Energy (MMTherm/year) | 0.027231 | 0 | 0 | 0 | 0 | 0 | 0 | 0 | 0 | 0 | 0 | 0 | 0
No | SDG&E | Com | WaterHeat | 2022 T-24: NRA - Boilers and Service Water Heating - Process Boiler Oxygen Concentration | Expected | Gas Energy (MMTherm/year) | 0.0064967 | 0.0063232 | 0.0061713 | 0.0060393 | 0.0059254 | 0.0058277 | 0.0057442 | 0.0056732 | 0.005613 | 0.0055621 | 0.0055192 | 0.0054832 | 0.0054529
No | SDG&E | Com | WaterHeat | 2022 T-24: NRNC - Boilers and Service Water Heating - Gas Boiler Systems | Expected | Gas Energy (MMTherm/year) | 0.00055233 | 0.00053758 | 0.00069955 | 0.00085574 | 0.0010075 | 0.0011561 | 0.0011395 | 0.0011254 | 0.0011135 | 0.0011034 | 0.0010949 | 0.0010877 | 0.0010817
No | SDG&E | Com | WaterHeat | 2022 T-24: NRNC - Boilers and Service Water Heating - Gas Service Water Heating | Expected | Gas Energy (MMTherm/year) | 9.6243e-05 | 9.3672e-05 | 0.00010527 | 0.00011658 | 0.00012768 | 0.00013866 | 0.00013667 | 0.00013498 | 0.00013355 | 0.00013234 | 0.00013132 | 0.00013046 | 0.00012974
No | SDG&E | Com | WaterHeat | 2022 T-24: NRNC - Boilers and Service Water Heating - Process Boiler Oxygen Concentration | Expected | Gas Energy (MMTherm/year) | 0.00033034 | 0.00032152 | 0.00031379 | 0.00030708 | 0.00030129 | 0.00029632 | 0.00029208 | 0.00028847 | 0.00028541 | 0.00028282 | 0.00028064 | 0.00027881 | 0.00027727
No | SDG&E | Com | WaterHeat | 2019-21 Fed App: Pre-rinse spray valves | Expected | Gas Energy (MMTherm/year) |  | 0.00091017 | 0.00091921 | 0.00092835 | 0.00093758 | 0.00094692 | 0.00094689 | 0.00094686 | 0.00094683 | 0.00094682 | 0.0009468 | 0.00094679 | 0.00094678
No | SDG&E | Com | WaterHeat | 2013 T-24: NRNC-DHW-Solar Water Heating | Possible | Gas Energy (MMTherm/year) | 0.010259 | 0.010245 | 0.010233 | 0.010224 | 0.010218 | 0.010212 | 0.010206 | 0.0102 | 0.010194 | 0.010188 | 0.010182 | 0.010177 | 0.010171
No | SDG&E | Com | WaterHeat | T-20: Public Lavatory Faucets | Possible | Gas Energy (MMTherm/year) | 0 | 0 | 0 | 0 | 0 | 0 | 0 | 0 | 0 | 0 | 0 | 0 | 0
No | SDG&E | Com | WaterHeat | T-20: Showerheads - w/ Natural Gas Water Heaters - Tier 1 | Possible | Gas Energy (MMTherm/year) | 0.027231 | 0 | 0 | 0 | 0 | 0 | 0 | 0 | 0 | 0 | 0 | 0 | 0
No | SDG&E | Com | WaterHeat | 2022 T-24: NRA - Boilers and Service Water Heating - Process Boiler Oxygen Concentration | Possible | Gas Energy (MMTherm/year) | 0.0064967 | 0.0063232 | 0.0061713 | 0.0060393 | 0.0059254 | 0.0058277 | 0.0057442 | 0.0056732 | 0.005613 | 0.0055621 | 0.0055192 | 0.0054832 | 0.0054529
No | SDG&E | Com | WaterHeat | 2022 T-24: NRNC - Boilers and Service Water Heating - Gas Boiler Systems | Possible | Gas Energy (MMTherm/year) | 0.00055233 | 0.00053758 | 0.00069955 | 0.00085574 | 0.0010075 | 0.0011561 | 0.0011395 | 0.0011254 | 0.0011135 | 0.0011034 | 0.0010949 | 0.0010877 | 0.0010817
No | SDG&E | Com | WaterHeat | 2022 T-24: NRNC - Boilers and Service Water Heating - Gas Service Water Heating | Possible | Gas Energy (MMTherm/year) | 9.6243e-05 | 9.3672e-05 | 0.00010527 | 0.00011658 | 0.00012768 | 0.00013866 | 0.00013667 | 0.00013498 | 0.00013355 | 0.00013234 | 0.00013132 | 0.00013046 | 0.00012974
No | SDG&E | Com | WaterHeat | 2022 T-24: NRNC - Boilers and Service Water Heating - Process Boiler Oxygen Concentration | Possible | Gas Energy (MMTherm/year) | 0.00033034 | 0.00032152 | 0.00031379 | 0.00030708 | 0.00030129 | 0.00029632 | 0.00029208 | 0.00028847 | 0.00028541 | 0.00028282 | 0.00028064 | 0.00027881 | 0.00027727
No | SDG&E | Com | WaterHeat | 2019-21 Fed App: Pre-rinse spray valves | Possible | Gas Energy (MMTherm/year) |  | 0.00091017 | 0.00091921 | 0.00092835 | 0.00093758 | 0.00094692 | 0.00094689 | 0.00094686 | 0.00094683 | 0.00094682 | 0.0009468 | 0.00094679 | 0.00094678
No | PG&E | Res | WaterHeat | T-20: Residential Faucets & Aerators - Kitchen w/ Natural Gas Water Heating | On-the-books | Gas Energy (MMTherm/year) | 2.6608 | 0 | 0 | 0 | 0 | 0 | 0 | 0 | 0 | 0 | 0 | 0 | 0
No | PG&E | Res | WaterHeat | T-20: Residential Faucets & Aerators - Lavatory w/ Natural Gas Water Heating - Tier 2 | On-the-books | Gas Energy (MMTherm/year) | 1.0318 | 0 | 0 | 0 | 0 | 0 | 0 | 0 | 0 | 0 | 0 | 0 | 0
No | PG&E | Res | WaterHeat | T-20: Residential Faucets & Aerators - Lavatory w/ Natural Gas Water Heating - Tier 1 | On-the-books | Gas Energy (MMTherm/year) | 0 | 0 | 0 | 0 | 0 | 0 | 0 | 0 | 0 | 0 | 0 | 0 | 0
No | PG&E | Res | WaterHeat | 2005 T-24: Multifamily Water Heating | On-the-books | Gas Energy (MMTherm/year) | 0 | 0 | 0 | 0 | 0 | 0 | 0 | 0 | 0 | 0 | 0 | 0 | 0
No | PG&E | Res | WaterHeat | Fed Appliance: Residential Gas-fired instantaneous water heater | On-the-books | Gas Energy (MMTherm/year) | 0.044369 | 0.044369 | 0.044369 | 0.044369 | 0.044369 | 0.044369 | 0.044369 | 0.044369 | 0.044369 | 0.044369 | 0.018031 | 0.0073948 | 0.0073948
No | PG&E | Res | WaterHeat | Fed Appliance: Residential Gas-fired water heater | On-the-books | Gas Energy (MMTherm/year) | 0.92429 | 0.92059 | 0.91694 | 0.33916 | 0.10467 | 0.10427 | 0.10386 | 0.10346 | 0.10305 | 0.10265 | 0.10225 | 0.10184 | 0.10144
No | PG&E | Res | WaterHeat | 2013 T-24: RNC-DHW - High Efficiency Water Heater Ready | On-the-books | Gas Energy (MMTherm/year) | 0.015193 | 0.01517 | 0.015154 | 0.015143 | 0.015135 | 0.01513 | 0.015123 | 0.015117 | 0.015111 | 0.015105 | 0.015098 | 0.015092 | 0.015086
No | PG&E | Res | WaterHeat | 2013 T-24: RNC-DHW - MF DHW Control and Solar | On-the-books | Gas Energy (MMTherm/year) | 0.42408 | 0.42349 | 0.42303 | 0.42266 | 0.42238 | 0.42216 | 0.4219 | 0.42166 | 0.42141 | 0.42117 | 0.42092 | 0.42068 | 0.42043
No | PG&E | Res | WaterHeat | T-20: Showerheads - w/ Natural Gas Water Heaters - Tier 1 | On-the-books | Gas Energy (MMTherm/year) | 2.4254 | 0 | 0 | 0 | 0 | 0 | 0 | 0 | 0 | 0 | 0 | 0 | 0
No | PG&E | Res | WaterHeat | 2022 T-24: MFNC - All Electric Package - Prescriptive Alternative for Central HPWH | On-the-books | Gas Energy (MMTherm/year) | 0.17344 | 0.17203 | 0.17043 | 0.16867 | 0.16676 | 0.16475 | 0.16268 | 0.16061 | 0.15859 | 0.15666 | 0.15488 | 0.15326 | 0.15182
No | PG&E | Res | WaterHeat | 2022 T-24: MFNC - Boilers and Service Water Heating - Gas Service Water Heating | On-the-books | Gas Energy (MMTherm/year) | 0.00015924 | 0.00015499 | 0.00015126 | 0.00014803 | 0.00014524 | 0.00014284 | 0.0001408 | 0.00013905 | 0.00013758 | 0.00013633 | 0.00013528 | 0.0001344 | 0.00013365
No | PG&E | Res | WaterHeat | 2022 T-24: MFNC - Domestic Hot Water - Increased Insulation for Hot Water Distribution | On-the-books | Gas Energy (MMTherm/year) | 0.0046006 | 0.0045665 | 0.0045396 | 0.0045184 | 0.0045017 | 0.0044888 | 0.0044787 | 0.0044708 | 0.0044648 | 0.0044601 | 0.0044564 | 0.0044536 | 0.0044514
No | PG&E | Res | WaterHeat | 2025 T-24: Multifamily Domestic Hot Water - CPC Appendix M Pipe Sizing-Gas (New Construction + Additions) | On-the-books | Gas Energy (MMTherm/year) | 0 | 0.0069047 | 0.027351 | 0.027308 | 0.027265 | 0.027221 | 0.027176 | 0.027131 | 0.027086 | 0.027039 | 0.026992 | 0.020788 | 0.0024452
No | PG&E | Res | WaterHeat | 2025 T-24: Multifamily Domestic Hot Water - DHW Balancing Valves-Gas (Alterations) | On-the-books | Gas Energy (MMTherm/year) | 0 | 0.00092995 | 0.00097738 | 0.0009374 | 0.00089651 | 0.00085496 | 0.00081298 | 0.00077083 | 0.00072878 | 0.00068707 | 0.00064597 | 0.0001017 | 5.1498e-05
No | PG&E | Res | WaterHeat | 2025 T-24: Multifamily Domestic Hot Water - DHW Balancing Valves-Gas (New Construction + Additions) | On-the-books | Gas Energy (MMTherm/year) | 0 | 3.1451e-05 | 0.00012001 | 0.0001151 | 0.00011008 | 0.00010497 | 9.982e-05 | 9.4645e-05 | 8.9481e-05 | 8.4361e-05 | 7.9314e-05 | 5.7375e-05 | 6.3231e-06
No | PG&E | Res | WaterHeat | 2025 T-24: Multifamily Domestic Hot Water - DHW Master Mixing Valves-Gas (New Construction + Additions) | On-the-books | Gas Energy (MMTherm/year) | 0 | 0.0095128 | 0.037489 | 0.037231 | 0.036966 | 0.036696 | 0.036419 | 0.036137 | 0.035848 | 0.035553 | 0.035252 | 0.02696 | 0.0031484
No | PG&E | Res | WaterHeat | 2025 T-24: Multifamily Domestic Hot Water - DHW Pipe Insulation Enhancement-Gas (New Construction + Additions) | On-the-books | Gas Energy (MMTherm/year) | 0 | 0.014076 | 0.055837 | 0.055831 | 0.055825 | 0.055818 | 0.055812 | 0.055806 | 0.0558 | 0.055793 | 0.055787 | 0.043034 | 0.0050704
No | PG&E | Res | WaterHeat | T-20: Residential Faucets & Aerators - Kitchen w/ Natural Gas Water Heating | Expected | Gas Energy (MMTherm/year) | 2.6608 | 0 | 0 | 0 | 0 | 0 | 0 | 0 | 0 | 0 | 0 | 0 | 0
No | PG&E | Res | WaterHeat | T-20: Residential Faucets & Aerators - Lavatory w/ Natural Gas Water Heating - Tier 2 | Expected | Gas Energy (MMTherm/year) | 1.0318 | 0 | 0 | 0 | 0 | 0 | 0 | 0 | 0 | 0 | 0 | 0 | 0
No | PG&E | Res | WaterHeat | T-20: Residential Faucets & Aerators - Lavatory w/ Natural Gas Water Heating - Tier 1 | Expected | Gas Energy (MMTherm/year) | 0 | 0 | 0 | 0 | 0 | 0 | 0 | 0 | 0 | 0 | 0 | 0 | 0
No | PG&E | Res | WaterHeat | 2005 T-24: Multifamily Water Heating | Expected | Gas Energy (MMTherm/year) | 0 | 0 | 0 | 0 | 0 | 0 | 0 | 0 | 0 | 0 | 0 | 0 | 0
No | PG&E | Res | WaterHeat | Fed Appliance: Residential Gas-fired instantaneous water heater | Expected | Gas Energy (MMTherm/year) | 0.044369 | 0.044369 | 0.044369 | 0.044369 | 0.044369 | 0.044369 | 0.044369 | 0.044369 | 0.044369 | 0.044369 | 0.018031 | 0.0073948 | 0.0073948
No | PG&E | Res | WaterHeat | Fed Appliance: Residential Gas-fired water heater | Expected | Gas Energy (MMTherm/year) | 0.92429 | 0.92059 | 0.91694 | 0.33916 | 0.10467 | 0.10427 | 0.10386 | 0.10346 | 0.10305 | 0.10265 | 0.10225 | 0.10184 | 0.10144
No | PG&E | Res | WaterHeat | 2013 T-24: RNC-DHW - High Efficiency Water Heater Ready | Expected | Gas Energy (MMTherm/year) | 0.015193 | 0.01517 | 0.015154 | 0.015143 | 0.015135 | 0.01513 | 0.015123 | 0.015117 | 0.015111 | 0.015105 | 0.015098 | 0.015092 | 0.015086
No | PG&E | Res | WaterHeat | 2013 T-24: RNC-DHW - MF DHW Control and Solar | Expected | Gas Energy (MMTherm/year) | 0.42408 | 0.42349 | 0.42303 | 0.42266 | 0.42238 | 0.42216 | 0.4219 | 0.42166 | 0.42141 | 0.42117 | 0.42092 | 0.42068 | 0.42043
No | PG&E | Res | WaterHeat | T-20: Showerheads - w/ Natural Gas Water Heaters - Tier 1 | Expected | Gas Energy (MMTherm/year) | 2.4254 | 0 | 0 | 0 | 0 | 0 | 0 | 0 | 0 | 0 | 0 | 0 | 0
No | PG&E | Res | WaterHeat | 2022 T-24: MFNC - All Electric Package - Prescriptive Alternative for Central HPWH | Expected | Gas Energy (MMTherm/year) | 0.17344 | 0.17203 | 0.17043 | 0.16867 | 0.16676 | 0.16475 | 0.16268 | 0.16061 | 0.15859 | 0.15666 | 0.15488 | 0.15326 | 0.15182
No | PG&E | Res | WaterHeat | 2022 T-24: MFNC - Boilers and Service Water Heating - Gas Service Water Heating | Expected | Gas Energy (MMTherm/year) | 0.00015924 | 0.00015499 | 0.00015126 | 0.00014803 | 0.00014524 | 0.00014284 | 0.0001408 | 0.00013905 | 0.00013758 | 0.00013633 | 0.00013528 | 0.0001344 | 0.00013365
No | PG&E | Res | WaterHeat | 2022 T-24: MFNC - Domestic Hot Water - Increased Insulation for Hot Water Distribution | Expected | Gas Energy (MMTherm/year) | 0.0046006 | 0.0045665 | 0.0045396 | 0.0045184 | 0.0045017 | 0.0044888 | 0.0044787 | 0.0044708 | 0.0044648 | 0.0044601 | 0.0044564 | 0.0044536 | 0.0044514
No | PG&E | Res | WaterHeat | 2025 T-24: Multifamily Domestic Hot Water - CPC Appendix M Pipe Sizing-Gas (New Construction + Additions) | Expected | Gas Energy (MMTherm/year) | 0 | 0.0069047 | 0.027351 | 0.027308 | 0.027265 | 0.027221 | 0.027176 | 0.027131 | 0.027086 | 0.027039 | 0.026992 | 0.020788 | 0.0024452
No | PG&E | Res | WaterHeat | 2025 T-24: Multifamily Domestic Hot Water - DHW Balancing Valves-Gas (Alterations) | Expected | Gas Energy (MMTherm/year) | 0 | 0.00092995 | 0.00097738 | 0.0009374 | 0.00089651 | 0.00085496 | 0.00081298 | 0.00077083 | 0.00072878 | 0.00068707 | 0.00064597 | 0.0001017 | 5.1498e-05
No | PG&E | Res | WaterHeat | 2025 T-24: Multifamily Domestic Hot Water - DHW Balancing Valves-Gas (New Construction + Additions) | Expected | Gas Energy (MMTherm/year) | 0 | 3.1451e-05 | 0.00012001 | 0.0001151 | 0.00011008 | 0.00010497 | 9.982e-05 | 9.4645e-05 | 8.9481e-05 | 8.4361e-05 | 7.9314e-05 | 5.7375e-05 | 6.3231e-06
No | PG&E | Res | WaterHeat | 2025 T-24: Multifamily Domestic Hot Water - DHW Master Mixing Valves-Gas (New Construction + Additions) | Expected | Gas Energy (MMTherm/year) | 0 | 0.0095128 | 0.037489 | 0.037231 | 0.036966 | 0.036696 | 0.036419 | 0.036137 | 0.035848 | 0.035553 | 0.035252 | 0.02696 | 0.0031484
No | PG&E | Res | WaterHeat | 2025 T-24: Multifamily Domestic Hot Water - DHW Pipe Insulation Enhancement-Gas (New Construction + Additions) | Expected | Gas Energy (MMTherm/year) | 0 | 0.014076 | 0.055837 | 0.055831 | 0.055825 | 0.055818 | 0.055812 | 0.055806 | 0.0558 | 0.055793 | 0.055787 | 0.043034 | 0.0050704
No | PG&E | Res | WaterHeat | T-20: Residential Faucets & Aerators - Kitchen w/ Natural Gas Water Heating | Possible | Gas Energy (MMTherm/year) | 2.6608 | 0 | 0 | 0 | 0 | 0 | 0 | 0 | 0 | 0 | 0 | 0 | 0
No | PG&E | Res | WaterHeat | T-20: Residential Faucets & Aerators - Lavatory w/ Natural Gas Water Heating - Tier 2 | Possible | Gas Energy (MMTherm/year) | 1.0318 | 0 | 0 | 0 | 0 | 0 | 0 | 0 | 0 | 0 | 0 | 0 | 0
No | PG&E | Res | WaterHeat | T-20: Residential Faucets & Aerators - Lavatory w/ Natural Gas Water Heating - Tier 1 | Possible | Gas Energy (MMTherm/year) | 0 | 0 | 0 | 0 | 0 | 0 | 0 | 0 | 0 | 0 | 0 | 0 | 0
No | PG&E | Res | WaterHeat | 2005 T-24: Multifamily Water Heating | Possible | Gas Energy (MMTherm/year) | 0 | 0 | 0 | 0 | 0 | 0 | 0 | 0 | 0 | 0 | 0 | 0 | 0
No | PG&E | Res | WaterHeat | Fed Appliance: Residential Gas-fired instantaneous water heater | Possible | Gas Energy (MMTherm/year) | 0.044369 | 0.044369 | 0.044369 | 0.044369 | 0.044369 | 0.044369 | 0.044369 | 0.044369 | 0.044369 | 0.044369 | 0.018031 | 0.0073948 | 0.0073948
No | PG&E | Res | WaterHeat | Fed Appliance: Residential Gas-fired water heater | Possible | Gas Energy (MMTherm/year) | 0.92429 | 0.92059 | 0.91694 | 0.33916 | 0.10467 | 0.10427 | 0.10386 | 0.10346 | 0.10305 | 0.10265 | 0.10225 | 0.10184 | 0.10144
No | PG&E | Res | WaterHeat | 2013 T-24: RNC-DHW - High Efficiency Water Heater Ready | Possible | Gas Energy (MMTherm/year) | 0.015193 | 0.01517 | 0.015154 | 0.015143 | 0.015135 | 0.01513 | 0.015123 | 0.015117 | 0.015111 | 0.015105 | 0.015098 | 0.015092 | 0.015086
No | PG&E | Res | WaterHeat | 2013 T-24: RNC-DHW - MF DHW Control and Solar | Possible | Gas Energy (MMTherm/year) | 0.42408 | 0.42349 | 0.42303 | 0.42266 | 0.42238 | 0.42216 | 0.4219 | 0.42166 | 0.42141 | 0.42117 | 0.42092 | 0.42068 | 0.42043
No | PG&E | Res | WaterHeat | T-20: Showerheads - w/ Natural Gas Water Heaters - Tier 1 | Possible | Gas Energy (MMTherm/year) | 2.4254 | 0 | 0 | 0 | 0 | 0 | 0 | 0 | 0 | 0 | 0 | 0 | 0
No | PG&E | Res | WaterHeat | 2022 T-24: MFNC - All Electric Package - Prescriptive Alternative for Central HPWH | Possible | Gas Energy (MMTherm/year) | 0.17344 | 0.17203 | 0.17043 | 0.16867 | 0.16676 | 0.16475 | 0.16268 | 0.16061 | 0.15859 | 0.15666 | 0.15488 | 0.15326 | 0.15182
No | PG&E | Res | WaterHeat | 2022 T-24: MFNC - Boilers and Service Water Heating - Gas Service Water Heating | Possible | Gas Energy (MMTherm/year) | 0.00015924 | 0.00015499 | 0.00015126 | 0.00014803 | 0.00014524 | 0.00014284 | 0.0001408 | 0.00013905 | 0.00013758 | 0.00013633 | 0.00013528 | 0.0001344 | 0.00013365
No | PG&E | Res | WaterHeat | 2022 T-24: MFNC - Domestic Hot Water - Increased Insulation for Hot Water Distribution | Possible | Gas Energy (MMTherm/year) | 0.0046006 | 0.0045665 | 0.0045396 | 0.0045184 | 0.0045017 | 0.0044888 | 0.0044787 | 0.0044708 | 0.0044648 | 0.0044601 | 0.0044564 | 0.0044536 | 0.0044514
No | PG&E | Res | WaterHeat | 2025 T-24: Multifamily Domestic Hot Water - CPC Appendix M Pipe Sizing-Gas (New Construction + Additions) | Possible | Gas Energy (MMTherm/year) | 0 | 0.0069047 | 0.027351 | 0.027308 | 0.027265 | 0.027221 | 0.027176 | 0.027131 | 0.027086 | 0.027039 | 0.026992 | 0.020788 | 0.0024452
No | PG&E | Res | WaterHeat | 2025 T-24: Multifamily Domestic Hot Water - DHW Balancing Valves-Gas (Alterations) | Possible | Gas Energy (MMTherm/year) | 0 | 0.00092995 | 0.00097738 | 0.0009374 | 0.00089651 | 0.00085496 | 0.00081298 | 0.00077083 | 0.00072878 | 0.00068707 | 0.00064597 | 0.0001017 | 5.1498e-05
No | PG&E | Res | WaterHeat | 2025 T-24: Multifamily Domestic Hot Water - DHW Balancing Valves-Gas (New Construction + Additions) | Possible | Gas Energy (MMTherm/year) | 0 | 3.1451e-05 | 0.00012001 | 0.0001151 | 0.00011008 | 0.00010497 | 9.982e-05 | 9.4645e-05 | 8.9481e-05 | 8.4361e-05 | 7.9314e-05 | 5.7375e-05 | 6.3231e-06
No | PG&E | Res | WaterHeat | 2025 T-24: Multifamily Domestic Hot Water - DHW Master Mixing Valves-Gas (New Construction + Additions) | Possible | Gas Energy (MMTherm/year) | 0 | 0.0095128 | 0.037489 | 0.037231 | 0.036966 | 0.036696 | 0.036419 | 0.036137 | 0.035848 | 0.035553 | 0.035252 | 0.02696 | 0.0031484
No | PG&E | Res | WaterHeat | 2025 T-24: Multifamily Domestic Hot Water - DHW Pipe Insulation Enhancement-Gas (New Construction + Additions) | Possible | Gas Energy (MMTherm/year) | 0 | 0.014076 | 0.055837 | 0.055831 | 0.055825 | 0.055818 | 0.055812 | 0.055806 | 0.0558 | 0.055793 | 0.055787 | 0.043034 | 0.0050704
No | SCG | Res | WaterHeat | T-20: Residential Faucets & Aerators - Kitchen w/ Natural Gas Water Heating | On-the-books | Gas Energy (MMTherm/year) | 2.9636 | 0 | 0 | 0 | 0 | 0 | 0 | 0 | 0 | 0 | 0 | 0 | 0
No | SCG | Res | WaterHeat | T-20: Residential Faucets & Aerators - Lavatory w/ Natural Gas Water Heating - Tier 2 | On-the-books | Gas Energy (MMTherm/year) | 1.1492 | 0 | 0 | 0 | 0 | 0 | 0 | 0 | 0 | 0 | 0 | 0 | 0
No | SCG | Res | WaterHeat | T-20: Residential Faucets & Aerators - Lavatory w/ Natural Gas Water Heating - Tier 1 | On-the-books | Gas Energy (MMTherm/year) | 0 | 0 | 0 | 0 | 0 | 0 | 0 | 0 | 0 | 0 | 0 | 0 | 0
No | SCG | Res | WaterHeat | 2005 T-24: Multifamily Water Heating | On-the-books | Gas Energy (MMTherm/year) | 0 | 0 | 0 | 0 | 0 | 0 | 0 | 0 | 0 | 0 | 0 | 0 | 0
No | SCG | Res | WaterHeat | Fed Appliance: Residential Gas-fired instantaneous water heater | On-the-books | Gas Energy (MMTherm/year) | 0.049417 | 0.049417 | 0.049417 | 0.049417 | 0.049417 | 0.049417 | 0.049417 | 0.049417 | 0.049417 | 0.049417 | 0.020083 | 0.0082362 | 0.0082362
No | SCG | Res | WaterHeat | Fed Appliance: Residential Gas-fired water heater | On-the-books | Gas Energy (MMTherm/year) | 1.0295 | 1.0253 | 1.0213 | 0.37775 | 0.11658 | 0.11613 | 0.11568 | 0.11523 | 0.11478 | 0.11433 | 0.11388 | 0.11343 | 0.11298
No | SCG | Res | WaterHeat | 2013 T-24: RNC-DHW - High Efficiency Water Heater Ready | On-the-books | Gas Energy (MMTherm/year) | 0.016922 | 0.016896 | 0.016878 | 0.016866 | 0.016857 | 0.016851 | 0.016844 | 0.016837 | 0.01683 | 0.016823 | 0.016816 | 0.016809 | 0.016802
No | SCG | Res | WaterHeat | 2013 T-24: RNC-DHW - MF DHW Control and Solar | On-the-books | Gas Energy (MMTherm/year) | 0.47233 | 0.47167 | 0.47115 | 0.47075 | 0.47043 | 0.47019 | 0.4699 | 0.46964 | 0.46935 | 0.46909 | 0.46881 | 0.46854 | 0.46826
No | SCG | Res | WaterHeat | T-20: Showerheads - w/ Natural Gas Water Heaters - Tier 1 | On-the-books | Gas Energy (MMTherm/year) | 2.7014 | 0 | 0 | 0 | 0 | 0 | 0 | 0 | 0 | 0 | 0 | 0 | 0
No | SCG | Res | WaterHeat | 2022 T-24: MFNC - All Electric Package - Prescriptive Alternative for Central HPWH | On-the-books | Gas Energy (MMTherm/year) | 0.19317 | 0.1916 | 0.18982 | 0.18786 | 0.18574 | 0.1835 | 0.18119 | 0.17888 | 0.17663 | 0.17449 | 0.1725 | 0.17069 | 0.16909
No | SCG | Res | WaterHeat | 2022 T-24: MFNC - Boilers and Service Water Heating - Gas Service Water Heating | On-the-books | Gas Energy (MMTherm/year) | 0.00017736 | 0.00017262 | 0.00016847 | 0.00016487 | 0.00016176 | 0.00015909 | 0.00015681 | 0.00015488 | 0.00015323 | 0.00015184 | 0.00015067 | 0.00014969 | 0.00014886
No | SCG | Res | WaterHeat | 2022 T-24: MFNC - Domestic Hot Water - Increased Insulation for Hot Water Distribution | On-the-books | Gas Energy (MMTherm/year) | 0.005124 | 0.0050861 | 0.005056 | 0.0050324 | 0.0050139 | 0.0049995 | 0.0049882 | 0.0049795 | 0.0049727 | 0.0049675 | 0.0049634 | 0.0049603 | 0.0049579
No | SCG | Res | WaterHeat | 2025 T-24: Multifamily Domestic Hot Water - CPC Appendix M Pipe Sizing-Gas (New Construction + Additions) | On-the-books | Gas Energy (MMTherm/year) | 0 | 0.0076902 | 0.030463 | 0.030415 | 0.030367 | 0.030318 | 0.030268 | 0.030218 | 0.030167 | 0.030116 | 0.030063 | 0.023153 | 0.0027234
No | SCG | Res | WaterHeat | 2025 T-24: Multifamily Domestic Hot Water - DHW Balancing Valves-Gas (Alterations) | On-the-books | Gas Energy (MMTherm/year) | 0 | 0.0010358 | 0.0010886 | 0.001044 | 0.00099851 | 0.00095223 | 0.00090547 | 0.00085853 | 0.00081169 | 0.00076524 | 0.00071946 | 0.00011327 | 5.7358e-05
No | SCG | Res | WaterHeat | 2025 T-24: Multifamily Domestic Hot Water - DHW Balancing Valves-Gas (New Construction + Additions) | On-the-books | Gas Energy (MMTherm/year) | 0 | 3.503e-05 | 0.00013366 | 0.00012819 | 0.0001226 | 0.00011692 | 0.00011118 | 0.00010541 | 9.9662e-05 | 9.3959e-05 | 8.8338e-05 | 6.3903e-05 | 7.0425e-06
No | SCG | Res | WaterHeat | 2025 T-24: Multifamily Domestic Hot Water - DHW Master Mixing Valves-Gas (New Construction + Additions) | On-the-books | Gas Energy (MMTherm/year) | 0 | 0.010595 | 0.041754 | 0.041466 | 0.041172 | 0.040871 | 0.040563 | 0.040248 | 0.039926 | 0.039598 | 0.039263 | 0.030027 | 0.0035066
No | SCG | Res | WaterHeat | 2025 T-24: Multifamily Domestic Hot Water - DHW Pipe Insulation Enhancement-Gas (New Construction + Additions) | On-the-books | Gas Energy (MMTherm/year) | 0 | 0.015677 | 0.06219 | 0.062183 | 0.062176 | 0.062169 | 0.062162 | 0.062155 | 0.062148 | 0.062141 | 0.062134 | 0.04793 | 0.0056473
No | SCG | Res | WaterHeat | T-20: Residential Faucets & Aerators - Kitchen w/ Natural Gas Water Heating | Expected | Gas Energy (MMTherm/year) | 2.9636 | 0 | 0 | 0 | 0 | 0 | 0 | 0 | 0 | 0 | 0 | 0 | 0
No | SCG | Res | WaterHeat | T-20: Residential Faucets & Aerators - Lavatory w/ Natural Gas Water Heating - Tier 2 | Expected | Gas Energy (MMTherm/year) | 1.1492 | 0 | 0 | 0 | 0 | 0 | 0 | 0 | 0 | 0 | 0 | 0 | 0
No | SCG | Res | WaterHeat | T-20: Residential Faucets & Aerators - Lavatory w/ Natural Gas Water Heating - Tier 1 | Expected | Gas Energy (MMTherm/year) | 0 | 0 | 0 | 0 | 0 | 0 | 0 | 0 | 0 | 0 | 0 | 0 | 0
No | SCG | Res | WaterHeat | 2005 T-24: Multifamily Water Heating | Expected | Gas Energy (MMTherm/year) | 0 | 0 | 0 | 0 | 0 | 0 | 0 | 0 | 0 | 0 | 0 | 0 | 0
No | SCG | Res | WaterHeat | Fed Appliance: Residential Gas-fired instantaneous water heater | Expected | Gas Energy (MMTherm/year) | 0.049417 | 0.049417 | 0.049417 | 0.049417 | 0.049417 | 0.049417 | 0.049417 | 0.049417 | 0.049417 | 0.049417 | 0.020083 | 0.0082362 | 0.0082362
No | SCG | Res | WaterHeat | Fed Appliance: Residential Gas-fired water heater | Expected | Gas Energy (MMTherm/year) | 1.0295 | 1.0253 | 1.0213 | 0.37775 | 0.11658 | 0.11613 | 0.11568 | 0.11523 | 0.11478 | 0.11433 | 0.11388 | 0.11343 | 0.11298
No | SCG | Res | WaterHeat | 2013 T-24: RNC-DHW - High Efficiency Water Heater Ready | Expected | Gas Energy (MMTherm/year) | 0.016922 | 0.016896 | 0.016878 | 0.016866 | 0.016857 | 0.016851 | 0.016844 | 0.016837 | 0.01683 | 0.016823 | 0.016816 | 0.016809 | 0.016802
No | SCG | Res | WaterHeat | 2013 T-24: RNC-DHW - MF DHW Control and Solar | Expected | Gas Energy (MMTherm/year) | 0.47233 | 0.47167 | 0.47115 | 0.47075 | 0.47043 | 0.47019 | 0.4699 | 0.46964 | 0.46935 | 0.46909 | 0.46881 | 0.46854 | 0.46826
No | SCG | Res | WaterHeat | T-20: Showerheads - w/ Natural Gas Water Heaters - Tier 1 | Expected | Gas Energy (MMTherm/year) | 2.7014 | 0 | 0 | 0 | 0 | 0 | 0 | 0 | 0 | 0 | 0 | 0 | 0
No | SCG | Res | WaterHeat | 2022 T-24: MFNC - All Electric Package - Prescriptive Alternative for Central HPWH | Expected | Gas Energy (MMTherm/year) | 0.19317 | 0.1916 | 0.18982 | 0.18786 | 0.18574 | 0.1835 | 0.18119 | 0.17888 | 0.17663 | 0.17449 | 0.1725 | 0.17069 | 0.16909
No | SCG | Res | WaterHeat | 2022 T-24: MFNC - Boilers and Service Water Heating - Gas Service Water Heating | Expected | Gas Energy (MMTherm/year) | 0.00017736 | 0.00017262 | 0.00016847 | 0.00016487 | 0.00016176 | 0.00015909 | 0.00015681 | 0.00015488 | 0.00015323 | 0.00015184 | 0.00015067 | 0.00014969 | 0.00014886
No | SCG | Res | WaterHeat | 2022 T-24: MFNC - Domestic Hot Water - Increased Insulation for Hot Water Distribution | Expected | Gas Energy (MMTherm/year) | 0.005124 | 0.0050861 | 0.005056 | 0.0050324 | 0.0050139 | 0.0049995 | 0.0049882 | 0.0049795 | 0.0049727 | 0.0049675 | 0.0049634 | 0.0049603 | 0.0049579
No | SCG | Res | WaterHeat | 2025 T-24: Multifamily Domestic Hot Water - CPC Appendix M Pipe Sizing-Gas (New Construction + Additions) | Expected | Gas Energy (MMTherm/year) | 0 | 0.0076902 | 0.030463 | 0.030415 | 0.030367 | 0.030318 | 0.030268 | 0.030218 | 0.030167 | 0.030116 | 0.030063 | 0.023153 | 0.0027234
No | SCG | Res | WaterHeat | 2025 T-24: Multifamily Domestic Hot Water - DHW Balancing Valves-Gas (Alterations) | Expected | Gas Energy (MMTherm/year) | 0 | 0.0010358 | 0.0010886 | 0.001044 | 0.00099851 | 0.00095223 | 0.00090547 | 0.00085853 | 0.00081169 | 0.00076524 | 0.00071946 | 0.00011327 | 5.7358e-05
No | SCG | Res | WaterHeat | 2025 T-24: Multifamily Domestic Hot Water - DHW Balancing Valves-Gas (New Construction + Additions) | Expected | Gas Energy (MMTherm/year) | 0 | 3.503e-05 | 0.00013366 | 0.00012819 | 0.0001226 | 0.00011692 | 0.00011118 | 0.00010541 | 9.9662e-05 | 9.3959e-05 | 8.8338e-05 | 6.3903e-05 | 7.0425e-06
No | SCG | Res | WaterHeat | 2025 T-24: Multifamily Domestic Hot Water - DHW Master Mixing Valves-Gas (New Construction + Additions) | Expected | Gas Energy (MMTherm/year) | 0 | 0.010595 | 0.041754 | 0.041466 | 0.041172 | 0.040871 | 0.040563 | 0.040248 | 0.039926 | 0.039598 | 0.039263 | 0.030027 | 0.0035066
No | SCG | Res | WaterHeat | 2025 T-24: Multifamily Domestic Hot Water - DHW Pipe Insulation Enhancement-Gas (New Construction + Additions) | Expected | Gas Energy (MMTherm/year) | 0 | 0.015677 | 0.06219 | 0.062183 | 0.062176 | 0.062169 | 0.062162 | 0.062155 | 0.062148 | 0.062141 | 0.062134 | 0.04793 | 0.0056473
No | SCG | Res | WaterHeat | T-20: Residential Faucets & Aerators - Kitchen w/ Natural Gas Water Heating | Possible | Gas Energy (MMTherm/year) | 2.9636 | 0 | 0 | 0 | 0 | 0 | 0 | 0 | 0 | 0 | 0 | 0 | 0
No | SCG | Res | WaterHeat | T-20: Residential Faucets & Aerators - Lavatory w/ Natural Gas Water Heating - Tier 2 | Possible | Gas Energy (MMTherm/year) | 1.1492 | 0 | 0 | 0 | 0 | 0 | 0 | 0 | 0 | 0 | 0 | 0 | 0
No | SCG | Res | WaterHeat | T-20: Residential Faucets & Aerators - Lavatory w/ Natural Gas Water Heating - Tier 1 | Possible | Gas Energy (MMTherm/year) | 0 | 0 | 0 | 0 | 0 | 0 | 0 | 0 | 0 | 0 | 0 | 0 | 0
No | SCG | Res | WaterHeat | 2005 T-24: Multifamily Water Heating | Possible | Gas Energy (MMTherm/year) | 0 | 0 | 0 | 0 | 0 | 0 | 0 | 0 | 0 | 0 | 0 | 0 | 0
No | SCG | Res | WaterHeat | Fed Appliance: Residential Gas-fired instantaneous water heater | Possible | Gas Energy (MMTherm/year) | 0.049417 | 0.049417 | 0.049417 | 0.049417 | 0.049417 | 0.049417 | 0.049417 | 0.049417 | 0.049417 | 0.049417 | 0.020083 | 0.0082362 | 0.0082362
No | SCG | Res | WaterHeat | Fed Appliance: Residential Gas-fired water heater | Possible | Gas Energy (MMTherm/year) | 1.0295 | 1.0253 | 1.0213 | 0.37775 | 0.11658 | 0.11613 | 0.11568 | 0.11523 | 0.11478 | 0.11433 | 0.11388 | 0.11343 | 0.11298
No | SCG | Res | WaterHeat | 2013 T-24: RNC-DHW - High Efficiency Water Heater Ready | Possible | Gas Energy (MMTherm/year) | 0.016922 | 0.016896 | 0.016878 | 0.016866 | 0.016857 | 0.016851 | 0.016844 | 0.016837 | 0.01683 | 0.016823 | 0.016816 | 0.016809 | 0.016802
No | SCG | Res | WaterHeat | 2013 T-24: RNC-DHW - MF DHW Control and Solar | Possible | Gas Energy (MMTherm/year) | 0.47233 | 0.47167 | 0.47115 | 0.47075 | 0.47043 | 0.47019 | 0.4699 | 0.46964 | 0.46935 | 0.46909 | 0.46881 | 0.46854 | 0.46826
No | SCG | Res | WaterHeat | T-20: Showerheads - w/ Natural Gas Water Heaters - Tier 1 | Possible | Gas Energy (MMTherm/year) | 2.7014 | 0 | 0 | 0 | 0 | 0 | 0 | 0 | 0 | 0 | 0 | 0 | 0
No | SCG | Res | WaterHeat | 2022 T-24: MFNC - All Electric Package - Prescriptive Alternative for Central HPWH | Possible | Gas Energy (MMTherm/year) | 0.19317 | 0.1916 | 0.18982 | 0.18786 | 0.18574 | 0.1835 | 0.18119 | 0.17888 | 0.17663 | 0.17449 | 0.1725 | 0.17069 | 0.16909
No | SCG | Res | WaterHeat | 2022 T-24: MFNC - Boilers and Service Water Heating - Gas Service Water Heating | Possible | Gas Energy (MMTherm/year) | 0.00017736 | 0.00017262 | 0.00016847 | 0.00016487 | 0.00016176 | 0.00015909 | 0.00015681 | 0.00015488 | 0.00015323 | 0.00015184 | 0.00015067 | 0.00014969 | 0.00014886
No | SCG | Res | WaterHeat | 2022 T-24: MFNC - Domestic Hot Water - Increased Insulation for Hot Water Distribution | Possible | Gas Energy (MMTherm/year) | 0.005124 | 0.0050861 | 0.005056 | 0.0050324 | 0.0050139 | 0.0049995 | 0.0049882 | 0.0049795 | 0.0049727 | 0.0049675 | 0.0049634 | 0.0049603 | 0.0049579
No | SCG | Res | WaterHeat | 2025 T-24: Multifamily Domestic Hot Water - CPC Appendix M Pipe Sizing-Gas (New Construction + Additions) | Possible | Gas Energy (MMTherm/year) | 0 | 0.0076902 | 0.030463 | 0.030415 | 0.030367 | 0.030318 | 0.030268 | 0.030218 | 0.030167 | 0.030116 | 0.030063 | 0.023153 | 0.0027234
No | SCG | Res | WaterHeat | 2025 T-24: Multifamily Domestic Hot Water - DHW Balancing Valves-Gas (Alterations) | Possible | Gas Energy (MMTherm/year) | 0 | 0.0010358 | 0.0010886 | 0.001044 | 0.00099851 | 0.00095223 | 0.00090547 | 0.00085853 | 0.00081169 | 0.00076524 | 0.00071946 | 0.00011327 | 5.7358e-05
No | SCG | Res | WaterHeat | 2025 T-24: Multifamily Domestic Hot Water - DHW Balancing Valves-Gas (New Construction + Additions) | Possible | Gas Energy (MMTherm/year) | 0 | 3.503e-05 | 0.00013366 | 0.00012819 | 0.0001226 | 0.00011692 | 0.00011118 | 0.00010541 | 9.9662e-05 | 9.3959e-05 | 8.8338e-05 | 6.3903e-05 | 7.0425e-06
No | SCG | Res | WaterHeat | 2025 T-24: Multifamily Domestic Hot Water - DHW Master Mixing Valves-Gas (New Construction + Additions) | Possible | Gas Energy (MMTherm/year) | 0 | 0.010595 | 0.041754 | 0.041466 | 0.041172 | 0.040871 | 0.040563 | 0.040248 | 0.039926 | 0.039598 | 0.039263 | 0.030027 | 0.0035066
No | SCG | Res | WaterHeat | 2025 T-24: Multifamily Domestic Hot Water - DHW Pipe Insulation Enhancement-Gas (New Construction + Additions) | Possible | Gas Energy (MMTherm/year) | 0 | 0.015677 | 0.06219 | 0.062183 | 0.062176 | 0.062169 | 0.062162 | 0.062155 | 0.062148 | 0.062141 | 0.062134 | 0.04793 | 0.0056473
No | SDG&E | Res | WaterHeat | T-20: Residential Faucets & Aerators - Kitchen w/ Natural Gas Water Heating | On-the-books | Gas Energy (MMTherm/year) | 0.26887 | 0 | 0 | 0 | 0 | 0 | 0 | 0 | 0 | 0 | 0 | 0 | 0
No | SDG&E | Res | WaterHeat | T-20: Residential Faucets & Aerators - Lavatory w/ Natural Gas Water Heating - Tier 2 | On-the-books | Gas Energy (MMTherm/year) | 0.10426 | 0 | 0 | 0 | 0 | 0 | 0 | 0 | 0 | 0 | 0 | 0 | 0
No | SDG&E | Res | WaterHeat | T-20: Residential Faucets & Aerators - Lavatory w/ Natural Gas Water Heating - Tier 1 | On-the-books | Gas Energy (MMTherm/year) | 0 | 0 | 0 | 0 | 0 | 0 | 0 | 0 | 0 | 0 | 0 | 0 | 0
No | SDG&E | Res | WaterHeat | 2005 T-24: Multifamily Water Heating | On-the-books | Gas Energy (MMTherm/year) | 0 | 0 | 0 | 0 | 0 | 0 | 0 | 0 | 0 | 0 | 0 | 0 | 0
No | SDG&E | Res | WaterHeat | Fed Appliance: Residential Gas-fired instantaneous water heater | On-the-books | Gas Energy (MMTherm/year) | 0.0044834 | 0.0044834 | 0.0044834 | 0.0044834 | 0.0044834 | 0.0044834 | 0.0044834 | 0.0044834 | 0.0044834 | 0.0044834 | 0.001822 | 0.00074723 | 0.00074723
No | SDG&E | Res | WaterHeat | Fed Appliance: Residential Gas-fired water heater | On-the-books | Gas Energy (MMTherm/year) | 0.093398 | 0.093023 | 0.092654 | 0.034272 | 0.010576 | 0.010536 | 0.010495 | 0.010454 | 0.010413 | 0.010373 | 0.010332 | 0.010291 | 0.01025
No | SDG&E | Res | WaterHeat | 2013 T-24: RNC-DHW - High Efficiency Water Heater Ready | On-the-books | Gas Energy (MMTherm/year) | 0.0015353 | 0.0015329 | 0.0015313 | 0.0015302 | 0.0015294 | 0.0015288 | 0.0015281 | 0.0015276 | 0.0015269 | 0.0015263 | 0.0015256 | 0.001525 | 0.0015244
No | SDG&E | Res | WaterHeat | 2013 T-24: RNC-DHW - MF DHW Control and Solar | On-the-books | Gas Energy (MMTherm/year) | 0.042853 | 0.042793 | 0.042746 | 0.042709 | 0.04268 | 0.042658 | 0.042632 | 0.042608 | 0.042582 | 0.042558 | 0.042533 | 0.042509 | 0.042484
No | SDG&E | Res | WaterHeat | T-20: Showerheads - w/ Natural Gas Water Heaters - Tier 1 | On-the-books | Gas Energy (MMTherm/year) | 0.24508 | 0 | 0 | 0 | 0 | 0 | 0 | 0 | 0 | 0 | 0 | 0 | 0
No | SDG&E | Res | WaterHeat | 2022 T-24: MFNC - All Electric Package - Prescriptive Alternative for Central HPWH | On-the-books | Gas Energy (MMTherm/year) | 0.017526 | 0.017383 | 0.017222 | 0.017044 | 0.016851 | 0.016648 | 0.016439 | 0.016229 | 0.016025 | 0.015831 | 0.01565 | 0.015486 | 0.015341
No | SDG&E | Res | WaterHeat | 2022 T-24: MFNC - Boilers and Service Water Heating - Gas Service Water Heating | On-the-books | Gas Energy (MMTherm/year) | 1.6091e-05 | 1.5661e-05 | 1.5285e-05 | 1.4958e-05 | 1.4676e-05 | 1.4434e-05 | 1.4227e-05 | 1.4051e-05 | 1.3902e-05 | 1.3776e-05 | 1.367e-05 | 1.3581e-05 | 1.3506e-05
No | SDG&E | Res | WaterHeat | 2022 T-24: MFNC - Domestic Hot Water - Increased Insulation for Hot Water Distribution | On-the-books | Gas Energy (MMTherm/year) | 0.00046488 | 0.00046144 | 0.00045871 | 0.00045657 | 0.00045489 | 0.00045358 | 0.00045256 | 0.00045177 | 0.00045116 | 0.00045068 | 0.00045031 | 0.00045003 | 0.00044981
No | SDG&E | Res | WaterHeat | 2025 T-24: Multifamily Domestic Hot Water - CPC Appendix M Pipe Sizing-Gas (New Construction + Additions) | On-the-books | Gas Energy (MMTherm/year) | 0 | 0.0006977 | 0.0027638 | 0.0027595 | 0.0027551 | 0.0027506 | 0.0027461 | 0.0027416 | 0.0027369 | 0.0027323 | 0.0027275 | 0.0021005 | 0.00024708
No | SDG&E | Res | WaterHeat | 2025 T-24: Multifamily Domestic Hot Water - DHW Balancing Valves-Gas (Alterations) | On-the-books | Gas Energy (MMTherm/year) | 0 | 9.397e-05 | 9.8763e-05 | 9.4722e-05 | 9.0591e-05 | 8.6391e-05 | 8.215e-05 | 7.7891e-05 | 7.3641e-05 | 6.9427e-05 | 6.5274e-05 | 1.0277e-05 | 5.2038e-06
No | SDG&E | Res | WaterHeat | 2025 T-24: Multifamily Domestic Hot Water - DHW Balancing Valves-Gas (New Construction + Additions) | On-the-books | Gas Energy (MMTherm/year) | 0 | 3.1781e-06 | 1.2126e-05 | 1.163e-05 | 1.1123e-05 | 1.0607e-05 | 1.0087e-05 | 9.5636e-06 | 9.0419e-06 | 8.5245e-06 | 8.0145e-06 | 5.7976e-06 | 6.3894e-07
No | SDG&E | Res | WaterHeat | 2025 T-24: Multifamily Domestic Hot Water - DHW Master Mixing Valves-Gas (New Construction + Additions) | On-the-books | Gas Energy (MMTherm/year) | 0 | 0.00096125 | 0.0037882 | 0.0037621 | 0.0037354 | 0.003708 | 0.0036801 | 0.0036515 | 0.0036223 | 0.0035925 | 0.0035621 | 0.0027242 | 0.00031814
No | SDG&E | Res | WaterHeat | 2025 T-24: Multifamily Domestic Hot Water - DHW Pipe Insulation Enhancement-Gas (New Construction + Additions) | On-the-books | Gas Energy (MMTherm/year) | 0 | 0.0014223 | 0.0056422 | 0.0056416 | 0.005641 | 0.0056403 | 0.0056397 | 0.0056391 | 0.0056384 | 0.0056378 | 0.0056372 | 0.0043485 | 0.00051235
No | SDG&E | Res | WaterHeat | T-20: Residential Faucets & Aerators - Kitchen w/ Natural Gas Water Heating | Expected | Gas Energy (MMTherm/year) | 0.26887 | 0 | 0 | 0 | 0 | 0 | 0 | 0 | 0 | 0 | 0 | 0 | 0
No | SDG&E | Res | WaterHeat | T-20: Residential Faucets & Aerators - Lavatory w/ Natural Gas Water Heating - Tier 2 | Expected | Gas Energy (MMTherm/year) | 0.10426 | 0 | 0 | 0 | 0 | 0 | 0 | 0 | 0 | 0 | 0 | 0 | 0
No | SDG&E | Res | WaterHeat | T-20: Residential Faucets & Aerators - Lavatory w/ Natural Gas Water Heating - Tier 1 | Expected | Gas Energy (MMTherm/year) | 0 | 0 | 0 | 0 | 0 | 0 | 0 | 0 | 0 | 0 | 0 | 0 | 0
No | SDG&E | Res | WaterHeat | 2005 T-24: Multifamily Water Heating | Expected | Gas Energy (MMTherm/year) | 0 | 0 | 0 | 0 | 0 | 0 | 0 | 0 | 0 | 0 | 0 | 0 | 0
No | SDG&E | Res | WaterHeat | Fed Appliance: Residential Gas-fired instantaneous water heater | Expected | Gas Energy (MMTherm/year) | 0.0044834 | 0.0044834 | 0.0044834 | 0.0044834 | 0.0044834 | 0.0044834 | 0.0044834 | 0.0044834 | 0.0044834 | 0.0044834 | 0.001822 | 0.00074723 | 0.00074723
No | SDG&E | Res | WaterHeat | Fed Appliance: Residential Gas-fired water heater | Expected | Gas Energy (MMTherm/year) | 0.093398 | 0.093023 | 0.092654 | 0.034272 | 0.010576 | 0.010536 | 0.010495 | 0.010454 | 0.010413 | 0.010373 | 0.010332 | 0.010291 | 0.01025
No | SDG&E | Res | WaterHeat | 2013 T-24: RNC-DHW - High Efficiency Water Heater Ready | Expected | Gas Energy (MMTherm/year) | 0.0015353 | 0.0015329 | 0.0015313 | 0.0015302 | 0.0015294 | 0.0015288 | 0.0015281 | 0.0015276 | 0.0015269 | 0.0015263 | 0.0015256 | 0.001525 | 0.0015244
No | SDG&E | Res | WaterHeat | 2013 T-24: RNC-DHW - MF DHW Control and Solar | Expected | Gas Energy (MMTherm/year) | 0.042853 | 0.042793 | 0.042746 | 0.042709 | 0.04268 | 0.042658 | 0.042632 | 0.042608 | 0.042582 | 0.042558 | 0.042533 | 0.042509 | 0.042484
No | SDG&E | Res | WaterHeat | T-20: Showerheads - w/ Natural Gas Water Heaters - Tier 1 | Expected | Gas Energy (MMTherm/year) | 0.24508 | 0 | 0 | 0 | 0 | 0 | 0 | 0 | 0 | 0 | 0 | 0 | 0
No | SDG&E | Res | WaterHeat | 2022 T-24: MFNC - All Electric Package - Prescriptive Alternative for Central HPWH | Expected | Gas Energy (MMTherm/year) | 0.017526 | 0.017383 | 0.017222 | 0.017044 | 0.016851 | 0.016648 | 0.016439 | 0.016229 | 0.016025 | 0.015831 | 0.01565 | 0.015486 | 0.015341
No | SDG&E | Res | WaterHeat | 2022 T-24: MFNC - Boilers and Service Water Heating - Gas Service Water Heating | Expected | Gas Energy (MMTherm/year) | 1.6091e-05 | 1.5661e-05 | 1.5285e-05 | 1.4958e-05 | 1.4676e-05 | 1.4434e-05 | 1.4227e-05 | 1.4051e-05 | 1.3902e-05 | 1.3776e-05 | 1.367e-05 | 1.3581e-05 | 1.3506e-05
No | SDG&E | Res | WaterHeat | 2022 T-24: MFNC - Domestic Hot Water - Increased Insulation for Hot Water Distribution | Expected | Gas Energy (MMTherm/year) | 0.00046488 | 0.00046144 | 0.00045871 | 0.00045657 | 0.00045489 | 0.00045358 | 0.00045256 | 0.00045177 | 0.00045116 | 0.00045068 | 0.00045031 | 0.00045003 | 0.00044981
No | SDG&E | Res | WaterHeat | 2025 T-24: Multifamily Domestic Hot Water - CPC Appendix M Pipe Sizing-Gas (New Construction + Additions) | Expected | Gas Energy (MMTherm/year) | 0 | 0.0006977 | 0.0027638 | 0.0027595 | 0.0027551 | 0.0027506 | 0.0027461 | 0.0027416 | 0.0027369 | 0.0027323 | 0.0027275 | 0.0021005 | 0.00024708
No | SDG&E | Res | WaterHeat | 2025 T-24: Multifamily Domestic Hot Water - DHW Balancing Valves-Gas (Alterations) | Expected | Gas Energy (MMTherm/year) | 0 | 9.397e-05 | 9.8763e-05 | 9.4722e-05 | 9.0591e-05 | 8.6391e-05 | 8.215e-05 | 7.7891e-05 | 7.3641e-05 | 6.9427e-05 | 6.5274e-05 | 1.0277e-05 | 5.2038e-06
No | SDG&E | Res | WaterHeat | 2025 T-24: Multifamily Domestic Hot Water - DHW Balancing Valves-Gas (New Construction + Additions) | Expected | Gas Energy (MMTherm/year) | 0 | 3.1781e-06 | 1.2126e-05 | 1.163e-05 | 1.1123e-05 | 1.0607e-05 | 1.0087e-05 | 9.5636e-06 | 9.0419e-06 | 8.5245e-06 | 8.0145e-06 | 5.7976e-06 | 6.3894e-07
No | SDG&E | Res | WaterHeat | 2025 T-24: Multifamily Domestic Hot Water - DHW Master Mixing Valves-Gas (New Construction + Additions) | Expected | Gas Energy (MMTherm/year) | 0 | 0.00096125 | 0.0037882 | 0.0037621 | 0.0037354 | 0.003708 | 0.0036801 | 0.0036515 | 0.0036223 | 0.0035925 | 0.0035621 | 0.0027242 | 0.00031814
No | SDG&E | Res | WaterHeat | 2025 T-24: Multifamily Domestic Hot Water - DHW Pipe Insulation Enhancement-Gas (New Construction + Additions) | Expected | Gas Energy (MMTherm/year) | 0 | 0.0014223 | 0.0056422 | 0.0056416 | 0.005641 | 0.0056403 | 0.0056397 | 0.0056391 | 0.0056384 | 0.0056378 | 0.0056372 | 0.0043485 | 0.00051235
No | SDG&E | Res | WaterHeat | T-20: Residential Faucets & Aerators - Kitchen w/ Natural Gas Water Heating | Possible | Gas Energy (MMTherm/year) | 0.26887 | 0 | 0 | 0 | 0 | 0 | 0 | 0 | 0 | 0 | 0 | 0 | 0
No | SDG&E | Res | WaterHeat | T-20: Residential Faucets & Aerators - Lavatory w/ Natural Gas Water Heating - Tier 2 | Possible | Gas Energy (MMTherm/year) | 0.10426 | 0 | 0 | 0 | 0 | 0 | 0 | 0 | 0 | 0 | 0 | 0 | 0
No | SDG&E | Res | WaterHeat | T-20: Residential Faucets & Aerators - Lavatory w/ Natural Gas Water Heating - Tier 1 | Possible | Gas Energy (MMTherm/year) | 0 | 0 | 0 | 0 | 0 | 0 | 0 | 0 | 0 | 0 | 0 | 0 | 0
No | SDG&E | Res | WaterHeat | 2005 T-24: Multifamily Water Heating | Possible | Gas Energy (MMTherm/year) | 0 | 0 | 0 | 0 | 0 | 0 | 0 | 0 | 0 | 0 | 0 | 0 | 0
No | SDG&E | Res | WaterHeat | Fed Appliance: Residential Gas-fired instantaneous water heater | Possible | Gas Energy (MMTherm/year) | 0.0044834 | 0.0044834 | 0.0044834 | 0.0044834 | 0.0044834 | 0.0044834 | 0.0044834 | 0.0044834 | 0.0044834 | 0.0044834 | 0.001822 | 0.00074723 | 0.00074723
No | SDG&E | Res | WaterHeat | Fed Appliance: Residential Gas-fired water heater | Possible | Gas Energy (MMTherm/year) | 0.093398 | 0.093023 | 0.092654 | 0.034272 | 0.010576 | 0.010536 | 0.010495 | 0.010454 | 0.010413 | 0.010373 | 0.010332 | 0.010291 | 0.01025
No | SDG&E | Res | WaterHeat | 2013 T-24: RNC-DHW - High Efficiency Water Heater Ready | Possible | Gas Energy (MMTherm/year) | 0.0015353 | 0.0015329 | 0.0015313 | 0.0015302 | 0.0015294 | 0.0015288 | 0.0015281 | 0.0015276 | 0.0015269 | 0.0015263 | 0.0015256 | 0.001525 | 0.0015244
No | SDG&E | Res | WaterHeat | 2013 T-24: RNC-DHW - MF DHW Control and Solar | Possible | Gas Energy (MMTherm/year) | 0.042853 | 0.042793 | 0.042746 | 0.042709 | 0.04268 | 0.042658 | 0.042632 | 0.042608 | 0.042582 | 0.042558 | 0.042533 | 0.042509 | 0.042484
No | SDG&E | Res | WaterHeat | T-20: Showerheads - w/ Natural Gas Water Heaters - Tier 1 | Possible | Gas Energy (MMTherm/year) | 0.24508 | 0 | 0 | 0 | 0 | 0 | 0 | 0 | 0 | 0 | 0 | 0 | 0
No | SDG&E | Res | WaterHeat | 2022 T-24: MFNC - All Electric Package - Prescriptive Alternative for Central HPWH | Possible | Gas Energy (MMTherm/year) | 0.017526 | 0.017383 | 0.017222 | 0.017044 | 0.016851 | 0.016648 | 0.016439 | 0.016229 | 0.016025 | 0.015831 | 0.01565 | 0.015486 | 0.015341
No | SDG&E | Res | WaterHeat | 2022 T-24: MFNC - Boilers and Service Water Heating - Gas Service Water Heating | Possible | Gas Energy (MMTherm/year) | 1.6091e-05 | 1.5661e-05 | 1.5285e-05 | 1.4958e-05 | 1.4676e-05 | 1.4434e-05 | 1.4227e-05 | 1.4051e-05 | 1.3902e-05 | 1.3776e-05 | 1.367e-05 | 1.3581e-05 | 1.3506e-05
No | SDG&E | Res | WaterHeat | 2022 T-24: MFNC - Domestic Hot Water - Increased Insulation for Hot Water Distribution | Possible | Gas Energy (MMTherm/year) | 0.00046488 | 0.00046144 | 0.00045871 | 0.00045657 | 0.00045489 | 0.00045358 | 0.00045256 | 0.00045177 | 0.00045116 | 0.00045068 | 0.00045031 | 0.00045003 | 0.00044981
No | SDG&E | Res | WaterHeat | 2025 T-24: Multifamily Domestic Hot Water - CPC Appendix M Pipe Sizing-Gas (New Construction + Additions) | Possible | Gas Energy (MMTherm/year) | 0 | 0.0006977 | 0.0027638 | 0.0027595 | 0.0027551 | 0.0027506 | 0.0027461 | 0.0027416 | 0.0027369 | 0.0027323 | 0.0027275 | 0.0021005 | 0.00024708
No | SDG&E | Res | WaterHeat | 2025 T-24: Multifamily Domestic Hot Water - DHW Balancing Valves-Gas (Alterations) | Possible | Gas Energy (MMTherm/year) | 0 | 9.397e-05 | 9.8763e-05 | 9.4722e-05 | 9.0591e-05 | 8.6391e-05 | 8.215e-05 | 7.7891e-05 | 7.3641e-05 | 6.9427e-05 | 6.5274e-05 | 1.0277e-05 | 5.2038e-06
No | SDG&E | Res | WaterHeat | 2025 T-24: Multifamily Domestic Hot Water - DHW Balancing Valves-Gas (New Construction + Additions) | Possible | Gas Energy (MMTherm/year) | 0 | 3.1781e-06 | 1.2126e-05 | 1.163e-05 | 1.1123e-05 | 1.0607e-05 | 1.0087e-05 | 9.5636e-06 | 9.0419e-06 | 8.5245e-06 | 8.0145e-06 | 5.7976e-06 | 6.3894e-07
No | SDG&E | Res | WaterHeat | 2025 T-24: Multifamily Domestic Hot Water - DHW Master Mixing Valves-Gas (New Construction + Additions) | Possible | Gas Energy (MMTherm/year) | 0 | 0.00096125 | 0.0037882 | 0.0037621 | 0.0037354 | 0.003708 | 0.0036801 | 0.0036515 | 0.0036223 | 0.0035925 | 0.0035621 | 0.0027242 | 0.00031814
No | SDG&E | Res | WaterHeat | 2025 T-24: Multifamily Domestic Hot Water - DHW Pipe Insulation Enhancement-Gas (New Construction + Additions) | Possible | Gas Energy (MMTherm/year) | 0 | 0.0014223 | 0.0056422 | 0.0056416 | 0.005641 | 0.0056403 | 0.0056397 | 0.0056391 | 0.0056384 | 0.0056378 | 0.0056372 | 0.0043485 | 0.00051235
No | PG&E | Com | ComRefrig | 2013 T-24: NRNC-Refrigeration-Supermarket | On-the-books | Gas Energy (MMTherm/year) | 0.33584 | 0.33189 | 0.32707 | 0.32135 | 0.31478 | 0.30751 | 0.30071 | 0.29359 | 0.28668 | 0.27963 | 0.27268 | 0.26566 | 0.25868
No | PG&E | Com | ComRefrig | 2013 T-24: NRNC-Refrigeration-Supermarket | Expected | Gas Energy (MMTherm/year) | 0.33584 | 0.33189 | 0.32707 | 0.32135 | 0.31478 | 0.30751 | 0.30071 | 0.29359 | 0.28668 | 0.27963 | 0.27268 | 0.26566 | 0.25868
No | PG&E | Com | ComRefrig | 2013 T-24: NRNC-Refrigeration-Supermarket | Possible | Gas Energy (MMTherm/year) | 0.33584 | 0.33189 | 0.32707 | 0.32135 | 0.31478 | 0.30751 | 0.30071 | 0.29359 | 0.28668 | 0.27963 | 0.27268 | 0.26566 | 0.25868
No | SCG | Com | ComRefrig | 2013 T-24: NRNC-Refrigeration-Supermarket | On-the-books | Gas Energy (MMTherm/year) | 0.37405 | 0.36965 | 0.36429 | 0.35792 | 0.3506 | 0.3425 | 0.33492 | 0.32699 | 0.3193 | 0.31145 | 0.3037 | 0.29589 | 0.28812
No | SCG | Com | ComRefrig | 2013 T-24: NRNC-Refrigeration-Supermarket | Expected | Gas Energy (MMTherm/year) | 0.37405 | 0.36965 | 0.36429 | 0.35792 | 0.3506 | 0.3425 | 0.33492 | 0.32699 | 0.3193 | 0.31145 | 0.3037 | 0.29589 | 0.28812
No | SCG | Com | ComRefrig | 2013 T-24: NRNC-Refrigeration-Supermarket | Possible | Gas Energy (MMTherm/year) | 0.37405 | 0.36965 | 0.36429 | 0.35792 | 0.3506 | 0.3425 | 0.33492 | 0.32699 | 0.3193 | 0.31145 | 0.3037 | 0.29589 | 0.28812
No | SDG&E | Com | ComRefrig | 2013 T-24: NRNC-Refrigeration-Supermarket | On-the-books | Gas Energy (MMTherm/year) | 0.033936 | 0.033537 | 0.03305 | 0.032472 | 0.031808 | 0.031073 | 0.030386 | 0.029667 | 0.028968 | 0.028256 | 0.027553 | 0.026844 | 0.02614
No | SDG&E | Com | ComRefrig | 2013 T-24: NRNC-Refrigeration-Supermarket | Expected | Gas Energy (MMTherm/year) | 0.033936 | 0.033537 | 0.03305 | 0.032472 | 0.031808 | 0.031073 | 0.030386 | 0.029667 | 0.028968 | 0.028256 | 0.027553 | 0.026844 | 0.02614
No | SDG&E | Com | ComRefrig | 2013 T-24: NRNC-Refrigeration-Supermarket | Possible | Gas Energy (MMTherm/year) | 0.033936 | 0.033537 | 0.03305 | 0.032472 | 0.031808 | 0.031073 | 0.030386 | 0.029667 | 0.028968 | 0.028256 | 0.027553 | 0.026844 | 0.02614
No | PG&E | Com | Lighting | 2016 T-24: Nonresidential Lighting Alterations (Units = sq ft) | On-the-books | Gas Energy (MMTherm/year) | -0.032153 | -0.031747 | -0.031318 | -0.030881 | -0.030449 | -0.030011 | -0.029565 | 0 | 0 | 0 | 0 | 0 | 0
No | PG&E | Com | Lighting | 2013 T-24: NRA-Lighting-Alterations-New Measures | On-the-books | Gas Energy (MMTherm/year) | -0.057443 | -0.05675 | -0.056163 | -0.055667 | -0.027398 | 0 | 1.497e-17 | 0 | 0 | 0 | 0 | 0 | 0
No | PG&E | Com | Lighting | 2008 T-24: Sidelighting | On-the-books | Gas Energy (MMTherm/year) | 0.0041494 | 0.0041286 | 0.0041112 | 0.0040967 | 0.0040847 | 0.0040748 | 0.0040635 | 0.0040531 | 0.0040421 | 0.0040315 | 0.0040206 | 0.0040099 | 0.0039991
No | PG&E | Com | Lighting | 2022 T-24: NRA - Daylighting - Automatic Daylight Dimming to 10% | On-the-books | Gas Energy (MMTherm/year) | -0.050155 | -0.048661 | -0.046796 | -0.044519 | -0.041816 | -0.038709 | -0.0029956 | 0 | 0 | 0 | 0 | 0 | 0
No | PG&E | Com | Lighting | 2022 T-24: NRA - Indoor Lighting - Multi-zone Occupancy Sensing in Large Offices | On-the-books | Gas Energy (MMTherm/year) | 0.14991 | 0.14436 | 0.13858 | 0.13276 | 0.12711 | 0.12179 | 0.0099309 | 0 | 0 | 0 | 0 | 0 | 0
No | PG&E | Com | Lighting | 2022 T-24: NRNC - Daylighting - Automatic Daylight Dimming to 10% | On-the-books | Gas Energy (MMTherm/year) | -0.017593 | -0.017069 | -0.016415 | -0.015616 | -0.014668 | -0.013578 | -0.012372 | -0.011091 | -0.00979 | -0.008525 | -0.0073478 | -0.0062957 | -0.0053889
No | PG&E | Com | Lighting | 2022 T-24: NRNC - Indoor Lighting - Multi-zone Occupancy Sensing in Large Offices | On-the-books | Gas Energy (MMTherm/year) |  | 0.092321 | 0.088625 | 0.084907 | 0.08129 | 0.077886 | 0.07478 | 0.072023 | 0.069639 | 0.06762 | 0.065942 | 0.064568 | 0.063458
No | PG&E | Com | Lighting | 2016 T-24: Nonresidential Lighting Alterations (Units = sq ft) | Expected | Gas Energy (MMTherm/year) | -0.032153 | -0.031747 | -0.031318 | -0.030881 | -0.030449 | -0.030011 | -0.029565 | 0 | 0 | 0 | 0 | 0 | 0
No | PG&E | Com | Lighting | 2013 T-24: NRA-Lighting-Alterations-New Measures | Expected | Gas Energy (MMTherm/year) | -0.057443 | -0.05675 | -0.056163 | -0.055667 | -0.027398 | 0 | 1.497e-17 | 0 | 0 | 0 | 0 | 0 | 0
No | PG&E | Com | Lighting | 2008 T-24: Sidelighting | Expected | Gas Energy (MMTherm/year) | 0.0041494 | 0.0041286 | 0.0041112 | 0.0040967 | 0.0040847 | 0.0040748 | 0.0040635 | 0.0040531 | 0.0040421 | 0.0040315 | 0.0040206 | 0.0040099 | 0.0039991
No | PG&E | Com | Lighting | 2022 T-24: NRA - Daylighting - Automatic Daylight Dimming to 10% | Expected | Gas Energy (MMTherm/year) | -0.050155 | -0.048661 | -0.046796 | -0.044519 | -0.041816 | -0.038709 | -0.0029956 | 0 | 0 | 0 | 0 | 0 | 0
No | PG&E | Com | Lighting | 2022 T-24: NRA - Indoor Lighting - Multi-zone Occupancy Sensing in Large Offices | Expected | Gas Energy (MMTherm/year) | 0.14991 | 0.14436 | 0.13858 | 0.13276 | 0.12711 | 0.12179 | 0.0099309 | 0 | 0 | 0 | 0 | 0 | 0
No | PG&E | Com | Lighting | 2022 T-24: NRNC - Daylighting - Automatic Daylight Dimming to 10% | Expected | Gas Energy (MMTherm/year) | -0.017593 | -0.017069 | -0.016415 | -0.015616 | -0.014668 | -0.013578 | -0.012372 | -0.011091 | -0.00979 | -0.008525 | -0.0073478 | -0.0062957 | -0.0053889
No | PG&E | Com | Lighting | 2022 T-24: NRNC - Indoor Lighting - Multi-zone Occupancy Sensing in Large Offices | Expected | Gas Energy (MMTherm/year) |  | 0.092321 | 0.088625 | 0.084907 | 0.08129 | 0.077886 | 0.07478 | 0.072023 | 0.069639 | 0.06762 | 0.065942 | 0.064568 | 0.063458
No | PG&E | Com | Lighting | 2016 T-24: Nonresidential Lighting Alterations (Units = sq ft) | Possible | Gas Energy (MMTherm/year) | -0.032153 | -0.031747 | -0.031318 | -0.030881 | -0.030449 | -0.030011 | -0.029565 | 0 | 0 | 0 | 0 | 0 | 0
No | PG&E | Com | Lighting | 2013 T-24: NRA-Lighting-Alterations-New Measures | Possible | Gas Energy (MMTherm/year) | -0.057443 | -0.05675 | -0.056163 | -0.055667 | -0.027398 | 0 | 1.497e-17 | 0 | 0 | 0 | 0 | 0 | 0
No | PG&E | Com | Lighting | 2008 T-24: Sidelighting | Possible | Gas Energy (MMTherm/year) | 0.0041494 | 0.0041286 | 0.0041112 | 0.0040967 | 0.0040847 | 0.0040748 | 0.0040635 | 0.0040531 | 0.0040421 | 0.0040315 | 0.0040206 | 0.0040099 | 0.0039991
No | PG&E | Com | Lighting | 2022 T-24: NRA - Daylighting - Automatic Daylight Dimming to 10% | Possible | Gas Energy (MMTherm/year) | -0.050155 | -0.048661 | -0.046796 | -0.044519 | -0.041816 | -0.038709 | -0.0029956 | 0 | 0 | 0 | 0 | 0 | 0
No | PG&E | Com | Lighting | 2022 T-24: NRA - Indoor Lighting - Multi-zone Occupancy Sensing in Large Offices | Possible | Gas Energy (MMTherm/year) | 0.14991 | 0.14436 | 0.13858 | 0.13276 | 0.12711 | 0.12179 | 0.0099309 | 0 | 0 | 0 | 0 | 0 | 0
No | PG&E | Com | Lighting | 2022 T-24: NRNC - Daylighting - Automatic Daylight Dimming to 10% | Possible | Gas Energy (MMTherm/year) | -0.017593 | -0.017069 | -0.016415 | -0.015616 | -0.014668 | -0.013578 | -0.012372 | -0.011091 | -0.00979 | -0.008525 | -0.0073478 | -0.0062957 | -0.0053889
No | PG&E | Com | Lighting | 2022 T-24: NRNC - Indoor Lighting - Multi-zone Occupancy Sensing in Large Offices | Possible | Gas Energy (MMTherm/year) |  | 0.092321 | 0.088625 | 0.084907 | 0.08129 | 0.077886 | 0.07478 | 0.072023 | 0.069639 | 0.06762 | 0.065942 | 0.064568 | 0.063458
No | SCG | Com | Lighting | 2016 T-24: Nonresidential Lighting Alterations (Units = sq ft) | On-the-books | Gas Energy (MMTherm/year) | -0.035811 | -0.035359 | -0.034882 | -0.034395 | -0.033913 | -0.033426 | -0.032928 | 0 | 0 | 0 | 0 | 0 | 0
No | SCG | Com | Lighting | 2013 T-24: NRA-Lighting-Alterations-New Measures | On-the-books | Gas Energy (MMTherm/year) | -0.063979 | -0.063207 | -0.062553 | -0.062 | -0.030515 | 0 | 1.6673e-17 | 0 | 0 | 0 | 0 | 0 | 0
No | SCG | Com | Lighting | 2008 T-24: Sidelighting | On-the-books | Gas Energy (MMTherm/year) | 0.0046215 | 0.0045983 | 0.004579 | 0.0045628 | 0.0045495 | 0.0045384 | 0.0045258 | 0.0045142 | 0.004502 | 0.0044901 | 0.004478 | 0.0044661 | 0.0044541
No | SCG | Com | Lighting | 2022 T-24: NRA - Daylighting - Automatic Daylight Dimming to 10% | On-the-books | Gas Energy (MMTherm/year) | -0.055862 | -0.054198 | -0.05212 | -0.049584 | -0.046573 | -0.043113 | -0.0033365 | 0 | 0 | 0 | 0 | 0 | 0
No | SCG | Com | Lighting | 2022 T-24: NRA - Indoor Lighting - Multi-zone Occupancy Sensing in Large Offices | On-the-books | Gas Energy (MMTherm/year) | 0.16697 | 0.16078 | 0.15434 | 0.14787 | 0.14157 | 0.13564 | 0.011061 | 0 | 0 | 0 | 0 | 0 | 0
No | SCG | Com | Lighting | 2022 T-24: NRNC - Daylighting - Automatic Daylight Dimming to 10% | On-the-books | Gas Energy (MMTherm/year) | -0.019595 | -0.019011 | -0.018282 | -0.017393 | -0.016336 | -0.015123 | -0.01378 | -0.012353 | -0.010904 | -0.0094949 | -0.0081838 | -0.007012 | -0.006002
No | SCG | Com | Lighting | 2022 T-24: NRNC - Indoor Lighting - Multi-zone Occupancy Sensing in Large Offices | On-the-books | Gas Energy (MMTherm/year) |  | 0.10282 | 0.098708 | 0.094567 | 0.090539 | 0.086748 | 0.083288 | 0.080218 | 0.077562 | 0.075313 | 0.073444 | 0.071915 | 0.070678
No | SCG | Com | Lighting | 2016 T-24: Nonresidential Lighting Alterations (Units = sq ft) | Expected | Gas Energy (MMTherm/year) | -0.035811 | -0.035359 | -0.034882 | -0.034395 | -0.033913 | -0.033426 | -0.032928 | 0 | 0 | 0 | 0 | 0 | 0
No | SCG | Com | Lighting | 2013 T-24: NRA-Lighting-Alterations-New Measures | Expected | Gas Energy (MMTherm/year) | -0.063979 | -0.063207 | -0.062553 | -0.062 | -0.030515 | 0 | 1.6673e-17 | 0 | 0 | 0 | 0 | 0 | 0
No | SCG | Com | Lighting | 2008 T-24: Sidelighting | Expected | Gas Energy (MMTherm/year) | 0.0046215 | 0.0045983 | 0.004579 | 0.0045628 | 0.0045495 | 0.0045384 | 0.0045258 | 0.0045142 | 0.004502 | 0.0044901 | 0.004478 | 0.0044661 | 0.0044541
No | SCG | Com | Lighting | 2022 T-24: NRA - Daylighting - Automatic Daylight Dimming to 10% | Expected | Gas Energy (MMTherm/year) | -0.055862 | -0.054198 | -0.05212 | -0.049584 | -0.046573 | -0.043113 | -0.0033365 | 0 | 0 | 0 | 0 | 0 | 0
No | SCG | Com | Lighting | 2022 T-24: NRA - Indoor Lighting - Multi-zone Occupancy Sensing in Large Offices | Expected | Gas Energy (MMTherm/year) | 0.16697 | 0.16078 | 0.15434 | 0.14787 | 0.14157 | 0.13564 | 0.011061 | 0 | 0 | 0 | 0 | 0 | 0
No | SCG | Com | Lighting | 2022 T-24: NRNC - Daylighting - Automatic Daylight Dimming to 10% | Expected | Gas Energy (MMTherm/year) | -0.019595 | -0.019011 | -0.018282 | -0.017393 | -0.016336 | -0.015123 | -0.01378 | -0.012353 | -0.010904 | -0.0094949 | -0.0081838 | -0.007012 | -0.006002
No | SCG | Com | Lighting | 2022 T-24: NRNC - Indoor Lighting - Multi-zone Occupancy Sensing in Large Offices | Expected | Gas Energy (MMTherm/year) |  | 0.10282 | 0.098708 | 0.094567 | 0.090539 | 0.086748 | 0.083288 | 0.080218 | 0.077562 | 0.075313 | 0.073444 | 0.071915 | 0.070678
No | SCG | Com | Lighting | 2016 T-24: Nonresidential Lighting Alterations (Units = sq ft) | Possible | Gas Energy (MMTherm/year) | -0.035811 | -0.035359 | -0.034882 | -0.034395 | -0.033913 | -0.033426 | -0.032928 | 0 | 0 | 0 | 0 | 0 | 0
No | SCG | Com | Lighting | 2013 T-24: NRA-Lighting-Alterations-New Measures | Possible | Gas Energy (MMTherm/year) | -0.063979 | -0.063207 | -0.062553 | -0.062 | -0.030515 | 0 | 1.6673e-17 | 0 | 0 | 0 | 0 | 0 | 0
No | SCG | Com | Lighting | 2008 T-24: Sidelighting | Possible | Gas Energy (MMTherm/year) | 0.0046215 | 0.0045983 | 0.004579 | 0.0045628 | 0.0045495 | 0.0045384 | 0.0045258 | 0.0045142 | 0.004502 | 0.0044901 | 0.004478 | 0.0044661 | 0.0044541
No | SCG | Com | Lighting | 2022 T-24: NRA - Daylighting - Automatic Daylight Dimming to 10% | Possible | Gas Energy (MMTherm/year) | -0.055862 | -0.054198 | -0.05212 | -0.049584 | -0.046573 | -0.043113 | -0.0033365 | 0 | 0 | 0 | 0 | 0 | 0
No | SCG | Com | Lighting | 2022 T-24: NRA - Indoor Lighting - Multi-zone Occupancy Sensing in Large Offices | Possible | Gas Energy (MMTherm/year) | 0.16697 | 0.16078 | 0.15434 | 0.14787 | 0.14157 | 0.13564 | 0.011061 | 0 | 0 | 0 | 0 | 0 | 0
No | SCG | Com | Lighting | 2022 T-24: NRNC - Daylighting - Automatic Daylight Dimming to 10% | Possible | Gas Energy (MMTherm/year) | -0.019595 | -0.019011 | -0.018282 | -0.017393 | -0.016336 | -0.015123 | -0.01378 | -0.012353 | -0.010904 | -0.0094949 | -0.0081838 | -0.007012 | -0.006002
No | SCG | Com | Lighting | 2022 T-24: NRNC - Indoor Lighting - Multi-zone Occupancy Sensing in Large Offices | Possible | Gas Energy (MMTherm/year) |  | 0.10282 | 0.098708 | 0.094567 | 0.090539 | 0.086748 | 0.083288 | 0.080218 | 0.077562 | 0.075313 | 0.073444 | 0.071915 | 0.070678
No | SDG&E | Com | Lighting | 2016 T-24: Nonresidential Lighting Alterations (Units = sq ft) | On-the-books | Gas Energy (MMTherm/year) | -0.003249 | -0.0032079 | -0.0031647 | -0.0031205 | -0.0030768 | -0.0030326 | -0.0029874 | 0 | 0 | 0 | 0 | 0 | 0
No | SDG&E | Com | Lighting | 2013 T-24: NRA-Lighting-Alterations-New Measures | On-the-books | Gas Energy (MMTherm/year) | -0.0058045 | -0.0057345 | -0.0056751 | -0.005625 | -0.0027685 | 0 | 1.5127e-18 | 0 | 0 | 0 | 0 | 0 | 0
No | SDG&E | Com | Lighting | 2008 T-24: Sidelighting | On-the-books | Gas Energy (MMTherm/year) | 0.00041929 | 0.00041719 | 0.00041543 | 0.00041397 | 0.00041275 | 0.00041175 | 0.00041061 | 0.00040956 | 0.00040844 | 0.00040737 | 0.00040627 | 0.00040519 | 0.0004041
No | SDG&E | Com | Lighting | 2022 T-24: NRA - Daylighting - Automatic Daylight Dimming to 10% | On-the-books | Gas Energy (MMTherm/year) | -0.0050681 | -0.0049171 | -0.0047286 | -0.0044986 | -0.0042254 | -0.0039115 | -0.0003027 | 0 | 0 | 0 | 0 | 0 | 0
No | SDG&E | Com | Lighting | 2022 T-24: NRA - Indoor Lighting - Multi-zone Occupancy Sensing in Large Offices | On-the-books | Gas Energy (MMTherm/year) | 0.015148 | 0.014587 | 0.014003 | 0.013415 | 0.012844 | 0.012306 | 0.0010035 | 0 | 0 | 0 | 0 | 0 | 0
No | SDG&E | Com | Lighting | 2022 T-24: NRNC - Daylighting - Automatic Daylight Dimming to 10% | On-the-books | Gas Energy (MMTherm/year) | -0.0017777 | -0.0017248 | -0.0016587 | -0.001578 | -0.0014821 | -0.001372 | -0.0012502 | -0.0011208 | -0.00098925 | -0.00086144 | -0.00074248 | -0.00063617 | -0.00054453
No | SDG&E | Com | Lighting | 2022 T-24: NRNC - Indoor Lighting - Multi-zone Occupancy Sensing in Large Offices | On-the-books | Gas Energy (MMTherm/year) |  | 0.0093288 | 0.0089554 | 0.0085797 | 0.0082142 | 0.0078702 | 0.0075563 | 0.0072778 | 0.0070368 | 0.0068328 | 0.0066633 | 0.0065245 | 0.0064123
No | SDG&E | Com | Lighting | 2016 T-24: Nonresidential Lighting Alterations (Units = sq ft) | Expected | Gas Energy (MMTherm/year) | -0.003249 | -0.0032079 | -0.0031647 | -0.0031205 | -0.0030768 | -0.0030326 | -0.0029874 | 0 | 0 | 0 | 0 | 0 | 0
No | SDG&E | Com | Lighting | 2013 T-24: NRA-Lighting-Alterations-New Measures | Expected | Gas Energy (MMTherm/year) | -0.0058045 | -0.0057345 | -0.0056751 | -0.005625 | -0.0027685 | 0 | 1.5127e-18 | 0 | 0 | 0 | 0 | 0 | 0
No | SDG&E | Com | Lighting | 2008 T-24: Sidelighting | Expected | Gas Energy (MMTherm/year) | 0.00041929 | 0.00041719 | 0.00041543 | 0.00041397 | 0.00041275 | 0.00041175 | 0.00041061 | 0.00040956 | 0.00040844 | 0.00040737 | 0.00040627 | 0.00040519 | 0.0004041
No | SDG&E | Com | Lighting | 2022 T-24: NRA - Daylighting - Automatic Daylight Dimming to 10% | Expected | Gas Energy (MMTherm/year) | -0.0050681 | -0.0049171 | -0.0047286 | -0.0044986 | -0.0042254 | -0.0039115 | -0.0003027 | 0 | 0 | 0 | 0 | 0 | 0
No | SDG&E | Com | Lighting | 2022 T-24: NRA - Indoor Lighting - Multi-zone Occupancy Sensing in Large Offices | Expected | Gas Energy (MMTherm/year) | 0.015148 | 0.014587 | 0.014003 | 0.013415 | 0.012844 | 0.012306 | 0.0010035 | 0 | 0 | 0 | 0 | 0 | 0
No | SDG&E | Com | Lighting | 2022 T-24: NRNC - Daylighting - Automatic Daylight Dimming to 10% | Expected | Gas Energy (MMTherm/year) | -0.0017777 | -0.0017248 | -0.0016587 | -0.001578 | -0.0014821 | -0.001372 | -0.0012502 | -0.0011208 | -0.00098925 | -0.00086144 | -0.00074248 | -0.00063617 | -0.00054453
No | SDG&E | Com | Lighting | 2022 T-24: NRNC - Indoor Lighting - Multi-zone Occupancy Sensing in Large Offices | Expected | Gas Energy (MMTherm/year) |  | 0.0093288 | 0.0089554 | 0.0085797 | 0.0082142 | 0.0078702 | 0.0075563 | 0.0072778 | 0.0070368 | 0.0068328 | 0.0066633 | 0.0065245 | 0.0064123
No | SDG&E | Com | Lighting | 2016 T-24: Nonresidential Lighting Alterations (Units = sq ft) | Possible | Gas Energy (MMTherm/year) | -0.003249 | -0.0032079 | -0.0031647 | -0.0031205 | -0.0030768 | -0.0030326 | -0.0029874 | 0 | 0 | 0 | 0 | 0 | 0
No | SDG&E | Com | Lighting | 2013 T-24: NRA-Lighting-Alterations-New Measures | Possible | Gas Energy (MMTherm/year) | -0.0058045 | -0.0057345 | -0.0056751 | -0.005625 | -0.0027685 | 0 | 1.5127e-18 | 0 | 0 | 0 | 0 | 0 | 0
No | SDG&E | Com | Lighting | 2008 T-24: Sidelighting | Possible | Gas Energy (MMTherm/year) | 0.00041929 | 0.00041719 | 0.00041543 | 0.00041397 | 0.00041275 | 0.00041175 | 0.00041061 | 0.00040956 | 0.00040844 | 0.00040737 | 0.00040627 | 0.00040519 | 0.0004041
No | SDG&E | Com | Lighting | 2022 T-24: NRA - Daylighting - Automatic Daylight Dimming to 10% | Possible | Gas Energy (MMTherm/year) | -0.0050681 | -0.0049171 | -0.0047286 | -0.0044986 | -0.0042254 | -0.0039115 | -0.0003027 | 0 | 0 | 0 | 0 | 0 | 0
No | SDG&E | Com | Lighting | 2022 T-24: NRA - Indoor Lighting - Multi-zone Occupancy Sensing in Large Offices | Possible | Gas Energy (MMTherm/year) | 0.015148 | 0.014587 | 0.014003 | 0.013415 | 0.012844 | 0.012306 | 0.0010035 | 0 | 0 | 0 | 0 | 0 | 0
No | SDG&E | Com | Lighting | 2022 T-24: NRNC - Daylighting - Automatic Daylight Dimming to 10% | Possible | Gas Energy (MMTherm/year) | -0.0017777 | -0.0017248 | -0.0016587 | -0.001578 | -0.0014821 | -0.001372 | -0.0012502 | -0.0011208 | -0.00098925 | -0.00086144 | -0.00074248 | -0.00063617 | -0.00054453
No | SDG&E | Com | Lighting | 2022 T-24: NRNC - Indoor Lighting - Multi-zone Occupancy Sensing in Large Offices | Possible | Gas Energy (MMTherm/year) |  | 0.0093288 | 0.0089554 | 0.0085797 | 0.0082142 | 0.0078702 | 0.0075563 | 0.0072778 | 0.0070368 | 0.0068328 | 0.0066633 | 0.0065245 | 0.0064123

## C&S with Interactive (hidden)
Interactive (Y/N) | Utility | Sector | End Use | Measure Name | Policy Case | Savings Type | 2025 | 2026 | 2027 | 2028 | 2029 | 2030 | 2031 | 2032 | 2033 | 2034 | 2035 | 2036 | 2037
Yes | PG&E | Com | AppPlug | Fed Appliance: Commercial Clothes Washers #1 | On-the-books | Electric Energy (GWh/year) | 0.026228 | 0.026226 | 0.026224 | 0.026222 | 0.026221 | 0.02622 | 0.026219 | 0.026218 | 0.026216 | 0.026215 | 0.026214 | 0.026213 | 0.026212
Yes | PG&E | Com | AppPlug | Fed Appliance: Commercial Clothes Washers | On-the-books | Electric Energy (GWh/year) | 0.052705 | 0.052705 | 0.052705 | 0.052705 | 0.052705 | 0 | 0 | 0 | 0 | 0 | 0 | 0 | 0
Yes | PG&E | Com | AppPlug | T-20: Computers - Small Scale Servers | On-the-books | Electric Energy (GWh/year) | 0 | 0 | 0 | 0 | 0 | 0 | 0 | 0 | 0 | 0 | 0 | 0 | 0
Yes | PG&E | Com | AppPlug | T-20: Computers - Workstations | On-the-books | Electric Energy (GWh/year) | 0 | 0 | 0 | 0 | 0 | 0 | 0 | 0 | 0 | 0 | 0 | 0 | 0
Yes | PG&E | Com | AppPlug | 2005 T-20: Consumer Electronics - Audio Players | On-the-books | Electric Energy (GWh/year) | 0.014363 | 0.014362 | 0.01436 | 0.01436 | 0.014359 | 0.014359 | 0.014358 | 0.014358 | 0.014358 | 0.014357 | 0.014357 | 0.014357 | 0.014356
Yes | PG&E | Com | AppPlug | 2005 T-20: Consumer Electronics - DVDs | On-the-books | Electric Energy (GWh/year) | 0.0013554 | 0.0013503 | 0.0013462 | 0.0013429 | 0.0013402 | 0.0013382 | 0.0013357 | 0.0013335 | 0.0013311 | 0.0013289 | 0.0013265 | 0.0013242 | 0.0013219
Yes | PG&E | Com | AppPlug | Fed Appliance: External Power Supplies | On-the-books | Electric Energy (GWh/year) | 0 | 0 | 0 | 0 | 0 | 0 | 0 | 0 | 0 | 0 | 0 | 0 | 0
Yes | PG&E | Com | AppPlug | 2011 T-20: Large Battery Chargers (≥2kW rated input) | On-the-books | Electric Energy (GWh/year) | 1.9064 | 1.8826 | 1.8639 | 1.8493 | 0.45603 | 0.45386 | 0.45127 | 0.44896 | 0.44646 | 0.44408 | 0.44163 | 0.43923 | 0.43679
Yes | PG&E | Com | AppPlug | Fed Appliance: Microwave ovens | On-the-books | Electric Energy (GWh/year) | 0.31159 | 0.31045 | 0 | 0 | 0 | 0 | 0 | 0 | 0 | 0 | 0 | 0 | 0
Yes | PG&E | Com | AppPlug | 2011 T-20: Small Battery Chargers – Tier 1 (consumer with no USB charger or USB charger <20 watt-hours) | On-the-books | Electric Energy (GWh/year) | 0.91085 | 0.90702 | 0.90424 | 0.90223 | 0.90078 | 0.89972 | 0.8984 | 0.89726 | 0.896 | 0.89482 | 0.89359 | 0.89239 | 0.89117
Yes | PG&E | Com | AppPlug | 2009 T-20: Televisions - Tier 1 | On-the-books | Electric Energy (GWh/year) | 0.31437 | 0.31427 | 0.31422 | 0.31418 | 0.31416 | 0.31415 | 0.31413 | 0.31412 | 0.3141 | 0.31409 | 0.31407 | 0.31406 | 0.31404
Yes | PG&E | Com | AppPlug | 2009 T-20: Televisions - Tier 2 | On-the-books | Electric Energy (GWh/year) | 0.30901 | 0.30775 | 0.30689 | 0.30631 | 0.30591 | 0.30565 | 0.30529 | 0.305 | 0.30466 | 0.30436 | 0.30403 | 0.30372 | 0.3034
Yes | PG&E | Com | AppPlug | 2005 T-20: Water Dispensers | On-the-books | Electric Energy (GWh/year) | 0.059309 | 0.059286 | 0.05927 | 0.059259 | 0.059252 | 0.059247 | 0.05924 | 0.059235 | 0.059228 | 0.059223 | 0.059217 | 0.059211 | 0.059205
Yes | PG&E | Com | AppPlug | 2025-27 Fed App: Air purifiers - Tier 2 | On-the-books | Electric Energy (GWh/year) | 0 | 0.35697 | 0.36737 | 0.37959 | 0.39311 | 0.40785 | 0.40273 | 0.39837 | 0.39468 | 0.39157 | 0.032115 | 0.031933 | 0.03178
Yes | PG&E | Com | AppPlug | 2016 T-20: Computers - Desktops - Tier 1 | On-the-books | Electric Energy (GWh/year) | 0.72231 | 0.70001 | 0.68341 | 0.67128 | 0.66253 | 0.65627 | 0.65184 | 0.6487 | 0.6465 | 0.64495 | 0.64386 | 0.6431 | 0.64257
Yes | PG&E | Com | AppPlug | 2016 T-20: Computers - Desktops - Tier 2 | On-the-books | Electric Energy (GWh/year) | 9.0004 | 4.573 | 0.61052 | 0.59167 | 0.57764 | 0.56739 | 0.55999 | 0.55471 | 0.55096 | 0.54831 | 0.54644 | 0.54513 | 0.54422
Yes | PG&E | Com | AppPlug | 2016 T-20: Computers - Notebooks | On-the-books | Electric Energy (GWh/year) | 0.00071484 | 0.00069276 | 0.00067634 | 0.00066433 | 0.00065567 | 0.00064948 | 0.00064509 | 0.00064199 | 0.00063981 | 0.00063828 | 0.0006372 | 0.00063645 | 0.00063592
Yes | PG&E | Com | AppPlug | 2019-21 Fed App: Dedicated-purpose pool pumps | On-the-books | Electric Energy (GWh/year) |  | 14.7932 | 2.0468 | 2.0857 | 2.1047 | 2.1308 | 2.1269 | 2.1236 | 2.1209 | 2.1186 | 2.1167 | 2.1151 | 2.1138
Yes | PG&E | Com | AppPlug | 2016 T-20: Displays - Monitors | On-the-books | Electric Energy (GWh/year) |  | 1.5474 | 0.28509 | 0.28509 | 0.28509 | 0.28509 | 0.28509 | 0.28509 | 0.28509 | 0.28509 | 0.28509 | 0.28509 | 0.28509
Yes | PG&E | Com | AppPlug | Fed Appliance: Commercial Clothes Washers #1 | Expected | Electric Energy (GWh/year) | 0.026228 | 0.026226 | 0.026224 | 0.026222 | 0.026221 | 0.02622 | 0.026219 | 0.026218 | 0.026216 | 0.026215 | 0.026214 | 0.026213 | 0.026212
Yes | PG&E | Com | AppPlug | Fed Appliance: Commercial Clothes Washers | Expected | Electric Energy (GWh/year) | 0.052705 | 0.052705 | 0.052705 | 0.052705 | 0.052705 | 0 | 0 | 0 | 0 | 0 | 0 | 0 | 0
Yes | PG&E | Com | AppPlug | T-20: Computers - Small Scale Servers | Expected | Electric Energy (GWh/year) | 0 | 0 | 0 | 0 | 0 | 0 | 0 | 0 | 0 | 0 | 0 | 0 | 0
Yes | PG&E | Com | AppPlug | T-20: Computers - Workstations | Expected | Electric Energy (GWh/year) | 0 | 0 | 0 | 0 | 0 | 0 | 0 | 0 | 0 | 0 | 0 | 0 | 0
Yes | PG&E | Com | AppPlug | 2005 T-20: Consumer Electronics - Audio Players | Expected | Electric Energy (GWh/year) | 0.014363 | 0.014362 | 0.01436 | 0.01436 | 0.014359 | 0.014359 | 0.014358 | 0.014358 | 0.014358 | 0.014357 | 0.014357 | 0.014357 | 0.014356
Yes | PG&E | Com | AppPlug | 2005 T-20: Consumer Electronics - DVDs | Expected | Electric Energy (GWh/year) | 0.0013554 | 0.0013503 | 0.0013462 | 0.0013429 | 0.0013402 | 0.0013382 | 0.0013357 | 0.0013335 | 0.0013311 | 0.0013289 | 0.0013265 | 0.0013242 | 0.0013219
Yes | PG&E | Com | AppPlug | Fed Appliance: External Power Supplies | Expected | Electric Energy (GWh/year) | 0 | 0 | 0 | 0 | 0 | 0 | 0 | 0 | 0 | 0 | 0 | 0 | 0
Yes | PG&E | Com | AppPlug | 2011 T-20: Large Battery Chargers (≥2kW rated input) | Expected | Electric Energy (GWh/year) | 1.9064 | 1.8826 | 1.8639 | 1.8493 | 0.45603 | 0.45386 | 0.45127 | 0.44896 | 0.44646 | 0.44408 | 0.44163 | 0.43923 | 0.43679
Yes | PG&E | Com | AppPlug | Fed Appliance: Microwave ovens | Expected | Electric Energy (GWh/year) | 0.31159 | 0.31045 | 0 | 0 | 0 | 0 | 0 | 0 | 0 | 0 | 0 | 0 | 0
Yes | PG&E | Com | AppPlug | 2011 T-20: Small Battery Chargers – Tier 1 (consumer with no USB charger or USB charger <20 watt-hours) | Expected | Electric Energy (GWh/year) | 0.91085 | 0.90702 | 0.90424 | 0.90223 | 0.90078 | 0.89972 | 0.8984 | 0.89726 | 0.896 | 0.89482 | 0.89359 | 0.89239 | 0.89117
Yes | PG&E | Com | AppPlug | 2009 T-20: Televisions - Tier 1 | Expected | Electric Energy (GWh/year) | 0.31437 | 0.31427 | 0.31422 | 0.31418 | 0.31416 | 0.31415 | 0.31413 | 0.31412 | 0.3141 | 0.31409 | 0.31407 | 0.31406 | 0.31404
Yes | PG&E | Com | AppPlug | 2009 T-20: Televisions - Tier 2 | Expected | Electric Energy (GWh/year) | 0.30901 | 0.30775 | 0.30689 | 0.30631 | 0.30591 | 0.30565 | 0.30529 | 0.305 | 0.30466 | 0.30436 | 0.30403 | 0.30372 | 0.3034
Yes | PG&E | Com | AppPlug | 2005 T-20: Water Dispensers | Expected | Electric Energy (GWh/year) | 0.059309 | 0.059286 | 0.05927 | 0.059259 | 0.059252 | 0.059247 | 0.05924 | 0.059235 | 0.059228 | 0.059223 | 0.059217 | 0.059211 | 0.059205
Yes | PG&E | Com | AppPlug | 2025-27 Fed App: Air purifiers - Tier 2 | Expected | Electric Energy (GWh/year) | 0 | 0.35697 | 0.36737 | 0.37959 | 0.39311 | 0.40785 | 0.40273 | 0.39837 | 0.39468 | 0.39157 | 0.032115 | 0.031933 | 0.03178
Yes | PG&E | Com | AppPlug | 2016 T-20: Computers - Desktops - Tier 1 | Expected | Electric Energy (GWh/year) | 0.72231 | 0.70001 | 0.68341 | 0.67128 | 0.66253 | 0.65627 | 0.65184 | 0.6487 | 0.6465 | 0.64495 | 0.64386 | 0.6431 | 0.64257
Yes | PG&E | Com | AppPlug | 2016 T-20: Computers - Desktops - Tier 2 | Expected | Electric Energy (GWh/year) | 9.0004 | 4.573 | 0.61052 | 0.59167 | 0.57764 | 0.56739 | 0.55999 | 0.55471 | 0.55096 | 0.54831 | 0.54644 | 0.54513 | 0.54422
Yes | PG&E | Com | AppPlug | 2016 T-20: Computers - Notebooks | Expected | Electric Energy (GWh/year) | 0.00071484 | 0.00069276 | 0.00067634 | 0.00066433 | 0.00065567 | 0.00064948 | 0.00064509 | 0.00064199 | 0.00063981 | 0.00063828 | 0.0006372 | 0.00063645 | 0.00063592
Yes | PG&E | Com | AppPlug | 2019-21 Fed App: Dedicated-purpose pool pumps | Expected | Electric Energy (GWh/year) |  | 14.7932 | 2.0468 | 2.0857 | 2.1047 | 2.1308 | 2.1269 | 2.1236 | 2.1209 | 2.1186 | 2.1167 | 2.1151 | 2.1138
Yes | PG&E | Com | AppPlug | 2016 T-20: Displays - Monitors | Expected | Electric Energy (GWh/year) |  | 1.5474 | 0.28509 | 0.28509 | 0.28509 | 0.28509 | 0.28509 | 0.28509 | 0.28509 | 0.28509 | 0.28509 | 0.28509 | 0.28509
Yes | PG&E | Com | AppPlug | Fed Appliance: Commercial Clothes Washers #1 | Possible | Electric Energy (GWh/year) | 0.026228 | 0.026226 | 0.026224 | 0.026222 | 0.026221 | 0.02622 | 0.026219 | 0.026218 | 0.026216 | 0.026215 | 0.026214 | 0.026213 | 0.026212
Yes | PG&E | Com | AppPlug | Fed Appliance: Commercial Clothes Washers | Possible | Electric Energy (GWh/year) | 0.052705 | 0.052705 | 0.052705 | 0.052705 | 0.052705 | 0 | 0 | 0 | 0 | 0 | 0 | 0 | 0
Yes | PG&E | Com | AppPlug | T-20: Computers - Small Scale Servers | Possible | Electric Energy (GWh/year) | 0 | 0 | 0 | 0 | 0 | 0 | 0 | 0 | 0 | 0 | 0 | 0 | 0
Yes | PG&E | Com | AppPlug | T-20: Computers - Workstations | Possible | Electric Energy (GWh/year) | 0 | 0 | 0 | 0 | 0 | 0 | 0 | 0 | 0 | 0 | 0 | 0 | 0
Yes | PG&E | Com | AppPlug | 2005 T-20: Consumer Electronics - Audio Players | Possible | Electric Energy (GWh/year) | 0.014363 | 0.014362 | 0.01436 | 0.01436 | 0.014359 | 0.014359 | 0.014358 | 0.014358 | 0.014358 | 0.014357 | 0.014357 | 0.014357 | 0.014356
Yes | PG&E | Com | AppPlug | 2005 T-20: Consumer Electronics - DVDs | Possible | Electric Energy (GWh/year) | 0.0013554 | 0.0013503 | 0.0013462 | 0.0013429 | 0.0013402 | 0.0013382 | 0.0013357 | 0.0013335 | 0.0013311 | 0.0013289 | 0.0013265 | 0.0013242 | 0.0013219
Yes | PG&E | Com | AppPlug | Fed Appliance: External Power Supplies | Possible | Electric Energy (GWh/year) | 0 | 0 | 0 | 0 | 0 | 0 | 0 | 0 | 0 | 0 | 0 | 0 | 0
Yes | PG&E | Com | AppPlug | 2011 T-20: Large Battery Chargers (≥2kW rated input) | Possible | Electric Energy (GWh/year) | 1.9064 | 1.8826 | 1.8639 | 1.8493 | 0.45603 | 0.45386 | 0.45127 | 0.44896 | 0.44646 | 0.44408 | 0.44163 | 0.43923 | 0.43679
Yes | PG&E | Com | AppPlug | Fed Appliance: Microwave ovens | Possible | Electric Energy (GWh/year) | 0.31159 | 0.31045 | 0 | 0 | 0 | 0 | 0 | 0 | 0 | 0 | 0 | 0 | 0
Yes | PG&E | Com | AppPlug | 2011 T-20: Small Battery Chargers – Tier 1 (consumer with no USB charger or USB charger <20 watt-hours) | Possible | Electric Energy (GWh/year) | 0.91085 | 0.90702 | 0.90424 | 0.90223 | 0.90078 | 0.89972 | 0.8984 | 0.89726 | 0.896 | 0.89482 | 0.89359 | 0.89239 | 0.89117
Yes | PG&E | Com | AppPlug | 2009 T-20: Televisions - Tier 1 | Possible | Electric Energy (GWh/year) | 0.31437 | 0.31427 | 0.31422 | 0.31418 | 0.31416 | 0.31415 | 0.31413 | 0.31412 | 0.3141 | 0.31409 | 0.31407 | 0.31406 | 0.31404
Yes | PG&E | Com | AppPlug | 2009 T-20: Televisions - Tier 2 | Possible | Electric Energy (GWh/year) | 0.30901 | 0.30775 | 0.30689 | 0.30631 | 0.30591 | 0.30565 | 0.30529 | 0.305 | 0.30466 | 0.30436 | 0.30403 | 0.30372 | 0.3034
Yes | PG&E | Com | AppPlug | 2005 T-20: Water Dispensers | Possible | Electric Energy (GWh/year) | 0.059309 | 0.059286 | 0.05927 | 0.059259 | 0.059252 | 0.059247 | 0.05924 | 0.059235 | 0.059228 | 0.059223 | 0.059217 | 0.059211 | 0.059205
Yes | PG&E | Com | AppPlug | 2025-27 Fed App: Air purifiers - Tier 2 | Possible | Electric Energy (GWh/year) | 0 | 0.35697 | 0.36737 | 0.37959 | 0.39311 | 0.40785 | 0.40273 | 0.39837 | 0.39468 | 0.39157 | 0.032115 | 0.031933 | 0.03178
Yes | PG&E | Com | AppPlug | 2016 T-20: Computers - Desktops - Tier 1 | Possible | Electric Energy (GWh/year) | 0.72231 | 0.70001 | 0.68341 | 0.67128 | 0.66253 | 0.65627 | 0.65184 | 0.6487 | 0.6465 | 0.64495 | 0.64386 | 0.6431 | 0.64257
Yes | PG&E | Com | AppPlug | 2016 T-20: Computers - Desktops - Tier 2 | Possible | Electric Energy (GWh/year) | 9.0004 | 4.573 | 0.61052 | 0.59167 | 0.57764 | 0.56739 | 0.55999 | 0.55471 | 0.55096 | 0.54831 | 0.54644 | 0.54513 | 0.54422
Yes | PG&E | Com | AppPlug | 2016 T-20: Computers - Notebooks | Possible | Electric Energy (GWh/year) | 0.00071484 | 0.00069276 | 0.00067634 | 0.00066433 | 0.00065567 | 0.00064948 | 0.00064509 | 0.00064199 | 0.00063981 | 0.00063828 | 0.0006372 | 0.00063645 | 0.00063592
Yes | PG&E | Com | AppPlug | 2019-21 Fed App: Dedicated-purpose pool pumps | Possible | Electric Energy (GWh/year) |  | 14.7932 | 2.0468 | 2.0857 | 2.1047 | 2.1308 | 2.1269 | 2.1236 | 2.1209 | 2.1186 | 2.1167 | 2.1151 | 2.1138
Yes | PG&E | Com | AppPlug | 2016 T-20: Displays - Monitors | Possible | Electric Energy (GWh/year) |  | 1.5474 | 0.28509 | 0.28509 | 0.28509 | 0.28509 | 0.28509 | 0.28509 | 0.28509 | 0.28509 | 0.28509 | 0.28509 | 0.28509
Yes | SCE | Com | AppPlug | Fed Appliance: Commercial Clothes Washers #1 | On-the-books | Electric Energy (GWh/year) | 0.026228 | 0.026226 | 0.026224 | 0.026222 | 0.026221 | 0.02622 | 0.026219 | 0.026218 | 0.026216 | 0.026215 | 0.026214 | 0.026213 | 0.026212
Yes | SCE | Com | AppPlug | Fed Appliance: Commercial Clothes Washers | On-the-books | Electric Energy (GWh/year) | 0.052705 | 0.052705 | 0.052705 | 0.052705 | 0.052705 | 0 | 0 | 0 | 0 | 0 | 0 | 0 | 0
Yes | SCE | Com | AppPlug | T-20: Computers - Small Scale Servers | On-the-books | Electric Energy (GWh/year) | 0 | 0 | 0 | 0 | 0 | 0 | 0 | 0 | 0 | 0 | 0 | 0 | 0
Yes | SCE | Com | AppPlug | T-20: Computers - Workstations | On-the-books | Electric Energy (GWh/year) | 0 | 0 | 0 | 0 | 0 | 0 | 0 | 0 | 0 | 0 | 0 | 0 | 0
Yes | SCE | Com | AppPlug | 2005 T-20: Consumer Electronics - Audio Players | On-the-books | Electric Energy (GWh/year) | 0.014363 | 0.014362 | 0.01436 | 0.01436 | 0.014359 | 0.014359 | 0.014358 | 0.014358 | 0.014358 | 0.014357 | 0.014357 | 0.014357 | 0.014356
Yes | SCE | Com | AppPlug | 2005 T-20: Consumer Electronics - DVDs | On-the-books | Electric Energy (GWh/year) | 0.0013554 | 0.0013503 | 0.0013462 | 0.0013429 | 0.0013402 | 0.0013382 | 0.0013357 | 0.0013335 | 0.0013311 | 0.0013289 | 0.0013265 | 0.0013242 | 0.0013219
Yes | SCE | Com | AppPlug | Fed Appliance: External Power Supplies | On-the-books | Electric Energy (GWh/year) | 0 | 0 | 0 | 0 | 0 | 0 | 0 | 0 | 0 | 0 | 0 | 0 | 0
Yes | SCE | Com | AppPlug | 2011 T-20: Large Battery Chargers (≥2kW rated input) | On-the-books | Electric Energy (GWh/year) | 1.9064 | 1.8826 | 1.8639 | 1.8493 | 0.45603 | 0.45386 | 0.45127 | 0.44896 | 0.44646 | 0.44408 | 0.44163 | 0.43923 | 0.43679
Yes | SCE | Com | AppPlug | Fed Appliance: Microwave ovens | On-the-books | Electric Energy (GWh/year) | 0.31159 | 0.31045 | 0 | 0 | 0 | 0 | 0 | 0 | 0 | 0 | 0 | 0 | 0
Yes | SCE | Com | AppPlug | 2011 T-20: Small Battery Chargers – Tier 1 (consumer with no USB charger or USB charger <20 watt-hours) | On-the-books | Electric Energy (GWh/year) | 0.91085 | 0.90702 | 0.90424 | 0.90223 | 0.90078 | 0.89972 | 0.8984 | 0.89726 | 0.896 | 0.89482 | 0.89359 | 0.89239 | 0.89117
Yes | SCE | Com | AppPlug | 2009 T-20: Televisions - Tier 1 | On-the-books | Electric Energy (GWh/year) | 0.31437 | 0.31427 | 0.31422 | 0.31418 | 0.31416 | 0.31415 | 0.31413 | 0.31412 | 0.3141 | 0.31409 | 0.31407 | 0.31406 | 0.31404
Yes | SCE | Com | AppPlug | 2009 T-20: Televisions - Tier 2 | On-the-books | Electric Energy (GWh/year) | 0.30901 | 0.30775 | 0.30689 | 0.30631 | 0.30591 | 0.30565 | 0.30529 | 0.305 | 0.30466 | 0.30436 | 0.30403 | 0.30372 | 0.3034
Yes | SCE | Com | AppPlug | 2005 T-20: Water Dispensers | On-the-books | Electric Energy (GWh/year) | 0.059309 | 0.059286 | 0.05927 | 0.059259 | 0.059252 | 0.059247 | 0.05924 | 0.059235 | 0.059228 | 0.059223 | 0.059217 | 0.059211 | 0.059205
Yes | SCE | Com | AppPlug | 2025-27 Fed App: Air purifiers - Tier 2 | On-the-books | Electric Energy (GWh/year) | 0 | 0.35697 | 0.36737 | 0.37959 | 0.39311 | 0.40785 | 0.40273 | 0.39837 | 0.39468 | 0.39157 | 0.032115 | 0.031933 | 0.03178
Yes | SCE | Com | AppPlug | 2016 T-20: Computers - Desktops - Tier 1 | On-the-books | Electric Energy (GWh/year) | 0.72231 | 0.70001 | 0.68341 | 0.67128 | 0.66253 | 0.65627 | 0.65184 | 0.6487 | 0.6465 | 0.64495 | 0.64386 | 0.6431 | 0.64257
Yes | SCE | Com | AppPlug | 2016 T-20: Computers - Desktops - Tier 2 | On-the-books | Electric Energy (GWh/year) | 9.0004 | 4.573 | 0.61052 | 0.59167 | 0.57764 | 0.56739 | 0.55999 | 0.55471 | 0.55096 | 0.54831 | 0.54644 | 0.54513 | 0.54422
Yes | SCE | Com | AppPlug | 2016 T-20: Computers - Notebooks | On-the-books | Electric Energy (GWh/year) | 0.00071484 | 0.00069276 | 0.00067634 | 0.00066433 | 0.00065567 | 0.00064948 | 0.00064509 | 0.00064199 | 0.00063981 | 0.00063828 | 0.0006372 | 0.00063645 | 0.00063592
Yes | SCE | Com | AppPlug | 2019-21 Fed App: Dedicated-purpose pool pumps | On-the-books | Electric Energy (GWh/year) |  | 14.7932 | 2.0468 | 2.0857 | 2.1047 | 2.1308 | 2.1269 | 2.1236 | 2.1209 | 2.1186 | 2.1167 | 2.1151 | 2.1138
Yes | SCE | Com | AppPlug | 2016 T-20: Displays - Monitors | On-the-books | Electric Energy (GWh/year) |  | 1.5474 | 0.28509 | 0.28509 | 0.28509 | 0.28509 | 0.28509 | 0.28509 | 0.28509 | 0.28509 | 0.28509 | 0.28509 | 0.28509
Yes | SCE | Com | AppPlug | Fed Appliance: Commercial Clothes Washers #1 | Expected | Electric Energy (GWh/year) | 0.026228 | 0.026226 | 0.026224 | 0.026222 | 0.026221 | 0.02622 | 0.026219 | 0.026218 | 0.026216 | 0.026215 | 0.026214 | 0.026213 | 0.026212
Yes | SCE | Com | AppPlug | Fed Appliance: Commercial Clothes Washers | Expected | Electric Energy (GWh/year) | 0.052705 | 0.052705 | 0.052705 | 0.052705 | 0.052705 | 0 | 0 | 0 | 0 | 0 | 0 | 0 | 0
Yes | SCE | Com | AppPlug | T-20: Computers - Small Scale Servers | Expected | Electric Energy (GWh/year) | 0 | 0 | 0 | 0 | 0 | 0 | 0 | 0 | 0 | 0 | 0 | 0 | 0
Yes | SCE | Com | AppPlug | T-20: Computers - Workstations | Expected | Electric Energy (GWh/year) | 0 | 0 | 0 | 0 | 0 | 0 | 0 | 0 | 0 | 0 | 0 | 0 | 0
Yes | SCE | Com | AppPlug | 2005 T-20: Consumer Electronics - Audio Players | Expected | Electric Energy (GWh/year) | 0.014363 | 0.014362 | 0.01436 | 0.01436 | 0.014359 | 0.014359 | 0.014358 | 0.014358 | 0.014358 | 0.014357 | 0.014357 | 0.014357 | 0.014356
Yes | SCE | Com | AppPlug | 2005 T-20: Consumer Electronics - DVDs | Expected | Electric Energy (GWh/year) | 0.0013554 | 0.0013503 | 0.0013462 | 0.0013429 | 0.0013402 | 0.0013382 | 0.0013357 | 0.0013335 | 0.0013311 | 0.0013289 | 0.0013265 | 0.0013242 | 0.0013219
Yes | SCE | Com | AppPlug | Fed Appliance: External Power Supplies | Expected | Electric Energy (GWh/year) | 0 | 0 | 0 | 0 | 0 | 0 | 0 | 0 | 0 | 0 | 0 | 0 | 0
Yes | SCE | Com | AppPlug | 2011 T-20: Large Battery Chargers (≥2kW rated input) | Expected | Electric Energy (GWh/year) | 1.9064 | 1.8826 | 1.8639 | 1.8493 | 0.45603 | 0.45386 | 0.45127 | 0.44896 | 0.44646 | 0.44408 | 0.44163 | 0.43923 | 0.43679
Yes | SCE | Com | AppPlug | Fed Appliance: Microwave ovens | Expected | Electric Energy (GWh/year) | 0.31159 | 0.31045 | 0 | 0 | 0 | 0 | 0 | 0 | 0 | 0 | 0 | 0 | 0
Yes | SCE | Com | AppPlug | 2011 T-20: Small Battery Chargers – Tier 1 (consumer with no USB charger or USB charger <20 watt-hours) | Expected | Electric Energy (GWh/year) | 0.91085 | 0.90702 | 0.90424 | 0.90223 | 0.90078 | 0.89972 | 0.8984 | 0.89726 | 0.896 | 0.89482 | 0.89359 | 0.89239 | 0.89117
Yes | SCE | Com | AppPlug | 2009 T-20: Televisions - Tier 1 | Expected | Electric Energy (GWh/year) | 0.31437 | 0.31427 | 0.31422 | 0.31418 | 0.31416 | 0.31415 | 0.31413 | 0.31412 | 0.3141 | 0.31409 | 0.31407 | 0.31406 | 0.31404
Yes | SCE | Com | AppPlug | 2009 T-20: Televisions - Tier 2 | Expected | Electric Energy (GWh/year) | 0.30901 | 0.30775 | 0.30689 | 0.30631 | 0.30591 | 0.30565 | 0.30529 | 0.305 | 0.30466 | 0.30436 | 0.30403 | 0.30372 | 0.3034
Yes | SCE | Com | AppPlug | 2005 T-20: Water Dispensers | Expected | Electric Energy (GWh/year) | 0.059309 | 0.059286 | 0.05927 | 0.059259 | 0.059252 | 0.059247 | 0.05924 | 0.059235 | 0.059228 | 0.059223 | 0.059217 | 0.059211 | 0.059205
Yes | SCE | Com | AppPlug | 2025-27 Fed App: Air purifiers - Tier 2 | Expected | Electric Energy (GWh/year) | 0 | 0.35697 | 0.36737 | 0.37959 | 0.39311 | 0.40785 | 0.40273 | 0.39837 | 0.39468 | 0.39157 | 0.032115 | 0.031933 | 0.03178
Yes | SCE | Com | AppPlug | 2016 T-20: Computers - Desktops - Tier 1 | Expected | Electric Energy (GWh/year) | 0.72231 | 0.70001 | 0.68341 | 0.67128 | 0.66253 | 0.65627 | 0.65184 | 0.6487 | 0.6465 | 0.64495 | 0.64386 | 0.6431 | 0.64257
Yes | SCE | Com | AppPlug | 2016 T-20: Computers - Desktops - Tier 2 | Expected | Electric Energy (GWh/year) | 9.0004 | 4.573 | 0.61052 | 0.59167 | 0.57764 | 0.56739 | 0.55999 | 0.55471 | 0.55096 | 0.54831 | 0.54644 | 0.54513 | 0.54422
Yes | SCE | Com | AppPlug | 2016 T-20: Computers - Notebooks | Expected | Electric Energy (GWh/year) | 0.00071484 | 0.00069276 | 0.00067634 | 0.00066433 | 0.00065567 | 0.00064948 | 0.00064509 | 0.00064199 | 0.00063981 | 0.00063828 | 0.0006372 | 0.00063645 | 0.00063592
Yes | SCE | Com | AppPlug | 2019-21 Fed App: Dedicated-purpose pool pumps | Expected | Electric Energy (GWh/year) |  | 14.7932 | 2.0468 | 2.0857 | 2.1047 | 2.1308 | 2.1269 | 2.1236 | 2.1209 | 2.1186 | 2.1167 | 2.1151 | 2.1138
Yes | SCE | Com | AppPlug | 2016 T-20: Displays - Monitors | Expected | Electric Energy (GWh/year) |  | 1.5474 | 0.28509 | 0.28509 | 0.28509 | 0.28509 | 0.28509 | 0.28509 | 0.28509 | 0.28509 | 0.28509 | 0.28509 | 0.28509
Yes | SCE | Com | AppPlug | Fed Appliance: Commercial Clothes Washers #1 | Possible | Electric Energy (GWh/year) | 0.026228 | 0.026226 | 0.026224 | 0.026222 | 0.026221 | 0.02622 | 0.026219 | 0.026218 | 0.026216 | 0.026215 | 0.026214 | 0.026213 | 0.026212
Yes | SCE | Com | AppPlug | Fed Appliance: Commercial Clothes Washers | Possible | Electric Energy (GWh/year) | 0.052705 | 0.052705 | 0.052705 | 0.052705 | 0.052705 | 0 | 0 | 0 | 0 | 0 | 0 | 0 | 0
Yes | SCE | Com | AppPlug | T-20: Computers - Small Scale Servers | Possible | Electric Energy (GWh/year) | 0 | 0 | 0 | 0 | 0 | 0 | 0 | 0 | 0 | 0 | 0 | 0 | 0
Yes | SCE | Com | AppPlug | T-20: Computers - Workstations | Possible | Electric Energy (GWh/year) | 0 | 0 | 0 | 0 | 0 | 0 | 0 | 0 | 0 | 0 | 0 | 0 | 0
Yes | SCE | Com | AppPlug | 2005 T-20: Consumer Electronics - Audio Players | Possible | Electric Energy (GWh/year) | 0.014363 | 0.014362 | 0.01436 | 0.01436 | 0.014359 | 0.014359 | 0.014358 | 0.014358 | 0.014358 | 0.014357 | 0.014357 | 0.014357 | 0.014356
Yes | SCE | Com | AppPlug | 2005 T-20: Consumer Electronics - DVDs | Possible | Electric Energy (GWh/year) | 0.0013554 | 0.0013503 | 0.0013462 | 0.0013429 | 0.0013402 | 0.0013382 | 0.0013357 | 0.0013335 | 0.0013311 | 0.0013289 | 0.0013265 | 0.0013242 | 0.0013219
Yes | SCE | Com | AppPlug | Fed Appliance: External Power Supplies | Possible | Electric Energy (GWh/year) | 0 | 0 | 0 | 0 | 0 | 0 | 0 | 0 | 0 | 0 | 0 | 0 | 0
Yes | SCE | Com | AppPlug | 2011 T-20: Large Battery Chargers (≥2kW rated input) | Possible | Electric Energy (GWh/year) | 1.9064 | 1.8826 | 1.8639 | 1.8493 | 0.45603 | 0.45386 | 0.45127 | 0.44896 | 0.44646 | 0.44408 | 0.44163 | 0.43923 | 0.43679
Yes | SCE | Com | AppPlug | Fed Appliance: Microwave ovens | Possible | Electric Energy (GWh/year) | 0.31159 | 0.31045 | 0 | 0 | 0 | 0 | 0 | 0 | 0 | 0 | 0 | 0 | 0
Yes | SCE | Com | AppPlug | 2011 T-20: Small Battery Chargers – Tier 1 (consumer with no USB charger or USB charger <20 watt-hours) | Possible | Electric Energy (GWh/year) | 0.91085 | 0.90702 | 0.90424 | 0.90223 | 0.90078 | 0.89972 | 0.8984 | 0.89726 | 0.896 | 0.89482 | 0.89359 | 0.89239 | 0.89117
Yes | SCE | Com | AppPlug | 2009 T-20: Televisions - Tier 1 | Possible | Electric Energy (GWh/year) | 0.31437 | 0.31427 | 0.31422 | 0.31418 | 0.31416 | 0.31415 | 0.31413 | 0.31412 | 0.3141 | 0.31409 | 0.31407 | 0.31406 | 0.31404
Yes | SCE | Com | AppPlug | 2009 T-20: Televisions - Tier 2 | Possible | Electric Energy (GWh/year) | 0.30901 | 0.30775 | 0.30689 | 0.30631 | 0.30591 | 0.30565 | 0.30529 | 0.305 | 0.30466 | 0.30436 | 0.30403 | 0.30372 | 0.3034
Yes | SCE | Com | AppPlug | 2005 T-20: Water Dispensers | Possible | Electric Energy (GWh/year) | 0.059309 | 0.059286 | 0.05927 | 0.059259 | 0.059252 | 0.059247 | 0.05924 | 0.059235 | 0.059228 | 0.059223 | 0.059217 | 0.059211 | 0.059205
Yes | SCE | Com | AppPlug | 2025-27 Fed App: Air purifiers - Tier 2 | Possible | Electric Energy (GWh/year) | 0 | 0.35697 | 0.36737 | 0.37959 | 0.39311 | 0.40785 | 0.40273 | 0.39837 | 0.39468 | 0.39157 | 0.032115 | 0.031933 | 0.03178
Yes | SCE | Com | AppPlug | 2016 T-20: Computers - Desktops - Tier 1 | Possible | Electric Energy (GWh/year) | 0.72231 | 0.70001 | 0.68341 | 0.67128 | 0.66253 | 0.65627 | 0.65184 | 0.6487 | 0.6465 | 0.64495 | 0.64386 | 0.6431 | 0.64257
Yes | SCE | Com | AppPlug | 2016 T-20: Computers - Desktops - Tier 2 | Possible | Electric Energy (GWh/year) | 9.0004 | 4.573 | 0.61052 | 0.59167 | 0.57764 | 0.56739 | 0.55999 | 0.55471 | 0.55096 | 0.54831 | 0.54644 | 0.54513 | 0.54422
Yes | SCE | Com | AppPlug | 2016 T-20: Computers - Notebooks | Possible | Electric Energy (GWh/year) | 0.00071484 | 0.00069276 | 0.00067634 | 0.00066433 | 0.00065567 | 0.00064948 | 0.00064509 | 0.00064199 | 0.00063981 | 0.00063828 | 0.0006372 | 0.00063645 | 0.00063592
Yes | SCE | Com | AppPlug | 2019-21 Fed App: Dedicated-purpose pool pumps | Possible | Electric Energy (GWh/year) |  | 14.7932 | 2.0468 | 2.0857 | 2.1047 | 2.1308 | 2.1269 | 2.1236 | 2.1209 | 2.1186 | 2.1167 | 2.1151 | 2.1138
Yes | SCE | Com | AppPlug | 2016 T-20: Displays - Monitors | Possible | Electric Energy (GWh/year) |  | 1.5474 | 0.28509 | 0.28509 | 0.28509 | 0.28509 | 0.28509 | 0.28509 | 0.28509 | 0.28509 | 0.28509 | 0.28509 | 0.28509
Yes | SDG&E | Com | AppPlug | Fed Appliance: Commercial Clothes Washers #1 | On-the-books | Electric Energy (GWh/year) | 0.0053715 | 0.005371 | 0.0053706 | 0.0053703 | 0.00537 | 0.0053698 | 0.0053695 | 0.0053693 | 0.0053691 | 0.0053688 | 0.0053686 | 0.0053683 | 0.0053681
Yes | SDG&E | Com | AppPlug | Fed Appliance: Commercial Clothes Washers | On-the-books | Electric Energy (GWh/year) | 0.010794 | 0.010794 | 0.010794 | 0.010794 | 0.010794 | 0 | 0 | 0 | 0 | 0 | 0 | 0 | 0
Yes | SDG&E | Com | AppPlug | T-20: Computers - Small Scale Servers | On-the-books | Electric Energy (GWh/year) | 0 | 0 | 0 | 0 | 0 | 0 | 0 | 0 | 0 | 0 | 0 | 0 | 0
Yes | SDG&E | Com | AppPlug | T-20: Computers - Workstations | On-the-books | Electric Energy (GWh/year) | 0 | 0 | 0 | 0 | 0 | 0 | 0 | 0 | 0 | 0 | 0 | 0 | 0
Yes | SDG&E | Com | AppPlug | 2005 T-20: Consumer Electronics - Audio Players | On-the-books | Electric Energy (GWh/year) | 0.0029416 | 0.0029412 | 0.0029409 | 0.0029408 | 0.0029407 | 0.0029406 | 0.0029406 | 0.0029405 | 0.0029404 | 0.0029403 | 0.0029403 | 0.0029402 | 0.0029401
Yes | SDG&E | Com | AppPlug | 2005 T-20: Consumer Electronics - DVDs | On-the-books | Electric Energy (GWh/year) | 0.00027758 | 0.00027653 | 0.00027569 | 0.00027502 | 0.00027448 | 0.00027405 | 0.00027355 | 0.00027309 | 0.00027261 | 0.00027215 | 0.00027167 | 0.0002712 | 0.00027072
Yes | SDG&E | Com | AppPlug | Fed Appliance: External Power Supplies | On-the-books | Electric Energy (GWh/year) | 0 | 0 | 0 | 0 | 0 | 0 | 0 | 0 | 0 | 0 | 0 | 0 | 0
Yes | SDG&E | Com | AppPlug | 2011 T-20: Large Battery Chargers (≥2kW rated input) | On-the-books | Electric Energy (GWh/year) | 0.39043 | 0.38556 | 0.38172 | 0.37872 | 0.093394 | 0.09295 | 0.092418 | 0.091945 | 0.091433 | 0.090947 | 0.090444 | 0.089952 | 0.089453
Yes | SDG&E | Com | AppPlug | Fed Appliance: Microwave ovens | On-the-books | Electric Energy (GWh/year) | 0.063813 | 0.063578 | 0 | 0 | 0 | 0 | 0 | 0 | 0 | 0 | 0 | 0 | 0
Yes | SDG&E | Com | AppPlug | 2011 T-20: Small Battery Chargers – Tier 1 (consumer with no USB charger or USB charger <20 watt-hours) | On-the-books | Electric Energy (GWh/year) | 0.18654 | 0.18576 | 0.18519 | 0.18477 | 0.18448 | 0.18426 | 0.18399 | 0.18376 | 0.1835 | 0.18326 | 0.183 | 0.18276 | 0.18251
Yes | SDG&E | Com | AppPlug | 2009 T-20: Televisions - Tier 1 | On-the-books | Electric Energy (GWh/year) | 0.064383 | 0.064362 | 0.06435 | 0.064343 | 0.064339 | 0.064337 | 0.064333 | 0.064331 | 0.064327 | 0.064324 | 0.064321 | 0.064318 | 0.064315
Yes | SDG&E | Com | AppPlug | 2009 T-20: Televisions - Tier 2 | On-the-books | Electric Energy (GWh/year) | 0.063284 | 0.063025 | 0.06285 | 0.062731 | 0.06265 | 0.062595 | 0.062523 | 0.062463 | 0.062394 | 0.062331 | 0.062265 | 0.0622 | 0.062135
Yes | SDG&E | Com | AppPlug | 2005 T-20: Water Dispensers | On-the-books | Electric Energy (GWh/year) | 0.012146 | 0.012142 | 0.012138 | 0.012136 | 0.012135 | 0.012134 | 0.012132 | 0.012131 | 0.01213 | 0.012129 | 0.012127 | 0.012126 | 0.012125
Yes | SDG&E | Com | AppPlug | 2025-27 Fed App: Air purifiers - Tier 2 | On-the-books | Electric Energy (GWh/year) | 0 | 0.073107 | 0.075237 | 0.077739 | 0.080507 | 0.083526 | 0.082477 | 0.081586 | 0.08083 | 0.080192 | 0.006577 | 0.0065397 | 0.0065084
Yes | SDG&E | Com | AppPlug | 2016 T-20: Computers - Desktops - Tier 1 | On-the-books | Electric Energy (GWh/year) | 0.14793 | 0.14336 | 0.13996 | 0.13748 | 0.13568 | 0.1344 | 0.13349 | 0.13285 | 0.1324 | 0.13208 | 0.13186 | 0.13171 | 0.1316
Yes | SDG&E | Com | AppPlug | 2016 T-20: Computers - Desktops - Tier 2 | On-the-books | Electric Energy (GWh/year) | 1.8432 | 0.93653 | 0.12503 | 0.12117 | 0.1183 | 0.1162 | 0.11468 | 0.1136 | 0.11283 | 0.11229 | 0.11191 | 0.11164 | 0.11145
Yes | SDG&E | Com | AppPlug | 2016 T-20: Computers - Notebooks | On-the-books | Electric Energy (GWh/year) | 0.0001464 | 0.00014188 | 0.00013851 | 0.00013605 | 0.00013428 | 0.00013301 | 0.00013211 | 0.00013148 | 0.00013103 | 0.00013072 | 0.0001305 | 0.00013034 | 0.00013024
Yes | SDG&E | Com | AppPlug | 2019-21 Fed App: Dedicated-purpose pool pumps | On-the-books | Electric Energy (GWh/year) |  | 3.0296 | 0.41919 | 0.42715 | 0.43105 | 0.43638 | 0.43558 | 0.43492 | 0.43436 | 0.43389 | 0.4335 | 0.43317 | 0.4329
Yes | SDG&E | Com | AppPlug | 2016 T-20: Displays - Monitors | On-the-books | Electric Energy (GWh/year) |  | 0.3169 | 0.058386 | 0.058386 | 0.058386 | 0.058386 | 0.058386 | 0.058386 | 0.058386 | 0.058386 | 0.058386 | 0.058386 | 0.058386
Yes | SDG&E | Com | AppPlug | Fed Appliance: Commercial Clothes Washers #1 | Expected | Electric Energy (GWh/year) | 0.0053715 | 0.005371 | 0.0053706 | 0.0053703 | 0.00537 | 0.0053698 | 0.0053695 | 0.0053693 | 0.0053691 | 0.0053688 | 0.0053686 | 0.0053683 | 0.0053681
Yes | SDG&E | Com | AppPlug | Fed Appliance: Commercial Clothes Washers | Expected | Electric Energy (GWh/year) | 0.010794 | 0.010794 | 0.010794 | 0.010794 | 0.010794 | 0 | 0 | 0 | 0 | 0 | 0 | 0 | 0
Yes | SDG&E | Com | AppPlug | T-20: Computers - Small Scale Servers | Expected | Electric Energy (GWh/year) | 0 | 0 | 0 | 0 | 0 | 0 | 0 | 0 | 0 | 0 | 0 | 0 | 0
Yes | SDG&E | Com | AppPlug | T-20: Computers - Workstations | Expected | Electric Energy (GWh/year) | 0 | 0 | 0 | 0 | 0 | 0 | 0 | 0 | 0 | 0 | 0 | 0 | 0
Yes | SDG&E | Com | AppPlug | 2005 T-20: Consumer Electronics - Audio Players | Expected | Electric Energy (GWh/year) | 0.0029416 | 0.0029412 | 0.0029409 | 0.0029408 | 0.0029407 | 0.0029406 | 0.0029406 | 0.0029405 | 0.0029404 | 0.0029403 | 0.0029403 | 0.0029402 | 0.0029401
Yes | SDG&E | Com | AppPlug | 2005 T-20: Consumer Electronics - DVDs | Expected | Electric Energy (GWh/year) | 0.00027758 | 0.00027653 | 0.00027569 | 0.00027502 | 0.00027448 | 0.00027405 | 0.00027355 | 0.00027309 | 0.00027261 | 0.00027215 | 0.00027167 | 0.0002712 | 0.00027072
Yes | SDG&E | Com | AppPlug | Fed Appliance: External Power Supplies | Expected | Electric Energy (GWh/year) | 0 | 0 | 0 | 0 | 0 | 0 | 0 | 0 | 0 | 0 | 0 | 0 | 0
Yes | SDG&E | Com | AppPlug | 2011 T-20: Large Battery Chargers (≥2kW rated input) | Expected | Electric Energy (GWh/year) | 0.39043 | 0.38556 | 0.38172 | 0.37872 | 0.093394 | 0.09295 | 0.092418 | 0.091945 | 0.091433 | 0.090947 | 0.090444 | 0.089952 | 0.089453
Yes | SDG&E | Com | AppPlug | Fed Appliance: Microwave ovens | Expected | Electric Energy (GWh/year) | 0.063813 | 0.063578 | 0 | 0 | 0 | 0 | 0 | 0 | 0 | 0 | 0 | 0 | 0
Yes | SDG&E | Com | AppPlug | 2011 T-20: Small Battery Chargers – Tier 1 (consumer with no USB charger or USB charger <20 watt-hours) | Expected | Electric Energy (GWh/year) | 0.18654 | 0.18576 | 0.18519 | 0.18477 | 0.18448 | 0.18426 | 0.18399 | 0.18376 | 0.1835 | 0.18326 | 0.183 | 0.18276 | 0.18251
Yes | SDG&E | Com | AppPlug | 2009 T-20: Televisions - Tier 1 | Expected | Electric Energy (GWh/year) | 0.064383 | 0.064362 | 0.06435 | 0.064343 | 0.064339 | 0.064337 | 0.064333 | 0.064331 | 0.064327 | 0.064324 | 0.064321 | 0.064318 | 0.064315
Yes | SDG&E | Com | AppPlug | 2009 T-20: Televisions - Tier 2 | Expected | Electric Energy (GWh/year) | 0.063284 | 0.063025 | 0.06285 | 0.062731 | 0.06265 | 0.062595 | 0.062523 | 0.062463 | 0.062394 | 0.062331 | 0.062265 | 0.0622 | 0.062135
Yes | SDG&E | Com | AppPlug | 2005 T-20: Water Dispensers | Expected | Electric Energy (GWh/year) | 0.012146 | 0.012142 | 0.012138 | 0.012136 | 0.012135 | 0.012134 | 0.012132 | 0.012131 | 0.01213 | 0.012129 | 0.012127 | 0.012126 | 0.012125
Yes | SDG&E | Com | AppPlug | 2025-27 Fed App: Air purifiers - Tier 2 | Expected | Electric Energy (GWh/year) | 0 | 0.073107 | 0.075237 | 0.077739 | 0.080507 | 0.083526 | 0.082477 | 0.081586 | 0.08083 | 0.080192 | 0.006577 | 0.0065397 | 0.0065084
Yes | SDG&E | Com | AppPlug | 2016 T-20: Computers - Desktops - Tier 1 | Expected | Electric Energy (GWh/year) | 0.14793 | 0.14336 | 0.13996 | 0.13748 | 0.13568 | 0.1344 | 0.13349 | 0.13285 | 0.1324 | 0.13208 | 0.13186 | 0.13171 | 0.1316
Yes | SDG&E | Com | AppPlug | 2016 T-20: Computers - Desktops - Tier 2 | Expected | Electric Energy (GWh/year) | 1.8432 | 0.93653 | 0.12503 | 0.12117 | 0.1183 | 0.1162 | 0.11468 | 0.1136 | 0.11283 | 0.11229 | 0.11191 | 0.11164 | 0.11145
Yes | SDG&E | Com | AppPlug | 2016 T-20: Computers - Notebooks | Expected | Electric Energy (GWh/year) | 0.0001464 | 0.00014188 | 0.00013851 | 0.00013605 | 0.00013428 | 0.00013301 | 0.00013211 | 0.00013148 | 0.00013103 | 0.00013072 | 0.0001305 | 0.00013034 | 0.00013024
Yes | SDG&E | Com | AppPlug | 2019-21 Fed App: Dedicated-purpose pool pumps | Expected | Electric Energy (GWh/year) |  | 3.0296 | 0.41919 | 0.42715 | 0.43105 | 0.43638 | 0.43558 | 0.43492 | 0.43436 | 0.43389 | 0.4335 | 0.43317 | 0.4329
Yes | SDG&E | Com | AppPlug | 2016 T-20: Displays - Monitors | Expected | Electric Energy (GWh/year) |  | 0.3169 | 0.058386 | 0.058386 | 0.058386 | 0.058386 | 0.058386 | 0.058386 | 0.058386 | 0.058386 | 0.058386 | 0.058386 | 0.058386
Yes | SDG&E | Com | AppPlug | Fed Appliance: Commercial Clothes Washers #1 | Possible | Electric Energy (GWh/year) | 0.0053715 | 0.005371 | 0.0053706 | 0.0053703 | 0.00537 | 0.0053698 | 0.0053695 | 0.0053693 | 0.0053691 | 0.0053688 | 0.0053686 | 0.0053683 | 0.0053681
Yes | SDG&E | Com | AppPlug | Fed Appliance: Commercial Clothes Washers | Possible | Electric Energy (GWh/year) | 0.010794 | 0.010794 | 0.010794 | 0.010794 | 0.010794 | 0 | 0 | 0 | 0 | 0 | 0 | 0 | 0
Yes | SDG&E | Com | AppPlug | T-20: Computers - Small Scale Servers | Possible | Electric Energy (GWh/year) | 0 | 0 | 0 | 0 | 0 | 0 | 0 | 0 | 0 | 0 | 0 | 0 | 0
Yes | SDG&E | Com | AppPlug | T-20: Computers - Workstations | Possible | Electric Energy (GWh/year) | 0 | 0 | 0 | 0 | 0 | 0 | 0 | 0 | 0 | 0 | 0 | 0 | 0
Yes | SDG&E | Com | AppPlug | 2005 T-20: Consumer Electronics - Audio Players | Possible | Electric Energy (GWh/year) | 0.0029416 | 0.0029412 | 0.0029409 | 0.0029408 | 0.0029407 | 0.0029406 | 0.0029406 | 0.0029405 | 0.0029404 | 0.0029403 | 0.0029403 | 0.0029402 | 0.0029401
Yes | SDG&E | Com | AppPlug | 2005 T-20: Consumer Electronics - DVDs | Possible | Electric Energy (GWh/year) | 0.00027758 | 0.00027653 | 0.00027569 | 0.00027502 | 0.00027448 | 0.00027405 | 0.00027355 | 0.00027309 | 0.00027261 | 0.00027215 | 0.00027167 | 0.0002712 | 0.00027072
Yes | SDG&E | Com | AppPlug | Fed Appliance: External Power Supplies | Possible | Electric Energy (GWh/year) | 0 | 0 | 0 | 0 | 0 | 0 | 0 | 0 | 0 | 0 | 0 | 0 | 0
Yes | SDG&E | Com | AppPlug | 2011 T-20: Large Battery Chargers (≥2kW rated input) | Possible | Electric Energy (GWh/year) | 0.39043 | 0.38556 | 0.38172 | 0.37872 | 0.093394 | 0.09295 | 0.092418 | 0.091945 | 0.091433 | 0.090947 | 0.090444 | 0.089952 | 0.089453
Yes | SDG&E | Com | AppPlug | Fed Appliance: Microwave ovens | Possible | Electric Energy (GWh/year) | 0.063813 | 0.063578 | 0 | 0 | 0 | 0 | 0 | 0 | 0 | 0 | 0 | 0 | 0
Yes | SDG&E | Com | AppPlug | 2011 T-20: Small Battery Chargers – Tier 1 (consumer with no USB charger or USB charger <20 watt-hours) | Possible | Electric Energy (GWh/year) | 0.18654 | 0.18576 | 0.18519 | 0.18477 | 0.18448 | 0.18426 | 0.18399 | 0.18376 | 0.1835 | 0.18326 | 0.183 | 0.18276 | 0.18251
Yes | SDG&E | Com | AppPlug | 2009 T-20: Televisions - Tier 1 | Possible | Electric Energy (GWh/year) | 0.064383 | 0.064362 | 0.06435 | 0.064343 | 0.064339 | 0.064337 | 0.064333 | 0.064331 | 0.064327 | 0.064324 | 0.064321 | 0.064318 | 0.064315
Yes | SDG&E | Com | AppPlug | 2009 T-20: Televisions - Tier 2 | Possible | Electric Energy (GWh/year) | 0.063284 | 0.063025 | 0.06285 | 0.062731 | 0.06265 | 0.062595 | 0.062523 | 0.062463 | 0.062394 | 0.062331 | 0.062265 | 0.0622 | 0.062135
Yes | SDG&E | Com | AppPlug | 2005 T-20: Water Dispensers | Possible | Electric Energy (GWh/year) | 0.012146 | 0.012142 | 0.012138 | 0.012136 | 0.012135 | 0.012134 | 0.012132 | 0.012131 | 0.01213 | 0.012129 | 0.012127 | 0.012126 | 0.012125
Yes | SDG&E | Com | AppPlug | 2025-27 Fed App: Air purifiers - Tier 2 | Possible | Electric Energy (GWh/year) | 0 | 0.073107 | 0.075237 | 0.077739 | 0.080507 | 0.083526 | 0.082477 | 0.081586 | 0.08083 | 0.080192 | 0.006577 | 0.0065397 | 0.0065084
Yes | SDG&E | Com | AppPlug | 2016 T-20: Computers - Desktops - Tier 1 | Possible | Electric Energy (GWh/year) | 0.14793 | 0.14336 | 0.13996 | 0.13748 | 0.13568 | 0.1344 | 0.13349 | 0.13285 | 0.1324 | 0.13208 | 0.13186 | 0.13171 | 0.1316
Yes | SDG&E | Com | AppPlug | 2016 T-20: Computers - Desktops - Tier 2 | Possible | Electric Energy (GWh/year) | 1.8432 | 0.93653 | 0.12503 | 0.12117 | 0.1183 | 0.1162 | 0.11468 | 0.1136 | 0.11283 | 0.11229 | 0.11191 | 0.11164 | 0.11145
Yes | SDG&E | Com | AppPlug | 2016 T-20: Computers - Notebooks | Possible | Electric Energy (GWh/year) | 0.0001464 | 0.00014188 | 0.00013851 | 0.00013605 | 0.00013428 | 0.00013301 | 0.00013211 | 0.00013148 | 0.00013103 | 0.00013072 | 0.0001305 | 0.00013034 | 0.00013024
Yes | SDG&E | Com | AppPlug | 2019-21 Fed App: Dedicated-purpose pool pumps | Possible | Electric Energy (GWh/year) |  | 3.0296 | 0.41919 | 0.42715 | 0.43105 | 0.43638 | 0.43558 | 0.43492 | 0.43436 | 0.43389 | 0.4335 | 0.43317 | 0.4329
Yes | SDG&E | Com | AppPlug | 2016 T-20: Displays - Monitors | Possible | Electric Energy (GWh/year) |  | 0.3169 | 0.058386 | 0.058386 | 0.058386 | 0.058386 | 0.058386 | 0.058386 | 0.058386 | 0.058386 | 0.058386 | 0.058386 | 0.058386
Yes | PG&E | Res | AppPlug | T-20: Computers - Workstations | On-the-books | Electric Energy (GWh/year) | 0 | 0 | 0 | 0 | 0 | 0 | 0 | 0 | 0 | 0 | 0 | 0 | 0
Yes | PG&E | Res | AppPlug | 2005 T-20: Consumer Electronics - Audio Players | On-the-books | Electric Energy (GWh/year) | 0.12927 | 0.12925 | 0.12924 | 0.12924 | 0.12923 | 0.12923 | 0.12923 | 0.12922 | 0.12922 | 0.12922 | 0.12921 | 0.12921 | 0.12921
Yes | PG&E | Res | AppPlug | 2005 T-20: Consumer Electronics - DVDs | On-the-books | Electric Energy (GWh/year) | 0.012199 | 0.012152 | 0.012115 | 0.012086 | 0.012062 | 0.012043 | 0.012021 | 0.012001 | 0.01198 | 0.01196 | 0.011939 | 0.011918 | 0.011897
Yes | PG&E | Res | AppPlug | Fed Appliance: External Power Supplies | On-the-books | Electric Energy (GWh/year) | 0 | 0 | 0 | 0 | 0 | 0 | 0 | 0 | 0 | 0 | 0 | 0 | 0
Yes | PG&E | Res | AppPlug | 2011 T-20: Large Battery Chargers (≥2kW rated input) | On-the-books | Electric Energy (GWh/year) | 0.21182 | 0.20918 | 0.2071 | 0.20547 | 0.05067 | 0.050429 | 0.050141 | 0.049884 | 0.049606 | 0.049343 | 0.04907 | 0.048803 | 0.048532
Yes | PG&E | Res | AppPlug | Fed Appliance: Microwave ovens | On-the-books | Electric Energy (GWh/year) | 2.8043 | 2.794 | 0 | 0 | 0 | 0 | 0 | 0 | 0 | 0 | 0 | 0 | 0
Yes | PG&E | Res | AppPlug | 2005 T-20: Portable Electric Spas | On-the-books | Electric Energy (GWh/year) | 0 | 0 | 0 | 0 | 0 | 0 | 0 | 0 | 0 | 0 | 0 | 0 | 0
Yes | PG&E | Res | AppPlug | Fed Appliance: Residential Clothes Dryers | On-the-books | Electric Energy (GWh/year) | 0.62042 | 0.62035 | 0.6203 | 0.62025 | 0.62021 | 0.62017 | 0.10604 | 0.08553 | 0.085525 | 0.08552 | 0.085514 | 0.085509 | 0.085504
Yes | PG&E | Res | AppPlug | Fed Appliance: Residential Clothes Washers (Front Loading) | On-the-books | Electric Energy (GWh/year) | -0.60694 | -0.58513 | -0.56414 | -0.54425 | -0.14667 | -0.062455 | -0.060234 | -0.058093 | -0.055899 | -0.05374 | -0.051557 | -0.04939 | -0.047213
Yes | PG&E | Res | AppPlug | Fed Appliance: Residential Clothes Washers (Top Loading) Tier I | On-the-books | Electric Energy (GWh/year) | 4.4807 | 4.3197 | 4.1647 | 4.0179 | 1.0828 | 0.46107 | 0.44467 | 0.42887 | 0.41267 | 0.39673 | 0.38062 | 0.36462 | 0.34855
Yes | PG&E | Res | AppPlug | Fed Appliance: Residential Clothes Washers - Top-loading | On-the-books | Electric Energy (GWh/year) | 0 | 0 | 0 | 0 | 0 | 0 | 0 | 0 | 0 | 0 | 0 | 0 | 0
Yes | PG&E | Res | AppPlug | Fed Appliance: Residential Dishwashers | On-the-books | Electric Energy (GWh/year) | -0.020557 | -0.020557 | -0.020557 | -0.010007 | -0.0026813 | -0.0026813 | -0.0026813 | -0.0026813 | -0.0026813 | -0.0026813 | -0.0026813 | -0.0026813 | -0.0026813
Yes | PG&E | Res | AppPlug | 2006 T-20: Residential Pool Pumps, 2-speed Motors, Tier 2 | On-the-books | Electric Energy (GWh/year) | 12.9147 | 12.9092 | 12.9048 | 12.9011 | 12.8981 | 12.8957 | 12.8929 | 12.8903 | 12.8876 | 12.8849 | 12.8822 | 12.8796 | 12.8769
Yes | PG&E | Res | AppPlug | 2005 T-20: Residential Pool Pumps, High Eff Motor, Tier 1 | On-the-books | Electric Energy (GWh/year) | 1.4313 | 1.4096 | 1.3874 | 1.3647 | 1.3414 | 1.3176 | 1.2941 | 1.2705 | 1.2469 | 1.2233 | 1.1997 | 1.1761 | 1.1525
Yes | PG&E | Res | AppPlug | Fed Appliance: Residential Refrigerators & Freezers | On-the-books | Electric Energy (GWh/year) | 6.2753 | 6.1649 | 6.0756 | 6.004 | 4.4169 | 0.76984 | 0.76294 | 0.75673 | 0.75006 | 0.7437 | 0.73713 | 0.7307 | 0.72418
Yes | PG&E | Res | AppPlug | 2008 T-24: Residential Swimming pool | On-the-books | Electric Energy (GWh/year) | 2.7927 | 2.7874 | 2.7833 | 2.7801 | 2.7777 | 2.7758 | 2.7736 | 2.7716 | 2.7695 | 2.7674 | 2.7653 | 2.7632 | 2.7611
Yes | PG&E | Res | AppPlug | 2011 T-20: Small Battery Chargers – Tier 1 (consumer with no USB charger or USB charger <20 watt-hours) | On-the-books | Electric Energy (GWh/year) | 0.91085 | 0.90702 | 0.90424 | 0.90223 | 0.90078 | 0.89972 | 0.8984 | 0.89726 | 0.896 | 0.89482 | 0.89359 | 0.89239 | 0.89117
Yes | PG&E | Res | AppPlug | 2009 T-20: Televisions - Tier 1 | On-the-books | Electric Energy (GWh/year) | 1.2575 | 1.2571 | 1.2569 | 1.2567 | 1.2566 | 1.2566 | 1.2565 | 1.2565 | 1.2564 | 1.2564 | 1.2563 | 1.2562 | 1.2562
Yes | PG&E | Res | AppPlug | 2009 T-20: Televisions - Tier 2 | On-the-books | Electric Energy (GWh/year) | 1.236 | 1.231 | 1.2276 | 1.2252 | 1.2237 | 1.2226 | 1.2212 | 1.22 | 1.2187 | 1.2174 | 1.2161 | 1.2149 | 1.2136
Yes | PG&E | Res | AppPlug | 2005 T-20: Water Dispensers | On-the-books | Electric Energy (GWh/year) | 0.014827 | 0.014821 | 0.014817 | 0.014815 | 0.014813 | 0.014812 | 0.01481 | 0.014809 | 0.014807 | 0.014806 | 0.014804 | 0.014803 | 0.014801
Yes | PG&E | Res | AppPlug | 2025-27 Fed App: Air purifiers - Tier 2 | On-the-books | Electric Energy (GWh/year) | 0 | 3.2127 | 3.3064 | 3.4163 | 3.538 | 3.6706 | 3.6245 | 3.5854 | 3.5522 | 3.5241 | 0.28903 | 0.28739 | 0.28602
Yes | PG&E | Res | AppPlug | 2016 T-20: Computers - Desktops - Tier 1 | On-the-books | Electric Energy (GWh/year) | 0.72231 | 0.70001 | 0.68341 | 0.67128 | 0.66253 | 0.65627 | 0.65184 | 0.6487 | 0.6465 | 0.64495 | 0.64386 | 0.6431 | 0.64257
Yes | PG&E | Res | AppPlug | 2016 T-20: Computers - Desktops - Tier 2 | On-the-books | Electric Energy (GWh/year) | 9.0004 | 4.573 | 0.61052 | 0.59167 | 0.57764 | 0.56739 | 0.55999 | 0.55471 | 0.55096 | 0.54831 | 0.54644 | 0.54513 | 0.54422
Yes | PG&E | Res | AppPlug | 2016 T-20: Computers - Notebooks | On-the-books | Electric Energy (GWh/year) | 0.00071484 | 0.00069276 | 0.00067634 | 0.00066433 | 0.00065567 | 0.00064948 | 0.00064509 | 0.00064199 | 0.00063981 | 0.00063828 | 0.0006372 | 0.00063645 | 0.00063592
Yes | PG&E | Res | AppPlug | 2025-27 Fed App: Dedicated Purpose Pool Pump Motors - Tier 1 - Standard | On-the-books | Electric Energy (GWh/year) | 7.9145 | 28.2175 | 25.618 | 22.7383 | 20.1197 | 10.8893 | 0.84054 | 0.80306 | 0.77166 | 0.7454 | 0.72346 | 0.70514 | 0.68985
Yes | PG&E | Res | AppPlug | 2025-27 Fed App: Dedicated Purpose Pool Pump Motors - Tier 2 - Small | On-the-books | Electric Energy (GWh/year) | 0 | 0 | 6.1043 | 23.5481 | 23.4425 | 23.3916 | 14.9598 | 0.8369 | 0.82011 | 0.80557 | 0.79306 | 0.78235 | 0.77323
Yes | PG&E | Res | AppPlug | 2019-21 Fed App: Dedicated-purpose pool pumps | On-the-books | Electric Energy (GWh/year) |  | 14.7932 | 2.0468 | 2.0857 | 2.1047 | 2.1308 | 2.1269 | 2.1236 | 2.1209 | 2.1186 | 2.1167 | 2.1151 | 2.1138
Yes | PG&E | Res | AppPlug | 2016 T-20: Displays - Monitors | On-the-books | Electric Energy (GWh/year) |  | 1.5474 | 0.28509 | 0.28509 | 0.28509 | 0.28509 | 0.28509 | 0.28509 | 0.28509 | 0.28509 | 0.28509 | 0.28509 | 0.28509
Yes | PG&E | Res | AppPlug | 2025-27 Fed App: Microwave ovens - Built-In and Over-the-Range Convection Microwave Ovens | On-the-books | Electric Energy (GWh/year) | 0 | 0.011646 | 0.022278 | 0.02258 | 0.022872 | 0.023049 | 0.022921 | 0.022815 | 0.022726 | 0.022652 | 0.022591 | 0.022539 | 0.007291
Yes | PG&E | Res | AppPlug | 2025-27 Fed App: Microwave ovens - Microwave-Only Ovens and Countertop Convection Microwave Ovens | On-the-books | Electric Energy (GWh/year) | 0 | 0.1516 | 0.28732 | 0.28871 | 0.29016 | 0.29037 | 0.28698 | 0.28411 | 0.28168 | 0.27963 | 0.2779 | 0.27646 | 0.089204
Yes | PG&E | Res | AppPlug | 2025-27 Fed App: Portable ACs | On-the-books | Electric Energy (GWh/year) |  | 2.753 | 2.6747 | 2.6048 | 2.543 | 2.489 | 2.442 | 2.4014 | 2.3666 | 2.3369 | 1.5924 | 0.21706 | 0.21535
Yes | PG&E | Res | AppPlug | 2018 T-20: Portable Electric Spas - Inflatable | On-the-books | Electric Energy (GWh/year) |  | 0.029405 | 0.029405 | 0.029405 | 0.029405 | 0.029405 | 0.029405 | 0.029405 | 0.029405 | 0.029405 | 0.029405 | 0.029405 | 0.029405
Yes | PG&E | Res | AppPlug | 2018 T-20: Portable Electric Spas - Rigid | On-the-books | Electric Energy (GWh/year) |  | 1.6296 | 1.6602 | 1.6908 | 0.69462 | 0.13522 | 0.13522 | 0.13522 | 0.13522 | 0.13522 | 0.13522 | 0.13522 | 0.13522
Yes | PG&E | Res | AppPlug | 2019-21 Fed App: Wine chillers | On-the-books | Electric Energy (GWh/year) |  | 4.181 | 4.1433 | 4.114 | 4.0939 | 1.7219 | 0.38435 | 0.38019 | 0.37667 | 0.3737 | 0.3712 | 0.36909 | 0.36733
Yes | PG&E | Res | AppPlug | T-20: Computers - Workstations | Expected | Electric Energy (GWh/year) | 0 | 0 | 0 | 0 | 0 | 0 | 0 | 0 | 0 | 0 | 0 | 0 | 0
Yes | PG&E | Res | AppPlug | 2005 T-20: Consumer Electronics - Audio Players | Expected | Electric Energy (GWh/year) | 0.12927 | 0.12925 | 0.12924 | 0.12924 | 0.12923 | 0.12923 | 0.12923 | 0.12922 | 0.12922 | 0.12922 | 0.12921 | 0.12921 | 0.12921
Yes | PG&E | Res | AppPlug | 2005 T-20: Consumer Electronics - DVDs | Expected | Electric Energy (GWh/year) | 0.012199 | 0.012152 | 0.012115 | 0.012086 | 0.012062 | 0.012043 | 0.012021 | 0.012001 | 0.01198 | 0.01196 | 0.011939 | 0.011918 | 0.011897
Yes | PG&E | Res | AppPlug | Fed Appliance: External Power Supplies | Expected | Electric Energy (GWh/year) | 0 | 0 | 0 | 0 | 0 | 0 | 0 | 0 | 0 | 0 | 0 | 0 | 0
Yes | PG&E | Res | AppPlug | 2011 T-20: Large Battery Chargers (≥2kW rated input) | Expected | Electric Energy (GWh/year) | 0.21182 | 0.20918 | 0.2071 | 0.20547 | 0.05067 | 0.050429 | 0.050141 | 0.049884 | 0.049606 | 0.049343 | 0.04907 | 0.048803 | 0.048532
Yes | PG&E | Res | AppPlug | Fed Appliance: Microwave ovens | Expected | Electric Energy (GWh/year) | 2.8043 | 2.794 | 0 | 0 | 0 | 0 | 0 | 0 | 0 | 0 | 0 | 0 | 0
Yes | PG&E | Res | AppPlug | 2005 T-20: Portable Electric Spas | Expected | Electric Energy (GWh/year) | 0 | 0 | 0 | 0 | 0 | 0 | 0 | 0 | 0 | 0 | 0 | 0 | 0
Yes | PG&E | Res | AppPlug | Fed Appliance: Residential Clothes Dryers | Expected | Electric Energy (GWh/year) | 0.62042 | 0.62035 | 0.6203 | 0.62025 | 0.62021 | 0.62017 | 0.10604 | 0.08553 | 0.085525 | 0.08552 | 0.085514 | 0.085509 | 0.085504
Yes | PG&E | Res | AppPlug | Fed Appliance: Residential Clothes Washers (Front Loading) | Expected | Electric Energy (GWh/year) | -0.60694 | -0.58513 | -0.56414 | -0.54425 | -0.14667 | -0.062455 | -0.060234 | -0.058093 | -0.055899 | -0.05374 | -0.051557 | -0.04939 | -0.047213
Yes | PG&E | Res | AppPlug | Fed Appliance: Residential Clothes Washers (Top Loading) Tier I | Expected | Electric Energy (GWh/year) | 4.4807 | 4.3197 | 4.1647 | 4.0179 | 1.0828 | 0.46107 | 0.44467 | 0.42887 | 0.41267 | 0.39673 | 0.38062 | 0.36462 | 0.34855
Yes | PG&E | Res | AppPlug | Fed Appliance: Residential Clothes Washers - Top-loading | Expected | Electric Energy (GWh/year) | 0 | 0 | 0 | 0 | 0 | 0 | 0 | 0 | 0 | 0 | 0 | 0 | 0
Yes | PG&E | Res | AppPlug | Fed Appliance: Residential Dishwashers | Expected | Electric Energy (GWh/year) | -0.020557 | -0.020557 | -0.020557 | -0.010007 | -0.0026813 | -0.0026813 | -0.0026813 | -0.0026813 | -0.0026813 | -0.0026813 | -0.0026813 | -0.0026813 | -0.0026813
Yes | PG&E | Res | AppPlug | 2006 T-20: Residential Pool Pumps, 2-speed Motors, Tier 2 | Expected | Electric Energy (GWh/year) | 12.9147 | 12.9092 | 12.9048 | 12.9011 | 12.8981 | 12.8957 | 12.8929 | 12.8903 | 12.8876 | 12.8849 | 12.8822 | 12.8796 | 12.8769
Yes | PG&E | Res | AppPlug | 2005 T-20: Residential Pool Pumps, High Eff Motor, Tier 1 | Expected | Electric Energy (GWh/year) | 1.4313 | 1.4096 | 1.3874 | 1.3647 | 1.3414 | 1.3176 | 1.2941 | 1.2705 | 1.2469 | 1.2233 | 1.1997 | 1.1761 | 1.1525
Yes | PG&E | Res | AppPlug | Fed Appliance: Residential Refrigerators & Freezers | Expected | Electric Energy (GWh/year) | 6.2753 | 6.1649 | 6.0756 | 6.004 | 4.4169 | 0.76984 | 0.76294 | 0.75673 | 0.75006 | 0.7437 | 0.73713 | 0.7307 | 0.72418
Yes | PG&E | Res | AppPlug | 2008 T-24: Residential Swimming pool | Expected | Electric Energy (GWh/year) | 2.7927 | 2.7874 | 2.7833 | 2.7801 | 2.7777 | 2.7758 | 2.7736 | 2.7716 | 2.7695 | 2.7674 | 2.7653 | 2.7632 | 2.7611
Yes | PG&E | Res | AppPlug | 2011 T-20: Small Battery Chargers – Tier 1 (consumer with no USB charger or USB charger <20 watt-hours) | Expected | Electric Energy (GWh/year) | 0.91085 | 0.90702 | 0.90424 | 0.90223 | 0.90078 | 0.89972 | 0.8984 | 0.89726 | 0.896 | 0.89482 | 0.89359 | 0.89239 | 0.89117
Yes | PG&E | Res | AppPlug | 2009 T-20: Televisions - Tier 1 | Expected | Electric Energy (GWh/year) | 1.2575 | 1.2571 | 1.2569 | 1.2567 | 1.2566 | 1.2566 | 1.2565 | 1.2565 | 1.2564 | 1.2564 | 1.2563 | 1.2562 | 1.2562
Yes | PG&E | Res | AppPlug | 2009 T-20: Televisions - Tier 2 | Expected | Electric Energy (GWh/year) | 1.236 | 1.231 | 1.2276 | 1.2252 | 1.2237 | 1.2226 | 1.2212 | 1.22 | 1.2187 | 1.2174 | 1.2161 | 1.2149 | 1.2136
Yes | PG&E | Res | AppPlug | 2005 T-20: Water Dispensers | Expected | Electric Energy (GWh/year) | 0.014827 | 0.014821 | 0.014817 | 0.014815 | 0.014813 | 0.014812 | 0.01481 | 0.014809 | 0.014807 | 0.014806 | 0.014804 | 0.014803 | 0.014801
Yes | PG&E | Res | AppPlug | 2025-27 Fed App: Air purifiers - Tier 2 | Expected | Electric Energy (GWh/year) | 0 | 3.2127 | 3.3064 | 3.4163 | 3.538 | 3.6706 | 3.6245 | 3.5854 | 3.5522 | 3.5241 | 0.28903 | 0.28739 | 0.28602
Yes | PG&E | Res | AppPlug | 2016 T-20: Computers - Desktops - Tier 1 | Expected | Electric Energy (GWh/year) | 0.72231 | 0.70001 | 0.68341 | 0.67128 | 0.66253 | 0.65627 | 0.65184 | 0.6487 | 0.6465 | 0.64495 | 0.64386 | 0.6431 | 0.64257
Yes | PG&E | Res | AppPlug | 2016 T-20: Computers - Desktops - Tier 2 | Expected | Electric Energy (GWh/year) | 9.0004 | 4.573 | 0.61052 | 0.59167 | 0.57764 | 0.56739 | 0.55999 | 0.55471 | 0.55096 | 0.54831 | 0.54644 | 0.54513 | 0.54422
Yes | PG&E | Res | AppPlug | 2016 T-20: Computers - Notebooks | Expected | Electric Energy (GWh/year) | 0.00071484 | 0.00069276 | 0.00067634 | 0.00066433 | 0.00065567 | 0.00064948 | 0.00064509 | 0.00064199 | 0.00063981 | 0.00063828 | 0.0006372 | 0.00063645 | 0.00063592
Yes | PG&E | Res | AppPlug | 2025-27 Fed App: Dedicated Purpose Pool Pump Motors - Tier 1 - Standard | Expected | Electric Energy (GWh/year) | 7.9145 | 28.2175 | 25.618 | 22.7383 | 20.1197 | 10.8893 | 0.84054 | 0.80306 | 0.77166 | 0.7454 | 0.72346 | 0.70514 | 0.68985
Yes | PG&E | Res | AppPlug | 2025-27 Fed App: Dedicated Purpose Pool Pump Motors - Tier 2 - Small | Expected | Electric Energy (GWh/year) | 0 | 0 | 6.1043 | 23.5481 | 23.4425 | 23.3916 | 14.9598 | 0.8369 | 0.82011 | 0.80557 | 0.79306 | 0.78235 | 0.77323
Yes | PG&E | Res | AppPlug | 2019-21 Fed App: Dedicated-purpose pool pumps | Expected | Electric Energy (GWh/year) |  | 14.7932 | 2.0468 | 2.0857 | 2.1047 | 2.1308 | 2.1269 | 2.1236 | 2.1209 | 2.1186 | 2.1167 | 2.1151 | 2.1138
Yes | PG&E | Res | AppPlug | 2016 T-20: Displays - Monitors | Expected | Electric Energy (GWh/year) |  | 1.5474 | 0.28509 | 0.28509 | 0.28509 | 0.28509 | 0.28509 | 0.28509 | 0.28509 | 0.28509 | 0.28509 | 0.28509 | 0.28509
Yes | PG&E | Res | AppPlug | 2025-27 Fed App: Microwave ovens - Built-In and Over-the-Range Convection Microwave Ovens | Expected | Electric Energy (GWh/year) | 0 | 0.011646 | 0.022278 | 0.02258 | 0.022872 | 0.023049 | 0.022921 | 0.022815 | 0.022726 | 0.022652 | 0.022591 | 0.022539 | 0.007291
Yes | PG&E | Res | AppPlug | 2025-27 Fed App: Microwave ovens - Microwave-Only Ovens and Countertop Convection Microwave Ovens | Expected | Electric Energy (GWh/year) | 0 | 0.1516 | 0.28732 | 0.28871 | 0.29016 | 0.29037 | 0.28698 | 0.28411 | 0.28168 | 0.27963 | 0.2779 | 0.27646 | 0.089204
Yes | PG&E | Res | AppPlug | 2025-27 Fed App: Portable ACs | Expected | Electric Energy (GWh/year) |  | 2.753 | 2.6747 | 2.6048 | 2.543 | 2.489 | 2.442 | 2.4014 | 2.3666 | 2.3369 | 1.5924 | 0.21706 | 0.21535
Yes | PG&E | Res | AppPlug | 2018 T-20: Portable Electric Spas - Inflatable | Expected | Electric Energy (GWh/year) |  | 0.029405 | 0.029405 | 0.029405 | 0.029405 | 0.029405 | 0.029405 | 0.029405 | 0.029405 | 0.029405 | 0.029405 | 0.029405 | 0.029405
Yes | PG&E | Res | AppPlug | 2018 T-20: Portable Electric Spas - Rigid | Expected | Electric Energy (GWh/year) |  | 1.6296 | 1.6602 | 1.6908 | 0.69462 | 0.13522 | 0.13522 | 0.13522 | 0.13522 | 0.13522 | 0.13522 | 0.13522 | 0.13522
Yes | PG&E | Res | AppPlug | 2019-21 Fed App: Wine chillers | Expected | Electric Energy (GWh/year) |  | 4.181 | 4.1433 | 4.114 | 4.0939 | 1.7219 | 0.38435 | 0.38019 | 0.37667 | 0.3737 | 0.3712 | 0.36909 | 0.36733
Yes | PG&E | Res | AppPlug | T-20: Computers - Workstations | Possible | Electric Energy (GWh/year) | 0 | 0 | 0 | 0 | 0 | 0 | 0 | 0 | 0 | 0 | 0 | 0 | 0
Yes | PG&E | Res | AppPlug | 2005 T-20: Consumer Electronics - Audio Players | Possible | Electric Energy (GWh/year) | 0.12927 | 0.12925 | 0.12924 | 0.12924 | 0.12923 | 0.12923 | 0.12923 | 0.12922 | 0.12922 | 0.12922 | 0.12921 | 0.12921 | 0.12921
Yes | PG&E | Res | AppPlug | 2005 T-20: Consumer Electronics - DVDs | Possible | Electric Energy (GWh/year) | 0.012199 | 0.012152 | 0.012115 | 0.012086 | 0.012062 | 0.012043 | 0.012021 | 0.012001 | 0.01198 | 0.01196 | 0.011939 | 0.011918 | 0.011897
Yes | PG&E | Res | AppPlug | Fed Appliance: External Power Supplies | Possible | Electric Energy (GWh/year) | 0 | 0 | 0 | 0 | 0 | 0 | 0 | 0 | 0 | 0 | 0 | 0 | 0
Yes | PG&E | Res | AppPlug | 2011 T-20: Large Battery Chargers (≥2kW rated input) | Possible | Electric Energy (GWh/year) | 0.21182 | 0.20918 | 0.2071 | 0.20547 | 0.05067 | 0.050429 | 0.050141 | 0.049884 | 0.049606 | 0.049343 | 0.04907 | 0.048803 | 0.048532
Yes | PG&E | Res | AppPlug | Fed Appliance: Microwave ovens | Possible | Electric Energy (GWh/year) | 2.8043 | 2.794 | 0 | 0 | 0 | 0 | 0 | 0 | 0 | 0 | 0 | 0 | 0
Yes | PG&E | Res | AppPlug | 2005 T-20: Portable Electric Spas | Possible | Electric Energy (GWh/year) | 0 | 0 | 0 | 0 | 0 | 0 | 0 | 0 | 0 | 0 | 0 | 0 | 0
Yes | PG&E | Res | AppPlug | Fed Appliance: Residential Clothes Dryers | Possible | Electric Energy (GWh/year) | 0.62042 | 0.62035 | 0.6203 | 0.62025 | 0.62021 | 0.62017 | 0.10604 | 0.08553 | 0.085525 | 0.08552 | 0.085514 | 0.085509 | 0.085504
Yes | PG&E | Res | AppPlug | Fed Appliance: Residential Clothes Washers (Front Loading) | Possible | Electric Energy (GWh/year) | -0.60694 | -0.58513 | -0.56414 | -0.54425 | -0.14667 | -0.062455 | -0.060234 | -0.058093 | -0.055899 | -0.05374 | -0.051557 | -0.04939 | -0.047213
Yes | PG&E | Res | AppPlug | Fed Appliance: Residential Clothes Washers (Top Loading) Tier I | Possible | Electric Energy (GWh/year) | 4.4807 | 4.3197 | 4.1647 | 4.0179 | 1.0828 | 0.46107 | 0.44467 | 0.42887 | 0.41267 | 0.39673 | 0.38062 | 0.36462 | 0.34855
Yes | PG&E | Res | AppPlug | Fed Appliance: Residential Clothes Washers - Top-loading | Possible | Electric Energy (GWh/year) | 0 | 0 | 0 | 0 | 0 | 0 | 0 | 0 | 0 | 0 | 0 | 0 | 0
Yes | PG&E | Res | AppPlug | Fed Appliance: Residential Dishwashers | Possible | Electric Energy (GWh/year) | -0.020557 | -0.020557 | -0.020557 | -0.010007 | -0.0026813 | -0.0026813 | -0.0026813 | -0.0026813 | -0.0026813 | -0.0026813 | -0.0026813 | -0.0026813 | -0.0026813
Yes | PG&E | Res | AppPlug | 2006 T-20: Residential Pool Pumps, 2-speed Motors, Tier 2 | Possible | Electric Energy (GWh/year) | 12.9147 | 12.9092 | 12.9048 | 12.9011 | 12.8981 | 12.8957 | 12.8929 | 12.8903 | 12.8876 | 12.8849 | 12.8822 | 12.8796 | 12.8769
Yes | PG&E | Res | AppPlug | 2005 T-20: Residential Pool Pumps, High Eff Motor, Tier 1 | Possible | Electric Energy (GWh/year) | 1.4313 | 1.4096 | 1.3874 | 1.3647 | 1.3414 | 1.3176 | 1.2941 | 1.2705 | 1.2469 | 1.2233 | 1.1997 | 1.1761 | 1.1525
Yes | PG&E | Res | AppPlug | Fed Appliance: Residential Refrigerators & Freezers | Possible | Electric Energy (GWh/year) | 6.2753 | 6.1649 | 6.0756 | 6.004 | 4.4169 | 0.76984 | 0.76294 | 0.75673 | 0.75006 | 0.7437 | 0.73713 | 0.7307 | 0.72418
Yes | PG&E | Res | AppPlug | 2008 T-24: Residential Swimming pool | Possible | Electric Energy (GWh/year) | 2.7927 | 2.7874 | 2.7833 | 2.7801 | 2.7777 | 2.7758 | 2.7736 | 2.7716 | 2.7695 | 2.7674 | 2.7653 | 2.7632 | 2.7611
Yes | PG&E | Res | AppPlug | 2011 T-20: Small Battery Chargers – Tier 1 (consumer with no USB charger or USB charger <20 watt-hours) | Possible | Electric Energy (GWh/year) | 0.91085 | 0.90702 | 0.90424 | 0.90223 | 0.90078 | 0.89972 | 0.8984 | 0.89726 | 0.896 | 0.89482 | 0.89359 | 0.89239 | 0.89117
Yes | PG&E | Res | AppPlug | 2009 T-20: Televisions - Tier 1 | Possible | Electric Energy (GWh/year) | 1.2575 | 1.2571 | 1.2569 | 1.2567 | 1.2566 | 1.2566 | 1.2565 | 1.2565 | 1.2564 | 1.2564 | 1.2563 | 1.2562 | 1.2562
Yes | PG&E | Res | AppPlug | 2009 T-20: Televisions - Tier 2 | Possible | Electric Energy (GWh/year) | 1.236 | 1.231 | 1.2276 | 1.2252 | 1.2237 | 1.2226 | 1.2212 | 1.22 | 1.2187 | 1.2174 | 1.2161 | 1.2149 | 1.2136
Yes | PG&E | Res | AppPlug | 2005 T-20: Water Dispensers | Possible | Electric Energy (GWh/year) | 0.014827 | 0.014821 | 0.014817 | 0.014815 | 0.014813 | 0.014812 | 0.01481 | 0.014809 | 0.014807 | 0.014806 | 0.014804 | 0.014803 | 0.014801
Yes | PG&E | Res | AppPlug | 2025-27 Fed App: Air purifiers - Tier 2 | Possible | Electric Energy (GWh/year) | 0 | 3.2127 | 3.3064 | 3.4163 | 3.538 | 3.6706 | 3.6245 | 3.5854 | 3.5522 | 3.5241 | 0.28903 | 0.28739 | 0.28602
Yes | PG&E | Res | AppPlug | 2016 T-20: Computers - Desktops - Tier 1 | Possible | Electric Energy (GWh/year) | 0.72231 | 0.70001 | 0.68341 | 0.67128 | 0.66253 | 0.65627 | 0.65184 | 0.6487 | 0.6465 | 0.64495 | 0.64386 | 0.6431 | 0.64257
Yes | PG&E | Res | AppPlug | 2016 T-20: Computers - Desktops - Tier 2 | Possible | Electric Energy (GWh/year) | 9.0004 | 4.573 | 0.61052 | 0.59167 | 0.57764 | 0.56739 | 0.55999 | 0.55471 | 0.55096 | 0.54831 | 0.54644 | 0.54513 | 0.54422
Yes | PG&E | Res | AppPlug | 2016 T-20: Computers - Notebooks | Possible | Electric Energy (GWh/year) | 0.00071484 | 0.00069276 | 0.00067634 | 0.00066433 | 0.00065567 | 0.00064948 | 0.00064509 | 0.00064199 | 0.00063981 | 0.00063828 | 0.0006372 | 0.00063645 | 0.00063592
Yes | PG&E | Res | AppPlug | 2025-27 Fed App: Dedicated Purpose Pool Pump Motors - Tier 1 - Standard | Possible | Electric Energy (GWh/year) | 7.9145 | 28.2175 | 25.618 | 22.7383 | 20.1197 | 10.8893 | 0.84054 | 0.80306 | 0.77166 | 0.7454 | 0.72346 | 0.70514 | 0.68985
Yes | PG&E | Res | AppPlug | 2025-27 Fed App: Dedicated Purpose Pool Pump Motors - Tier 2 - Small | Possible | Electric Energy (GWh/year) | 0 | 0 | 6.1043 | 23.5481 | 23.4425 | 23.3916 | 14.9598 | 0.8369 | 0.82011 | 0.80557 | 0.79306 | 0.78235 | 0.77323
Yes | PG&E | Res | AppPlug | 2019-21 Fed App: Dedicated-purpose pool pumps | Possible | Electric Energy (GWh/year) |  | 14.7932 | 2.0468 | 2.0857 | 2.1047 | 2.1308 | 2.1269 | 2.1236 | 2.1209 | 2.1186 | 2.1167 | 2.1151 | 2.1138
Yes | PG&E | Res | AppPlug | 2016 T-20: Displays - Monitors | Possible | Electric Energy (GWh/year) |  | 1.5474 | 0.28509 | 0.28509 | 0.28509 | 0.28509 | 0.28509 | 0.28509 | 0.28509 | 0.28509 | 0.28509 | 0.28509 | 0.28509
Yes | PG&E | Res | AppPlug | 2025-27 Fed App: Microwave ovens - Built-In and Over-the-Range Convection Microwave Ovens | Possible | Electric Energy (GWh/year) | 0 | 0.011646 | 0.022278 | 0.02258 | 0.022872 | 0.023049 | 0.022921 | 0.022815 | 0.022726 | 0.022652 | 0.022591 | 0.022539 | 0.007291
Yes | PG&E | Res | AppPlug | 2025-27 Fed App: Microwave ovens - Microwave-Only Ovens and Countertop Convection Microwave Ovens | Possible | Electric Energy (GWh/year) | 0 | 0.1516 | 0.28732 | 0.28871 | 0.29016 | 0.29037 | 0.28698 | 0.28411 | 0.28168 | 0.27963 | 0.2779 | 0.27646 | 0.089204
Yes | PG&E | Res | AppPlug | 2025-27 Fed App: Portable ACs | Possible | Electric Energy (GWh/year) |  | 2.753 | 2.6747 | 2.6048 | 2.543 | 2.489 | 2.442 | 2.4014 | 2.3666 | 2.3369 | 1.5924 | 0.21706 | 0.21535
Yes | PG&E | Res | AppPlug | 2018 T-20: Portable Electric Spas - Inflatable | Possible | Electric Energy (GWh/year) |  | 0.029405 | 0.029405 | 0.029405 | 0.029405 | 0.029405 | 0.029405 | 0.029405 | 0.029405 | 0.029405 | 0.029405 | 0.029405 | 0.029405
Yes | PG&E | Res | AppPlug | 2018 T-20: Portable Electric Spas - Rigid | Possible | Electric Energy (GWh/year) |  | 1.6296 | 1.6602 | 1.6908 | 0.69462 | 0.13522 | 0.13522 | 0.13522 | 0.13522 | 0.13522 | 0.13522 | 0.13522 | 0.13522
Yes | PG&E | Res | AppPlug | 2019-21 Fed App: Wine chillers | Possible | Electric Energy (GWh/year) |  | 4.181 | 4.1433 | 4.114 | 4.0939 | 1.7219 | 0.38435 | 0.38019 | 0.37667 | 0.3737 | 0.3712 | 0.36909 | 0.36733
Yes | SCE | Res | AppPlug | T-20: Computers - Workstations | On-the-books | Electric Energy (GWh/year) | 0 | 0 | 0 | 0 | 0 | 0 | 0 | 0 | 0 | 0 | 0 | 0 | 0
Yes | SCE | Res | AppPlug | 2005 T-20: Consumer Electronics - Audio Players | On-the-books | Electric Energy (GWh/year) | 0.12927 | 0.12925 | 0.12924 | 0.12924 | 0.12923 | 0.12923 | 0.12923 | 0.12922 | 0.12922 | 0.12922 | 0.12921 | 0.12921 | 0.12921
Yes | SCE | Res | AppPlug | 2005 T-20: Consumer Electronics - DVDs | On-the-books | Electric Energy (GWh/year) | 0.012199 | 0.012152 | 0.012115 | 0.012086 | 0.012062 | 0.012043 | 0.012021 | 0.012001 | 0.01198 | 0.01196 | 0.011939 | 0.011918 | 0.011897
Yes | SCE | Res | AppPlug | Fed Appliance: External Power Supplies | On-the-books | Electric Energy (GWh/year) | 0 | 0 | 0 | 0 | 0 | 0 | 0 | 0 | 0 | 0 | 0 | 0 | 0
Yes | SCE | Res | AppPlug | 2011 T-20: Large Battery Chargers (≥2kW rated input) | On-the-books | Electric Energy (GWh/year) | 0.21182 | 0.20918 | 0.2071 | 0.20547 | 0.05067 | 0.050429 | 0.050141 | 0.049884 | 0.049606 | 0.049343 | 0.04907 | 0.048803 | 0.048532
Yes | SCE | Res | AppPlug | Fed Appliance: Microwave ovens | On-the-books | Electric Energy (GWh/year) | 2.8043 | 2.794 | 0 | 0 | 0 | 0 | 0 | 0 | 0 | 0 | 0 | 0 | 0
Yes | SCE | Res | AppPlug | 2005 T-20: Portable Electric Spas | On-the-books | Electric Energy (GWh/year) | 0 | 0 | 0 | 0 | 0 | 0 | 0 | 0 | 0 | 0 | 0 | 0 | 0
Yes | SCE | Res | AppPlug | Fed Appliance: Residential Clothes Dryers | On-the-books | Electric Energy (GWh/year) | 0.62042 | 0.62035 | 0.6203 | 0.62025 | 0.62021 | 0.62017 | 0.10604 | 0.08553 | 0.085525 | 0.08552 | 0.085514 | 0.085509 | 0.085504
Yes | SCE | Res | AppPlug | Fed Appliance: Residential Clothes Washers (Front Loading) | On-the-books | Electric Energy (GWh/year) | -0.60694 | -0.58513 | -0.56414 | -0.54425 | -0.14667 | -0.062455 | -0.060234 | -0.058093 | -0.055899 | -0.05374 | -0.051557 | -0.04939 | -0.047213
Yes | SCE | Res | AppPlug | Fed Appliance: Residential Clothes Washers (Top Loading) Tier I | On-the-books | Electric Energy (GWh/year) | 4.4807 | 4.3197 | 4.1647 | 4.0179 | 1.0828 | 0.46107 | 0.44467 | 0.42887 | 0.41267 | 0.39673 | 0.38062 | 0.36462 | 0.34855
Yes | SCE | Res | AppPlug | Fed Appliance: Residential Clothes Washers - Top-loading | On-the-books | Electric Energy (GWh/year) | 0 | 0 | 0 | 0 | 0 | 0 | 0 | 0 | 0 | 0 | 0 | 0 | 0
Yes | SCE | Res | AppPlug | Fed Appliance: Residential Dishwashers | On-the-books | Electric Energy (GWh/year) | -0.020557 | -0.020557 | -0.020557 | -0.010007 | -0.0026813 | -0.0026813 | -0.0026813 | -0.0026813 | -0.0026813 | -0.0026813 | -0.0026813 | -0.0026813 | -0.0026813
Yes | SCE | Res | AppPlug | 2006 T-20: Residential Pool Pumps, 2-speed Motors, Tier 2 | On-the-books | Electric Energy (GWh/year) | 12.9147 | 12.9092 | 12.9048 | 12.9011 | 12.8981 | 12.8957 | 12.8929 | 12.8903 | 12.8876 | 12.8849 | 12.8822 | 12.8796 | 12.8769
Yes | SCE | Res | AppPlug | 2005 T-20: Residential Pool Pumps, High Eff Motor, Tier 1 | On-the-books | Electric Energy (GWh/year) | 1.4313 | 1.4096 | 1.3874 | 1.3647 | 1.3414 | 1.3176 | 1.2941 | 1.2705 | 1.2469 | 1.2233 | 1.1997 | 1.1761 | 1.1525
Yes | SCE | Res | AppPlug | Fed Appliance: Residential Refrigerators & Freezers | On-the-books | Electric Energy (GWh/year) | 6.2753 | 6.1649 | 6.0756 | 6.004 | 4.4169 | 0.76984 | 0.76294 | 0.75673 | 0.75006 | 0.7437 | 0.73713 | 0.7307 | 0.72418
Yes | SCE | Res | AppPlug | 2008 T-24: Residential Swimming pool | On-the-books | Electric Energy (GWh/year) | 2.7927 | 2.7874 | 2.7833 | 2.7801 | 2.7777 | 2.7758 | 2.7736 | 2.7716 | 2.7695 | 2.7674 | 2.7653 | 2.7632 | 2.7611
Yes | SCE | Res | AppPlug | 2011 T-20: Small Battery Chargers – Tier 1 (consumer with no USB charger or USB charger <20 watt-hours) | On-the-books | Electric Energy (GWh/year) | 0.91085 | 0.90702 | 0.90424 | 0.90223 | 0.90078 | 0.89972 | 0.8984 | 0.89726 | 0.896 | 0.89482 | 0.89359 | 0.89239 | 0.89117
Yes | SCE | Res | AppPlug | 2009 T-20: Televisions - Tier 1 | On-the-books | Electric Energy (GWh/year) | 1.2575 | 1.2571 | 1.2569 | 1.2567 | 1.2566 | 1.2566 | 1.2565 | 1.2565 | 1.2564 | 1.2564 | 1.2563 | 1.2562 | 1.2562
Yes | SCE | Res | AppPlug | 2009 T-20: Televisions - Tier 2 | On-the-books | Electric Energy (GWh/year) | 1.236 | 1.231 | 1.2276 | 1.2252 | 1.2237 | 1.2226 | 1.2212 | 1.22 | 1.2187 | 1.2174 | 1.2161 | 1.2149 | 1.2136
Yes | SCE | Res | AppPlug | 2005 T-20: Water Dispensers | On-the-books | Electric Energy (GWh/year) | 0.014827 | 0.014821 | 0.014817 | 0.014815 | 0.014813 | 0.014812 | 0.01481 | 0.014809 | 0.014807 | 0.014806 | 0.014804 | 0.014803 | 0.014801
Yes | SCE | Res | AppPlug | 2025-27 Fed App: Air purifiers - Tier 2 | On-the-books | Electric Energy (GWh/year) | 0 | 3.2127 | 3.3064 | 3.4163 | 3.538 | 3.6706 | 3.6245 | 3.5854 | 3.5522 | 3.5241 | 0.28903 | 0.28739 | 0.28602
Yes | SCE | Res | AppPlug | 2016 T-20: Computers - Desktops - Tier 1 | On-the-books | Electric Energy (GWh/year) | 0.72231 | 0.70001 | 0.68341 | 0.67128 | 0.66253 | 0.65627 | 0.65184 | 0.6487 | 0.6465 | 0.64495 | 0.64386 | 0.6431 | 0.64257
Yes | SCE | Res | AppPlug | 2016 T-20: Computers - Desktops - Tier 2 | On-the-books | Electric Energy (GWh/year) | 9.0004 | 4.573 | 0.61052 | 0.59167 | 0.57764 | 0.56739 | 0.55999 | 0.55471 | 0.55096 | 0.54831 | 0.54644 | 0.54513 | 0.54422
Yes | SCE | Res | AppPlug | 2016 T-20: Computers - Notebooks | On-the-books | Electric Energy (GWh/year) | 0.00071484 | 0.00069276 | 0.00067634 | 0.00066433 | 0.00065567 | 0.00064948 | 0.00064509 | 0.00064199 | 0.00063981 | 0.00063828 | 0.0006372 | 0.00063645 | 0.00063592
Yes | SCE | Res | AppPlug | 2025-27 Fed App: Dedicated Purpose Pool Pump Motors - Tier 1 - Standard | On-the-books | Electric Energy (GWh/year) | 7.9145 | 28.2175 | 25.618 | 22.7383 | 20.1197 | 10.8893 | 0.84054 | 0.80306 | 0.77166 | 0.7454 | 0.72346 | 0.70514 | 0.68985
Yes | SCE | Res | AppPlug | 2025-27 Fed App: Dedicated Purpose Pool Pump Motors - Tier 2 - Small | On-the-books | Electric Energy (GWh/year) | 0 | 0 | 6.1043 | 23.5481 | 23.4425 | 23.3916 | 14.9598 | 0.8369 | 0.82011 | 0.80557 | 0.79306 | 0.78235 | 0.77323
Yes | SCE | Res | AppPlug | 2019-21 Fed App: Dedicated-purpose pool pumps | On-the-books | Electric Energy (GWh/year) |  | 14.7932 | 2.0468 | 2.0857 | 2.1047 | 2.1308 | 2.1269 | 2.1236 | 2.1209 | 2.1186 | 2.1167 | 2.1151 | 2.1138
Yes | SCE | Res | AppPlug | 2016 T-20: Displays - Monitors | On-the-books | Electric Energy (GWh/year) |  | 1.5474 | 0.28509 | 0.28509 | 0.28509 | 0.28509 | 0.28509 | 0.28509 | 0.28509 | 0.28509 | 0.28509 | 0.28509 | 0.28509
Yes | SCE | Res | AppPlug | 2025-27 Fed App: Microwave ovens - Built-In and Over-the-Range Convection Microwave Ovens | On-the-books | Electric Energy (GWh/year) | 0 | 0.011646 | 0.022278 | 0.02258 | 0.022872 | 0.023049 | 0.022921 | 0.022815 | 0.022726 | 0.022652 | 0.022591 | 0.022539 | 0.007291
Yes | SCE | Res | AppPlug | 2025-27 Fed App: Microwave ovens - Microwave-Only Ovens and Countertop Convection Microwave Ovens | On-the-books | Electric Energy (GWh/year) | 0 | 0.1516 | 0.28732 | 0.28871 | 0.29016 | 0.29037 | 0.28698 | 0.28411 | 0.28168 | 0.27963 | 0.2779 | 0.27646 | 0.089204
Yes | SCE | Res | AppPlug | 2025-27 Fed App: Portable ACs | On-the-books | Electric Energy (GWh/year) |  | 2.753 | 2.6747 | 2.6048 | 2.543 | 2.489 | 2.442 | 2.4014 | 2.3666 | 2.3369 | 1.5924 | 0.21706 | 0.21535
Yes | SCE | Res | AppPlug | 2018 T-20: Portable Electric Spas - Inflatable | On-the-books | Electric Energy (GWh/year) |  | 0.029405 | 0.029405 | 0.029405 | 0.029405 | 0.029405 | 0.029405 | 0.029405 | 0.029405 | 0.029405 | 0.029405 | 0.029405 | 0.029405
Yes | SCE | Res | AppPlug | 2018 T-20: Portable Electric Spas - Rigid | On-the-books | Electric Energy (GWh/year) |  | 1.6296 | 1.6602 | 1.6908 | 0.69462 | 0.13522 | 0.13522 | 0.13522 | 0.13522 | 0.13522 | 0.13522 | 0.13522 | 0.13522
Yes | SCE | Res | AppPlug | 2019-21 Fed App: Wine chillers | On-the-books | Electric Energy (GWh/year) |  | 4.181 | 4.1433 | 4.114 | 4.0939 | 1.7219 | 0.38435 | 0.38019 | 0.37667 | 0.3737 | 0.3712 | 0.36909 | 0.36733
Yes | SCE | Res | AppPlug | T-20: Computers - Workstations | Expected | Electric Energy (GWh/year) | 0 | 0 | 0 | 0 | 0 | 0 | 0 | 0 | 0 | 0 | 0 | 0 | 0
Yes | SCE | Res | AppPlug | 2005 T-20: Consumer Electronics - Audio Players | Expected | Electric Energy (GWh/year) | 0.12927 | 0.12925 | 0.12924 | 0.12924 | 0.12923 | 0.12923 | 0.12923 | 0.12922 | 0.12922 | 0.12922 | 0.12921 | 0.12921 | 0.12921
Yes | SCE | Res | AppPlug | 2005 T-20: Consumer Electronics - DVDs | Expected | Electric Energy (GWh/year) | 0.012199 | 0.012152 | 0.012115 | 0.012086 | 0.012062 | 0.012043 | 0.012021 | 0.012001 | 0.01198 | 0.01196 | 0.011939 | 0.011918 | 0.011897
Yes | SCE | Res | AppPlug | Fed Appliance: External Power Supplies | Expected | Electric Energy (GWh/year) | 0 | 0 | 0 | 0 | 0 | 0 | 0 | 0 | 0 | 0 | 0 | 0 | 0
Yes | SCE | Res | AppPlug | 2011 T-20: Large Battery Chargers (≥2kW rated input) | Expected | Electric Energy (GWh/year) | 0.21182 | 0.20918 | 0.2071 | 0.20547 | 0.05067 | 0.050429 | 0.050141 | 0.049884 | 0.049606 | 0.049343 | 0.04907 | 0.048803 | 0.048532
Yes | SCE | Res | AppPlug | Fed Appliance: Microwave ovens | Expected | Electric Energy (GWh/year) | 2.8043 | 2.794 | 0 | 0 | 0 | 0 | 0 | 0 | 0 | 0 | 0 | 0 | 0
Yes | SCE | Res | AppPlug | 2005 T-20: Portable Electric Spas | Expected | Electric Energy (GWh/year) | 0 | 0 | 0 | 0 | 0 | 0 | 0 | 0 | 0 | 0 | 0 | 0 | 0
Yes | SCE | Res | AppPlug | Fed Appliance: Residential Clothes Dryers | Expected | Electric Energy (GWh/year) | 0.62042 | 0.62035 | 0.6203 | 0.62025 | 0.62021 | 0.62017 | 0.10604 | 0.08553 | 0.085525 | 0.08552 | 0.085514 | 0.085509 | 0.085504
Yes | SCE | Res | AppPlug | Fed Appliance: Residential Clothes Washers (Front Loading) | Expected | Electric Energy (GWh/year) | -0.60694 | -0.58513 | -0.56414 | -0.54425 | -0.14667 | -0.062455 | -0.060234 | -0.058093 | -0.055899 | -0.05374 | -0.051557 | -0.04939 | -0.047213
Yes | SCE | Res | AppPlug | Fed Appliance: Residential Clothes Washers (Top Loading) Tier I | Expected | Electric Energy (GWh/year) | 4.4807 | 4.3197 | 4.1647 | 4.0179 | 1.0828 | 0.46107 | 0.44467 | 0.42887 | 0.41267 | 0.39673 | 0.38062 | 0.36462 | 0.34855
Yes | SCE | Res | AppPlug | Fed Appliance: Residential Clothes Washers - Top-loading | Expected | Electric Energy (GWh/year) | 0 | 0 | 0 | 0 | 0 | 0 | 0 | 0 | 0 | 0 | 0 | 0 | 0
Yes | SCE | Res | AppPlug | Fed Appliance: Residential Dishwashers | Expected | Electric Energy (GWh/year) | -0.020557 | -0.020557 | -0.020557 | -0.010007 | -0.0026813 | -0.0026813 | -0.0026813 | -0.0026813 | -0.0026813 | -0.0026813 | -0.0026813 | -0.0026813 | -0.0026813
Yes | SCE | Res | AppPlug | 2006 T-20: Residential Pool Pumps, 2-speed Motors, Tier 2 | Expected | Electric Energy (GWh/year) | 12.9147 | 12.9092 | 12.9048 | 12.9011 | 12.8981 | 12.8957 | 12.8929 | 12.8903 | 12.8876 | 12.8849 | 12.8822 | 12.8796 | 12.8769
Yes | SCE | Res | AppPlug | 2005 T-20: Residential Pool Pumps, High Eff Motor, Tier 1 | Expected | Electric Energy (GWh/year) | 1.4313 | 1.4096 | 1.3874 | 1.3647 | 1.3414 | 1.3176 | 1.2941 | 1.2705 | 1.2469 | 1.2233 | 1.1997 | 1.1761 | 1.1525
Yes | SCE | Res | AppPlug | Fed Appliance: Residential Refrigerators & Freezers | Expected | Electric Energy (GWh/year) | 6.2753 | 6.1649 | 6.0756 | 6.004 | 4.4169 | 0.76984 | 0.76294 | 0.75673 | 0.75006 | 0.7437 | 0.73713 | 0.7307 | 0.72418
Yes | SCE | Res | AppPlug | 2008 T-24: Residential Swimming pool | Expected | Electric Energy (GWh/year) | 2.7927 | 2.7874 | 2.7833 | 2.7801 | 2.7777 | 2.7758 | 2.7736 | 2.7716 | 2.7695 | 2.7674 | 2.7653 | 2.7632 | 2.7611
Yes | SCE | Res | AppPlug | 2011 T-20: Small Battery Chargers – Tier 1 (consumer with no USB charger or USB charger <20 watt-hours) | Expected | Electric Energy (GWh/year) | 0.91085 | 0.90702 | 0.90424 | 0.90223 | 0.90078 | 0.89972 | 0.8984 | 0.89726 | 0.896 | 0.89482 | 0.89359 | 0.89239 | 0.89117
Yes | SCE | Res | AppPlug | 2009 T-20: Televisions - Tier 1 | Expected | Electric Energy (GWh/year) | 1.2575 | 1.2571 | 1.2569 | 1.2567 | 1.2566 | 1.2566 | 1.2565 | 1.2565 | 1.2564 | 1.2564 | 1.2563 | 1.2562 | 1.2562
Yes | SCE | Res | AppPlug | 2009 T-20: Televisions - Tier 2 | Expected | Electric Energy (GWh/year) | 1.236 | 1.231 | 1.2276 | 1.2252 | 1.2237 | 1.2226 | 1.2212 | 1.22 | 1.2187 | 1.2174 | 1.2161 | 1.2149 | 1.2136
Yes | SCE | Res | AppPlug | 2005 T-20: Water Dispensers | Expected | Electric Energy (GWh/year) | 0.014827 | 0.014821 | 0.014817 | 0.014815 | 0.014813 | 0.014812 | 0.01481 | 0.014809 | 0.014807 | 0.014806 | 0.014804 | 0.014803 | 0.014801
Yes | SCE | Res | AppPlug | 2025-27 Fed App: Air purifiers - Tier 2 | Expected | Electric Energy (GWh/year) | 0 | 3.2127 | 3.3064 | 3.4163 | 3.538 | 3.6706 | 3.6245 | 3.5854 | 3.5522 | 3.5241 | 0.28903 | 0.28739 | 0.28602
Yes | SCE | Res | AppPlug | 2016 T-20: Computers - Desktops - Tier 1 | Expected | Electric Energy (GWh/year) | 0.72231 | 0.70001 | 0.68341 | 0.67128 | 0.66253 | 0.65627 | 0.65184 | 0.6487 | 0.6465 | 0.64495 | 0.64386 | 0.6431 | 0.64257
Yes | SCE | Res | AppPlug | 2016 T-20: Computers - Desktops - Tier 2 | Expected | Electric Energy (GWh/year) | 9.0004 | 4.573 | 0.61052 | 0.59167 | 0.57764 | 0.56739 | 0.55999 | 0.55471 | 0.55096 | 0.54831 | 0.54644 | 0.54513 | 0.54422
Yes | SCE | Res | AppPlug | 2016 T-20: Computers - Notebooks | Expected | Electric Energy (GWh/year) | 0.00071484 | 0.00069276 | 0.00067634 | 0.00066433 | 0.00065567 | 0.00064948 | 0.00064509 | 0.00064199 | 0.00063981 | 0.00063828 | 0.0006372 | 0.00063645 | 0.00063592
Yes | SCE | Res | AppPlug | 2025-27 Fed App: Dedicated Purpose Pool Pump Motors - Tier 1 - Standard | Expected | Electric Energy (GWh/year) | 7.9145 | 28.2175 | 25.618 | 22.7383 | 20.1197 | 10.8893 | 0.84054 | 0.80306 | 0.77166 | 0.7454 | 0.72346 | 0.70514 | 0.68985
Yes | SCE | Res | AppPlug | 2025-27 Fed App: Dedicated Purpose Pool Pump Motors - Tier 2 - Small | Expected | Electric Energy (GWh/year) | 0 | 0 | 6.1043 | 23.5481 | 23.4425 | 23.3916 | 14.9598 | 0.8369 | 0.82011 | 0.80557 | 0.79306 | 0.78235 | 0.77323
Yes | SCE | Res | AppPlug | 2019-21 Fed App: Dedicated-purpose pool pumps | Expected | Electric Energy (GWh/year) |  | 14.7932 | 2.0468 | 2.0857 | 2.1047 | 2.1308 | 2.1269 | 2.1236 | 2.1209 | 2.1186 | 2.1167 | 2.1151 | 2.1138
Yes | SCE | Res | AppPlug | 2016 T-20: Displays - Monitors | Expected | Electric Energy (GWh/year) |  | 1.5474 | 0.28509 | 0.28509 | 0.28509 | 0.28509 | 0.28509 | 0.28509 | 0.28509 | 0.28509 | 0.28509 | 0.28509 | 0.28509
Yes | SCE | Res | AppPlug | 2025-27 Fed App: Microwave ovens - Built-In and Over-the-Range Convection Microwave Ovens | Expected | Electric Energy (GWh/year) | 0 | 0.011646 | 0.022278 | 0.02258 | 0.022872 | 0.023049 | 0.022921 | 0.022815 | 0.022726 | 0.022652 | 0.022591 | 0.022539 | 0.007291
Yes | SCE | Res | AppPlug | 2025-27 Fed App: Microwave ovens - Microwave-Only Ovens and Countertop Convection Microwave Ovens | Expected | Electric Energy (GWh/year) | 0 | 0.1516 | 0.28732 | 0.28871 | 0.29016 | 0.29037 | 0.28698 | 0.28411 | 0.28168 | 0.27963 | 0.2779 | 0.27646 | 0.089204
Yes | SCE | Res | AppPlug | 2025-27 Fed App: Portable ACs | Expected | Electric Energy (GWh/year) |  | 2.753 | 2.6747 | 2.6048 | 2.543 | 2.489 | 2.442 | 2.4014 | 2.3666 | 2.3369 | 1.5924 | 0.21706 | 0.21535
Yes | SCE | Res | AppPlug | 2018 T-20: Portable Electric Spas - Inflatable | Expected | Electric Energy (GWh/year) |  | 0.029405 | 0.029405 | 0.029405 | 0.029405 | 0.029405 | 0.029405 | 0.029405 | 0.029405 | 0.029405 | 0.029405 | 0.029405 | 0.029405
Yes | SCE | Res | AppPlug | 2018 T-20: Portable Electric Spas - Rigid | Expected | Electric Energy (GWh/year) |  | 1.6296 | 1.6602 | 1.6908 | 0.69462 | 0.13522 | 0.13522 | 0.13522 | 0.13522 | 0.13522 | 0.13522 | 0.13522 | 0.13522
Yes | SCE | Res | AppPlug | 2019-21 Fed App: Wine chillers | Expected | Electric Energy (GWh/year) |  | 4.181 | 4.1433 | 4.114 | 4.0939 | 1.7219 | 0.38435 | 0.38019 | 0.37667 | 0.3737 | 0.3712 | 0.36909 | 0.36733
Yes | SCE | Res | AppPlug | T-20: Computers - Workstations | Possible | Electric Energy (GWh/year) | 0 | 0 | 0 | 0 | 0 | 0 | 0 | 0 | 0 | 0 | 0 | 0 | 0
Yes | SCE | Res | AppPlug | 2005 T-20: Consumer Electronics - Audio Players | Possible | Electric Energy (GWh/year) | 0.12927 | 0.12925 | 0.12924 | 0.12924 | 0.12923 | 0.12923 | 0.12923 | 0.12922 | 0.12922 | 0.12922 | 0.12921 | 0.12921 | 0.12921
Yes | SCE | Res | AppPlug | 2005 T-20: Consumer Electronics - DVDs | Possible | Electric Energy (GWh/year) | 0.012199 | 0.012152 | 0.012115 | 0.012086 | 0.012062 | 0.012043 | 0.012021 | 0.012001 | 0.01198 | 0.01196 | 0.011939 | 0.011918 | 0.011897
Yes | SCE | Res | AppPlug | Fed Appliance: External Power Supplies | Possible | Electric Energy (GWh/year) | 0 | 0 | 0 | 0 | 0 | 0 | 0 | 0 | 0 | 0 | 0 | 0 | 0
Yes | SCE | Res | AppPlug | 2011 T-20: Large Battery Chargers (≥2kW rated input) | Possible | Electric Energy (GWh/year) | 0.21182 | 0.20918 | 0.2071 | 0.20547 | 0.05067 | 0.050429 | 0.050141 | 0.049884 | 0.049606 | 0.049343 | 0.04907 | 0.048803 | 0.048532
Yes | SCE | Res | AppPlug | Fed Appliance: Microwave ovens | Possible | Electric Energy (GWh/year) | 2.8043 | 2.794 | 0 | 0 | 0 | 0 | 0 | 0 | 0 | 0 | 0 | 0 | 0
Yes | SCE | Res | AppPlug | 2005 T-20: Portable Electric Spas | Possible | Electric Energy (GWh/year) | 0 | 0 | 0 | 0 | 0 | 0 | 0 | 0 | 0 | 0 | 0 | 0 | 0
Yes | SCE | Res | AppPlug | Fed Appliance: Residential Clothes Dryers | Possible | Electric Energy (GWh/year) | 0.62042 | 0.62035 | 0.6203 | 0.62025 | 0.62021 | 0.62017 | 0.10604 | 0.08553 | 0.085525 | 0.08552 | 0.085514 | 0.085509 | 0.085504
Yes | SCE | Res | AppPlug | Fed Appliance: Residential Clothes Washers (Front Loading) | Possible | Electric Energy (GWh/year) | -0.60694 | -0.58513 | -0.56414 | -0.54425 | -0.14667 | -0.062455 | -0.060234 | -0.058093 | -0.055899 | -0.05374 | -0.051557 | -0.04939 | -0.047213
Yes | SCE | Res | AppPlug | Fed Appliance: Residential Clothes Washers (Top Loading) Tier I | Possible | Electric Energy (GWh/year) | 4.4807 | 4.3197 | 4.1647 | 4.0179 | 1.0828 | 0.46107 | 0.44467 | 0.42887 | 0.41267 | 0.39673 | 0.38062 | 0.36462 | 0.34855
Yes | SCE | Res | AppPlug | Fed Appliance: Residential Clothes Washers - Top-loading | Possible | Electric Energy (GWh/year) | 0 | 0 | 0 | 0 | 0 | 0 | 0 | 0 | 0 | 0 | 0 | 0 | 0
Yes | SCE | Res | AppPlug | Fed Appliance: Residential Dishwashers | Possible | Electric Energy (GWh/year) | -0.020557 | -0.020557 | -0.020557 | -0.010007 | -0.0026813 | -0.0026813 | -0.0026813 | -0.0026813 | -0.0026813 | -0.0026813 | -0.0026813 | -0.0026813 | -0.0026813
Yes | SCE | Res | AppPlug | 2006 T-20: Residential Pool Pumps, 2-speed Motors, Tier 2 | Possible | Electric Energy (GWh/year) | 12.9147 | 12.9092 | 12.9048 | 12.9011 | 12.8981 | 12.8957 | 12.8929 | 12.8903 | 12.8876 | 12.8849 | 12.8822 | 12.8796 | 12.8769
Yes | SCE | Res | AppPlug | 2005 T-20: Residential Pool Pumps, High Eff Motor, Tier 1 | Possible | Electric Energy (GWh/year) | 1.4313 | 1.4096 | 1.3874 | 1.3647 | 1.3414 | 1.3176 | 1.2941 | 1.2705 | 1.2469 | 1.2233 | 1.1997 | 1.1761 | 1.1525
Yes | SCE | Res | AppPlug | Fed Appliance: Residential Refrigerators & Freezers | Possible | Electric Energy (GWh/year) | 6.2753 | 6.1649 | 6.0756 | 6.004 | 4.4169 | 0.76984 | 0.76294 | 0.75673 | 0.75006 | 0.7437 | 0.73713 | 0.7307 | 0.72418
Yes | SCE | Res | AppPlug | 2008 T-24: Residential Swimming pool | Possible | Electric Energy (GWh/year) | 2.7927 | 2.7874 | 2.7833 | 2.7801 | 2.7777 | 2.7758 | 2.7736 | 2.7716 | 2.7695 | 2.7674 | 2.7653 | 2.7632 | 2.7611
Yes | SCE | Res | AppPlug | 2011 T-20: Small Battery Chargers – Tier 1 (consumer with no USB charger or USB charger <20 watt-hours) | Possible | Electric Energy (GWh/year) | 0.91085 | 0.90702 | 0.90424 | 0.90223 | 0.90078 | 0.89972 | 0.8984 | 0.89726 | 0.896 | 0.89482 | 0.89359 | 0.89239 | 0.89117
Yes | SCE | Res | AppPlug | 2009 T-20: Televisions - Tier 1 | Possible | Electric Energy (GWh/year) | 1.2575 | 1.2571 | 1.2569 | 1.2567 | 1.2566 | 1.2566 | 1.2565 | 1.2565 | 1.2564 | 1.2564 | 1.2563 | 1.2562 | 1.2562
Yes | SCE | Res | AppPlug | 2009 T-20: Televisions - Tier 2 | Possible | Electric Energy (GWh/year) | 1.236 | 1.231 | 1.2276 | 1.2252 | 1.2237 | 1.2226 | 1.2212 | 1.22 | 1.2187 | 1.2174 | 1.2161 | 1.2149 | 1.2136
Yes | SCE | Res | AppPlug | 2005 T-20: Water Dispensers | Possible | Electric Energy (GWh/year) | 0.014827 | 0.014821 | 0.014817 | 0.014815 | 0.014813 | 0.014812 | 0.01481 | 0.014809 | 0.014807 | 0.014806 | 0.014804 | 0.014803 | 0.014801
Yes | SCE | Res | AppPlug | 2025-27 Fed App: Air purifiers - Tier 2 | Possible | Electric Energy (GWh/year) | 0 | 3.2127 | 3.3064 | 3.4163 | 3.538 | 3.6706 | 3.6245 | 3.5854 | 3.5522 | 3.5241 | 0.28903 | 0.28739 | 0.28602
Yes | SCE | Res | AppPlug | 2016 T-20: Computers - Desktops - Tier 1 | Possible | Electric Energy (GWh/year) | 0.72231 | 0.70001 | 0.68341 | 0.67128 | 0.66253 | 0.65627 | 0.65184 | 0.6487 | 0.6465 | 0.64495 | 0.64386 | 0.6431 | 0.64257
Yes | SCE | Res | AppPlug | 2016 T-20: Computers - Desktops - Tier 2 | Possible | Electric Energy (GWh/year) | 9.0004 | 4.573 | 0.61052 | 0.59167 | 0.57764 | 0.56739 | 0.55999 | 0.55471 | 0.55096 | 0.54831 | 0.54644 | 0.54513 | 0.54422
Yes | SCE | Res | AppPlug | 2016 T-20: Computers - Notebooks | Possible | Electric Energy (GWh/year) | 0.00071484 | 0.00069276 | 0.00067634 | 0.00066433 | 0.00065567 | 0.00064948 | 0.00064509 | 0.00064199 | 0.00063981 | 0.00063828 | 0.0006372 | 0.00063645 | 0.00063592
Yes | SCE | Res | AppPlug | 2025-27 Fed App: Dedicated Purpose Pool Pump Motors - Tier 1 - Standard | Possible | Electric Energy (GWh/year) | 7.9145 | 28.2175 | 25.618 | 22.7383 | 20.1197 | 10.8893 | 0.84054 | 0.80306 | 0.77166 | 0.7454 | 0.72346 | 0.70514 | 0.68985
Yes | SCE | Res | AppPlug | 2025-27 Fed App: Dedicated Purpose Pool Pump Motors - Tier 2 - Small | Possible | Electric Energy (GWh/year) | 0 | 0 | 6.1043 | 23.5481 | 23.4425 | 23.3916 | 14.9598 | 0.8369 | 0.82011 | 0.80557 | 0.79306 | 0.78235 | 0.77323
Yes | SCE | Res | AppPlug | 2019-21 Fed App: Dedicated-purpose pool pumps | Possible | Electric Energy (GWh/year) |  | 14.7932 | 2.0468 | 2.0857 | 2.1047 | 2.1308 | 2.1269 | 2.1236 | 2.1209 | 2.1186 | 2.1167 | 2.1151 | 2.1138
Yes | SCE | Res | AppPlug | 2016 T-20: Displays - Monitors | Possible | Electric Energy (GWh/year) |  | 1.5474 | 0.28509 | 0.28509 | 0.28509 | 0.28509 | 0.28509 | 0.28509 | 0.28509 | 0.28509 | 0.28509 | 0.28509 | 0.28509
Yes | SCE | Res | AppPlug | 2025-27 Fed App: Microwave ovens - Built-In and Over-the-Range Convection Microwave Ovens | Possible | Electric Energy (GWh/year) | 0 | 0.011646 | 0.022278 | 0.02258 | 0.022872 | 0.023049 | 0.022921 | 0.022815 | 0.022726 | 0.022652 | 0.022591 | 0.022539 | 0.007291
Yes | SCE | Res | AppPlug | 2025-27 Fed App: Microwave ovens - Microwave-Only Ovens and Countertop Convection Microwave Ovens | Possible | Electric Energy (GWh/year) | 0 | 0.1516 | 0.28732 | 0.28871 | 0.29016 | 0.29037 | 0.28698 | 0.28411 | 0.28168 | 0.27963 | 0.2779 | 0.27646 | 0.089204
Yes | SCE | Res | AppPlug | 2025-27 Fed App: Portable ACs | Possible | Electric Energy (GWh/year) |  | 2.753 | 2.6747 | 2.6048 | 2.543 | 2.489 | 2.442 | 2.4014 | 2.3666 | 2.3369 | 1.5924 | 0.21706 | 0.21535
Yes | SCE | Res | AppPlug | 2018 T-20: Portable Electric Spas - Inflatable | Possible | Electric Energy (GWh/year) |  | 0.029405 | 0.029405 | 0.029405 | 0.029405 | 0.029405 | 0.029405 | 0.029405 | 0.029405 | 0.029405 | 0.029405 | 0.029405 | 0.029405
Yes | SCE | Res | AppPlug | 2018 T-20: Portable Electric Spas - Rigid | Possible | Electric Energy (GWh/year) |  | 1.6296 | 1.6602 | 1.6908 | 0.69462 | 0.13522 | 0.13522 | 0.13522 | 0.13522 | 0.13522 | 0.13522 | 0.13522 | 0.13522
Yes | SCE | Res | AppPlug | 2019-21 Fed App: Wine chillers | Possible | Electric Energy (GWh/year) |  | 4.181 | 4.1433 | 4.114 | 4.0939 | 1.7219 | 0.38435 | 0.38019 | 0.37667 | 0.3737 | 0.3712 | 0.36909 | 0.36733
Yes | SDG&E | Res | AppPlug | T-20: Computers - Workstations | On-the-books | Electric Energy (GWh/year) | 0 | 0 | 0 | 0 | 0 | 0 | 0 | 0 | 0 | 0 | 0 | 0 | 0
Yes | SDG&E | Res | AppPlug | 2005 T-20: Consumer Electronics - Audio Players | On-the-books | Electric Energy (GWh/year) | 0.026474 | 0.026471 | 0.026469 | 0.026467 | 0.026466 | 0.026466 | 0.026465 | 0.026464 | 0.026464 | 0.026463 | 0.026462 | 0.026462 | 0.026461
Yes | SDG&E | Res | AppPlug | 2005 T-20: Consumer Electronics - DVDs | On-the-books | Electric Energy (GWh/year) | 0.0024983 | 0.0024888 | 0.0024812 | 0.0024751 | 0.0024703 | 0.0024664 | 0.0024619 | 0.0024579 | 0.0024535 | 0.0024493 | 0.002445 | 0.0024408 | 0.0024365
Yes | SDG&E | Res | AppPlug | Fed Appliance: External Power Supplies | On-the-books | Electric Energy (GWh/year) | 0 | 0 | 0 | 0 | 0 | 0 | 0 | 0 | 0 | 0 | 0 | 0 | 0
Yes | SDG&E | Res | AppPlug | 2011 T-20: Large Battery Chargers (≥2kW rated input) | On-the-books | Electric Energy (GWh/year) | 0.043381 | 0.042839 | 0.042413 | 0.04208 | 0.010377 | 0.010328 | 0.010269 | 0.010216 | 0.010159 | 0.010105 | 0.010049 | 0.0099947 | 0.0099392
Yes | SDG&E | Res | AppPlug | Fed Appliance: Microwave ovens | On-the-books | Electric Energy (GWh/year) | 0.57432 | 0.5722 | 0 | 0 | 0 | 0 | 0 | 0 | 0 | 0 | 0 | 0 | 0
Yes | SDG&E | Res | AppPlug | 2005 T-20: Portable Electric Spas | On-the-books | Electric Energy (GWh/year) | 0 | 0 | 0 | 0 | 0 | 0 | 0 | 0 | 0 | 0 | 0 | 0 | 0
Yes | SDG&E | Res | AppPlug | Fed Appliance: Residential Clothes Dryers | On-the-books | Electric Energy (GWh/year) | 0.12706 | 0.12705 | 0.12703 | 0.12702 | 0.12702 | 0.12701 | 0.021717 | 0.017516 | 0.017515 | 0.017514 | 0.017513 | 0.017512 | 0.017511
Yes | SDG&E | Res | AppPlug | Fed Appliance: Residential Clothes Washers (Front Loading) | On-the-books | Electric Energy (GWh/year) | -0.1243 | -0.11983 | -0.11553 | -0.11146 | -0.030038 | -0.012791 | -0.012336 | -0.011897 | -0.011448 | -0.011006 | -0.010559 | -0.010115 | -0.0096691
Yes | SDG&E | Res | AppPlug | Fed Appliance: Residential Clothes Washers (Top Loading) Tier I | On-the-books | Electric Energy (GWh/year) | 0.91763 | 0.88466 | 0.85292 | 0.82285 | 0.22175 | 0.094426 | 0.091068 | 0.087831 | 0.084513 | 0.081249 | 0.077949 | 0.074673 | 0.071381
Yes | SDG&E | Res | AppPlug | Fed Appliance: Residential Clothes Washers - Top-loading | On-the-books | Electric Energy (GWh/year) | 0 | 0 | 0 | 0 | 0 | 0 | 0 | 0 | 0 | 0 | 0 | 0 | 0
Yes | SDG&E | Res | AppPlug | Fed Appliance: Residential Dishwashers | On-the-books | Electric Energy (GWh/year) | -0.00421 | -0.00421 | -0.00421 | -0.0020495 | -0.00054913 | -0.00054913 | -0.00054913 | -0.00054913 | -0.00054913 | -0.00054913 | -0.00054913 | -0.00054913 | -0.00054913
Yes | SDG&E | Res | AppPlug | 2006 T-20: Residential Pool Pumps, 2-speed Motors, Tier 2 | On-the-books | Electric Energy (GWh/year) | 2.6449 | 2.6438 | 2.6429 | 2.6421 | 2.6415 | 2.641 | 2.6404 | 2.6399 | 2.6393 | 2.6388 | 2.6382 | 2.6377 | 2.6371
Yes | SDG&E | Res | AppPlug | 2005 T-20: Residential Pool Pumps, High Eff Motor, Tier 1 | On-the-books | Electric Energy (GWh/year) | 0.29312 | 0.28869 | 0.28414 | 0.27948 | 0.27471 | 0.26984 | 0.26504 | 0.26019 | 0.25537 | 0.25053 | 0.2457 | 0.24087 | 0.23604
Yes | SDG&E | Res | AppPlug | Fed Appliance: Residential Refrigerators & Freezers | On-the-books | Electric Energy (GWh/year) | 1.2852 | 1.2625 | 1.2443 | 1.2296 | 0.90457 | 0.15766 | 0.15625 | 0.15498 | 0.15361 | 0.15231 | 0.15096 | 0.14965 | 0.14831
Yes | SDG&E | Res | AppPlug | 2008 T-24: Residential Swimming pool | On-the-books | Electric Energy (GWh/year) | 0.57193 | 0.57085 | 0.57001 | 0.56936 | 0.56886 | 0.56848 | 0.56802 | 0.56762 | 0.56718 | 0.56676 | 0.56632 | 0.5659 | 0.56547
Yes | SDG&E | Res | AppPlug | 2011 T-20: Small Battery Chargers – Tier 1 (consumer with no USB charger or USB charger <20 watt-hours) | On-the-books | Electric Energy (GWh/year) | 0.18654 | 0.18576 | 0.18519 | 0.18477 | 0.18448 | 0.18426 | 0.18399 | 0.18376 | 0.1835 | 0.18326 | 0.183 | 0.18276 | 0.18251
Yes | SDG&E | Res | AppPlug | 2009 T-20: Televisions - Tier 1 | On-the-books | Electric Energy (GWh/year) | 0.25753 | 0.25745 | 0.2574 | 0.25737 | 0.25736 | 0.25735 | 0.25733 | 0.25732 | 0.25731 | 0.2573 | 0.25728 | 0.25727 | 0.25726
Yes | SDG&E | Res | AppPlug | 2009 T-20: Televisions - Tier 2 | On-the-books | Electric Energy (GWh/year) | 0.25314 | 0.2521 | 0.2514 | 0.25092 | 0.2506 | 0.25038 | 0.25009 | 0.24985 | 0.24958 | 0.24933 | 0.24906 | 0.2488 | 0.24854
Yes | SDG&E | Res | AppPlug | 2005 T-20: Water Dispensers | On-the-books | Electric Energy (GWh/year) | 0.0030366 | 0.0030354 | 0.0030346 | 0.003034 | 0.0030336 | 0.0030334 | 0.0030331 | 0.0030328 | 0.0030325 | 0.0030322 | 0.0030318 | 0.0030315 | 0.0030312
Yes | SDG&E | Res | AppPlug | 2025-27 Fed App: Air purifiers - Tier 2 | On-the-books | Electric Energy (GWh/year) | 0 | 0.65796 | 0.67713 | 0.69965 | 0.72456 | 0.75174 | 0.7423 | 0.73427 | 0.72747 | 0.72173 | 0.059193 | 0.058857 | 0.058576
Yes | SDG&E | Res | AppPlug | 2016 T-20: Computers - Desktops - Tier 1 | On-the-books | Electric Energy (GWh/year) | 0.14793 | 0.14336 | 0.13996 | 0.13748 | 0.13568 | 0.1344 | 0.13349 | 0.13285 | 0.1324 | 0.13208 | 0.13186 | 0.13171 | 0.1316
Yes | SDG&E | Res | AppPlug | 2016 T-20: Computers - Desktops - Tier 2 | On-the-books | Electric Energy (GWh/year) | 1.8432 | 0.93653 | 0.12503 | 0.12117 | 0.1183 | 0.1162 | 0.11468 | 0.1136 | 0.11283 | 0.11229 | 0.11191 | 0.11164 | 0.11145
Yes | SDG&E | Res | AppPlug | 2016 T-20: Computers - Notebooks | On-the-books | Electric Energy (GWh/year) | 0.0001464 | 0.00014188 | 0.00013851 | 0.00013605 | 0.00013428 | 0.00013301 | 0.00013211 | 0.00013148 | 0.00013103 | 0.00013072 | 0.0001305 | 0.00013034 | 0.00013024
Yes | SDG&E | Res | AppPlug | 2025-27 Fed App: Dedicated Purpose Pool Pump Motors - Tier 1 - Standard | On-the-books | Electric Energy (GWh/year) | 1.6209 | 5.7789 | 5.2465 | 4.6567 | 4.1205 | 2.2301 | 0.17214 | 0.16446 | 0.15803 | 0.15266 | 0.14816 | 0.14441 | 0.14128
Yes | SDG&E | Res | AppPlug | 2025-27 Fed App: Dedicated Purpose Pool Pump Motors - Tier 2 - Small | On-the-books | Electric Energy (GWh/year) | 0 | 0 | 1.2501 | 4.8226 | 4.8009 | 4.7905 | 3.0637 | 0.17139 | 0.16796 | 0.16498 | 0.16242 | 0.16022 | 0.15835
Yes | SDG&E | Res | AppPlug | 2019-21 Fed App: Dedicated-purpose pool pumps | On-the-books | Electric Energy (GWh/year) |  | 3.0296 | 0.41919 | 0.42715 | 0.43105 | 0.43638 | 0.43558 | 0.43492 | 0.43436 | 0.43389 | 0.4335 | 0.43317 | 0.4329
Yes | SDG&E | Res | AppPlug | 2016 T-20: Displays - Monitors | On-the-books | Electric Energy (GWh/year) |  | 0.3169 | 0.058386 | 0.058386 | 0.058386 | 0.058386 | 0.058386 | 0.058386 | 0.058386 | 0.058386 | 0.058386 | 0.058386 | 0.058386
Yes | SDG&E | Res | AppPlug | 2025-27 Fed App: Microwave ovens - Built-In and Over-the-Range Convection Microwave Ovens | On-the-books | Electric Energy (GWh/year) | 0 | 0.002385 | 0.0045625 | 0.0046243 | 0.0046841 | 0.0047203 | 0.0046942 | 0.0046725 | 0.0046543 | 0.0046391 | 0.0046265 | 0.004616 | 0.0014932
Yes | SDG&E | Res | AppPlug | 2025-27 Fed App: Microwave ovens - Microwave-Only Ovens and Countertop Convection Microwave Ovens | On-the-books | Electric Energy (GWh/year) | 0 | 0.031047 | 0.058842 | 0.059126 | 0.059424 | 0.059466 | 0.058773 | 0.058184 | 0.057687 | 0.057267 | 0.056914 | 0.056617 | 0.018269
Yes | SDG&E | Res | AppPlug | 2025-27 Fed App: Portable ACs | On-the-books | Electric Energy (GWh/year) |  | 0.5638 | 0.54776 | 0.53345 | 0.52081 | 0.50973 | 0.50011 | 0.4918 | 0.48467 | 0.47859 | 0.32612 | 0.044453 | 0.044102
Yes | SDG&E | Res | AppPlug | 2018 T-20: Portable Electric Spas - Inflatable | On-the-books | Electric Energy (GWh/year) |  | 0.0060221 | 0.0060221 | 0.0060221 | 0.0060221 | 0.0060221 | 0.0060221 | 0.0060221 | 0.0060221 | 0.0060221 | 0.0060221 | 0.0060221 | 0.0060221
Yes | SDG&E | Res | AppPlug | 2018 T-20: Portable Electric Spas - Rigid | On-the-books | Electric Energy (GWh/year) |  | 0.33375 | 0.34 | 0.34626 | 0.14226 | 0.027692 | 0.027692 | 0.027692 | 0.027692 | 0.027692 | 0.027692 | 0.027692 | 0.027692
Yes | SDG&E | Res | AppPlug | 2019-21 Fed App: Wine chillers | On-the-books | Electric Energy (GWh/year) |  | 0.85626 | 0.84853 | 0.84254 | 0.83842 | 0.35264 | 0.078714 | 0.077863 | 0.077142 | 0.076533 | 0.07602 | 0.075589 | 0.075227
Yes | SDG&E | Res | AppPlug | T-20: Computers - Workstations | Expected | Electric Energy (GWh/year) | 0 | 0 | 0 | 0 | 0 | 0 | 0 | 0 | 0 | 0 | 0 | 0 | 0
Yes | SDG&E | Res | AppPlug | 2005 T-20: Consumer Electronics - Audio Players | Expected | Electric Energy (GWh/year) | 0.026474 | 0.026471 | 0.026469 | 0.026467 | 0.026466 | 0.026466 | 0.026465 | 0.026464 | 0.026464 | 0.026463 | 0.026462 | 0.026462 | 0.026461
Yes | SDG&E | Res | AppPlug | 2005 T-20: Consumer Electronics - DVDs | Expected | Electric Energy (GWh/year) | 0.0024983 | 0.0024888 | 0.0024812 | 0.0024751 | 0.0024703 | 0.0024664 | 0.0024619 | 0.0024579 | 0.0024535 | 0.0024493 | 0.002445 | 0.0024408 | 0.0024365
Yes | SDG&E | Res | AppPlug | Fed Appliance: External Power Supplies | Expected | Electric Energy (GWh/year) | 0 | 0 | 0 | 0 | 0 | 0 | 0 | 0 | 0 | 0 | 0 | 0 | 0
Yes | SDG&E | Res | AppPlug | 2011 T-20: Large Battery Chargers (≥2kW rated input) | Expected | Electric Energy (GWh/year) | 0.043381 | 0.042839 | 0.042413 | 0.04208 | 0.010377 | 0.010328 | 0.010269 | 0.010216 | 0.010159 | 0.010105 | 0.010049 | 0.0099947 | 0.0099392
Yes | SDG&E | Res | AppPlug | Fed Appliance: Microwave ovens | Expected | Electric Energy (GWh/year) | 0.57432 | 0.5722 | 0 | 0 | 0 | 0 | 0 | 0 | 0 | 0 | 0 | 0 | 0
Yes | SDG&E | Res | AppPlug | 2005 T-20: Portable Electric Spas | Expected | Electric Energy (GWh/year) | 0 | 0 | 0 | 0 | 0 | 0 | 0 | 0 | 0 | 0 | 0 | 0 | 0
Yes | SDG&E | Res | AppPlug | Fed Appliance: Residential Clothes Dryers | Expected | Electric Energy (GWh/year) | 0.12706 | 0.12705 | 0.12703 | 0.12702 | 0.12702 | 0.12701 | 0.021717 | 0.017516 | 0.017515 | 0.017514 | 0.017513 | 0.017512 | 0.017511
Yes | SDG&E | Res | AppPlug | Fed Appliance: Residential Clothes Washers (Front Loading) | Expected | Electric Energy (GWh/year) | -0.1243 | -0.11983 | -0.11553 | -0.11146 | -0.030038 | -0.012791 | -0.012336 | -0.011897 | -0.011448 | -0.011006 | -0.010559 | -0.010115 | -0.0096691
Yes | SDG&E | Res | AppPlug | Fed Appliance: Residential Clothes Washers (Top Loading) Tier I | Expected | Electric Energy (GWh/year) | 0.91763 | 0.88466 | 0.85292 | 0.82285 | 0.22175 | 0.094426 | 0.091068 | 0.087831 | 0.084513 | 0.081249 | 0.077949 | 0.074673 | 0.071381
Yes | SDG&E | Res | AppPlug | Fed Appliance: Residential Clothes Washers - Top-loading | Expected | Electric Energy (GWh/year) | 0 | 0 | 0 | 0 | 0 | 0 | 0 | 0 | 0 | 0 | 0 | 0 | 0
Yes | SDG&E | Res | AppPlug | Fed Appliance: Residential Dishwashers | Expected | Electric Energy (GWh/year) | -0.00421 | -0.00421 | -0.00421 | -0.0020495 | -0.00054913 | -0.00054913 | -0.00054913 | -0.00054913 | -0.00054913 | -0.00054913 | -0.00054913 | -0.00054913 | -0.00054913
Yes | SDG&E | Res | AppPlug | 2006 T-20: Residential Pool Pumps, 2-speed Motors, Tier 2 | Expected | Electric Energy (GWh/year) | 2.6449 | 2.6438 | 2.6429 | 2.6421 | 2.6415 | 2.641 | 2.6404 | 2.6399 | 2.6393 | 2.6388 | 2.6382 | 2.6377 | 2.6371
Yes | SDG&E | Res | AppPlug | 2005 T-20: Residential Pool Pumps, High Eff Motor, Tier 1 | Expected | Electric Energy (GWh/year) | 0.29312 | 0.28869 | 0.28414 | 0.27948 | 0.27471 | 0.26984 | 0.26504 | 0.26019 | 0.25537 | 0.25053 | 0.2457 | 0.24087 | 0.23604
Yes | SDG&E | Res | AppPlug | Fed Appliance: Residential Refrigerators & Freezers | Expected | Electric Energy (GWh/year) | 1.2852 | 1.2625 | 1.2443 | 1.2296 | 0.90457 | 0.15766 | 0.15625 | 0.15498 | 0.15361 | 0.15231 | 0.15096 | 0.14965 | 0.14831
Yes | SDG&E | Res | AppPlug | 2008 T-24: Residential Swimming pool | Expected | Electric Energy (GWh/year) | 0.57193 | 0.57085 | 0.57001 | 0.56936 | 0.56886 | 0.56848 | 0.56802 | 0.56762 | 0.56718 | 0.56676 | 0.56632 | 0.5659 | 0.56547
Yes | SDG&E | Res | AppPlug | 2011 T-20: Small Battery Chargers – Tier 1 (consumer with no USB charger or USB charger <20 watt-hours) | Expected | Electric Energy (GWh/year) | 0.18654 | 0.18576 | 0.18519 | 0.18477 | 0.18448 | 0.18426 | 0.18399 | 0.18376 | 0.1835 | 0.18326 | 0.183 | 0.18276 | 0.18251
Yes | SDG&E | Res | AppPlug | 2009 T-20: Televisions - Tier 1 | Expected | Electric Energy (GWh/year) | 0.25753 | 0.25745 | 0.2574 | 0.25737 | 0.25736 | 0.25735 | 0.25733 | 0.25732 | 0.25731 | 0.2573 | 0.25728 | 0.25727 | 0.25726
Yes | SDG&E | Res | AppPlug | 2009 T-20: Televisions - Tier 2 | Expected | Electric Energy (GWh/year) | 0.25314 | 0.2521 | 0.2514 | 0.25092 | 0.2506 | 0.25038 | 0.25009 | 0.24985 | 0.24958 | 0.24933 | 0.24906 | 0.2488 | 0.24854
Yes | SDG&E | Res | AppPlug | 2005 T-20: Water Dispensers | Expected | Electric Energy (GWh/year) | 0.0030366 | 0.0030354 | 0.0030346 | 0.003034 | 0.0030336 | 0.0030334 | 0.0030331 | 0.0030328 | 0.0030325 | 0.0030322 | 0.0030318 | 0.0030315 | 0.0030312
Yes | SDG&E | Res | AppPlug | 2025-27 Fed App: Air purifiers - Tier 2 | Expected | Electric Energy (GWh/year) | 0 | 0.65796 | 0.67713 | 0.69965 | 0.72456 | 0.75174 | 0.7423 | 0.73427 | 0.72747 | 0.72173 | 0.059193 | 0.058857 | 0.058576
Yes | SDG&E | Res | AppPlug | 2016 T-20: Computers - Desktops - Tier 1 | Expected | Electric Energy (GWh/year) | 0.14793 | 0.14336 | 0.13996 | 0.13748 | 0.13568 | 0.1344 | 0.13349 | 0.13285 | 0.1324 | 0.13208 | 0.13186 | 0.13171 | 0.1316
Yes | SDG&E | Res | AppPlug | 2016 T-20: Computers - Desktops - Tier 2 | Expected | Electric Energy (GWh/year) | 1.8432 | 0.93653 | 0.12503 | 0.12117 | 0.1183 | 0.1162 | 0.11468 | 0.1136 | 0.11283 | 0.11229 | 0.11191 | 0.11164 | 0.11145
Yes | SDG&E | Res | AppPlug | 2016 T-20: Computers - Notebooks | Expected | Electric Energy (GWh/year) | 0.0001464 | 0.00014188 | 0.00013851 | 0.00013605 | 0.00013428 | 0.00013301 | 0.00013211 | 0.00013148 | 0.00013103 | 0.00013072 | 0.0001305 | 0.00013034 | 0.00013024
Yes | SDG&E | Res | AppPlug | 2025-27 Fed App: Dedicated Purpose Pool Pump Motors - Tier 1 - Standard | Expected | Electric Energy (GWh/year) | 1.6209 | 5.7789 | 5.2465 | 4.6567 | 4.1205 | 2.2301 | 0.17214 | 0.16446 | 0.15803 | 0.15266 | 0.14816 | 0.14441 | 0.14128
Yes | SDG&E | Res | AppPlug | 2025-27 Fed App: Dedicated Purpose Pool Pump Motors - Tier 2 - Small | Expected | Electric Energy (GWh/year) | 0 | 0 | 1.2501 | 4.8226 | 4.8009 | 4.7905 | 3.0637 | 0.17139 | 0.16796 | 0.16498 | 0.16242 | 0.16022 | 0.15835
Yes | SDG&E | Res | AppPlug | 2019-21 Fed App: Dedicated-purpose pool pumps | Expected | Electric Energy (GWh/year) |  | 3.0296 | 0.41919 | 0.42715 | 0.43105 | 0.43638 | 0.43558 | 0.43492 | 0.43436 | 0.43389 | 0.4335 | 0.43317 | 0.4329
Yes | SDG&E | Res | AppPlug | 2016 T-20: Displays - Monitors | Expected | Electric Energy (GWh/year) |  | 0.3169 | 0.058386 | 0.058386 | 0.058386 | 0.058386 | 0.058386 | 0.058386 | 0.058386 | 0.058386 | 0.058386 | 0.058386 | 0.058386
Yes | SDG&E | Res | AppPlug | 2025-27 Fed App: Microwave ovens - Built-In and Over-the-Range Convection Microwave Ovens | Expected | Electric Energy (GWh/year) | 0 | 0.002385 | 0.0045625 | 0.0046243 | 0.0046841 | 0.0047203 | 0.0046942 | 0.0046725 | 0.0046543 | 0.0046391 | 0.0046265 | 0.004616 | 0.0014932
Yes | SDG&E | Res | AppPlug | 2025-27 Fed App: Microwave ovens - Microwave-Only Ovens and Countertop Convection Microwave Ovens | Expected | Electric Energy (GWh/year) | 0 | 0.031047 | 0.058842 | 0.059126 | 0.059424 | 0.059466 | 0.058773 | 0.058184 | 0.057687 | 0.057267 | 0.056914 | 0.056617 | 0.018269
Yes | SDG&E | Res | AppPlug | 2025-27 Fed App: Portable ACs | Expected | Electric Energy (GWh/year) |  | 0.5638 | 0.54776 | 0.53345 | 0.52081 | 0.50973 | 0.50011 | 0.4918 | 0.48467 | 0.47859 | 0.32612 | 0.044453 | 0.044102
Yes | SDG&E | Res | AppPlug | 2018 T-20: Portable Electric Spas - Inflatable | Expected | Electric Energy (GWh/year) |  | 0.0060221 | 0.0060221 | 0.0060221 | 0.0060221 | 0.0060221 | 0.0060221 | 0.0060221 | 0.0060221 | 0.0060221 | 0.0060221 | 0.0060221 | 0.0060221
Yes | SDG&E | Res | AppPlug | 2018 T-20: Portable Electric Spas - Rigid | Expected | Electric Energy (GWh/year) |  | 0.33375 | 0.34 | 0.34626 | 0.14226 | 0.027692 | 0.027692 | 0.027692 | 0.027692 | 0.027692 | 0.027692 | 0.027692 | 0.027692
Yes | SDG&E | Res | AppPlug | 2019-21 Fed App: Wine chillers | Expected | Electric Energy (GWh/year) |  | 0.85626 | 0.84853 | 0.84254 | 0.83842 | 0.35264 | 0.078714 | 0.077863 | 0.077142 | 0.076533 | 0.07602 | 0.075589 | 0.075227
Yes | SDG&E | Res | AppPlug | T-20: Computers - Workstations | Possible | Electric Energy (GWh/year) | 0 | 0 | 0 | 0 | 0 | 0 | 0 | 0 | 0 | 0 | 0 | 0 | 0
Yes | SDG&E | Res | AppPlug | 2005 T-20: Consumer Electronics - Audio Players | Possible | Electric Energy (GWh/year) | 0.026474 | 0.026471 | 0.026469 | 0.026467 | 0.026466 | 0.026466 | 0.026465 | 0.026464 | 0.026464 | 0.026463 | 0.026462 | 0.026462 | 0.026461
Yes | SDG&E | Res | AppPlug | 2005 T-20: Consumer Electronics - DVDs | Possible | Electric Energy (GWh/year) | 0.0024983 | 0.0024888 | 0.0024812 | 0.0024751 | 0.0024703 | 0.0024664 | 0.0024619 | 0.0024579 | 0.0024535 | 0.0024493 | 0.002445 | 0.0024408 | 0.0024365
Yes | SDG&E | Res | AppPlug | Fed Appliance: External Power Supplies | Possible | Electric Energy (GWh/year) | 0 | 0 | 0 | 0 | 0 | 0 | 0 | 0 | 0 | 0 | 0 | 0 | 0
Yes | SDG&E | Res | AppPlug | 2011 T-20: Large Battery Chargers (≥2kW rated input) | Possible | Electric Energy (GWh/year) | 0.043381 | 0.042839 | 0.042413 | 0.04208 | 0.010377 | 0.010328 | 0.010269 | 0.010216 | 0.010159 | 0.010105 | 0.010049 | 0.0099947 | 0.0099392
Yes | SDG&E | Res | AppPlug | Fed Appliance: Microwave ovens | Possible | Electric Energy (GWh/year) | 0.57432 | 0.5722 | 0 | 0 | 0 | 0 | 0 | 0 | 0 | 0 | 0 | 0 | 0
Yes | SDG&E | Res | AppPlug | 2005 T-20: Portable Electric Spas | Possible | Electric Energy (GWh/year) | 0 | 0 | 0 | 0 | 0 | 0 | 0 | 0 | 0 | 0 | 0 | 0 | 0
Yes | SDG&E | Res | AppPlug | Fed Appliance: Residential Clothes Dryers | Possible | Electric Energy (GWh/year) | 0.12706 | 0.12705 | 0.12703 | 0.12702 | 0.12702 | 0.12701 | 0.021717 | 0.017516 | 0.017515 | 0.017514 | 0.017513 | 0.017512 | 0.017511
Yes | SDG&E | Res | AppPlug | Fed Appliance: Residential Clothes Washers (Front Loading) | Possible | Electric Energy (GWh/year) | -0.1243 | -0.11983 | -0.11553 | -0.11146 | -0.030038 | -0.012791 | -0.012336 | -0.011897 | -0.011448 | -0.011006 | -0.010559 | -0.010115 | -0.0096691
Yes | SDG&E | Res | AppPlug | Fed Appliance: Residential Clothes Washers (Top Loading) Tier I | Possible | Electric Energy (GWh/year) | 0.91763 | 0.88466 | 0.85292 | 0.82285 | 0.22175 | 0.094426 | 0.091068 | 0.087831 | 0.084513 | 0.081249 | 0.077949 | 0.074673 | 0.071381
Yes | SDG&E | Res | AppPlug | Fed Appliance: Residential Clothes Washers - Top-loading | Possible | Electric Energy (GWh/year) | 0 | 0 | 0 | 0 | 0 | 0 | 0 | 0 | 0 | 0 | 0 | 0 | 0
Yes | SDG&E | Res | AppPlug | Fed Appliance: Residential Dishwashers | Possible | Electric Energy (GWh/year) | -0.00421 | -0.00421 | -0.00421 | -0.0020495 | -0.00054913 | -0.00054913 | -0.00054913 | -0.00054913 | -0.00054913 | -0.00054913 | -0.00054913 | -0.00054913 | -0.00054913
Yes | SDG&E | Res | AppPlug | 2006 T-20: Residential Pool Pumps, 2-speed Motors, Tier 2 | Possible | Electric Energy (GWh/year) | 2.6449 | 2.6438 | 2.6429 | 2.6421 | 2.6415 | 2.641 | 2.6404 | 2.6399 | 2.6393 | 2.6388 | 2.6382 | 2.6377 | 2.6371
Yes | SDG&E | Res | AppPlug | 2005 T-20: Residential Pool Pumps, High Eff Motor, Tier 1 | Possible | Electric Energy (GWh/year) | 0.29312 | 0.28869 | 0.28414 | 0.27948 | 0.27471 | 0.26984 | 0.26504 | 0.26019 | 0.25537 | 0.25053 | 0.2457 | 0.24087 | 0.23604
Yes | SDG&E | Res | AppPlug | Fed Appliance: Residential Refrigerators & Freezers | Possible | Electric Energy (GWh/year) | 1.2852 | 1.2625 | 1.2443 | 1.2296 | 0.90457 | 0.15766 | 0.15625 | 0.15498 | 0.15361 | 0.15231 | 0.15096 | 0.14965 | 0.14831
Yes | SDG&E | Res | AppPlug | 2008 T-24: Residential Swimming pool | Possible | Electric Energy (GWh/year) | 0.57193 | 0.57085 | 0.57001 | 0.56936 | 0.56886 | 0.56848 | 0.56802 | 0.56762 | 0.56718 | 0.56676 | 0.56632 | 0.5659 | 0.56547
Yes | SDG&E | Res | AppPlug | 2011 T-20: Small Battery Chargers – Tier 1 (consumer with no USB charger or USB charger <20 watt-hours) | Possible | Electric Energy (GWh/year) | 0.18654 | 0.18576 | 0.18519 | 0.18477 | 0.18448 | 0.18426 | 0.18399 | 0.18376 | 0.1835 | 0.18326 | 0.183 | 0.18276 | 0.18251
Yes | SDG&E | Res | AppPlug | 2009 T-20: Televisions - Tier 1 | Possible | Electric Energy (GWh/year) | 0.25753 | 0.25745 | 0.2574 | 0.25737 | 0.25736 | 0.25735 | 0.25733 | 0.25732 | 0.25731 | 0.2573 | 0.25728 | 0.25727 | 0.25726
Yes | SDG&E | Res | AppPlug | 2009 T-20: Televisions - Tier 2 | Possible | Electric Energy (GWh/year) | 0.25314 | 0.2521 | 0.2514 | 0.25092 | 0.2506 | 0.25038 | 0.25009 | 0.24985 | 0.24958 | 0.24933 | 0.24906 | 0.2488 | 0.24854
Yes | SDG&E | Res | AppPlug | 2005 T-20: Water Dispensers | Possible | Electric Energy (GWh/year) | 0.0030366 | 0.0030354 | 0.0030346 | 0.003034 | 0.0030336 | 0.0030334 | 0.0030331 | 0.0030328 | 0.0030325 | 0.0030322 | 0.0030318 | 0.0030315 | 0.0030312
Yes | SDG&E | Res | AppPlug | 2025-27 Fed App: Air purifiers - Tier 2 | Possible | Electric Energy (GWh/year) | 0 | 0.65796 | 0.67713 | 0.69965 | 0.72456 | 0.75174 | 0.7423 | 0.73427 | 0.72747 | 0.72173 | 0.059193 | 0.058857 | 0.058576
Yes | SDG&E | Res | AppPlug | 2016 T-20: Computers - Desktops - Tier 1 | Possible | Electric Energy (GWh/year) | 0.14793 | 0.14336 | 0.13996 | 0.13748 | 0.13568 | 0.1344 | 0.13349 | 0.13285 | 0.1324 | 0.13208 | 0.13186 | 0.13171 | 0.1316
Yes | SDG&E | Res | AppPlug | 2016 T-20: Computers - Desktops - Tier 2 | Possible | Electric Energy (GWh/year) | 1.8432 | 0.93653 | 0.12503 | 0.12117 | 0.1183 | 0.1162 | 0.11468 | 0.1136 | 0.11283 | 0.11229 | 0.11191 | 0.11164 | 0.11145
Yes | SDG&E | Res | AppPlug | 2016 T-20: Computers - Notebooks | Possible | Electric Energy (GWh/year) | 0.0001464 | 0.00014188 | 0.00013851 | 0.00013605 | 0.00013428 | 0.00013301 | 0.00013211 | 0.00013148 | 0.00013103 | 0.00013072 | 0.0001305 | 0.00013034 | 0.00013024
Yes | SDG&E | Res | AppPlug | 2025-27 Fed App: Dedicated Purpose Pool Pump Motors - Tier 1 - Standard | Possible | Electric Energy (GWh/year) | 1.6209 | 5.7789 | 5.2465 | 4.6567 | 4.1205 | 2.2301 | 0.17214 | 0.16446 | 0.15803 | 0.15266 | 0.14816 | 0.14441 | 0.14128
Yes | SDG&E | Res | AppPlug | 2025-27 Fed App: Dedicated Purpose Pool Pump Motors - Tier 2 - Small | Possible | Electric Energy (GWh/year) | 0 | 0 | 1.2501 | 4.8226 | 4.8009 | 4.7905 | 3.0637 | 0.17139 | 0.16796 | 0.16498 | 0.16242 | 0.16022 | 0.15835
Yes | SDG&E | Res | AppPlug | 2019-21 Fed App: Dedicated-purpose pool pumps | Possible | Electric Energy (GWh/year) |  | 3.0296 | 0.41919 | 0.42715 | 0.43105 | 0.43638 | 0.43558 | 0.43492 | 0.43436 | 0.43389 | 0.4335 | 0.43317 | 0.4329
Yes | SDG&E | Res | AppPlug | 2016 T-20: Displays - Monitors | Possible | Electric Energy (GWh/year) |  | 0.3169 | 0.058386 | 0.058386 | 0.058386 | 0.058386 | 0.058386 | 0.058386 | 0.058386 | 0.058386 | 0.058386 | 0.058386 | 0.058386
Yes | SDG&E | Res | AppPlug | 2025-27 Fed App: Microwave ovens - Built-In and Over-the-Range Convection Microwave Ovens | Possible | Electric Energy (GWh/year) | 0 | 0.002385 | 0.0045625 | 0.0046243 | 0.0046841 | 0.0047203 | 0.0046942 | 0.0046725 | 0.0046543 | 0.0046391 | 0.0046265 | 0.004616 | 0.0014932
Yes | SDG&E | Res | AppPlug | 2025-27 Fed App: Microwave ovens - Microwave-Only Ovens and Countertop Convection Microwave Ovens | Possible | Electric Energy (GWh/year) | 0 | 0.031047 | 0.058842 | 0.059126 | 0.059424 | 0.059466 | 0.058773 | 0.058184 | 0.057687 | 0.057267 | 0.056914 | 0.056617 | 0.018269
Yes | SDG&E | Res | AppPlug | 2025-27 Fed App: Portable ACs | Possible | Electric Energy (GWh/year) |  | 0.5638 | 0.54776 | 0.53345 | 0.52081 | 0.50973 | 0.50011 | 0.4918 | 0.48467 | 0.47859 | 0.32612 | 0.044453 | 0.044102
Yes | SDG&E | Res | AppPlug | 2018 T-20: Portable Electric Spas - Inflatable | Possible | Electric Energy (GWh/year) |  | 0.0060221 | 0.0060221 | 0.0060221 | 0.0060221 | 0.0060221 | 0.0060221 | 0.0060221 | 0.0060221 | 0.0060221 | 0.0060221 | 0.0060221 | 0.0060221
Yes | SDG&E | Res | AppPlug | 2018 T-20: Portable Electric Spas - Rigid | Possible | Electric Energy (GWh/year) |  | 0.33375 | 0.34 | 0.34626 | 0.14226 | 0.027692 | 0.027692 | 0.027692 | 0.027692 | 0.027692 | 0.027692 | 0.027692 | 0.027692
Yes | SDG&E | Res | AppPlug | 2019-21 Fed App: Wine chillers | Possible | Electric Energy (GWh/year) |  | 0.85626 | 0.84853 | 0.84254 | 0.83842 | 0.35264 | 0.078714 | 0.077863 | 0.077142 | 0.076533 | 0.07602 | 0.075589 | 0.075227
Yes | PG&E | Com | BldgEnv | 2008 T-24: Cool Roof Expansion | On-the-books | Electric Energy (GWh/year) | 5.8229 | 5.8197 | 5.8174 | 5.8158 | 5.8146 | 5.8138 | 5.8128 | 5.8118 | 5.8108 | 5.8099 | 5.8089 | 5.808 | 5.807
Yes | PG&E | Com | BldgEnv | 2005 T-24: Cool roofs | On-the-books | Electric Energy (GWh/year) | 0.52631 | 0.5263 | 0.5263 | 0.52629 | 0.52629 | 0.52629 | 0.52629 | 0.52629 | 0.52628 | 0.52628 | 0.52628 | 0.52628 | 0.52628
Yes | PG&E | Com | BldgEnv | 2005 T-24: Duct testing/sealing in new commercial buildings | On-the-books | Electric Energy (GWh/year) | 0.51298 | 0.51247 | 0.51214 | 0.51193 | 0.51179 | 0.5117 | 0.51158 | 0.51148 | 0.51136 | 0.51126 | 0.51114 | 0.51104 | 0.51093
Yes | PG&E | Com | BldgEnv | 2008 T-24: Envelope insulation | On-the-books | Electric Energy (GWh/year) | 9.3543 | 9.3054 | 9.2681 | 9.2397 | 9.218 | 9.2015 | 9.1816 | 9.164 | 9.1448 | 9.1267 | 9.1078 | 9.0895 | 9.0708
Yes | PG&E | Com | BldgEnv | 2013 T-24: NRA-Envelope-Cool Roofs | On-the-books | Electric Energy (GWh/year) | 0.91829 | 0.89468 | 0.87532 | 0.85949 | 0.41981 | 0 | 0 | 0 | 0 | 0 | 0 | 0 | 0
Yes | PG&E | Com | BldgEnv | 2008 T-24: Overall Envelope Tradeoff | On-the-books | Electric Energy (GWh/year) | 0.18984 | 0.1896 | 0.1894 | 0.18924 | 0.18911 | 0.189 | 0.18888 | 0.18877 | 0.18865 | 0.18853 | 0.18842 | 0.1883 | 0.18818
Yes | PG&E | Com | BldgEnv | 2025 T-24: NR High Performance Envelope - Prescriptive Heavy Mass Walls U-Value (New Construction + Additions) | On-the-books | Electric Energy (GWh/year) | 0 | 0.0022422 | 0.013392 | 0.013367 | 0.013343 | 0.013318 | 0.013293 | 0.013267 | 0.013242 | 0.013216 | 0.01319 | 0.013163 | 0.013137
Yes | PG&E | Com | BldgEnv | 2025 T-24: NR High Performance Envelope - Prescriptive Light Mass Walls U-Value (New Construction + Additions) | On-the-books | Electric Energy (GWh/year) | 0 | 0.0015224 | 0.0086904 | 0.0082793 | 0.0078772 | 0.007485 | 0.0071032 | 0.0067327 | 0.0063739 | 0.0060273 | 0.0056931 | 0.0053718 | 0.0050634
Yes | PG&E | Com | BldgEnv | 2025 T-24: NR High Performance Envelope - Prescriptive Metal Building Walls U-Value (New Construction + Additions) | On-the-books | Electric Energy (GWh/year) | 0 | 0.00071089 | 0.0042524 | 0.0042511 | 0.0042498 | 0.0042485 | 0.0042472 | 0.0042459 | 0.0042446 | 0.0042433 | 0.004242 | 0.0042407 | 0.0042394
Yes | PG&E | Com | BldgEnv | 2025 T-24: NR High Performance Envelope - Prescriptive Metal Roof U-Value (New Construction + Additions) | On-the-books | Electric Energy (GWh/year) | 0 | 0.00085528 | 0.0050424 | 0.004966 | 0.0048886 | 0.0048103 | 0.004731 | 0.0046509 | 0.0045701 | 0.0044885 | 0.0044063 | 0.0043236 | 0.0042403
Yes | PG&E | Com | BldgEnv | 2025 T-24: NR High Performance Envelope - Prescriptive Woodframed and Other Roof U-Value (New Construction + Additions) | On-the-books | Electric Energy (GWh/year) | 0 | 0.0076125 | 0.044108 | 0.042669 | 0.041235 | 0.039809 | 0.038395 | 0.036994 | 0.035609 | 0.034243 | 0.032899 | 0.031577 | 0.030281
Yes | PG&E | Com | BldgEnv | 2025 T-24: NR High Performance Envelope - Prescriptive Woodframed Walls U-Value (New Construction + Additions) | On-the-books | Electric Energy (GWh/year) | 0 | 0.0020013 | 0.011924 | 0.011873 | 0.01182 | 0.011767 | 0.011713 | 0.011659 | 0.011604 | 0.011548 | 0.011491 | 0.011433 | 0.011375
Yes | PG&E | Com | BldgEnv | 2025 T-24: NR High Performance Envelope - Reduced Infiltration Vestibules: require vestibules for certain buildings (Thermal bridging) (New Construction + Additions) | On-the-books | Electric Energy (GWh/year) | 0 | 0.14876 | 0.88636 | 0.88252 | 0.87863 | 0.87468 | 0.87068 | 0.86663 | 0.86252 | 0.85835 | 0.85413 | 0.84986 | 0.84554
Yes | PG&E | Com | BldgEnv | 2025 T-24: NR High Performance Envelope - Windows/Fenestration - Alterations (Alterations) | On-the-books | Electric Energy (GWh/year) | 0 | 0.71268 | 0.73508 | 0.69053 | 0.64574 | 0.60129 | 0.55775 | 0.51564 | 0.4754 | 0.43739 | 0.40189 | 0.36907 | 0.33903
Yes | PG&E | Com | BldgEnv | 2025 T-24: NR High Performance Envelope - Windows/Fenestration - New Construction (New Construction + Additions) | On-the-books | Electric Energy (GWh/year) | 0 | 0.0064293 | 0.03631 | 0.034109 | 0.031897 | 0.029701 | 0.02755 | 0.02547 | 0.023482 | 0.021605 | 0.019852 | 0.018231 | 0.016746
Yes | PG&E | Com | BldgEnv | 2022 T-24: NRA - Envelope - Cool Roofs: Steep-Sloped | On-the-books | Electric Energy (GWh/year) | 0.80956 | 0.80649 | 0.80334 | 0.80016 | 0.79696 | 0.7938 | 0.7907 | 0.78769 | 0.78481 | 0.78208 | 0.77951 | 0.77712 | 0.77492
Yes | PG&E | Com | BldgEnv | 2022 T-24: NRA - Envelope - Roof Recovers | On-the-books | Electric Energy (GWh/year) | 3.1887 | 3.1766 | 3.1642 | 3.1516 | 3.1391 | 3.1266 | 3.1144 | 3.1025 | 3.0912 | 3.0804 | 3.0703 | 3.0609 | 3.0522
Yes | PG&E | Com | BldgEnv | 2022 T-24: NRA - Envelope - Roof Replacements | On-the-books | Electric Energy (GWh/year) | 2.9408 | 2.9297 | 2.9183 | 2.9067 | 2.8951 | 2.8836 | 2.8723 | 2.8614 | 2.851 | 2.841 | 2.8317 | 2.823 | 2.815
Yes | PG&E | Com | BldgEnv | 2022 T-24: NRA - Reduce Infiltration - Require air barrier where not currently required | On-the-books | Electric Energy (GWh/year) | -0.02456 | -0.02441 | -0.024302 | -0.024226 | -0.024171 | -0.024132 | -0.024105 | -0.024085 | -0.024072 | -0.024062 | -0.024055 | -0.02405 | -0.024047
Yes | PG&E | Com | BldgEnv | 2022 T-24: NRNC - Envelope - Cool Roofs: Steep-Sloped | On-the-books | Electric Energy (GWh/year) | 0.089877 | 0.089537 | 0.089187 | 0.088834 | 0.088479 | 0.088128 | 0.087783 | 0.08745 | 0.08713 | 0.086827 | 0.086542 | 0.086277 | 0.086032
Yes | PG&E | Com | BldgEnv | 2022 T-24: NRNC - Envelope - High Performance Windows | On-the-books | Electric Energy (GWh/year) | 0.28798 | 0.28689 | 0.28577 | 0.28463 | 0.2835 | 0.28237 | 0.28127 | 0.2802 | 0.27918 | 0.2782 | 0.27729 | 0.27644 | 0.27566
Yes | PG&E | Com | BldgEnv | 2022 T-24: NRNC - Envelope - Opaque Envelope: Wall | On-the-books | Electric Energy (GWh/year) |  | 0.23419 | 0.23327 | 0.23235 | 0.23142 | 0.2305 | 0.2296 | 0.22873 | 0.22789 | 0.2271 | 0.22636 | 0.22566 | 0.22502
Yes | PG&E | Com | BldgEnv | 2022 T-24: NRNC - Reduce Infiltration - Require air barrier where not currently required | On-the-books | Electric Energy (GWh/year) |  | -0.024898 | -0.024788 | -0.02471 | -0.024654 | -0.024615 | -0.024587 | -0.024567 | -0.024553 | -0.024543 | -0.024536 | -0.024531 | -0.024528
Yes | PG&E | Com | BldgEnv | 2019 T-24: NRNC-Envelope-Dock Seals | On-the-books | Electric Energy (GWh/year) |  | 0.0099216 | 0.0091519 | 0.0082841 | 0.0073438 | 0.0063679 | 0.0053991 | 0.004479 | 0.0036412 | 0.002907 | 0.0022849 | 0.0017727 | 0.0013608
Yes | PG&E | Com | BldgEnv | 2008 T-24: Cool Roof Expansion | Expected | Electric Energy (GWh/year) | 5.8229 | 5.8197 | 5.8174 | 5.8158 | 5.8146 | 5.8138 | 5.8128 | 5.8118 | 5.8108 | 5.8099 | 5.8089 | 5.808 | 5.807
Yes | PG&E | Com | BldgEnv | 2005 T-24: Cool roofs | Expected | Electric Energy (GWh/year) | 0.52631 | 0.5263 | 0.5263 | 0.52629 | 0.52629 | 0.52629 | 0.52629 | 0.52629 | 0.52628 | 0.52628 | 0.52628 | 0.52628 | 0.52628
Yes | PG&E | Com | BldgEnv | 2005 T-24: Duct testing/sealing in new commercial buildings | Expected | Electric Energy (GWh/year) | 0.51298 | 0.51247 | 0.51214 | 0.51193 | 0.51179 | 0.5117 | 0.51158 | 0.51148 | 0.51136 | 0.51126 | 0.51114 | 0.51104 | 0.51093
Yes | PG&E | Com | BldgEnv | 2008 T-24: Envelope insulation | Expected | Electric Energy (GWh/year) | 9.3543 | 9.3054 | 9.2681 | 9.2397 | 9.218 | 9.2015 | 9.1816 | 9.164 | 9.1448 | 9.1267 | 9.1078 | 9.0895 | 9.0708
Yes | PG&E | Com | BldgEnv | 2013 T-24: NRA-Envelope-Cool Roofs | Expected | Electric Energy (GWh/year) | 0.91829 | 0.89468 | 0.87532 | 0.85949 | 0.41981 | 0 | 0 | 0 | 0 | 0 | 0 | 0 | 0
Yes | PG&E | Com | BldgEnv | 2008 T-24: Overall Envelope Tradeoff | Expected | Electric Energy (GWh/year) | 0.18984 | 0.1896 | 0.1894 | 0.18924 | 0.18911 | 0.189 | 0.18888 | 0.18877 | 0.18865 | 0.18853 | 0.18842 | 0.1883 | 0.18818
Yes | PG&E | Com | BldgEnv | 2025 T-24: NR High Performance Envelope - Prescriptive Heavy Mass Walls U-Value (New Construction + Additions) | Expected | Electric Energy (GWh/year) | 0 | 0.0022422 | 0.013392 | 0.013367 | 0.013343 | 0.013318 | 0.013293 | 0.013267 | 0.013242 | 0.013216 | 0.01319 | 0.013163 | 0.013137
Yes | PG&E | Com | BldgEnv | 2025 T-24: NR High Performance Envelope - Prescriptive Light Mass Walls U-Value (New Construction + Additions) | Expected | Electric Energy (GWh/year) | 0 | 0.0015224 | 0.0086904 | 0.0082793 | 0.0078772 | 0.007485 | 0.0071032 | 0.0067327 | 0.0063739 | 0.0060273 | 0.0056931 | 0.0053718 | 0.0050634
Yes | PG&E | Com | BldgEnv | 2025 T-24: NR High Performance Envelope - Prescriptive Metal Building Walls U-Value (New Construction + Additions) | Expected | Electric Energy (GWh/year) | 0 | 0.00071089 | 0.0042524 | 0.0042511 | 0.0042498 | 0.0042485 | 0.0042472 | 0.0042459 | 0.0042446 | 0.0042433 | 0.004242 | 0.0042407 | 0.0042394
Yes | PG&E | Com | BldgEnv | 2025 T-24: NR High Performance Envelope - Prescriptive Metal Roof U-Value (New Construction + Additions) | Expected | Electric Energy (GWh/year) | 0 | 0.00085528 | 0.0050424 | 0.004966 | 0.0048886 | 0.0048103 | 0.004731 | 0.0046509 | 0.0045701 | 0.0044885 | 0.0044063 | 0.0043236 | 0.0042403
Yes | PG&E | Com | BldgEnv | 2025 T-24: NR High Performance Envelope - Prescriptive Woodframed and Other Roof U-Value (New Construction + Additions) | Expected | Electric Energy (GWh/year) | 0 | 0.0076125 | 0.044108 | 0.042669 | 0.041235 | 0.039809 | 0.038395 | 0.036994 | 0.035609 | 0.034243 | 0.032899 | 0.031577 | 0.030281
Yes | PG&E | Com | BldgEnv | 2025 T-24: NR High Performance Envelope - Prescriptive Woodframed Walls U-Value (New Construction + Additions) | Expected | Electric Energy (GWh/year) | 0 | 0.0020013 | 0.011924 | 0.011873 | 0.01182 | 0.011767 | 0.011713 | 0.011659 | 0.011604 | 0.011548 | 0.011491 | 0.011433 | 0.011375
Yes | PG&E | Com | BldgEnv | 2025 T-24: NR High Performance Envelope - Reduced Infiltration Vestibules: require vestibules for certain buildings (Thermal bridging) (New Construction + Additions) | Expected | Electric Energy (GWh/year) | 0 | 0.14876 | 0.88636 | 0.88252 | 0.87863 | 0.87468 | 0.87068 | 0.86663 | 0.86252 | 0.85835 | 0.85413 | 0.84986 | 0.84554
Yes | PG&E | Com | BldgEnv | 2025 T-24: NR High Performance Envelope - Windows/Fenestration - Alterations (Alterations) | Expected | Electric Energy (GWh/year) | 0 | 0.71268 | 0.73508 | 0.69053 | 0.64574 | 0.60129 | 0.55775 | 0.51564 | 0.4754 | 0.43739 | 0.40189 | 0.36907 | 0.33903
Yes | PG&E | Com | BldgEnv | 2025 T-24: NR High Performance Envelope - Windows/Fenestration - New Construction (New Construction + Additions) | Expected | Electric Energy (GWh/year) | 0 | 0.0064293 | 0.03631 | 0.034109 | 0.031897 | 0.029701 | 0.02755 | 0.02547 | 0.023482 | 0.021605 | 0.019852 | 0.018231 | 0.016746
Yes | PG&E | Com | BldgEnv | 2022 T-24: NRA - Envelope - Cool Roofs: Steep-Sloped | Expected | Electric Energy (GWh/year) | 0.80956 | 0.80649 | 0.80334 | 0.80016 | 0.79696 | 0.7938 | 0.7907 | 0.78769 | 0.78481 | 0.78208 | 0.77951 | 0.77712 | 0.77492
Yes | PG&E | Com | BldgEnv | 2022 T-24: NRA - Envelope - Roof Recovers | Expected | Electric Energy (GWh/year) | 3.1887 | 3.1766 | 3.1642 | 3.1516 | 3.1391 | 3.1266 | 3.1144 | 3.1025 | 3.0912 | 3.0804 | 3.0703 | 3.0609 | 3.0522
Yes | PG&E | Com | BldgEnv | 2022 T-24: NRA - Envelope - Roof Replacements | Expected | Electric Energy (GWh/year) | 2.9408 | 2.9297 | 2.9183 | 2.9067 | 2.8951 | 2.8836 | 2.8723 | 2.8614 | 2.851 | 2.841 | 2.8317 | 2.823 | 2.815
Yes | PG&E | Com | BldgEnv | 2022 T-24: NRA - Reduce Infiltration - Require air barrier where not currently required | Expected | Electric Energy (GWh/year) | -0.02456 | -0.02441 | -0.024302 | -0.024226 | -0.024171 | -0.024132 | -0.024105 | -0.024085 | -0.024072 | -0.024062 | -0.024055 | -0.02405 | -0.024047
Yes | PG&E | Com | BldgEnv | 2022 T-24: NRNC - Envelope - Cool Roofs: Steep-Sloped | Expected | Electric Energy (GWh/year) | 0.089877 | 0.089537 | 0.089187 | 0.088834 | 0.088479 | 0.088128 | 0.087783 | 0.08745 | 0.08713 | 0.086827 | 0.086542 | 0.086277 | 0.086032
Yes | PG&E | Com | BldgEnv | 2022 T-24: NRNC - Envelope - High Performance Windows | Expected | Electric Energy (GWh/year) | 0.28798 | 0.28689 | 0.28577 | 0.28463 | 0.2835 | 0.28237 | 0.28127 | 0.2802 | 0.27918 | 0.2782 | 0.27729 | 0.27644 | 0.27566
Yes | PG&E | Com | BldgEnv | 2022 T-24: NRNC - Envelope - Opaque Envelope: Wall | Expected | Electric Energy (GWh/year) |  | 0.23419 | 0.23327 | 0.23235 | 0.23142 | 0.2305 | 0.2296 | 0.22873 | 0.22789 | 0.2271 | 0.22636 | 0.22566 | 0.22502
Yes | PG&E | Com | BldgEnv | 2022 T-24: NRNC - Reduce Infiltration - Require air barrier where not currently required | Expected | Electric Energy (GWh/year) |  | -0.024898 | -0.024788 | -0.02471 | -0.024654 | -0.024615 | -0.024587 | -0.024567 | -0.024553 | -0.024543 | -0.024536 | -0.024531 | -0.024528
Yes | PG&E | Com | BldgEnv | 2019 T-24: NRNC-Envelope-Dock Seals | Expected | Electric Energy (GWh/year) |  | 0.0099216 | 0.0091519 | 0.0082841 | 0.0073438 | 0.0063679 | 0.0053991 | 0.004479 | 0.0036412 | 0.002907 | 0.0022849 | 0.0017727 | 0.0013608
Yes | PG&E | Com | BldgEnv | 2008 T-24: Cool Roof Expansion | Possible | Electric Energy (GWh/year) | 5.8229 | 5.8197 | 5.8174 | 5.8158 | 5.8146 | 5.8138 | 5.8128 | 5.8118 | 5.8108 | 5.8099 | 5.8089 | 5.808 | 5.807
Yes | PG&E | Com | BldgEnv | 2005 T-24: Cool roofs | Possible | Electric Energy (GWh/year) | 0.52631 | 0.5263 | 0.5263 | 0.52629 | 0.52629 | 0.52629 | 0.52629 | 0.52629 | 0.52628 | 0.52628 | 0.52628 | 0.52628 | 0.52628
Yes | PG&E | Com | BldgEnv | 2005 T-24: Duct testing/sealing in new commercial buildings | Possible | Electric Energy (GWh/year) | 0.51298 | 0.51247 | 0.51214 | 0.51193 | 0.51179 | 0.5117 | 0.51158 | 0.51148 | 0.51136 | 0.51126 | 0.51114 | 0.51104 | 0.51093
Yes | PG&E | Com | BldgEnv | 2008 T-24: Envelope insulation | Possible | Electric Energy (GWh/year) | 9.3543 | 9.3054 | 9.2681 | 9.2397 | 9.218 | 9.2015 | 9.1816 | 9.164 | 9.1448 | 9.1267 | 9.1078 | 9.0895 | 9.0708
Yes | PG&E | Com | BldgEnv | 2013 T-24: NRA-Envelope-Cool Roofs | Possible | Electric Energy (GWh/year) | 0.91829 | 0.89468 | 0.87532 | 0.85949 | 0.41981 | 0 | 0 | 0 | 0 | 0 | 0 | 0 | 0
Yes | PG&E | Com | BldgEnv | 2008 T-24: Overall Envelope Tradeoff | Possible | Electric Energy (GWh/year) | 0.18984 | 0.1896 | 0.1894 | 0.18924 | 0.18911 | 0.189 | 0.18888 | 0.18877 | 0.18865 | 0.18853 | 0.18842 | 0.1883 | 0.18818
Yes | PG&E | Com | BldgEnv | 2025 T-24: NR High Performance Envelope - Prescriptive Heavy Mass Walls U-Value (New Construction + Additions) | Possible | Electric Energy (GWh/year) | 0 | 0.0022422 | 0.013392 | 0.013367 | 0.013343 | 0.013318 | 0.013293 | 0.013267 | 0.013242 | 0.013216 | 0.01319 | 0.013163 | 0.013137
Yes | PG&E | Com | BldgEnv | 2025 T-24: NR High Performance Envelope - Prescriptive Light Mass Walls U-Value (New Construction + Additions) | Possible | Electric Energy (GWh/year) | 0 | 0.0015224 | 0.0086904 | 0.0082793 | 0.0078772 | 0.007485 | 0.0071032 | 0.0067327 | 0.0063739 | 0.0060273 | 0.0056931 | 0.0053718 | 0.0050634
Yes | PG&E | Com | BldgEnv | 2025 T-24: NR High Performance Envelope - Prescriptive Metal Building Walls U-Value (New Construction + Additions) | Possible | Electric Energy (GWh/year) | 0 | 0.00071089 | 0.0042524 | 0.0042511 | 0.0042498 | 0.0042485 | 0.0042472 | 0.0042459 | 0.0042446 | 0.0042433 | 0.004242 | 0.0042407 | 0.0042394
Yes | PG&E | Com | BldgEnv | 2025 T-24: NR High Performance Envelope - Prescriptive Metal Roof U-Value (New Construction + Additions) | Possible | Electric Energy (GWh/year) | 0 | 0.00085528 | 0.0050424 | 0.004966 | 0.0048886 | 0.0048103 | 0.004731 | 0.0046509 | 0.0045701 | 0.0044885 | 0.0044063 | 0.0043236 | 0.0042403
Yes | PG&E | Com | BldgEnv | 2025 T-24: NR High Performance Envelope - Prescriptive Woodframed and Other Roof U-Value (New Construction + Additions) | Possible | Electric Energy (GWh/year) | 0 | 0.0076125 | 0.044108 | 0.042669 | 0.041235 | 0.039809 | 0.038395 | 0.036994 | 0.035609 | 0.034243 | 0.032899 | 0.031577 | 0.030281
Yes | PG&E | Com | BldgEnv | 2025 T-24: NR High Performance Envelope - Prescriptive Woodframed Walls U-Value (New Construction + Additions) | Possible | Electric Energy (GWh/year) | 0 | 0.0020013 | 0.011924 | 0.011873 | 0.01182 | 0.011767 | 0.011713 | 0.011659 | 0.011604 | 0.011548 | 0.011491 | 0.011433 | 0.011375
Yes | PG&E | Com | BldgEnv | 2025 T-24: NR High Performance Envelope - Reduced Infiltration Vestibules: require vestibules for certain buildings (Thermal bridging) (New Construction + Additions) | Possible | Electric Energy (GWh/year) | 0 | 0.14876 | 0.88636 | 0.88252 | 0.87863 | 0.87468 | 0.87068 | 0.86663 | 0.86252 | 0.85835 | 0.85413 | 0.84986 | 0.84554
Yes | PG&E | Com | BldgEnv | 2025 T-24: NR High Performance Envelope - Windows/Fenestration - Alterations (Alterations) | Possible | Electric Energy (GWh/year) | 0 | 0.71268 | 0.73508 | 0.69053 | 0.64574 | 0.60129 | 0.55775 | 0.51564 | 0.4754 | 0.43739 | 0.40189 | 0.36907 | 0.33903
Yes | PG&E | Com | BldgEnv | 2025 T-24: NR High Performance Envelope - Windows/Fenestration - New Construction (New Construction + Additions) | Possible | Electric Energy (GWh/year) | 0 | 0.0064293 | 0.03631 | 0.034109 | 0.031897 | 0.029701 | 0.02755 | 0.02547 | 0.023482 | 0.021605 | 0.019852 | 0.018231 | 0.016746
Yes | PG&E | Com | BldgEnv | 2022 T-24: NRA - Envelope - Cool Roofs: Steep-Sloped | Possible | Electric Energy (GWh/year) | 0.80956 | 0.80649 | 0.80334 | 0.80016 | 0.79696 | 0.7938 | 0.7907 | 0.78769 | 0.78481 | 0.78208 | 0.77951 | 0.77712 | 0.77492
Yes | PG&E | Com | BldgEnv | 2022 T-24: NRA - Envelope - Roof Recovers | Possible | Electric Energy (GWh/year) | 3.1887 | 3.1766 | 3.1642 | 3.1516 | 3.1391 | 3.1266 | 3.1144 | 3.1025 | 3.0912 | 3.0804 | 3.0703 | 3.0609 | 3.0522
Yes | PG&E | Com | BldgEnv | 2022 T-24: NRA - Envelope - Roof Replacements | Possible | Electric Energy (GWh/year) | 2.9408 | 2.9297 | 2.9183 | 2.9067 | 2.8951 | 2.8836 | 2.8723 | 2.8614 | 2.851 | 2.841 | 2.8317 | 2.823 | 2.815
Yes | PG&E | Com | BldgEnv | 2022 T-24: NRA - Reduce Infiltration - Require air barrier where not currently required | Possible | Electric Energy (GWh/year) | -0.02456 | -0.02441 | -0.024302 | -0.024226 | -0.024171 | -0.024132 | -0.024105 | -0.024085 | -0.024072 | -0.024062 | -0.024055 | -0.02405 | -0.024047
Yes | PG&E | Com | BldgEnv | 2022 T-24: NRNC - Envelope - Cool Roofs: Steep-Sloped | Possible | Electric Energy (GWh/year) | 0.089877 | 0.089537 | 0.089187 | 0.088834 | 0.088479 | 0.088128 | 0.087783 | 0.08745 | 0.08713 | 0.086827 | 0.086542 | 0.086277 | 0.086032
Yes | PG&E | Com | BldgEnv | 2022 T-24: NRNC - Envelope - High Performance Windows | Possible | Electric Energy (GWh/year) | 0.28798 | 0.28689 | 0.28577 | 0.28463 | 0.2835 | 0.28237 | 0.28127 | 0.2802 | 0.27918 | 0.2782 | 0.27729 | 0.27644 | 0.27566
Yes | PG&E | Com | BldgEnv | 2022 T-24: NRNC - Envelope - Opaque Envelope: Wall | Possible | Electric Energy (GWh/year) |  | 0.23419 | 0.23327 | 0.23235 | 0.23142 | 0.2305 | 0.2296 | 0.22873 | 0.22789 | 0.2271 | 0.22636 | 0.22566 | 0.22502
Yes | PG&E | Com | BldgEnv | 2022 T-24: NRNC - Reduce Infiltration - Require air barrier where not currently required | Possible | Electric Energy (GWh/year) |  | -0.024898 | -0.024788 | -0.02471 | -0.024654 | -0.024615 | -0.024587 | -0.024567 | -0.024553 | -0.024543 | -0.024536 | -0.024531 | -0.024528
Yes | PG&E | Com | BldgEnv | 2019 T-24: NRNC-Envelope-Dock Seals | Possible | Electric Energy (GWh/year) |  | 0.0099216 | 0.0091519 | 0.0082841 | 0.0073438 | 0.0063679 | 0.0053991 | 0.004479 | 0.0036412 | 0.002907 | 0.0022849 | 0.0017727 | 0.0013608
Yes | SCE | Com | BldgEnv | 2008 T-24: Cool Roof Expansion | On-the-books | Electric Energy (GWh/year) | 5.8229 | 5.8197 | 5.8174 | 5.8158 | 5.8146 | 5.8138 | 5.8128 | 5.8118 | 5.8108 | 5.8099 | 5.8089 | 5.808 | 5.807
Yes | SCE | Com | BldgEnv | 2005 T-24: Cool roofs | On-the-books | Electric Energy (GWh/year) | 0.52631 | 0.5263 | 0.5263 | 0.52629 | 0.52629 | 0.52629 | 0.52629 | 0.52629 | 0.52628 | 0.52628 | 0.52628 | 0.52628 | 0.52628
Yes | SCE | Com | BldgEnv | 2005 T-24: Duct testing/sealing in new commercial buildings | On-the-books | Electric Energy (GWh/year) | 0.51298 | 0.51247 | 0.51214 | 0.51193 | 0.51179 | 0.5117 | 0.51158 | 0.51148 | 0.51136 | 0.51126 | 0.51114 | 0.51104 | 0.51093
Yes | SCE | Com | BldgEnv | 2008 T-24: Envelope insulation | On-the-books | Electric Energy (GWh/year) | 9.3543 | 9.3054 | 9.2681 | 9.2397 | 9.218 | 9.2015 | 9.1816 | 9.164 | 9.1448 | 9.1267 | 9.1078 | 9.0895 | 9.0708
Yes | SCE | Com | BldgEnv | 2013 T-24: NRA-Envelope-Cool Roofs | On-the-books | Electric Energy (GWh/year) | 0.91829 | 0.89468 | 0.87532 | 0.85949 | 0.41981 | 0 | 0 | 0 | 0 | 0 | 0 | 0 | 0
Yes | SCE | Com | BldgEnv | 2008 T-24: Overall Envelope Tradeoff | On-the-books | Electric Energy (GWh/year) | 0.18984 | 0.1896 | 0.1894 | 0.18924 | 0.18911 | 0.189 | 0.18888 | 0.18877 | 0.18865 | 0.18853 | 0.18842 | 0.1883 | 0.18818
Yes | SCE | Com | BldgEnv | 2025 T-24: NR High Performance Envelope - Prescriptive Heavy Mass Walls U-Value (New Construction + Additions) | On-the-books | Electric Energy (GWh/year) | 0 | 0.0022422 | 0.013392 | 0.013367 | 0.013343 | 0.013318 | 0.013293 | 0.013267 | 0.013242 | 0.013216 | 0.01319 | 0.013163 | 0.013137
Yes | SCE | Com | BldgEnv | 2025 T-24: NR High Performance Envelope - Prescriptive Light Mass Walls U-Value (New Construction + Additions) | On-the-books | Electric Energy (GWh/year) | 0 | 0.0015224 | 0.0086904 | 0.0082793 | 0.0078772 | 0.007485 | 0.0071032 | 0.0067327 | 0.0063739 | 0.0060273 | 0.0056931 | 0.0053718 | 0.0050634
Yes | SCE | Com | BldgEnv | 2025 T-24: NR High Performance Envelope - Prescriptive Metal Building Walls U-Value (New Construction + Additions) | On-the-books | Electric Energy (GWh/year) | 0 | 0.00071089 | 0.0042524 | 0.0042511 | 0.0042498 | 0.0042485 | 0.0042472 | 0.0042459 | 0.0042446 | 0.0042433 | 0.004242 | 0.0042407 | 0.0042394
Yes | SCE | Com | BldgEnv | 2025 T-24: NR High Performance Envelope - Prescriptive Metal Roof U-Value (New Construction + Additions) | On-the-books | Electric Energy (GWh/year) | 0 | 0.00085528 | 0.0050424 | 0.004966 | 0.0048886 | 0.0048103 | 0.004731 | 0.0046509 | 0.0045701 | 0.0044885 | 0.0044063 | 0.0043236 | 0.0042403
Yes | SCE | Com | BldgEnv | 2025 T-24: NR High Performance Envelope - Prescriptive Woodframed and Other Roof U-Value (New Construction + Additions) | On-the-books | Electric Energy (GWh/year) | 0 | 0.0076125 | 0.044108 | 0.042669 | 0.041235 | 0.039809 | 0.038395 | 0.036994 | 0.035609 | 0.034243 | 0.032899 | 0.031577 | 0.030281
Yes | SCE | Com | BldgEnv | 2025 T-24: NR High Performance Envelope - Prescriptive Woodframed Walls U-Value (New Construction + Additions) | On-the-books | Electric Energy (GWh/year) | 0 | 0.0020013 | 0.011924 | 0.011873 | 0.01182 | 0.011767 | 0.011713 | 0.011659 | 0.011604 | 0.011548 | 0.011491 | 0.011433 | 0.011375
Yes | SCE | Com | BldgEnv | 2025 T-24: NR High Performance Envelope - Reduced Infiltration Vestibules: require vestibules for certain buildings (Thermal bridging) (New Construction + Additions) | On-the-books | Electric Energy (GWh/year) | 0 | 0.14876 | 0.88636 | 0.88252 | 0.87863 | 0.87468 | 0.87068 | 0.86663 | 0.86252 | 0.85835 | 0.85413 | 0.84986 | 0.84554
Yes | SCE | Com | BldgEnv | 2025 T-24: NR High Performance Envelope - Windows/Fenestration - Alterations (Alterations) | On-the-books | Electric Energy (GWh/year) | 0 | 0.71268 | 0.73508 | 0.69053 | 0.64574 | 0.60129 | 0.55775 | 0.51564 | 0.4754 | 0.43739 | 0.40189 | 0.36907 | 0.33903
Yes | SCE | Com | BldgEnv | 2025 T-24: NR High Performance Envelope - Windows/Fenestration - New Construction (New Construction + Additions) | On-the-books | Electric Energy (GWh/year) | 0 | 0.0064293 | 0.03631 | 0.034109 | 0.031897 | 0.029701 | 0.02755 | 0.02547 | 0.023482 | 0.021605 | 0.019852 | 0.018231 | 0.016746
Yes | SCE | Com | BldgEnv | 2022 T-24: NRA - Envelope - Cool Roofs: Steep-Sloped | On-the-books | Electric Energy (GWh/year) | 0.80956 | 0.80649 | 0.80334 | 0.80016 | 0.79696 | 0.7938 | 0.7907 | 0.78769 | 0.78481 | 0.78208 | 0.77951 | 0.77712 | 0.77492
Yes | SCE | Com | BldgEnv | 2022 T-24: NRA - Envelope - Roof Recovers | On-the-books | Electric Energy (GWh/year) | 3.1887 | 3.1766 | 3.1642 | 3.1516 | 3.1391 | 3.1266 | 3.1144 | 3.1025 | 3.0912 | 3.0804 | 3.0703 | 3.0609 | 3.0522
Yes | SCE | Com | BldgEnv | 2022 T-24: NRA - Envelope - Roof Replacements | On-the-books | Electric Energy (GWh/year) | 2.9408 | 2.9297 | 2.9183 | 2.9067 | 2.8951 | 2.8836 | 2.8723 | 2.8614 | 2.851 | 2.841 | 2.8317 | 2.823 | 2.815
Yes | SCE | Com | BldgEnv | 2022 T-24: NRA - Reduce Infiltration - Require air barrier where not currently required | On-the-books | Electric Energy (GWh/year) | -0.02456 | -0.02441 | -0.024302 | -0.024226 | -0.024171 | -0.024132 | -0.024105 | -0.024085 | -0.024072 | -0.024062 | -0.024055 | -0.02405 | -0.024047
Yes | SCE | Com | BldgEnv | 2022 T-24: NRNC - Envelope - Cool Roofs: Steep-Sloped | On-the-books | Electric Energy (GWh/year) | 0.089877 | 0.089537 | 0.089187 | 0.088834 | 0.088479 | 0.088128 | 0.087783 | 0.08745 | 0.08713 | 0.086827 | 0.086542 | 0.086277 | 0.086032
Yes | SCE | Com | BldgEnv | 2022 T-24: NRNC - Envelope - High Performance Windows | On-the-books | Electric Energy (GWh/year) | 0.28798 | 0.28689 | 0.28577 | 0.28463 | 0.2835 | 0.28237 | 0.28127 | 0.2802 | 0.27918 | 0.2782 | 0.27729 | 0.27644 | 0.27566
Yes | SCE | Com | BldgEnv | 2022 T-24: NRNC - Envelope - Opaque Envelope: Wall | On-the-books | Electric Energy (GWh/year) |  | 0.23419 | 0.23327 | 0.23235 | 0.23142 | 0.2305 | 0.2296 | 0.22873 | 0.22789 | 0.2271 | 0.22636 | 0.22566 | 0.22502
Yes | SCE | Com | BldgEnv | 2022 T-24: NRNC - Reduce Infiltration - Require air barrier where not currently required | On-the-books | Electric Energy (GWh/year) |  | -0.024898 | -0.024788 | -0.02471 | -0.024654 | -0.024615 | -0.024587 | -0.024567 | -0.024553 | -0.024543 | -0.024536 | -0.024531 | -0.024528
Yes | SCE | Com | BldgEnv | 2019 T-24: NRNC-Envelope-Dock Seals | On-the-books | Electric Energy (GWh/year) |  | 0.0099216 | 0.0091519 | 0.0082841 | 0.0073438 | 0.0063679 | 0.0053991 | 0.004479 | 0.0036412 | 0.002907 | 0.0022849 | 0.0017727 | 0.0013608
Yes | SCE | Com | BldgEnv | 2008 T-24: Cool Roof Expansion | Expected | Electric Energy (GWh/year) | 5.8229 | 5.8197 | 5.8174 | 5.8158 | 5.8146 | 5.8138 | 5.8128 | 5.8118 | 5.8108 | 5.8099 | 5.8089 | 5.808 | 5.807
Yes | SCE | Com | BldgEnv | 2005 T-24: Cool roofs | Expected | Electric Energy (GWh/year) | 0.52631 | 0.5263 | 0.5263 | 0.52629 | 0.52629 | 0.52629 | 0.52629 | 0.52629 | 0.52628 | 0.52628 | 0.52628 | 0.52628 | 0.52628
Yes | SCE | Com | BldgEnv | 2005 T-24: Duct testing/sealing in new commercial buildings | Expected | Electric Energy (GWh/year) | 0.51298 | 0.51247 | 0.51214 | 0.51193 | 0.51179 | 0.5117 | 0.51158 | 0.51148 | 0.51136 | 0.51126 | 0.51114 | 0.51104 | 0.51093
Yes | SCE | Com | BldgEnv | 2008 T-24: Envelope insulation | Expected | Electric Energy (GWh/year) | 9.3543 | 9.3054 | 9.2681 | 9.2397 | 9.218 | 9.2015 | 9.1816 | 9.164 | 9.1448 | 9.1267 | 9.1078 | 9.0895 | 9.0708
Yes | SCE | Com | BldgEnv | 2013 T-24: NRA-Envelope-Cool Roofs | Expected | Electric Energy (GWh/year) | 0.91829 | 0.89468 | 0.87532 | 0.85949 | 0.41981 | 0 | 0 | 0 | 0 | 0 | 0 | 0 | 0
Yes | SCE | Com | BldgEnv | 2008 T-24: Overall Envelope Tradeoff | Expected | Electric Energy (GWh/year) | 0.18984 | 0.1896 | 0.1894 | 0.18924 | 0.18911 | 0.189 | 0.18888 | 0.18877 | 0.18865 | 0.18853 | 0.18842 | 0.1883 | 0.18818
Yes | SCE | Com | BldgEnv | 2025 T-24: NR High Performance Envelope - Prescriptive Heavy Mass Walls U-Value (New Construction + Additions) | Expected | Electric Energy (GWh/year) | 0 | 0.0022422 | 0.013392 | 0.013367 | 0.013343 | 0.013318 | 0.013293 | 0.013267 | 0.013242 | 0.013216 | 0.01319 | 0.013163 | 0.013137
Yes | SCE | Com | BldgEnv | 2025 T-24: NR High Performance Envelope - Prescriptive Light Mass Walls U-Value (New Construction + Additions) | Expected | Electric Energy (GWh/year) | 0 | 0.0015224 | 0.0086904 | 0.0082793 | 0.0078772 | 0.007485 | 0.0071032 | 0.0067327 | 0.0063739 | 0.0060273 | 0.0056931 | 0.0053718 | 0.0050634
Yes | SCE | Com | BldgEnv | 2025 T-24: NR High Performance Envelope - Prescriptive Metal Building Walls U-Value (New Construction + Additions) | Expected | Electric Energy (GWh/year) | 0 | 0.00071089 | 0.0042524 | 0.0042511 | 0.0042498 | 0.0042485 | 0.0042472 | 0.0042459 | 0.0042446 | 0.0042433 | 0.004242 | 0.0042407 | 0.0042394
Yes | SCE | Com | BldgEnv | 2025 T-24: NR High Performance Envelope - Prescriptive Metal Roof U-Value (New Construction + Additions) | Expected | Electric Energy (GWh/year) | 0 | 0.00085528 | 0.0050424 | 0.004966 | 0.0048886 | 0.0048103 | 0.004731 | 0.0046509 | 0.0045701 | 0.0044885 | 0.0044063 | 0.0043236 | 0.0042403
Yes | SCE | Com | BldgEnv | 2025 T-24: NR High Performance Envelope - Prescriptive Woodframed and Other Roof U-Value (New Construction + Additions) | Expected | Electric Energy (GWh/year) | 0 | 0.0076125 | 0.044108 | 0.042669 | 0.041235 | 0.039809 | 0.038395 | 0.036994 | 0.035609 | 0.034243 | 0.032899 | 0.031577 | 0.030281
Yes | SCE | Com | BldgEnv | 2025 T-24: NR High Performance Envelope - Prescriptive Woodframed Walls U-Value (New Construction + Additions) | Expected | Electric Energy (GWh/year) | 0 | 0.0020013 | 0.011924 | 0.011873 | 0.01182 | 0.011767 | 0.011713 | 0.011659 | 0.011604 | 0.011548 | 0.011491 | 0.011433 | 0.011375
Yes | SCE | Com | BldgEnv | 2025 T-24: NR High Performance Envelope - Reduced Infiltration Vestibules: require vestibules for certain buildings (Thermal bridging) (New Construction + Additions) | Expected | Electric Energy (GWh/year) | 0 | 0.14876 | 0.88636 | 0.88252 | 0.87863 | 0.87468 | 0.87068 | 0.86663 | 0.86252 | 0.85835 | 0.85413 | 0.84986 | 0.84554
Yes | SCE | Com | BldgEnv | 2025 T-24: NR High Performance Envelope - Windows/Fenestration - Alterations (Alterations) | Expected | Electric Energy (GWh/year) | 0 | 0.71268 | 0.73508 | 0.69053 | 0.64574 | 0.60129 | 0.55775 | 0.51564 | 0.4754 | 0.43739 | 0.40189 | 0.36907 | 0.33903
Yes | SCE | Com | BldgEnv | 2025 T-24: NR High Performance Envelope - Windows/Fenestration - New Construction (New Construction + Additions) | Expected | Electric Energy (GWh/year) | 0 | 0.0064293 | 0.03631 | 0.034109 | 0.031897 | 0.029701 | 0.02755 | 0.02547 | 0.023482 | 0.021605 | 0.019852 | 0.018231 | 0.016746
Yes | SCE | Com | BldgEnv | 2022 T-24: NRA - Envelope - Cool Roofs: Steep-Sloped | Expected | Electric Energy (GWh/year) | 0.80956 | 0.80649 | 0.80334 | 0.80016 | 0.79696 | 0.7938 | 0.7907 | 0.78769 | 0.78481 | 0.78208 | 0.77951 | 0.77712 | 0.77492
Yes | SCE | Com | BldgEnv | 2022 T-24: NRA - Envelope - Roof Recovers | Expected | Electric Energy (GWh/year) | 3.1887 | 3.1766 | 3.1642 | 3.1516 | 3.1391 | 3.1266 | 3.1144 | 3.1025 | 3.0912 | 3.0804 | 3.0703 | 3.0609 | 3.0522
Yes | SCE | Com | BldgEnv | 2022 T-24: NRA - Envelope - Roof Replacements | Expected | Electric Energy (GWh/year) | 2.9408 | 2.9297 | 2.9183 | 2.9067 | 2.8951 | 2.8836 | 2.8723 | 2.8614 | 2.851 | 2.841 | 2.8317 | 2.823 | 2.815
Yes | SCE | Com | BldgEnv | 2022 T-24: NRA - Reduce Infiltration - Require air barrier where not currently required | Expected | Electric Energy (GWh/year) | -0.02456 | -0.02441 | -0.024302 | -0.024226 | -0.024171 | -0.024132 | -0.024105 | -0.024085 | -0.024072 | -0.024062 | -0.024055 | -0.02405 | -0.024047
Yes | SCE | Com | BldgEnv | 2022 T-24: NRNC - Envelope - Cool Roofs: Steep-Sloped | Expected | Electric Energy (GWh/year) | 0.089877 | 0.089537 | 0.089187 | 0.088834 | 0.088479 | 0.088128 | 0.087783 | 0.08745 | 0.08713 | 0.086827 | 0.086542 | 0.086277 | 0.086032
Yes | SCE | Com | BldgEnv | 2022 T-24: NRNC - Envelope - High Performance Windows | Expected | Electric Energy (GWh/year) | 0.28798 | 0.28689 | 0.28577 | 0.28463 | 0.2835 | 0.28237 | 0.28127 | 0.2802 | 0.27918 | 0.2782 | 0.27729 | 0.27644 | 0.27566
Yes | SCE | Com | BldgEnv | 2022 T-24: NRNC - Envelope - Opaque Envelope: Wall | Expected | Electric Energy (GWh/year) |  | 0.23419 | 0.23327 | 0.23235 | 0.23142 | 0.2305 | 0.2296 | 0.22873 | 0.22789 | 0.2271 | 0.22636 | 0.22566 | 0.22502
Yes | SCE | Com | BldgEnv | 2022 T-24: NRNC - Reduce Infiltration - Require air barrier where not currently required | Expected | Electric Energy (GWh/year) |  | -0.024898 | -0.024788 | -0.02471 | -0.024654 | -0.024615 | -0.024587 | -0.024567 | -0.024553 | -0.024543 | -0.024536 | -0.024531 | -0.024528
Yes | SCE | Com | BldgEnv | 2019 T-24: NRNC-Envelope-Dock Seals | Expected | Electric Energy (GWh/year) |  | 0.0099216 | 0.0091519 | 0.0082841 | 0.0073438 | 0.0063679 | 0.0053991 | 0.004479 | 0.0036412 | 0.002907 | 0.0022849 | 0.0017727 | 0.0013608
Yes | SCE | Com | BldgEnv | 2008 T-24: Cool Roof Expansion | Possible | Electric Energy (GWh/year) | 5.8229 | 5.8197 | 5.8174 | 5.8158 | 5.8146 | 5.8138 | 5.8128 | 5.8118 | 5.8108 | 5.8099 | 5.8089 | 5.808 | 5.807
Yes | SCE | Com | BldgEnv | 2005 T-24: Cool roofs | Possible | Electric Energy (GWh/year) | 0.52631 | 0.5263 | 0.5263 | 0.52629 | 0.52629 | 0.52629 | 0.52629 | 0.52629 | 0.52628 | 0.52628 | 0.52628 | 0.52628 | 0.52628
Yes | SCE | Com | BldgEnv | 2005 T-24: Duct testing/sealing in new commercial buildings | Possible | Electric Energy (GWh/year) | 0.51298 | 0.51247 | 0.51214 | 0.51193 | 0.51179 | 0.5117 | 0.51158 | 0.51148 | 0.51136 | 0.51126 | 0.51114 | 0.51104 | 0.51093
Yes | SCE | Com | BldgEnv | 2008 T-24: Envelope insulation | Possible | Electric Energy (GWh/year) | 9.3543 | 9.3054 | 9.2681 | 9.2397 | 9.218 | 9.2015 | 9.1816 | 9.164 | 9.1448 | 9.1267 | 9.1078 | 9.0895 | 9.0708
Yes | SCE | Com | BldgEnv | 2013 T-24: NRA-Envelope-Cool Roofs | Possible | Electric Energy (GWh/year) | 0.91829 | 0.89468 | 0.87532 | 0.85949 | 0.41981 | 0 | 0 | 0 | 0 | 0 | 0 | 0 | 0
Yes | SCE | Com | BldgEnv | 2008 T-24: Overall Envelope Tradeoff | Possible | Electric Energy (GWh/year) | 0.18984 | 0.1896 | 0.1894 | 0.18924 | 0.18911 | 0.189 | 0.18888 | 0.18877 | 0.18865 | 0.18853 | 0.18842 | 0.1883 | 0.18818
Yes | SCE | Com | BldgEnv | 2025 T-24: NR High Performance Envelope - Prescriptive Heavy Mass Walls U-Value (New Construction + Additions) | Possible | Electric Energy (GWh/year) | 0 | 0.0022422 | 0.013392 | 0.013367 | 0.013343 | 0.013318 | 0.013293 | 0.013267 | 0.013242 | 0.013216 | 0.01319 | 0.013163 | 0.013137
Yes | SCE | Com | BldgEnv | 2025 T-24: NR High Performance Envelope - Prescriptive Light Mass Walls U-Value (New Construction + Additions) | Possible | Electric Energy (GWh/year) | 0 | 0.0015224 | 0.0086904 | 0.0082793 | 0.0078772 | 0.007485 | 0.0071032 | 0.0067327 | 0.0063739 | 0.0060273 | 0.0056931 | 0.0053718 | 0.0050634
Yes | SCE | Com | BldgEnv | 2025 T-24: NR High Performance Envelope - Prescriptive Metal Building Walls U-Value (New Construction + Additions) | Possible | Electric Energy (GWh/year) | 0 | 0.00071089 | 0.0042524 | 0.0042511 | 0.0042498 | 0.0042485 | 0.0042472 | 0.0042459 | 0.0042446 | 0.0042433 | 0.004242 | 0.0042407 | 0.0042394
Yes | SCE | Com | BldgEnv | 2025 T-24: NR High Performance Envelope - Prescriptive Metal Roof U-Value (New Construction + Additions) | Possible | Electric Energy (GWh/year) | 0 | 0.00085528 | 0.0050424 | 0.004966 | 0.0048886 | 0.0048103 | 0.004731 | 0.0046509 | 0.0045701 | 0.0044885 | 0.0044063 | 0.0043236 | 0.0042403
Yes | SCE | Com | BldgEnv | 2025 T-24: NR High Performance Envelope - Prescriptive Woodframed and Other Roof U-Value (New Construction + Additions) | Possible | Electric Energy (GWh/year) | 0 | 0.0076125 | 0.044108 | 0.042669 | 0.041235 | 0.039809 | 0.038395 | 0.036994 | 0.035609 | 0.034243 | 0.032899 | 0.031577 | 0.030281
Yes | SCE | Com | BldgEnv | 2025 T-24: NR High Performance Envelope - Prescriptive Woodframed Walls U-Value (New Construction + Additions) | Possible | Electric Energy (GWh/year) | 0 | 0.0020013 | 0.011924 | 0.011873 | 0.01182 | 0.011767 | 0.011713 | 0.011659 | 0.011604 | 0.011548 | 0.011491 | 0.011433 | 0.011375
Yes | SCE | Com | BldgEnv | 2025 T-24: NR High Performance Envelope - Reduced Infiltration Vestibules: require vestibules for certain buildings (Thermal bridging) (New Construction + Additions) | Possible | Electric Energy (GWh/year) | 0 | 0.14876 | 0.88636 | 0.88252 | 0.87863 | 0.87468 | 0.87068 | 0.86663 | 0.86252 | 0.85835 | 0.85413 | 0.84986 | 0.84554
Yes | SCE | Com | BldgEnv | 2025 T-24: NR High Performance Envelope - Windows/Fenestration - Alterations (Alterations) | Possible | Electric Energy (GWh/year) | 0 | 0.71268 | 0.73508 | 0.69053 | 0.64574 | 0.60129 | 0.55775 | 0.51564 | 0.4754 | 0.43739 | 0.40189 | 0.36907 | 0.33903
Yes | SCE | Com | BldgEnv | 2025 T-24: NR High Performance Envelope - Windows/Fenestration - New Construction (New Construction + Additions) | Possible | Electric Energy (GWh/year) | 0 | 0.0064293 | 0.03631 | 0.034109 | 0.031897 | 0.029701 | 0.02755 | 0.02547 | 0.023482 | 0.021605 | 0.019852 | 0.018231 | 0.016746
Yes | SCE | Com | BldgEnv | 2022 T-24: NRA - Envelope - Cool Roofs: Steep-Sloped | Possible | Electric Energy (GWh/year) | 0.80956 | 0.80649 | 0.80334 | 0.80016 | 0.79696 | 0.7938 | 0.7907 | 0.78769 | 0.78481 | 0.78208 | 0.77951 | 0.77712 | 0.77492
Yes | SCE | Com | BldgEnv | 2022 T-24: NRA - Envelope - Roof Recovers | Possible | Electric Energy (GWh/year) | 3.1887 | 3.1766 | 3.1642 | 3.1516 | 3.1391 | 3.1266 | 3.1144 | 3.1025 | 3.0912 | 3.0804 | 3.0703 | 3.0609 | 3.0522
Yes | SCE | Com | BldgEnv | 2022 T-24: NRA - Envelope - Roof Replacements | Possible | Electric Energy (GWh/year) | 2.9408 | 2.9297 | 2.9183 | 2.9067 | 2.8951 | 2.8836 | 2.8723 | 2.8614 | 2.851 | 2.841 | 2.8317 | 2.823 | 2.815
Yes | SCE | Com | BldgEnv | 2022 T-24: NRA - Reduce Infiltration - Require air barrier where not currently required | Possible | Electric Energy (GWh/year) | -0.02456 | -0.02441 | -0.024302 | -0.024226 | -0.024171 | -0.024132 | -0.024105 | -0.024085 | -0.024072 | -0.024062 | -0.024055 | -0.02405 | -0.024047
Yes | SCE | Com | BldgEnv | 2022 T-24: NRNC - Envelope - Cool Roofs: Steep-Sloped | Possible | Electric Energy (GWh/year) | 0.089877 | 0.089537 | 0.089187 | 0.088834 | 0.088479 | 0.088128 | 0.087783 | 0.08745 | 0.08713 | 0.086827 | 0.086542 | 0.086277 | 0.086032
Yes | SCE | Com | BldgEnv | 2022 T-24: NRNC - Envelope - High Performance Windows | Possible | Electric Energy (GWh/year) | 0.28798 | 0.28689 | 0.28577 | 0.28463 | 0.2835 | 0.28237 | 0.28127 | 0.2802 | 0.27918 | 0.2782 | 0.27729 | 0.27644 | 0.27566
Yes | SCE | Com | BldgEnv | 2022 T-24: NRNC - Envelope - Opaque Envelope: Wall | Possible | Electric Energy (GWh/year) |  | 0.23419 | 0.23327 | 0.23235 | 0.23142 | 0.2305 | 0.2296 | 0.22873 | 0.22789 | 0.2271 | 0.22636 | 0.22566 | 0.22502
Yes | SCE | Com | BldgEnv | 2022 T-24: NRNC - Reduce Infiltration - Require air barrier where not currently required | Possible | Electric Energy (GWh/year) |  | -0.024898 | -0.024788 | -0.02471 | -0.024654 | -0.024615 | -0.024587 | -0.024567 | -0.024553 | -0.024543 | -0.024536 | -0.024531 | -0.024528
Yes | SCE | Com | BldgEnv | 2019 T-24: NRNC-Envelope-Dock Seals | Possible | Electric Energy (GWh/year) |  | 0.0099216 | 0.0091519 | 0.0082841 | 0.0073438 | 0.0063679 | 0.0053991 | 0.004479 | 0.0036412 | 0.002907 | 0.0022849 | 0.0017727 | 0.0013608
Yes | SDG&E | Com | BldgEnv | 2008 T-24: Cool Roof Expansion | On-the-books | Electric Energy (GWh/year) | 1.1925 | 1.1919 | 1.1914 | 1.1911 | 1.1908 | 1.1907 | 1.1904 | 1.1902 | 1.19 | 1.1899 | 1.1896 | 1.1895 | 1.1893
Yes | SDG&E | Com | BldgEnv | 2005 T-24: Cool roofs | On-the-books | Electric Energy (GWh/year) | 0.10779 | 0.10779 | 0.10778 | 0.10778 | 0.10778 | 0.10778 | 0.10778 | 0.10778 | 0.10778 | 0.10778 | 0.10778 | 0.10778 | 0.10778
Yes | SDG&E | Com | BldgEnv | 2005 T-24: Duct testing/sealing in new commercial buildings | On-the-books | Electric Energy (GWh/year) | 0.10506 | 0.10495 | 0.10489 | 0.10484 | 0.10481 | 0.10479 | 0.10477 | 0.10475 | 0.10473 | 0.1047 | 0.10468 | 0.10466 | 0.10464
Yes | SDG&E | Com | BldgEnv | 2008 T-24: Envelope insulation | On-the-books | Electric Energy (GWh/year) | 1.9157 | 1.9057 | 1.8981 | 1.8923 | 1.8878 | 1.8844 | 1.8804 | 1.8768 | 1.8728 | 1.8691 | 1.8653 | 1.8615 | 1.8577
Yes | SDG&E | Com | BldgEnv | 2013 T-24: NRA-Envelope-Cool Roofs | On-the-books | Electric Energy (GWh/year) | 0.18806 | 0.18323 | 0.17926 | 0.17602 | 0.085976 | 0 | 0 | 0 | 0 | 0 | 0 | 0 | 0
Yes | SDG&E | Com | BldgEnv | 2008 T-24: Overall Envelope Tradeoff | On-the-books | Electric Energy (GWh/year) | 0.038878 | 0.038829 | 0.038788 | 0.038755 | 0.038729 | 0.038707 | 0.038682 | 0.038659 | 0.038635 | 0.038611 | 0.038587 | 0.038564 | 0.03854
Yes | SDG&E | Com | BldgEnv | 2025 T-24: NR High Performance Envelope - Prescriptive Heavy Mass Walls U-Value (New Construction + Additions) | On-the-books | Electric Energy (GWh/year) | 0 | 0.00045919 | 0.0027426 | 0.0027376 | 0.0027326 | 0.0027275 | 0.0027223 | 0.0027171 | 0.0027119 | 0.0027066 | 0.0027012 | 0.0026958 | 0.0026904
Yes | SDG&E | Com | BldgEnv | 2025 T-24: NR High Performance Envelope - Prescriptive Light Mass Walls U-Value (New Construction + Additions) | On-the-books | Electric Energy (GWh/year) | 0 | 0.00031179 | 0.0017798 | 0.0016956 | 0.0016132 | 0.0015329 | 0.0014547 | 0.0013788 | 0.0013054 | 0.0012344 | 0.0011659 | 0.0011001 | 0.001037
Yes | SDG&E | Com | BldgEnv | 2025 T-24: NR High Performance Envelope - Prescriptive Metal Building Walls U-Value (New Construction + Additions) | On-the-books | Electric Energy (GWh/year) | 0 | 0.00014559 | 0.00087088 | 0.00087061 | 0.00087035 | 0.00087008 | 0.00086982 | 0.00086955 | 0.00086928 | 0.00086902 | 0.00086875 | 0.00086848 | 0.00086821
Yes | SDG&E | Com | BldgEnv | 2025 T-24: NR High Performance Envelope - Prescriptive Metal Roof U-Value (New Construction + Additions) | On-the-books | Electric Energy (GWh/year) | 0 | 0.00017516 | 0.0010327 | 0.001017 | 0.0010012 | 0.00098513 | 0.0009689 | 0.0009525 | 0.00093594 | 0.00091924 | 0.0009024 | 0.00088546 | 0.00086841
Yes | SDG&E | Com | BldgEnv | 2025 T-24: NR High Performance Envelope - Prescriptive Woodframed and Other Roof U-Value (New Construction + Additions) | On-the-books | Electric Energy (GWh/year) | 0 | 0.001559 | 0.0090333 | 0.0087385 | 0.0084448 | 0.0081528 | 0.0078631 | 0.0075762 | 0.0072926 | 0.0070129 | 0.0067375 | 0.0064669 | 0.0062015
Yes | SDG&E | Com | BldgEnv | 2025 T-24: NR High Performance Envelope - Prescriptive Woodframed Walls U-Value (New Construction + Additions) | On-the-books | Electric Energy (GWh/year) | 0 | 0.00040987 | 0.0024421 | 0.0024315 | 0.0024208 | 0.0024099 | 0.0023989 | 0.0023877 | 0.0023764 | 0.0023649 | 0.0023533 | 0.0023415 | 0.0023296
Yes | SDG&E | Com | BldgEnv | 2025 T-24: NR High Performance Envelope - Reduced Infiltration Vestibules: require vestibules for certain buildings (Thermal bridging) (New Construction + Additions) | On-the-books | Electric Energy (GWh/year) | 0 | 0.030466 | 0.18152 | 0.18074 | 0.17994 | 0.17913 | 0.17831 | 0.17748 | 0.17664 | 0.17579 | 0.17492 | 0.17405 | 0.17316
Yes | SDG&E | Com | BldgEnv | 2025 T-24: NR High Performance Envelope - Windows/Fenestration - Alterations (Alterations) | On-the-books | Electric Energy (GWh/year) | 0 | 0.14596 | 0.15054 | 0.14142 | 0.13225 | 0.12314 | 0.11423 | 0.1056 | 0.09736 | 0.089576 | 0.082306 | 0.075585 | 0.069432
Yes | SDG&E | Com | BldgEnv | 2025 T-24: NR High Performance Envelope - Windows/Fenestration - New Construction (New Construction + Additions) | On-the-books | Electric Energy (GWh/year) | 0 | 0.0013167 | 0.0074361 | 0.0069854 | 0.0065323 | 0.0060827 | 0.0056422 | 0.0052162 | 0.0048091 | 0.0044246 | 0.0040655 | 0.0037336 | 0.0034296
Yes | SDG&E | Com | BldgEnv | 2022 T-24: NRA - Envelope - Cool Roofs: Steep-Sloped | On-the-books | Electric Energy (GWh/year) | 0.16579 | 0.16517 | 0.16452 | 0.16387 | 0.16322 | 0.16257 | 0.16193 | 0.16132 | 0.16073 | 0.16017 | 0.15964 | 0.15915 | 0.1587
Yes | SDG&E | Com | BldgEnv | 2022 T-24: NRA - Envelope - Roof Recovers | On-the-books | Electric Energy (GWh/year) | 0.65303 | 0.65055 | 0.64802 | 0.64544 | 0.64287 | 0.64032 | 0.63782 | 0.63539 | 0.63307 | 0.63087 | 0.6288 | 0.62687 | 0.62509
Yes | SDG&E | Com | BldgEnv | 2022 T-24: NRA - Envelope - Roof Replacements | On-the-books | Electric Energy (GWh/year) | 0.60227 | 0.59999 | 0.59765 | 0.59528 | 0.5929 | 0.59055 | 0.58824 | 0.58601 | 0.58387 | 0.58183 | 0.57992 | 0.57815 | 0.57651
Yes | SDG&E | Com | BldgEnv | 2022 T-24: NRA - Reduce Infiltration - Require air barrier where not currently required | On-the-books | Electric Energy (GWh/year) | -0.0050298 | -0.0049991 | -0.0049771 | -0.0049613 | -0.0049501 | -0.0049422 | -0.0049366 | -0.0049326 | -0.0049298 | -0.0049278 | -0.0049264 | -0.0049254 | -0.0049247
Yes | SDG&E | Com | BldgEnv | 2022 T-24: NRNC - Envelope - Cool Roofs: Steep-Sloped | On-the-books | Electric Energy (GWh/year) | 0.018407 | 0.018337 | 0.018265 | 0.018193 | 0.01812 | 0.018048 | 0.017978 | 0.01791 | 0.017844 | 0.017782 | 0.017724 | 0.017669 | 0.017619
Yes | SDG&E | Com | BldgEnv | 2022 T-24: NRNC - Envelope - High Performance Windows | On-the-books | Electric Energy (GWh/year) | 0.058977 | 0.058753 | 0.058524 | 0.058292 | 0.058059 | 0.057829 | 0.057603 | 0.057384 | 0.057175 | 0.056975 | 0.056788 | 0.056614 | 0.056454
Yes | SDG&E | Com | BldgEnv | 2022 T-24: NRNC - Envelope - Opaque Envelope: Wall | On-the-books | Electric Energy (GWh/year) |  | 0.047961 | 0.047774 | 0.047584 | 0.047395 | 0.047206 | 0.047022 | 0.046843 | 0.046672 | 0.04651 | 0.046357 | 0.046215 | 0.046084
Yes | SDG&E | Com | BldgEnv | 2022 T-24: NRNC - Reduce Infiltration - Require air barrier where not currently required | On-the-books | Electric Energy (GWh/year) |  | -0.0050991 | -0.0050766 | -0.0050605 | -0.0050491 | -0.005041 | -0.0050353 | -0.0050312 | -0.0050284 | -0.0050264 | -0.0050249 | -0.0050239 | -0.0050232
Yes | SDG&E | Com | BldgEnv | 2019 T-24: NRNC-Envelope-Dock Seals | On-the-books | Electric Energy (GWh/year) |  | 0.0020319 | 0.0018743 | 0.0016965 | 0.001504 | 0.0013041 | 0.0011057 | 0.00091729 | 0.00074571 | 0.00059534 | 0.00046794 | 0.00036303 | 0.00027868
Yes | SDG&E | Com | BldgEnv | 2008 T-24: Cool Roof Expansion | Expected | Electric Energy (GWh/year) | 1.1925 | 1.1919 | 1.1914 | 1.1911 | 1.1908 | 1.1907 | 1.1904 | 1.1902 | 1.19 | 1.1899 | 1.1896 | 1.1895 | 1.1893
Yes | SDG&E | Com | BldgEnv | 2005 T-24: Cool roofs | Expected | Electric Energy (GWh/year) | 0.10779 | 0.10779 | 0.10778 | 0.10778 | 0.10778 | 0.10778 | 0.10778 | 0.10778 | 0.10778 | 0.10778 | 0.10778 | 0.10778 | 0.10778
Yes | SDG&E | Com | BldgEnv | 2005 T-24: Duct testing/sealing in new commercial buildings | Expected | Electric Energy (GWh/year) | 0.10506 | 0.10495 | 0.10489 | 0.10484 | 0.10481 | 0.10479 | 0.10477 | 0.10475 | 0.10473 | 0.1047 | 0.10468 | 0.10466 | 0.10464
Yes | SDG&E | Com | BldgEnv | 2008 T-24: Envelope insulation | Expected | Electric Energy (GWh/year) | 1.9157 | 1.9057 | 1.8981 | 1.8923 | 1.8878 | 1.8844 | 1.8804 | 1.8768 | 1.8728 | 1.8691 | 1.8653 | 1.8615 | 1.8577
Yes | SDG&E | Com | BldgEnv | 2013 T-24: NRA-Envelope-Cool Roofs | Expected | Electric Energy (GWh/year) | 0.18806 | 0.18323 | 0.17926 | 0.17602 | 0.085976 | 0 | 0 | 0 | 0 | 0 | 0 | 0 | 0
Yes | SDG&E | Com | BldgEnv | 2008 T-24: Overall Envelope Tradeoff | Expected | Electric Energy (GWh/year) | 0.038878 | 0.038829 | 0.038788 | 0.038755 | 0.038729 | 0.038707 | 0.038682 | 0.038659 | 0.038635 | 0.038611 | 0.038587 | 0.038564 | 0.03854
Yes | SDG&E | Com | BldgEnv | 2025 T-24: NR High Performance Envelope - Prescriptive Heavy Mass Walls U-Value (New Construction + Additions) | Expected | Electric Energy (GWh/year) | 0 | 0.00045919 | 0.0027426 | 0.0027376 | 0.0027326 | 0.0027275 | 0.0027223 | 0.0027171 | 0.0027119 | 0.0027066 | 0.0027012 | 0.0026958 | 0.0026904
Yes | SDG&E | Com | BldgEnv | 2025 T-24: NR High Performance Envelope - Prescriptive Light Mass Walls U-Value (New Construction + Additions) | Expected | Electric Energy (GWh/year) | 0 | 0.00031179 | 0.0017798 | 0.0016956 | 0.0016132 | 0.0015329 | 0.0014547 | 0.0013788 | 0.0013054 | 0.0012344 | 0.0011659 | 0.0011001 | 0.001037
Yes | SDG&E | Com | BldgEnv | 2025 T-24: NR High Performance Envelope - Prescriptive Metal Building Walls U-Value (New Construction + Additions) | Expected | Electric Energy (GWh/year) | 0 | 0.00014559 | 0.00087088 | 0.00087061 | 0.00087035 | 0.00087008 | 0.00086982 | 0.00086955 | 0.00086928 | 0.00086902 | 0.00086875 | 0.00086848 | 0.00086821
Yes | SDG&E | Com | BldgEnv | 2025 T-24: NR High Performance Envelope - Prescriptive Metal Roof U-Value (New Construction + Additions) | Expected | Electric Energy (GWh/year) | 0 | 0.00017516 | 0.0010327 | 0.001017 | 0.0010012 | 0.00098513 | 0.0009689 | 0.0009525 | 0.00093594 | 0.00091924 | 0.0009024 | 0.00088546 | 0.00086841
Yes | SDG&E | Com | BldgEnv | 2025 T-24: NR High Performance Envelope - Prescriptive Woodframed and Other Roof U-Value (New Construction + Additions) | Expected | Electric Energy (GWh/year) | 0 | 0.001559 | 0.0090333 | 0.0087385 | 0.0084448 | 0.0081528 | 0.0078631 | 0.0075762 | 0.0072926 | 0.0070129 | 0.0067375 | 0.0064669 | 0.0062015
Yes | SDG&E | Com | BldgEnv | 2025 T-24: NR High Performance Envelope - Prescriptive Woodframed Walls U-Value (New Construction + Additions) | Expected | Electric Energy (GWh/year) | 0 | 0.00040987 | 0.0024421 | 0.0024315 | 0.0024208 | 0.0024099 | 0.0023989 | 0.0023877 | 0.0023764 | 0.0023649 | 0.0023533 | 0.0023415 | 0.0023296
Yes | SDG&E | Com | BldgEnv | 2025 T-24: NR High Performance Envelope - Reduced Infiltration Vestibules: require vestibules for certain buildings (Thermal bridging) (New Construction + Additions) | Expected | Electric Energy (GWh/year) | 0 | 0.030466 | 0.18152 | 0.18074 | 0.17994 | 0.17913 | 0.17831 | 0.17748 | 0.17664 | 0.17579 | 0.17492 | 0.17405 | 0.17316
Yes | SDG&E | Com | BldgEnv | 2025 T-24: NR High Performance Envelope - Windows/Fenestration - Alterations (Alterations) | Expected | Electric Energy (GWh/year) | 0 | 0.14596 | 0.15054 | 0.14142 | 0.13225 | 0.12314 | 0.11423 | 0.1056 | 0.09736 | 0.089576 | 0.082306 | 0.075585 | 0.069432
Yes | SDG&E | Com | BldgEnv | 2025 T-24: NR High Performance Envelope - Windows/Fenestration - New Construction (New Construction + Additions) | Expected | Electric Energy (GWh/year) | 0 | 0.0013167 | 0.0074361 | 0.0069854 | 0.0065323 | 0.0060827 | 0.0056422 | 0.0052162 | 0.0048091 | 0.0044246 | 0.0040655 | 0.0037336 | 0.0034296
Yes | SDG&E | Com | BldgEnv | 2022 T-24: NRA - Envelope - Cool Roofs: Steep-Sloped | Expected | Electric Energy (GWh/year) | 0.16579 | 0.16517 | 0.16452 | 0.16387 | 0.16322 | 0.16257 | 0.16193 | 0.16132 | 0.16073 | 0.16017 | 0.15964 | 0.15915 | 0.1587
Yes | SDG&E | Com | BldgEnv | 2022 T-24: NRA - Envelope - Roof Recovers | Expected | Electric Energy (GWh/year) | 0.65303 | 0.65055 | 0.64802 | 0.64544 | 0.64287 | 0.64032 | 0.63782 | 0.63539 | 0.63307 | 0.63087 | 0.6288 | 0.62687 | 0.62509
Yes | SDG&E | Com | BldgEnv | 2022 T-24: NRA - Envelope - Roof Replacements | Expected | Electric Energy (GWh/year) | 0.60227 | 0.59999 | 0.59765 | 0.59528 | 0.5929 | 0.59055 | 0.58824 | 0.58601 | 0.58387 | 0.58183 | 0.57992 | 0.57815 | 0.57651
Yes | SDG&E | Com | BldgEnv | 2022 T-24: NRA - Reduce Infiltration - Require air barrier where not currently required | Expected | Electric Energy (GWh/year) | -0.0050298 | -0.0049991 | -0.0049771 | -0.0049613 | -0.0049501 | -0.0049422 | -0.0049366 | -0.0049326 | -0.0049298 | -0.0049278 | -0.0049264 | -0.0049254 | -0.0049247
Yes | SDG&E | Com | BldgEnv | 2022 T-24: NRNC - Envelope - Cool Roofs: Steep-Sloped | Expected | Electric Energy (GWh/year) | 0.018407 | 0.018337 | 0.018265 | 0.018193 | 0.01812 | 0.018048 | 0.017978 | 0.01791 | 0.017844 | 0.017782 | 0.017724 | 0.017669 | 0.017619
Yes | SDG&E | Com | BldgEnv | 2022 T-24: NRNC - Envelope - High Performance Windows | Expected | Electric Energy (GWh/year) | 0.058977 | 0.058753 | 0.058524 | 0.058292 | 0.058059 | 0.057829 | 0.057603 | 0.057384 | 0.057175 | 0.056975 | 0.056788 | 0.056614 | 0.056454
Yes | SDG&E | Com | BldgEnv | 2022 T-24: NRNC - Envelope - Opaque Envelope: Wall | Expected | Electric Energy (GWh/year) |  | 0.047961 | 0.047774 | 0.047584 | 0.047395 | 0.047206 | 0.047022 | 0.046843 | 0.046672 | 0.04651 | 0.046357 | 0.046215 | 0.046084
Yes | SDG&E | Com | BldgEnv | 2022 T-24: NRNC - Reduce Infiltration - Require air barrier where not currently required | Expected | Electric Energy (GWh/year) |  | -0.0050991 | -0.0050766 | -0.0050605 | -0.0050491 | -0.005041 | -0.0050353 | -0.0050312 | -0.0050284 | -0.0050264 | -0.0050249 | -0.0050239 | -0.0050232
Yes | SDG&E | Com | BldgEnv | 2019 T-24: NRNC-Envelope-Dock Seals | Expected | Electric Energy (GWh/year) |  | 0.0020319 | 0.0018743 | 0.0016965 | 0.001504 | 0.0013041 | 0.0011057 | 0.00091729 | 0.00074571 | 0.00059534 | 0.00046794 | 0.00036303 | 0.00027868
Yes | SDG&E | Com | BldgEnv | 2008 T-24: Cool Roof Expansion | Possible | Electric Energy (GWh/year) | 1.1925 | 1.1919 | 1.1914 | 1.1911 | 1.1908 | 1.1907 | 1.1904 | 1.1902 | 1.19 | 1.1899 | 1.1896 | 1.1895 | 1.1893
Yes | SDG&E | Com | BldgEnv | 2005 T-24: Cool roofs | Possible | Electric Energy (GWh/year) | 0.10779 | 0.10779 | 0.10778 | 0.10778 | 0.10778 | 0.10778 | 0.10778 | 0.10778 | 0.10778 | 0.10778 | 0.10778 | 0.10778 | 0.10778
Yes | SDG&E | Com | BldgEnv | 2005 T-24: Duct testing/sealing in new commercial buildings | Possible | Electric Energy (GWh/year) | 0.10506 | 0.10495 | 0.10489 | 0.10484 | 0.10481 | 0.10479 | 0.10477 | 0.10475 | 0.10473 | 0.1047 | 0.10468 | 0.10466 | 0.10464
Yes | SDG&E | Com | BldgEnv | 2008 T-24: Envelope insulation | Possible | Electric Energy (GWh/year) | 1.9157 | 1.9057 | 1.8981 | 1.8923 | 1.8878 | 1.8844 | 1.8804 | 1.8768 | 1.8728 | 1.8691 | 1.8653 | 1.8615 | 1.8577
Yes | SDG&E | Com | BldgEnv | 2013 T-24: NRA-Envelope-Cool Roofs | Possible | Electric Energy (GWh/year) | 0.18806 | 0.18323 | 0.17926 | 0.17602 | 0.085976 | 0 | 0 | 0 | 0 | 0 | 0 | 0 | 0
Yes | SDG&E | Com | BldgEnv | 2008 T-24: Overall Envelope Tradeoff | Possible | Electric Energy (GWh/year) | 0.038878 | 0.038829 | 0.038788 | 0.038755 | 0.038729 | 0.038707 | 0.038682 | 0.038659 | 0.038635 | 0.038611 | 0.038587 | 0.038564 | 0.03854
Yes | SDG&E | Com | BldgEnv | 2025 T-24: NR High Performance Envelope - Prescriptive Heavy Mass Walls U-Value (New Construction + Additions) | Possible | Electric Energy (GWh/year) | 0 | 0.00045919 | 0.0027426 | 0.0027376 | 0.0027326 | 0.0027275 | 0.0027223 | 0.0027171 | 0.0027119 | 0.0027066 | 0.0027012 | 0.0026958 | 0.0026904
Yes | SDG&E | Com | BldgEnv | 2025 T-24: NR High Performance Envelope - Prescriptive Light Mass Walls U-Value (New Construction + Additions) | Possible | Electric Energy (GWh/year) | 0 | 0.00031179 | 0.0017798 | 0.0016956 | 0.0016132 | 0.0015329 | 0.0014547 | 0.0013788 | 0.0013054 | 0.0012344 | 0.0011659 | 0.0011001 | 0.001037
Yes | SDG&E | Com | BldgEnv | 2025 T-24: NR High Performance Envelope - Prescriptive Metal Building Walls U-Value (New Construction + Additions) | Possible | Electric Energy (GWh/year) | 0 | 0.00014559 | 0.00087088 | 0.00087061 | 0.00087035 | 0.00087008 | 0.00086982 | 0.00086955 | 0.00086928 | 0.00086902 | 0.00086875 | 0.00086848 | 0.00086821
Yes | SDG&E | Com | BldgEnv | 2025 T-24: NR High Performance Envelope - Prescriptive Metal Roof U-Value (New Construction + Additions) | Possible | Electric Energy (GWh/year) | 0 | 0.00017516 | 0.0010327 | 0.001017 | 0.0010012 | 0.00098513 | 0.0009689 | 0.0009525 | 0.00093594 | 0.00091924 | 0.0009024 | 0.00088546 | 0.00086841
Yes | SDG&E | Com | BldgEnv | 2025 T-24: NR High Performance Envelope - Prescriptive Woodframed and Other Roof U-Value (New Construction + Additions) | Possible | Electric Energy (GWh/year) | 0 | 0.001559 | 0.0090333 | 0.0087385 | 0.0084448 | 0.0081528 | 0.0078631 | 0.0075762 | 0.0072926 | 0.0070129 | 0.0067375 | 0.0064669 | 0.0062015
Yes | SDG&E | Com | BldgEnv | 2025 T-24: NR High Performance Envelope - Prescriptive Woodframed Walls U-Value (New Construction + Additions) | Possible | Electric Energy (GWh/year) | 0 | 0.00040987 | 0.0024421 | 0.0024315 | 0.0024208 | 0.0024099 | 0.0023989 | 0.0023877 | 0.0023764 | 0.0023649 | 0.0023533 | 0.0023415 | 0.0023296
Yes | SDG&E | Com | BldgEnv | 2025 T-24: NR High Performance Envelope - Reduced Infiltration Vestibules: require vestibules for certain buildings (Thermal bridging) (New Construction + Additions) | Possible | Electric Energy (GWh/year) | 0 | 0.030466 | 0.18152 | 0.18074 | 0.17994 | 0.17913 | 0.17831 | 0.17748 | 0.17664 | 0.17579 | 0.17492 | 0.17405 | 0.17316
Yes | SDG&E | Com | BldgEnv | 2025 T-24: NR High Performance Envelope - Windows/Fenestration - Alterations (Alterations) | Possible | Electric Energy (GWh/year) | 0 | 0.14596 | 0.15054 | 0.14142 | 0.13225 | 0.12314 | 0.11423 | 0.1056 | 0.09736 | 0.089576 | 0.082306 | 0.075585 | 0.069432
Yes | SDG&E | Com | BldgEnv | 2025 T-24: NR High Performance Envelope - Windows/Fenestration - New Construction (New Construction + Additions) | Possible | Electric Energy (GWh/year) | 0 | 0.0013167 | 0.0074361 | 0.0069854 | 0.0065323 | 0.0060827 | 0.0056422 | 0.0052162 | 0.0048091 | 0.0044246 | 0.0040655 | 0.0037336 | 0.0034296
Yes | SDG&E | Com | BldgEnv | 2022 T-24: NRA - Envelope - Cool Roofs: Steep-Sloped | Possible | Electric Energy (GWh/year) | 0.16579 | 0.16517 | 0.16452 | 0.16387 | 0.16322 | 0.16257 | 0.16193 | 0.16132 | 0.16073 | 0.16017 | 0.15964 | 0.15915 | 0.1587
Yes | SDG&E | Com | BldgEnv | 2022 T-24: NRA - Envelope - Roof Recovers | Possible | Electric Energy (GWh/year) | 0.65303 | 0.65055 | 0.64802 | 0.64544 | 0.64287 | 0.64032 | 0.63782 | 0.63539 | 0.63307 | 0.63087 | 0.6288 | 0.62687 | 0.62509
Yes | SDG&E | Com | BldgEnv | 2022 T-24: NRA - Envelope - Roof Replacements | Possible | Electric Energy (GWh/year) | 0.60227 | 0.59999 | 0.59765 | 0.59528 | 0.5929 | 0.59055 | 0.58824 | 0.58601 | 0.58387 | 0.58183 | 0.57992 | 0.57815 | 0.57651
Yes | SDG&E | Com | BldgEnv | 2022 T-24: NRA - Reduce Infiltration - Require air barrier where not currently required | Possible | Electric Energy (GWh/year) | -0.0050298 | -0.0049991 | -0.0049771 | -0.0049613 | -0.0049501 | -0.0049422 | -0.0049366 | -0.0049326 | -0.0049298 | -0.0049278 | -0.0049264 | -0.0049254 | -0.0049247
Yes | SDG&E | Com | BldgEnv | 2022 T-24: NRNC - Envelope - Cool Roofs: Steep-Sloped | Possible | Electric Energy (GWh/year) | 0.018407 | 0.018337 | 0.018265 | 0.018193 | 0.01812 | 0.018048 | 0.017978 | 0.01791 | 0.017844 | 0.017782 | 0.017724 | 0.017669 | 0.017619
Yes | SDG&E | Com | BldgEnv | 2022 T-24: NRNC - Envelope - High Performance Windows | Possible | Electric Energy (GWh/year) | 0.058977 | 0.058753 | 0.058524 | 0.058292 | 0.058059 | 0.057829 | 0.057603 | 0.057384 | 0.057175 | 0.056975 | 0.056788 | 0.056614 | 0.056454
Yes | SDG&E | Com | BldgEnv | 2022 T-24: NRNC - Envelope - Opaque Envelope: Wall | Possible | Electric Energy (GWh/year) |  | 0.047961 | 0.047774 | 0.047584 | 0.047395 | 0.047206 | 0.047022 | 0.046843 | 0.046672 | 0.04651 | 0.046357 | 0.046215 | 0.046084
Yes | SDG&E | Com | BldgEnv | 2022 T-24: NRNC - Reduce Infiltration - Require air barrier where not currently required | Possible | Electric Energy (GWh/year) |  | -0.0050991 | -0.0050766 | -0.0050605 | -0.0050491 | -0.005041 | -0.0050353 | -0.0050312 | -0.0050284 | -0.0050264 | -0.0050249 | -0.0050239 | -0.0050232
Yes | SDG&E | Com | BldgEnv | 2019 T-24: NRNC-Envelope-Dock Seals | Possible | Electric Energy (GWh/year) |  | 0.0020319 | 0.0018743 | 0.0016965 | 0.001504 | 0.0013041 | 0.0011057 | 0.00091729 | 0.00074571 | 0.00059534 | 0.00046794 | 0.00036303 | 0.00027868
Yes | PG&E | Res | BldgEnv | 2008 T-24: Residential Fenestration | On-the-books | Electric Energy (GWh/year) | 0.29779 | 0.29674 | 0.29597 | 0.29539 | 0.29497 | 0.29466 | 0.29427 | 0.29393 | 0.29356 | 0.29321 | 0.29284 | 0.29249 | 0.29213
Yes | PG&E | Res | BldgEnv | 2008 T-24: Site Built Fenestration | On-the-books | Electric Energy (GWh/year) | 0.22493 | 0.22476 | 0.22465 | 0.22457 | 0.22452 | 0.22448 | 0.22443 | 0.22439 | 0.22434 | 0.2243 | 0.22426 | 0.22421 | 0.22417
Yes | PG&E | Res | BldgEnv | 2005 T-24: Window replacement | On-the-books | Electric Energy (GWh/year) | 0 | 0 | 0 | 0 | 0 | 0 | 0 | 0 | 0 | 0 | 0 | 0 | 0
Yes | PG&E | Res | BldgEnv | 2022 T-24: MFA - Restructuring - Fenestration Properties | On-the-books | Electric Energy (GWh/year) | 0.66366 | 0.64756 | 0.63078 | 0.61337 | 0.59539 | 0.57691 | 0.558 | 0.53876 | 0.51927 | 0.49963 | 0.47994 | 0.46031 | 0.44083
Yes | PG&E | Res | BldgEnv | 2022 T-24: MFA - Restructuring - Roof Assemblies | On-the-books | Electric Energy (GWh/year) | 0.15136 | 0.15136 | 0.15136 | 0.15136 | 0.15136 | 0.15136 | 0.15136 | 0.15136 | 0.15136 | 0.15136 | 0.15136 | 0.15136 | 0.15136
Yes | PG&E | Res | BldgEnv | 2022 T-24: MFNC - Restructuring - Duct Sealing and Testing | On-the-books | Electric Energy (GWh/year) | 0.049864 | 0.049687 | 0.049523 | 0.049371 | 0.049231 | 0.049102 | 0.048983 | 0.048873 | 0.048771 | 0.048678 | 0.048593 | 0.048514 | 0.048441
Yes | PG&E | Res | BldgEnv | 2022 T-24: MFNC - Restructuring - Fenestration Properties | On-the-books | Electric Energy (GWh/year) | -0.038263 | -0.037334 | -0.036367 | -0.035363 | -0.034327 | -0.033261 | -0.032171 | -0.031062 | -0.029938 | -0.028805 | -0.02767 | -0.026539 | -0.025416
Yes | PG&E | Res | BldgEnv | 2022 T-24: MFNC - Restructuring - Roof Assemblies | On-the-books | Electric Energy (GWh/year) | 0.027456 | 0.027456 | 0.027456 | 0.027456 | 0.027456 | 0.027456 | 0.027456 | 0.027456 | 0.027456 | 0.027456 | 0.027456 | 0.027456 | 0.027456
Yes | PG&E | Res | BldgEnv | 2022 T-24: MFNC - Restructuring - Wall U-Factor | On-the-books | Electric Energy (GWh/year) | 0.0065248 | 0.0065248 | 0.0065248 | 0.0065248 | 0.0065248 | 0.0065248 | 0.0065248 | 0.0065248 | 0.0065248 | 0.0065248 | 0.0065248 | 0.0065248 | 0.0065248
Yes | PG&E | Res | BldgEnv | 2025 T-24: Multifamily Envelope - Cool Roof Improvements (New Construction + Additions) | On-the-books | Electric Energy (GWh/year) | 0 | 0.029144 | 0.11558 | 0.11553 | 0.11548 | 0.11544 | 0.11539 | 0.11534 | 0.11529 | 0.11524 | 0.1152 | 0.11515 | 0.1151
Yes | PG&E | Res | BldgEnv | 2025 T-24: Multifamily Envelope - High Performance Windows (New Construction + Additions) | On-the-books | Electric Energy (GWh/year) | 0 | 0.0023435 | 0.0086552 | 0.0080173 | 0.0073901 | 0.0067794 | 0.0061903 | 0.0056273 | 0.0050938 | 0.0045925 | 0.004125 | 0.0036922 | 0.0032942
Yes | PG&E | Res | BldgEnv | 2025 T-24: Multifamily Envelope - Window Alterations (Alterations) | On-the-books | Electric Energy (GWh/year) | 0 | -0.01284 | -0.013632 | -0.013232 | -0.012832 | -0.012433 | -0.012035 | -0.01164 | -0.011247 | -0.010858 | -0.010473 | -0.010093 | -0.0097184
Yes | PG&E | Res | BldgEnv | 2025 T-24: Multifamily Restructuring - Slab Perimeter Insulation (New Construction + Additions) | On-the-books | Electric Energy (GWh/year) | 0 | -2.4551e-07 | -9.4633e-07 | -9.1857e-07 | -8.9081e-07 | -8.631e-07 | -8.3549e-07 | -8.0803e-07 | -7.8077e-07 | -7.5376e-07 | -7.2704e-07 | -7.0065e-07 | -6.7464e-07
Yes | PG&E | Res | BldgEnv | 2019 T-24: RA(MF)-Envelope-QII | On-the-books | Electric Energy (GWh/year) |  | 0.0026807 | 0.0024727 | 0.0022383 | 0.0019842 | 0.0017205 | 0.0014588 | 0.0012102 | 0.00098381 | 0.00078543 | 0.00061735 | 0.00047895 | 0.00036766
Yes | PG&E | Res | BldgEnv | 2019 T-24: RA(MF)-Envelope-Windows and Doors | On-the-books | Electric Energy (GWh/year) |  | 0.049461 | 0.045623 | 0.041297 | 0.03661 | 0.031745 | 0.026915 | 0.022329 | 0.018152 | 0.014492 | 0.01139 | 0.0088369 | 0.0067836
Yes | PG&E | Res | BldgEnv | 2019 T-24: RA(SF)-Envelope-High Performance Walls | On-the-books | Electric Energy (GWh/year) |  | 0.0076751 | 0.0070796 | 0.0064083 | 0.005681 | 0.004926 | 0.0041766 | 0.0034649 | 0.0028167 | 0.0022488 | 0.0017675 | 0.0013713 | 0.0010527
Yes | PG&E | Res | BldgEnv | 2019 T-24: RA(SF)-Envelope-QII | On-the-books | Electric Energy (GWh/year) |  | 0.011115 | 0.010253 | 0.0092807 | 0.0082273 | 0.007134 | 0.0060487 | 0.0050179 | 0.0040793 | 0.0032567 | 0.0025598 | 0.0019859 | 0.0015245
Yes | PG&E | Res | BldgEnv | 2019 T-24: RA(SF)-Envelope-Windows and Doors | On-the-books | Electric Energy (GWh/year) |  | 0.11629 | 0.10727 | 0.097097 | 0.086076 | 0.074638 | 0.063283 | 0.052499 | 0.042678 | 0.034072 | 0.026781 | 0.020777 | 0.015949
Yes | PG&E | Res | BldgEnv | 2019 T-24: RNC(MF)-Envelope-High Performance Attics | On-the-books | Electric Energy (GWh/year) |  | 0.032581 | 0.030054 | 0.027204 | 0.024116 | 0.020911 | 0.01773 | 0.014709 | 0.011957 | 0.0095462 | 0.0075033 | 0.0058212 | 0.0044686
Yes | PG&E | Res | BldgEnv | 2019 T-24: RNC(MF)-Envelope-QII | On-the-books | Electric Energy (GWh/year) |  | 0.086996 | 0.080246 | 0.072637 | 0.064393 | 0.055836 | 0.047341 | 0.039274 | 0.031927 | 0.025489 | 0.020035 | 0.015543 | 0.011932
Yes | PG&E | Res | BldgEnv | 2019 T-24: RNC(MF)-Envelope-Windows and Doors | On-the-books | Electric Energy (GWh/year) |  | 0.086677 | 0.079952 | 0.072371 | 0.064157 | 0.055631 | 0.047168 | 0.03913 | 0.03181 | 0.025396 | 0.019961 | 0.015486 | 0.011888
Yes | PG&E | Res | BldgEnv | 2019 T-24: RNC(SF)-Envelope-High Performance Attics | On-the-books | Electric Energy (GWh/year) |  | 0.18635 | 0.1719 | 0.1556 | 0.13794 | 0.11961 | 0.10141 | 0.084129 | 0.068392 | 0.054601 | 0.042916 | 0.033295 | 0.025559
Yes | PG&E | Res | BldgEnv | 2019 T-24: RNC(SF)-Envelope-High Performance Walls | On-the-books | Electric Energy (GWh/year) |  | 0.13916 | 0.12837 | 0.11619 | 0.10301 | 0.089317 | 0.075729 | 0.062824 | 0.051072 | 0.040774 | 0.032048 | 0.024864 | 0.019086
Yes | PG&E | Res | BldgEnv | 2019 T-24: RNC(SF)-Envelope-QII | On-the-books | Electric Energy (GWh/year) |  | 0.5337 | 0.4923 | 0.44562 | 0.39504 | 0.34254 | 0.29043 | 0.24094 | 0.19587 | 0.15637 | 0.12291 | 0.095355 | 0.073198
Yes | PG&E | Res | BldgEnv | 2019 T-24: RNC(SF)-Envelope-Windows and Doors | On-the-books | Electric Energy (GWh/year) |  | 0.30152 | 0.27813 | 0.25176 | 0.22318 | 0.19352 | 0.16408 | 0.13612 | 0.11066 | 0.088344 | 0.069438 | 0.053872 | 0.041354
Yes | PG&E | Res | BldgEnv | 2022 T-24: SFA - Cool roof for low-sloped roof | On-the-books | Electric Energy (GWh/year) |  | 8.1381 | 7.9902 | 7.8689 | 7.7716 | 7.6951 | 7.6357 | 7.5902 | 7.5555 | 7.5294 | 7.5097 | 7.495 | 7.484
Yes | PG&E | Res | BldgEnv | 2022 T-24: SFA - Cool roof for steep-sloped roofs | On-the-books | Electric Energy (GWh/year) |  | 1.0358 | 1.0148 | 0.99579 | 0.97906 | 0.96464 | 0.95245 | 0.9423 | 0.93396 | 0.92718 | 0.92172 | 0.91735 | 0.91387
Yes | PG&E | Res | BldgEnv | 2022 T-24: SFA - Prescriptive attic insulation for alterations | On-the-books | Electric Energy (GWh/year) |  | 1.2535 | 1.2523 | 1.2511 | 1.25 | 1.2488 | 1.2476 | 1.2465 | 1.2453 | 1.2441 | 1.2429 | 1.2418 | 1.2406
Yes | PG&E | Res | BldgEnv | 2022 T-24: SFA - Roof deck insulation for low-sloped roofs | On-the-books | Electric Energy (GWh/year) |  | 5.937 | 5.7651 | 5.5981 | 5.4379 | 5.2865 | 5.1451 | 5.0145 | 4.8954 | 4.7877 | 4.6912 | 4.6055 | 4.5299
Yes | PG&E | Res | BldgEnv | 2022 T-24: SFNC - Prescriptive attic insulation for additions | On-the-books | Electric Energy (GWh/year) |  | 0.0023188 | 0.0022775 | 0.0022442 | 0.0022175 | 0.0021961 | 0.0021793 | 0.0021659 | 0.0021554 | 0.0021472 | 0.0021407 | 0.0021357 | 0.0021318
Yes | PG&E | Res | BldgEnv | 2025 T-24: Single Family High-Performance Envelope - High-Performance Windows (Alterations) | On-the-books | Electric Energy (GWh/year) |  | -0.012828 | -0.014 | -0.013981 | -0.013961 | -0.013941 | -0.013921 | -0.013901 | -0.01388 | -0.013859 | -0.013838 | -0.013817 | -0.013795
Yes | PG&E | Res | BldgEnv | 2025 T-24: Single Family High-Performance Envelope - High-Performance Windows (New Construction + Additions) | On-the-books | Electric Energy (GWh/year) |  | 0.20117 | 0.39852 | 0.39797 | 0.39741 | 0.39684 | 0.39627 | 0.39569 | 0.39511 | 0.39452 | 0.39392 | 0.39331 | 0.3927
Yes | PG&E | Res | BldgEnv | 2008 T-24: Residential Fenestration | Expected | Electric Energy (GWh/year) | 0.29779 | 0.29674 | 0.29597 | 0.29539 | 0.29497 | 0.29466 | 0.29427 | 0.29393 | 0.29356 | 0.29321 | 0.29284 | 0.29249 | 0.29213
Yes | PG&E | Res | BldgEnv | 2008 T-24: Site Built Fenestration | Expected | Electric Energy (GWh/year) | 0.22493 | 0.22476 | 0.22465 | 0.22457 | 0.22452 | 0.22448 | 0.22443 | 0.22439 | 0.22434 | 0.2243 | 0.22426 | 0.22421 | 0.22417
Yes | PG&E | Res | BldgEnv | 2005 T-24: Window replacement | Expected | Electric Energy (GWh/year) | 0 | 0 | 0 | 0 | 0 | 0 | 0 | 0 | 0 | 0 | 0 | 0 | 0
Yes | PG&E | Res | BldgEnv | 2022 T-24: MFA - Restructuring - Fenestration Properties | Expected | Electric Energy (GWh/year) | 0.66366 | 0.64756 | 0.63078 | 0.61337 | 0.59539 | 0.57691 | 0.558 | 0.53876 | 0.51927 | 0.49963 | 0.47994 | 0.46031 | 0.44083
Yes | PG&E | Res | BldgEnv | 2022 T-24: MFA - Restructuring - Roof Assemblies | Expected | Electric Energy (GWh/year) | 0.15136 | 0.15136 | 0.15136 | 0.15136 | 0.15136 | 0.15136 | 0.15136 | 0.15136 | 0.15136 | 0.15136 | 0.15136 | 0.15136 | 0.15136
Yes | PG&E | Res | BldgEnv | 2022 T-24: MFNC - Restructuring - Duct Sealing and Testing | Expected | Electric Energy (GWh/year) | 0.049864 | 0.049687 | 0.049523 | 0.049371 | 0.049231 | 0.049102 | 0.048983 | 0.048873 | 0.048771 | 0.048678 | 0.048593 | 0.048514 | 0.048441
Yes | PG&E | Res | BldgEnv | 2022 T-24: MFNC - Restructuring - Fenestration Properties | Expected | Electric Energy (GWh/year) | -0.038263 | -0.037334 | -0.036367 | -0.035363 | -0.034327 | -0.033261 | -0.032171 | -0.031062 | -0.029938 | -0.028805 | -0.02767 | -0.026539 | -0.025416
Yes | PG&E | Res | BldgEnv | 2022 T-24: MFNC - Restructuring - Roof Assemblies | Expected | Electric Energy (GWh/year) | 0.027456 | 0.027456 | 0.027456 | 0.027456 | 0.027456 | 0.027456 | 0.027456 | 0.027456 | 0.027456 | 0.027456 | 0.027456 | 0.027456 | 0.027456
Yes | PG&E | Res | BldgEnv | 2022 T-24: MFNC - Restructuring - Wall U-Factor | Expected | Electric Energy (GWh/year) | 0.0065248 | 0.0065248 | 0.0065248 | 0.0065248 | 0.0065248 | 0.0065248 | 0.0065248 | 0.0065248 | 0.0065248 | 0.0065248 | 0.0065248 | 0.0065248 | 0.0065248
Yes | PG&E | Res | BldgEnv | 2025 T-24: Multifamily Envelope - Cool Roof Improvements (New Construction + Additions) | Expected | Electric Energy (GWh/year) | 0 | 0.029144 | 0.11558 | 0.11553 | 0.11548 | 0.11544 | 0.11539 | 0.11534 | 0.11529 | 0.11524 | 0.1152 | 0.11515 | 0.1151
Yes | PG&E | Res | BldgEnv | 2025 T-24: Multifamily Envelope - High Performance Windows (New Construction + Additions) | Expected | Electric Energy (GWh/year) | 0 | 0.0023435 | 0.0086552 | 0.0080173 | 0.0073901 | 0.0067794 | 0.0061903 | 0.0056273 | 0.0050938 | 0.0045925 | 0.004125 | 0.0036922 | 0.0032942
Yes | PG&E | Res | BldgEnv | 2025 T-24: Multifamily Envelope - Window Alterations (Alterations) | Expected | Electric Energy (GWh/year) | 0 | -0.01284 | -0.013632 | -0.013232 | -0.012832 | -0.012433 | -0.012035 | -0.01164 | -0.011247 | -0.010858 | -0.010473 | -0.010093 | -0.0097184
Yes | PG&E | Res | BldgEnv | 2025 T-24: Multifamily Restructuring - Slab Perimeter Insulation (New Construction + Additions) | Expected | Electric Energy (GWh/year) | 0 | -2.4551e-07 | -9.4633e-07 | -9.1857e-07 | -8.9081e-07 | -8.631e-07 | -8.3549e-07 | -8.0803e-07 | -7.8077e-07 | -7.5376e-07 | -7.2704e-07 | -7.0065e-07 | -6.7464e-07
Yes | PG&E | Res | BldgEnv | 2019 T-24: RA(MF)-Envelope-QII | Expected | Electric Energy (GWh/year) |  | 0.0026807 | 0.0024727 | 0.0022383 | 0.0019842 | 0.0017205 | 0.0014588 | 0.0012102 | 0.00098381 | 0.00078543 | 0.00061735 | 0.00047895 | 0.00036766
Yes | PG&E | Res | BldgEnv | 2019 T-24: RA(MF)-Envelope-Windows and Doors | Expected | Electric Energy (GWh/year) |  | 0.049461 | 0.045623 | 0.041297 | 0.03661 | 0.031745 | 0.026915 | 0.022329 | 0.018152 | 0.014492 | 0.01139 | 0.0088369 | 0.0067836
Yes | PG&E | Res | BldgEnv | 2019 T-24: RA(SF)-Envelope-High Performance Walls | Expected | Electric Energy (GWh/year) |  | 0.0076751 | 0.0070796 | 0.0064083 | 0.005681 | 0.004926 | 0.0041766 | 0.0034649 | 0.0028167 | 0.0022488 | 0.0017675 | 0.0013713 | 0.0010527
Yes | PG&E | Res | BldgEnv | 2019 T-24: RA(SF)-Envelope-QII | Expected | Electric Energy (GWh/year) |  | 0.011115 | 0.010253 | 0.0092807 | 0.0082273 | 0.007134 | 0.0060487 | 0.0050179 | 0.0040793 | 0.0032567 | 0.0025598 | 0.0019859 | 0.0015245
Yes | PG&E | Res | BldgEnv | 2019 T-24: RA(SF)-Envelope-Windows and Doors | Expected | Electric Energy (GWh/year) |  | 0.11629 | 0.10727 | 0.097097 | 0.086076 | 0.074638 | 0.063283 | 0.052499 | 0.042678 | 0.034072 | 0.026781 | 0.020777 | 0.015949
Yes | PG&E | Res | BldgEnv | 2019 T-24: RNC(MF)-Envelope-High Performance Attics | Expected | Electric Energy (GWh/year) |  | 0.032581 | 0.030054 | 0.027204 | 0.024116 | 0.020911 | 0.01773 | 0.014709 | 0.011957 | 0.0095462 | 0.0075033 | 0.0058212 | 0.0044686
Yes | PG&E | Res | BldgEnv | 2019 T-24: RNC(MF)-Envelope-QII | Expected | Electric Energy (GWh/year) |  | 0.086996 | 0.080246 | 0.072637 | 0.064393 | 0.055836 | 0.047341 | 0.039274 | 0.031927 | 0.025489 | 0.020035 | 0.015543 | 0.011932
Yes | PG&E | Res | BldgEnv | 2019 T-24: RNC(MF)-Envelope-Windows and Doors | Expected | Electric Energy (GWh/year) |  | 0.086677 | 0.079952 | 0.072371 | 0.064157 | 0.055631 | 0.047168 | 0.03913 | 0.03181 | 0.025396 | 0.019961 | 0.015486 | 0.011888
Yes | PG&E | Res | BldgEnv | 2019 T-24: RNC(SF)-Envelope-High Performance Attics | Expected | Electric Energy (GWh/year) |  | 0.18635 | 0.1719 | 0.1556 | 0.13794 | 0.11961 | 0.10141 | 0.084129 | 0.068392 | 0.054601 | 0.042916 | 0.033295 | 0.025559
Yes | PG&E | Res | BldgEnv | 2019 T-24: RNC(SF)-Envelope-High Performance Walls | Expected | Electric Energy (GWh/year) |  | 0.13916 | 0.12837 | 0.11619 | 0.10301 | 0.089317 | 0.075729 | 0.062824 | 0.051072 | 0.040774 | 0.032048 | 0.024864 | 0.019086
Yes | PG&E | Res | BldgEnv | 2019 T-24: RNC(SF)-Envelope-QII | Expected | Electric Energy (GWh/year) |  | 0.5337 | 0.4923 | 0.44562 | 0.39504 | 0.34254 | 0.29043 | 0.24094 | 0.19587 | 0.15637 | 0.12291 | 0.095355 | 0.073198
Yes | PG&E | Res | BldgEnv | 2019 T-24: RNC(SF)-Envelope-Windows and Doors | Expected | Electric Energy (GWh/year) |  | 0.30152 | 0.27813 | 0.25176 | 0.22318 | 0.19352 | 0.16408 | 0.13612 | 0.11066 | 0.088344 | 0.069438 | 0.053872 | 0.041354
Yes | PG&E | Res | BldgEnv | 2022 T-24: SFA - Cool roof for low-sloped roof | Expected | Electric Energy (GWh/year) |  | 8.1381 | 7.9902 | 7.8689 | 7.7716 | 7.6951 | 7.6357 | 7.5902 | 7.5555 | 7.5294 | 7.5097 | 7.495 | 7.484
Yes | PG&E | Res | BldgEnv | 2022 T-24: SFA - Cool roof for steep-sloped roofs | Expected | Electric Energy (GWh/year) |  | 1.0358 | 1.0148 | 0.99579 | 0.97906 | 0.96464 | 0.95245 | 0.9423 | 0.93396 | 0.92718 | 0.92172 | 0.91735 | 0.91387
Yes | PG&E | Res | BldgEnv | 2022 T-24: SFA - Prescriptive attic insulation for alterations | Expected | Electric Energy (GWh/year) |  | 1.2535 | 1.2523 | 1.2511 | 1.25 | 1.2488 | 1.2476 | 1.2465 | 1.2453 | 1.2441 | 1.2429 | 1.2418 | 1.2406
Yes | PG&E | Res | BldgEnv | 2022 T-24: SFA - Roof deck insulation for low-sloped roofs | Expected | Electric Energy (GWh/year) |  | 5.937 | 5.7651 | 5.5981 | 5.4379 | 5.2865 | 5.1451 | 5.0145 | 4.8954 | 4.7877 | 4.6912 | 4.6055 | 4.5299
Yes | PG&E | Res | BldgEnv | 2022 T-24: SFNC - Prescriptive attic insulation for additions | Expected | Electric Energy (GWh/year) |  | 0.0023188 | 0.0022775 | 0.0022442 | 0.0022175 | 0.0021961 | 0.0021793 | 0.0021659 | 0.0021554 | 0.0021472 | 0.0021407 | 0.0021357 | 0.0021318
Yes | PG&E | Res | BldgEnv | 2025 T-24: Single Family High-Performance Envelope - High-Performance Windows (Alterations) | Expected | Electric Energy (GWh/year) |  | -0.012828 | -0.014 | -0.013981 | -0.013961 | -0.013941 | -0.013921 | -0.013901 | -0.01388 | -0.013859 | -0.013838 | -0.013817 | -0.013795
Yes | PG&E | Res | BldgEnv | 2025 T-24: Single Family High-Performance Envelope - High-Performance Windows (New Construction + Additions) | Expected | Electric Energy (GWh/year) |  | 0.20117 | 0.39852 | 0.39797 | 0.39741 | 0.39684 | 0.39627 | 0.39569 | 0.39511 | 0.39452 | 0.39392 | 0.39331 | 0.3927
Yes | PG&E | Res | BldgEnv | 2008 T-24: Residential Fenestration | Possible | Electric Energy (GWh/year) | 0.29779 | 0.29674 | 0.29597 | 0.29539 | 0.29497 | 0.29466 | 0.29427 | 0.29393 | 0.29356 | 0.29321 | 0.29284 | 0.29249 | 0.29213
Yes | PG&E | Res | BldgEnv | 2008 T-24: Site Built Fenestration | Possible | Electric Energy (GWh/year) | 0.22493 | 0.22476 | 0.22465 | 0.22457 | 0.22452 | 0.22448 | 0.22443 | 0.22439 | 0.22434 | 0.2243 | 0.22426 | 0.22421 | 0.22417
Yes | PG&E | Res | BldgEnv | 2005 T-24: Window replacement | Possible | Electric Energy (GWh/year) | 0 | 0 | 0 | 0 | 0 | 0 | 0 | 0 | 0 | 0 | 0 | 0 | 0
Yes | PG&E | Res | BldgEnv | 2022 T-24: MFA - Restructuring - Fenestration Properties | Possible | Electric Energy (GWh/year) | 0.66366 | 0.64756 | 0.63078 | 0.61337 | 0.59539 | 0.57691 | 0.558 | 0.53876 | 0.51927 | 0.49963 | 0.47994 | 0.46031 | 0.44083
Yes | PG&E | Res | BldgEnv | 2022 T-24: MFA - Restructuring - Roof Assemblies | Possible | Electric Energy (GWh/year) | 0.15136 | 0.15136 | 0.15136 | 0.15136 | 0.15136 | 0.15136 | 0.15136 | 0.15136 | 0.15136 | 0.15136 | 0.15136 | 0.15136 | 0.15136
Yes | PG&E | Res | BldgEnv | 2022 T-24: MFNC - Restructuring - Duct Sealing and Testing | Possible | Electric Energy (GWh/year) | 0.049864 | 0.049687 | 0.049523 | 0.049371 | 0.049231 | 0.049102 | 0.048983 | 0.048873 | 0.048771 | 0.048678 | 0.048593 | 0.048514 | 0.048441
Yes | PG&E | Res | BldgEnv | 2022 T-24: MFNC - Restructuring - Fenestration Properties | Possible | Electric Energy (GWh/year) | -0.038263 | -0.037334 | -0.036367 | -0.035363 | -0.034327 | -0.033261 | -0.032171 | -0.031062 | -0.029938 | -0.028805 | -0.02767 | -0.026539 | -0.025416
Yes | PG&E | Res | BldgEnv | 2022 T-24: MFNC - Restructuring - Roof Assemblies | Possible | Electric Energy (GWh/year) | 0.027456 | 0.027456 | 0.027456 | 0.027456 | 0.027456 | 0.027456 | 0.027456 | 0.027456 | 0.027456 | 0.027456 | 0.027456 | 0.027456 | 0.027456
Yes | PG&E | Res | BldgEnv | 2022 T-24: MFNC - Restructuring - Wall U-Factor | Possible | Electric Energy (GWh/year) | 0.0065248 | 0.0065248 | 0.0065248 | 0.0065248 | 0.0065248 | 0.0065248 | 0.0065248 | 0.0065248 | 0.0065248 | 0.0065248 | 0.0065248 | 0.0065248 | 0.0065248
Yes | PG&E | Res | BldgEnv | 2025 T-24: Multifamily Envelope - Cool Roof Improvements (New Construction + Additions) | Possible | Electric Energy (GWh/year) | 0 | 0.029144 | 0.11558 | 0.11553 | 0.11548 | 0.11544 | 0.11539 | 0.11534 | 0.11529 | 0.11524 | 0.1152 | 0.11515 | 0.1151
Yes | PG&E | Res | BldgEnv | 2025 T-24: Multifamily Envelope - High Performance Windows (New Construction + Additions) | Possible | Electric Energy (GWh/year) | 0 | 0.0023435 | 0.0086552 | 0.0080173 | 0.0073901 | 0.0067794 | 0.0061903 | 0.0056273 | 0.0050938 | 0.0045925 | 0.004125 | 0.0036922 | 0.0032942
Yes | PG&E | Res | BldgEnv | 2025 T-24: Multifamily Envelope - Window Alterations (Alterations) | Possible | Electric Energy (GWh/year) | 0 | -0.01284 | -0.013632 | -0.013232 | -0.012832 | -0.012433 | -0.012035 | -0.01164 | -0.011247 | -0.010858 | -0.010473 | -0.010093 | -0.0097184
Yes | PG&E | Res | BldgEnv | 2025 T-24: Multifamily Restructuring - Slab Perimeter Insulation (New Construction + Additions) | Possible | Electric Energy (GWh/year) | 0 | -2.4551e-07 | -9.4633e-07 | -9.1857e-07 | -8.9081e-07 | -8.631e-07 | -8.3549e-07 | -8.0803e-07 | -7.8077e-07 | -7.5376e-07 | -7.2704e-07 | -7.0065e-07 | -6.7464e-07
Yes | PG&E | Res | BldgEnv | 2019 T-24: RA(MF)-Envelope-QII | Possible | Electric Energy (GWh/year) |  | 0.0026807 | 0.0024727 | 0.0022383 | 0.0019842 | 0.0017205 | 0.0014588 | 0.0012102 | 0.00098381 | 0.00078543 | 0.00061735 | 0.00047895 | 0.00036766
Yes | PG&E | Res | BldgEnv | 2019 T-24: RA(MF)-Envelope-Windows and Doors | Possible | Electric Energy (GWh/year) |  | 0.049461 | 0.045623 | 0.041297 | 0.03661 | 0.031745 | 0.026915 | 0.022329 | 0.018152 | 0.014492 | 0.01139 | 0.0088369 | 0.0067836
Yes | PG&E | Res | BldgEnv | 2019 T-24: RA(SF)-Envelope-High Performance Walls | Possible | Electric Energy (GWh/year) |  | 0.0076751 | 0.0070796 | 0.0064083 | 0.005681 | 0.004926 | 0.0041766 | 0.0034649 | 0.0028167 | 0.0022488 | 0.0017675 | 0.0013713 | 0.0010527
Yes | PG&E | Res | BldgEnv | 2019 T-24: RA(SF)-Envelope-QII | Possible | Electric Energy (GWh/year) |  | 0.011115 | 0.010253 | 0.0092807 | 0.0082273 | 0.007134 | 0.0060487 | 0.0050179 | 0.0040793 | 0.0032567 | 0.0025598 | 0.0019859 | 0.0015245
Yes | PG&E | Res | BldgEnv | 2019 T-24: RA(SF)-Envelope-Windows and Doors | Possible | Electric Energy (GWh/year) |  | 0.11629 | 0.10727 | 0.097097 | 0.086076 | 0.074638 | 0.063283 | 0.052499 | 0.042678 | 0.034072 | 0.026781 | 0.020777 | 0.015949
Yes | PG&E | Res | BldgEnv | 2019 T-24: RNC(MF)-Envelope-High Performance Attics | Possible | Electric Energy (GWh/year) |  | 0.032581 | 0.030054 | 0.027204 | 0.024116 | 0.020911 | 0.01773 | 0.014709 | 0.011957 | 0.0095462 | 0.0075033 | 0.0058212 | 0.0044686
Yes | PG&E | Res | BldgEnv | 2019 T-24: RNC(MF)-Envelope-QII | Possible | Electric Energy (GWh/year) |  | 0.086996 | 0.080246 | 0.072637 | 0.064393 | 0.055836 | 0.047341 | 0.039274 | 0.031927 | 0.025489 | 0.020035 | 0.015543 | 0.011932
Yes | PG&E | Res | BldgEnv | 2019 T-24: RNC(MF)-Envelope-Windows and Doors | Possible | Electric Energy (GWh/year) |  | 0.086677 | 0.079952 | 0.072371 | 0.064157 | 0.055631 | 0.047168 | 0.03913 | 0.03181 | 0.025396 | 0.019961 | 0.015486 | 0.011888
Yes | PG&E | Res | BldgEnv | 2019 T-24: RNC(SF)-Envelope-High Performance Attics | Possible | Electric Energy (GWh/year) |  | 0.18635 | 0.1719 | 0.1556 | 0.13794 | 0.11961 | 0.10141 | 0.084129 | 0.068392 | 0.054601 | 0.042916 | 0.033295 | 0.025559
Yes | PG&E | Res | BldgEnv | 2019 T-24: RNC(SF)-Envelope-High Performance Walls | Possible | Electric Energy (GWh/year) |  | 0.13916 | 0.12837 | 0.11619 | 0.10301 | 0.089317 | 0.075729 | 0.062824 | 0.051072 | 0.040774 | 0.032048 | 0.024864 | 0.019086
Yes | PG&E | Res | BldgEnv | 2019 T-24: RNC(SF)-Envelope-QII | Possible | Electric Energy (GWh/year) |  | 0.5337 | 0.4923 | 0.44562 | 0.39504 | 0.34254 | 0.29043 | 0.24094 | 0.19587 | 0.15637 | 0.12291 | 0.095355 | 0.073198
Yes | PG&E | Res | BldgEnv | 2019 T-24: RNC(SF)-Envelope-Windows and Doors | Possible | Electric Energy (GWh/year) |  | 0.30152 | 0.27813 | 0.25176 | 0.22318 | 0.19352 | 0.16408 | 0.13612 | 0.11066 | 0.088344 | 0.069438 | 0.053872 | 0.041354
Yes | PG&E | Res | BldgEnv | 2022 T-24: SFA - Cool roof for low-sloped roof | Possible | Electric Energy (GWh/year) |  | 8.1381 | 7.9902 | 7.8689 | 7.7716 | 7.6951 | 7.6357 | 7.5902 | 7.5555 | 7.5294 | 7.5097 | 7.495 | 7.484
Yes | PG&E | Res | BldgEnv | 2022 T-24: SFA - Cool roof for steep-sloped roofs | Possible | Electric Energy (GWh/year) |  | 1.0358 | 1.0148 | 0.99579 | 0.97906 | 0.96464 | 0.95245 | 0.9423 | 0.93396 | 0.92718 | 0.92172 | 0.91735 | 0.91387
Yes | PG&E | Res | BldgEnv | 2022 T-24: SFA - Prescriptive attic insulation for alterations | Possible | Electric Energy (GWh/year) |  | 1.2535 | 1.2523 | 1.2511 | 1.25 | 1.2488 | 1.2476 | 1.2465 | 1.2453 | 1.2441 | 1.2429 | 1.2418 | 1.2406
Yes | PG&E | Res | BldgEnv | 2022 T-24: SFA - Roof deck insulation for low-sloped roofs | Possible | Electric Energy (GWh/year) |  | 5.937 | 5.7651 | 5.5981 | 5.4379 | 5.2865 | 5.1451 | 5.0145 | 4.8954 | 4.7877 | 4.6912 | 4.6055 | 4.5299
Yes | PG&E | Res | BldgEnv | 2022 T-24: SFNC - Prescriptive attic insulation for additions | Possible | Electric Energy (GWh/year) |  | 0.0023188 | 0.0022775 | 0.0022442 | 0.0022175 | 0.0021961 | 0.0021793 | 0.0021659 | 0.0021554 | 0.0021472 | 0.0021407 | 0.0021357 | 0.0021318
Yes | PG&E | Res | BldgEnv | 2025 T-24: Single Family High-Performance Envelope - High-Performance Windows (Alterations) | Possible | Electric Energy (GWh/year) |  | -0.012828 | -0.014 | -0.013981 | -0.013961 | -0.013941 | -0.013921 | -0.013901 | -0.01388 | -0.013859 | -0.013838 | -0.013817 | -0.013795
Yes | PG&E | Res | BldgEnv | 2025 T-24: Single Family High-Performance Envelope - High-Performance Windows (New Construction + Additions) | Possible | Electric Energy (GWh/year) |  | 0.20117 | 0.39852 | 0.39797 | 0.39741 | 0.39684 | 0.39627 | 0.39569 | 0.39511 | 0.39452 | 0.39392 | 0.39331 | 0.3927
Yes | SCE | Res | BldgEnv | 2008 T-24: Residential Fenestration | On-the-books | Electric Energy (GWh/year) | 0.29779 | 0.29674 | 0.29597 | 0.29539 | 0.29497 | 0.29466 | 0.29427 | 0.29393 | 0.29356 | 0.29321 | 0.29284 | 0.29249 | 0.29213
Yes | SCE | Res | BldgEnv | 2008 T-24: Site Built Fenestration | On-the-books | Electric Energy (GWh/year) | 0.22493 | 0.22476 | 0.22465 | 0.22457 | 0.22452 | 0.22448 | 0.22443 | 0.22439 | 0.22434 | 0.2243 | 0.22426 | 0.22421 | 0.22417
Yes | SCE | Res | BldgEnv | 2005 T-24: Window replacement | On-the-books | Electric Energy (GWh/year) | 0 | 0 | 0 | 0 | 0 | 0 | 0 | 0 | 0 | 0 | 0 | 0 | 0
Yes | SCE | Res | BldgEnv | 2022 T-24: MFA - Restructuring - Fenestration Properties | On-the-books | Electric Energy (GWh/year) | 0.66366 | 0.64756 | 0.63078 | 0.61337 | 0.59539 | 0.57691 | 0.558 | 0.53876 | 0.51927 | 0.49963 | 0.47994 | 0.46031 | 0.44083
Yes | SCE | Res | BldgEnv | 2022 T-24: MFA - Restructuring - Roof Assemblies | On-the-books | Electric Energy (GWh/year) | 0.15136 | 0.15136 | 0.15136 | 0.15136 | 0.15136 | 0.15136 | 0.15136 | 0.15136 | 0.15136 | 0.15136 | 0.15136 | 0.15136 | 0.15136
Yes | SCE | Res | BldgEnv | 2022 T-24: MFNC - Restructuring - Duct Sealing and Testing | On-the-books | Electric Energy (GWh/year) | 0.049864 | 0.049687 | 0.049523 | 0.049371 | 0.049231 | 0.049102 | 0.048983 | 0.048873 | 0.048771 | 0.048678 | 0.048593 | 0.048514 | 0.048441
Yes | SCE | Res | BldgEnv | 2022 T-24: MFNC - Restructuring - Fenestration Properties | On-the-books | Electric Energy (GWh/year) | -0.038263 | -0.037334 | -0.036367 | -0.035363 | -0.034327 | -0.033261 | -0.032171 | -0.031062 | -0.029938 | -0.028805 | -0.02767 | -0.026539 | -0.025416
Yes | SCE | Res | BldgEnv | 2022 T-24: MFNC - Restructuring - Roof Assemblies | On-the-books | Electric Energy (GWh/year) | 0.027456 | 0.027456 | 0.027456 | 0.027456 | 0.027456 | 0.027456 | 0.027456 | 0.027456 | 0.027456 | 0.027456 | 0.027456 | 0.027456 | 0.027456
Yes | SCE | Res | BldgEnv | 2022 T-24: MFNC - Restructuring - Wall U-Factor | On-the-books | Electric Energy (GWh/year) | 0.0065248 | 0.0065248 | 0.0065248 | 0.0065248 | 0.0065248 | 0.0065248 | 0.0065248 | 0.0065248 | 0.0065248 | 0.0065248 | 0.0065248 | 0.0065248 | 0.0065248
Yes | SCE | Res | BldgEnv | 2025 T-24: Multifamily Envelope - Cool Roof Improvements (New Construction + Additions) | On-the-books | Electric Energy (GWh/year) | 0 | 0.029144 | 0.11558 | 0.11553 | 0.11548 | 0.11544 | 0.11539 | 0.11534 | 0.11529 | 0.11524 | 0.1152 | 0.11515 | 0.1151
Yes | SCE | Res | BldgEnv | 2025 T-24: Multifamily Envelope - High Performance Windows (New Construction + Additions) | On-the-books | Electric Energy (GWh/year) | 0 | 0.0023435 | 0.0086552 | 0.0080173 | 0.0073901 | 0.0067794 | 0.0061903 | 0.0056273 | 0.0050938 | 0.0045925 | 0.004125 | 0.0036922 | 0.0032942
Yes | SCE | Res | BldgEnv | 2025 T-24: Multifamily Envelope - Window Alterations (Alterations) | On-the-books | Electric Energy (GWh/year) | 0 | -0.01284 | -0.013632 | -0.013232 | -0.012832 | -0.012433 | -0.012035 | -0.01164 | -0.011247 | -0.010858 | -0.010473 | -0.010093 | -0.0097184
Yes | SCE | Res | BldgEnv | 2025 T-24: Multifamily Restructuring - Slab Perimeter Insulation (New Construction + Additions) | On-the-books | Electric Energy (GWh/year) | 0 | -2.4551e-07 | -9.4633e-07 | -9.1857e-07 | -8.9081e-07 | -8.631e-07 | -8.3549e-07 | -8.0803e-07 | -7.8077e-07 | -7.5376e-07 | -7.2704e-07 | -7.0065e-07 | -6.7464e-07
Yes | SCE | Res | BldgEnv | 2019 T-24: RA(MF)-Envelope-QII | On-the-books | Electric Energy (GWh/year) |  | 0.0026807 | 0.0024727 | 0.0022383 | 0.0019842 | 0.0017205 | 0.0014588 | 0.0012102 | 0.00098381 | 0.00078543 | 0.00061735 | 0.00047895 | 0.00036766
Yes | SCE | Res | BldgEnv | 2019 T-24: RA(MF)-Envelope-Windows and Doors | On-the-books | Electric Energy (GWh/year) |  | 0.049461 | 0.045623 | 0.041297 | 0.03661 | 0.031745 | 0.026915 | 0.022329 | 0.018152 | 0.014492 | 0.01139 | 0.0088369 | 0.0067836
Yes | SCE | Res | BldgEnv | 2019 T-24: RA(SF)-Envelope-High Performance Walls | On-the-books | Electric Energy (GWh/year) |  | 0.0076751 | 0.0070796 | 0.0064083 | 0.005681 | 0.004926 | 0.0041766 | 0.0034649 | 0.0028167 | 0.0022488 | 0.0017675 | 0.0013713 | 0.0010527
Yes | SCE | Res | BldgEnv | 2019 T-24: RA(SF)-Envelope-QII | On-the-books | Electric Energy (GWh/year) |  | 0.011115 | 0.010253 | 0.0092807 | 0.0082273 | 0.007134 | 0.0060487 | 0.0050179 | 0.0040793 | 0.0032567 | 0.0025598 | 0.0019859 | 0.0015245
Yes | SCE | Res | BldgEnv | 2019 T-24: RA(SF)-Envelope-Windows and Doors | On-the-books | Electric Energy (GWh/year) |  | 0.11629 | 0.10727 | 0.097097 | 0.086076 | 0.074638 | 0.063283 | 0.052499 | 0.042678 | 0.034072 | 0.026781 | 0.020777 | 0.015949
Yes | SCE | Res | BldgEnv | 2019 T-24: RNC(MF)-Envelope-High Performance Attics | On-the-books | Electric Energy (GWh/year) |  | 0.032581 | 0.030054 | 0.027204 | 0.024116 | 0.020911 | 0.01773 | 0.014709 | 0.011957 | 0.0095462 | 0.0075033 | 0.0058212 | 0.0044686
Yes | SCE | Res | BldgEnv | 2019 T-24: RNC(MF)-Envelope-QII | On-the-books | Electric Energy (GWh/year) |  | 0.086996 | 0.080246 | 0.072637 | 0.064393 | 0.055836 | 0.047341 | 0.039274 | 0.031927 | 0.025489 | 0.020035 | 0.015543 | 0.011932
Yes | SCE | Res | BldgEnv | 2019 T-24: RNC(MF)-Envelope-Windows and Doors | On-the-books | Electric Energy (GWh/year) |  | 0.086677 | 0.079952 | 0.072371 | 0.064157 | 0.055631 | 0.047168 | 0.03913 | 0.03181 | 0.025396 | 0.019961 | 0.015486 | 0.011888
Yes | SCE | Res | BldgEnv | 2019 T-24: RNC(SF)-Envelope-High Performance Attics | On-the-books | Electric Energy (GWh/year) |  | 0.18635 | 0.1719 | 0.1556 | 0.13794 | 0.11961 | 0.10141 | 0.084129 | 0.068392 | 0.054601 | 0.042916 | 0.033295 | 0.025559
Yes | SCE | Res | BldgEnv | 2019 T-24: RNC(SF)-Envelope-High Performance Walls | On-the-books | Electric Energy (GWh/year) |  | 0.13916 | 0.12837 | 0.11619 | 0.10301 | 0.089317 | 0.075729 | 0.062824 | 0.051072 | 0.040774 | 0.032048 | 0.024864 | 0.019086
Yes | SCE | Res | BldgEnv | 2019 T-24: RNC(SF)-Envelope-QII | On-the-books | Electric Energy (GWh/year) |  | 0.5337 | 0.4923 | 0.44562 | 0.39504 | 0.34254 | 0.29043 | 0.24094 | 0.19587 | 0.15637 | 0.12291 | 0.095355 | 0.073198
Yes | SCE | Res | BldgEnv | 2019 T-24: RNC(SF)-Envelope-Windows and Doors | On-the-books | Electric Energy (GWh/year) |  | 0.30152 | 0.27813 | 0.25176 | 0.22318 | 0.19352 | 0.16408 | 0.13612 | 0.11066 | 0.088344 | 0.069438 | 0.053872 | 0.041354
Yes | SCE | Res | BldgEnv | 2022 T-24: SFA - Cool roof for low-sloped roof | On-the-books | Electric Energy (GWh/year) |  | 8.1381 | 7.9902 | 7.8689 | 7.7716 | 7.6951 | 7.6357 | 7.5902 | 7.5555 | 7.5294 | 7.5097 | 7.495 | 7.484
Yes | SCE | Res | BldgEnv | 2022 T-24: SFA - Cool roof for steep-sloped roofs | On-the-books | Electric Energy (GWh/year) |  | 1.0358 | 1.0148 | 0.99579 | 0.97906 | 0.96464 | 0.95245 | 0.9423 | 0.93396 | 0.92718 | 0.92172 | 0.91735 | 0.91387
Yes | SCE | Res | BldgEnv | 2022 T-24: SFA - Prescriptive attic insulation for alterations | On-the-books | Electric Energy (GWh/year) |  | 1.2535 | 1.2523 | 1.2511 | 1.25 | 1.2488 | 1.2476 | 1.2465 | 1.2453 | 1.2441 | 1.2429 | 1.2418 | 1.2406
Yes | SCE | Res | BldgEnv | 2022 T-24: SFA - Roof deck insulation for low-sloped roofs | On-the-books | Electric Energy (GWh/year) |  | 5.937 | 5.7651 | 5.5981 | 5.4379 | 5.2865 | 5.1451 | 5.0145 | 4.8954 | 4.7877 | 4.6912 | 4.6055 | 4.5299
Yes | SCE | Res | BldgEnv | 2022 T-24: SFNC - Prescriptive attic insulation for additions | On-the-books | Electric Energy (GWh/year) |  | 0.0023188 | 0.0022775 | 0.0022442 | 0.0022175 | 0.0021961 | 0.0021793 | 0.0021659 | 0.0021554 | 0.0021472 | 0.0021407 | 0.0021357 | 0.0021318
Yes | SCE | Res | BldgEnv | 2025 T-24: Single Family High-Performance Envelope - High-Performance Windows (Alterations) | On-the-books | Electric Energy (GWh/year) |  | -0.012828 | -0.014 | -0.013981 | -0.013961 | -0.013941 | -0.013921 | -0.013901 | -0.01388 | -0.013859 | -0.013838 | -0.013817 | -0.013795
Yes | SCE | Res | BldgEnv | 2025 T-24: Single Family High-Performance Envelope - High-Performance Windows (New Construction + Additions) | On-the-books | Electric Energy (GWh/year) |  | 0.20117 | 0.39852 | 0.39797 | 0.39741 | 0.39684 | 0.39627 | 0.39569 | 0.39511 | 0.39452 | 0.39392 | 0.39331 | 0.3927
Yes | SCE | Res | BldgEnv | 2008 T-24: Residential Fenestration | Expected | Electric Energy (GWh/year) | 0.29779 | 0.29674 | 0.29597 | 0.29539 | 0.29497 | 0.29466 | 0.29427 | 0.29393 | 0.29356 | 0.29321 | 0.29284 | 0.29249 | 0.29213
Yes | SCE | Res | BldgEnv | 2008 T-24: Site Built Fenestration | Expected | Electric Energy (GWh/year) | 0.22493 | 0.22476 | 0.22465 | 0.22457 | 0.22452 | 0.22448 | 0.22443 | 0.22439 | 0.22434 | 0.2243 | 0.22426 | 0.22421 | 0.22417
Yes | SCE | Res | BldgEnv | 2005 T-24: Window replacement | Expected | Electric Energy (GWh/year) | 0 | 0 | 0 | 0 | 0 | 0 | 0 | 0 | 0 | 0 | 0 | 0 | 0
Yes | SCE | Res | BldgEnv | 2022 T-24: MFA - Restructuring - Fenestration Properties | Expected | Electric Energy (GWh/year) | 0.66366 | 0.64756 | 0.63078 | 0.61337 | 0.59539 | 0.57691 | 0.558 | 0.53876 | 0.51927 | 0.49963 | 0.47994 | 0.46031 | 0.44083
Yes | SCE | Res | BldgEnv | 2022 T-24: MFA - Restructuring - Roof Assemblies | Expected | Electric Energy (GWh/year) | 0.15136 | 0.15136 | 0.15136 | 0.15136 | 0.15136 | 0.15136 | 0.15136 | 0.15136 | 0.15136 | 0.15136 | 0.15136 | 0.15136 | 0.15136
Yes | SCE | Res | BldgEnv | 2022 T-24: MFNC - Restructuring - Duct Sealing and Testing | Expected | Electric Energy (GWh/year) | 0.049864 | 0.049687 | 0.049523 | 0.049371 | 0.049231 | 0.049102 | 0.048983 | 0.048873 | 0.048771 | 0.048678 | 0.048593 | 0.048514 | 0.048441
Yes | SCE | Res | BldgEnv | 2022 T-24: MFNC - Restructuring - Fenestration Properties | Expected | Electric Energy (GWh/year) | -0.038263 | -0.037334 | -0.036367 | -0.035363 | -0.034327 | -0.033261 | -0.032171 | -0.031062 | -0.029938 | -0.028805 | -0.02767 | -0.026539 | -0.025416
Yes | SCE | Res | BldgEnv | 2022 T-24: MFNC - Restructuring - Roof Assemblies | Expected | Electric Energy (GWh/year) | 0.027456 | 0.027456 | 0.027456 | 0.027456 | 0.027456 | 0.027456 | 0.027456 | 0.027456 | 0.027456 | 0.027456 | 0.027456 | 0.027456 | 0.027456
Yes | SCE | Res | BldgEnv | 2022 T-24: MFNC - Restructuring - Wall U-Factor | Expected | Electric Energy (GWh/year) | 0.0065248 | 0.0065248 | 0.0065248 | 0.0065248 | 0.0065248 | 0.0065248 | 0.0065248 | 0.0065248 | 0.0065248 | 0.0065248 | 0.0065248 | 0.0065248 | 0.0065248
Yes | SCE | Res | BldgEnv | 2025 T-24: Multifamily Envelope - Cool Roof Improvements (New Construction + Additions) | Expected | Electric Energy (GWh/year) | 0 | 0.029144 | 0.11558 | 0.11553 | 0.11548 | 0.11544 | 0.11539 | 0.11534 | 0.11529 | 0.11524 | 0.1152 | 0.11515 | 0.1151
Yes | SCE | Res | BldgEnv | 2025 T-24: Multifamily Envelope - High Performance Windows (New Construction + Additions) | Expected | Electric Energy (GWh/year) | 0 | 0.0023435 | 0.0086552 | 0.0080173 | 0.0073901 | 0.0067794 | 0.0061903 | 0.0056273 | 0.0050938 | 0.0045925 | 0.004125 | 0.0036922 | 0.0032942
Yes | SCE | Res | BldgEnv | 2025 T-24: Multifamily Envelope - Window Alterations (Alterations) | Expected | Electric Energy (GWh/year) | 0 | -0.01284 | -0.013632 | -0.013232 | -0.012832 | -0.012433 | -0.012035 | -0.01164 | -0.011247 | -0.010858 | -0.010473 | -0.010093 | -0.0097184
Yes | SCE | Res | BldgEnv | 2025 T-24: Multifamily Restructuring - Slab Perimeter Insulation (New Construction + Additions) | Expected | Electric Energy (GWh/year) | 0 | -2.4551e-07 | -9.4633e-07 | -9.1857e-07 | -8.9081e-07 | -8.631e-07 | -8.3549e-07 | -8.0803e-07 | -7.8077e-07 | -7.5376e-07 | -7.2704e-07 | -7.0065e-07 | -6.7464e-07
Yes | SCE | Res | BldgEnv | 2019 T-24: RA(MF)-Envelope-QII | Expected | Electric Energy (GWh/year) |  | 0.0026807 | 0.0024727 | 0.0022383 | 0.0019842 | 0.0017205 | 0.0014588 | 0.0012102 | 0.00098381 | 0.00078543 | 0.00061735 | 0.00047895 | 0.00036766
Yes | SCE | Res | BldgEnv | 2019 T-24: RA(MF)-Envelope-Windows and Doors | Expected | Electric Energy (GWh/year) |  | 0.049461 | 0.045623 | 0.041297 | 0.03661 | 0.031745 | 0.026915 | 0.022329 | 0.018152 | 0.014492 | 0.01139 | 0.0088369 | 0.0067836
Yes | SCE | Res | BldgEnv | 2019 T-24: RA(SF)-Envelope-High Performance Walls | Expected | Electric Energy (GWh/year) |  | 0.0076751 | 0.0070796 | 0.0064083 | 0.005681 | 0.004926 | 0.0041766 | 0.0034649 | 0.0028167 | 0.0022488 | 0.0017675 | 0.0013713 | 0.0010527
Yes | SCE | Res | BldgEnv | 2019 T-24: RA(SF)-Envelope-QII | Expected | Electric Energy (GWh/year) |  | 0.011115 | 0.010253 | 0.0092807 | 0.0082273 | 0.007134 | 0.0060487 | 0.0050179 | 0.0040793 | 0.0032567 | 0.0025598 | 0.0019859 | 0.0015245
Yes | SCE | Res | BldgEnv | 2019 T-24: RA(SF)-Envelope-Windows and Doors | Expected | Electric Energy (GWh/year) |  | 0.11629 | 0.10727 | 0.097097 | 0.086076 | 0.074638 | 0.063283 | 0.052499 | 0.042678 | 0.034072 | 0.026781 | 0.020777 | 0.015949
Yes | SCE | Res | BldgEnv | 2019 T-24: RNC(MF)-Envelope-High Performance Attics | Expected | Electric Energy (GWh/year) |  | 0.032581 | 0.030054 | 0.027204 | 0.024116 | 0.020911 | 0.01773 | 0.014709 | 0.011957 | 0.0095462 | 0.0075033 | 0.0058212 | 0.0044686
Yes | SCE | Res | BldgEnv | 2019 T-24: RNC(MF)-Envelope-QII | Expected | Electric Energy (GWh/year) |  | 0.086996 | 0.080246 | 0.072637 | 0.064393 | 0.055836 | 0.047341 | 0.039274 | 0.031927 | 0.025489 | 0.020035 | 0.015543 | 0.011932
Yes | SCE | Res | BldgEnv | 2019 T-24: RNC(MF)-Envelope-Windows and Doors | Expected | Electric Energy (GWh/year) |  | 0.086677 | 0.079952 | 0.072371 | 0.064157 | 0.055631 | 0.047168 | 0.03913 | 0.03181 | 0.025396 | 0.019961 | 0.015486 | 0.011888
Yes | SCE | Res | BldgEnv | 2019 T-24: RNC(SF)-Envelope-High Performance Attics | Expected | Electric Energy (GWh/year) |  | 0.18635 | 0.1719 | 0.1556 | 0.13794 | 0.11961 | 0.10141 | 0.084129 | 0.068392 | 0.054601 | 0.042916 | 0.033295 | 0.025559
Yes | SCE | Res | BldgEnv | 2019 T-24: RNC(SF)-Envelope-High Performance Walls | Expected | Electric Energy (GWh/year) |  | 0.13916 | 0.12837 | 0.11619 | 0.10301 | 0.089317 | 0.075729 | 0.062824 | 0.051072 | 0.040774 | 0.032048 | 0.024864 | 0.019086
Yes | SCE | Res | BldgEnv | 2019 T-24: RNC(SF)-Envelope-QII | Expected | Electric Energy (GWh/year) |  | 0.5337 | 0.4923 | 0.44562 | 0.39504 | 0.34254 | 0.29043 | 0.24094 | 0.19587 | 0.15637 | 0.12291 | 0.095355 | 0.073198
Yes | SCE | Res | BldgEnv | 2019 T-24: RNC(SF)-Envelope-Windows and Doors | Expected | Electric Energy (GWh/year) |  | 0.30152 | 0.27813 | 0.25176 | 0.22318 | 0.19352 | 0.16408 | 0.13612 | 0.11066 | 0.088344 | 0.069438 | 0.053872 | 0.041354
Yes | SCE | Res | BldgEnv | 2022 T-24: SFA - Cool roof for low-sloped roof | Expected | Electric Energy (GWh/year) |  | 8.1381 | 7.9902 | 7.8689 | 7.7716 | 7.6951 | 7.6357 | 7.5902 | 7.5555 | 7.5294 | 7.5097 | 7.495 | 7.484
Yes | SCE | Res | BldgEnv | 2022 T-24: SFA - Cool roof for steep-sloped roofs | Expected | Electric Energy (GWh/year) |  | 1.0358 | 1.0148 | 0.99579 | 0.97906 | 0.96464 | 0.95245 | 0.9423 | 0.93396 | 0.92718 | 0.92172 | 0.91735 | 0.91387
Yes | SCE | Res | BldgEnv | 2022 T-24: SFA - Prescriptive attic insulation for alterations | Expected | Electric Energy (GWh/year) |  | 1.2535 | 1.2523 | 1.2511 | 1.25 | 1.2488 | 1.2476 | 1.2465 | 1.2453 | 1.2441 | 1.2429 | 1.2418 | 1.2406
Yes | SCE | Res | BldgEnv | 2022 T-24: SFA - Roof deck insulation for low-sloped roofs | Expected | Electric Energy (GWh/year) |  | 5.937 | 5.7651 | 5.5981 | 5.4379 | 5.2865 | 5.1451 | 5.0145 | 4.8954 | 4.7877 | 4.6912 | 4.6055 | 4.5299
Yes | SCE | Res | BldgEnv | 2022 T-24: SFNC - Prescriptive attic insulation for additions | Expected | Electric Energy (GWh/year) |  | 0.0023188 | 0.0022775 | 0.0022442 | 0.0022175 | 0.0021961 | 0.0021793 | 0.0021659 | 0.0021554 | 0.0021472 | 0.0021407 | 0.0021357 | 0.0021318
Yes | SCE | Res | BldgEnv | 2025 T-24: Single Family High-Performance Envelope - High-Performance Windows (Alterations) | Expected | Electric Energy (GWh/year) |  | -0.012828 | -0.014 | -0.013981 | -0.013961 | -0.013941 | -0.013921 | -0.013901 | -0.01388 | -0.013859 | -0.013838 | -0.013817 | -0.013795
Yes | SCE | Res | BldgEnv | 2025 T-24: Single Family High-Performance Envelope - High-Performance Windows (New Construction + Additions) | Expected | Electric Energy (GWh/year) |  | 0.20117 | 0.39852 | 0.39797 | 0.39741 | 0.39684 | 0.39627 | 0.39569 | 0.39511 | 0.39452 | 0.39392 | 0.39331 | 0.3927
Yes | SCE | Res | BldgEnv | 2008 T-24: Residential Fenestration | Possible | Electric Energy (GWh/year) | 0.29779 | 0.29674 | 0.29597 | 0.29539 | 0.29497 | 0.29466 | 0.29427 | 0.29393 | 0.29356 | 0.29321 | 0.29284 | 0.29249 | 0.29213
Yes | SCE | Res | BldgEnv | 2008 T-24: Site Built Fenestration | Possible | Electric Energy (GWh/year) | 0.22493 | 0.22476 | 0.22465 | 0.22457 | 0.22452 | 0.22448 | 0.22443 | 0.22439 | 0.22434 | 0.2243 | 0.22426 | 0.22421 | 0.22417
Yes | SCE | Res | BldgEnv | 2005 T-24: Window replacement | Possible | Electric Energy (GWh/year) | 0 | 0 | 0 | 0 | 0 | 0 | 0 | 0 | 0 | 0 | 0 | 0 | 0
Yes | SCE | Res | BldgEnv | 2022 T-24: MFA - Restructuring - Fenestration Properties | Possible | Electric Energy (GWh/year) | 0.66366 | 0.64756 | 0.63078 | 0.61337 | 0.59539 | 0.57691 | 0.558 | 0.53876 | 0.51927 | 0.49963 | 0.47994 | 0.46031 | 0.44083
Yes | SCE | Res | BldgEnv | 2022 T-24: MFA - Restructuring - Roof Assemblies | Possible | Electric Energy (GWh/year) | 0.15136 | 0.15136 | 0.15136 | 0.15136 | 0.15136 | 0.15136 | 0.15136 | 0.15136 | 0.15136 | 0.15136 | 0.15136 | 0.15136 | 0.15136
Yes | SCE | Res | BldgEnv | 2022 T-24: MFNC - Restructuring - Duct Sealing and Testing | Possible | Electric Energy (GWh/year) | 0.049864 | 0.049687 | 0.049523 | 0.049371 | 0.049231 | 0.049102 | 0.048983 | 0.048873 | 0.048771 | 0.048678 | 0.048593 | 0.048514 | 0.048441
Yes | SCE | Res | BldgEnv | 2022 T-24: MFNC - Restructuring - Fenestration Properties | Possible | Electric Energy (GWh/year) | -0.038263 | -0.037334 | -0.036367 | -0.035363 | -0.034327 | -0.033261 | -0.032171 | -0.031062 | -0.029938 | -0.028805 | -0.02767 | -0.026539 | -0.025416
Yes | SCE | Res | BldgEnv | 2022 T-24: MFNC - Restructuring - Roof Assemblies | Possible | Electric Energy (GWh/year) | 0.027456 | 0.027456 | 0.027456 | 0.027456 | 0.027456 | 0.027456 | 0.027456 | 0.027456 | 0.027456 | 0.027456 | 0.027456 | 0.027456 | 0.027456
Yes | SCE | Res | BldgEnv | 2022 T-24: MFNC - Restructuring - Wall U-Factor | Possible | Electric Energy (GWh/year) | 0.0065248 | 0.0065248 | 0.0065248 | 0.0065248 | 0.0065248 | 0.0065248 | 0.0065248 | 0.0065248 | 0.0065248 | 0.0065248 | 0.0065248 | 0.0065248 | 0.0065248
Yes | SCE | Res | BldgEnv | 2025 T-24: Multifamily Envelope - Cool Roof Improvements (New Construction + Additions) | Possible | Electric Energy (GWh/year) | 0 | 0.029144 | 0.11558 | 0.11553 | 0.11548 | 0.11544 | 0.11539 | 0.11534 | 0.11529 | 0.11524 | 0.1152 | 0.11515 | 0.1151
Yes | SCE | Res | BldgEnv | 2025 T-24: Multifamily Envelope - High Performance Windows (New Construction + Additions) | Possible | Electric Energy (GWh/year) | 0 | 0.0023435 | 0.0086552 | 0.0080173 | 0.0073901 | 0.0067794 | 0.0061903 | 0.0056273 | 0.0050938 | 0.0045925 | 0.004125 | 0.0036922 | 0.0032942
Yes | SCE | Res | BldgEnv | 2025 T-24: Multifamily Envelope - Window Alterations (Alterations) | Possible | Electric Energy (GWh/year) | 0 | -0.01284 | -0.013632 | -0.013232 | -0.012832 | -0.012433 | -0.012035 | -0.01164 | -0.011247 | -0.010858 | -0.010473 | -0.010093 | -0.0097184
Yes | SCE | Res | BldgEnv | 2025 T-24: Multifamily Restructuring - Slab Perimeter Insulation (New Construction + Additions) | Possible | Electric Energy (GWh/year) | 0 | -2.4551e-07 | -9.4633e-07 | -9.1857e-07 | -8.9081e-07 | -8.631e-07 | -8.3549e-07 | -8.0803e-07 | -7.8077e-07 | -7.5376e-07 | -7.2704e-07 | -7.0065e-07 | -6.7464e-07
Yes | SCE | Res | BldgEnv | 2019 T-24: RA(MF)-Envelope-QII | Possible | Electric Energy (GWh/year) |  | 0.0026807 | 0.0024727 | 0.0022383 | 0.0019842 | 0.0017205 | 0.0014588 | 0.0012102 | 0.00098381 | 0.00078543 | 0.00061735 | 0.00047895 | 0.00036766
Yes | SCE | Res | BldgEnv | 2019 T-24: RA(MF)-Envelope-Windows and Doors | Possible | Electric Energy (GWh/year) |  | 0.049461 | 0.045623 | 0.041297 | 0.03661 | 0.031745 | 0.026915 | 0.022329 | 0.018152 | 0.014492 | 0.01139 | 0.0088369 | 0.0067836
Yes | SCE | Res | BldgEnv | 2019 T-24: RA(SF)-Envelope-High Performance Walls | Possible | Electric Energy (GWh/year) |  | 0.0076751 | 0.0070796 | 0.0064083 | 0.005681 | 0.004926 | 0.0041766 | 0.0034649 | 0.0028167 | 0.0022488 | 0.0017675 | 0.0013713 | 0.0010527
Yes | SCE | Res | BldgEnv | 2019 T-24: RA(SF)-Envelope-QII | Possible | Electric Energy (GWh/year) |  | 0.011115 | 0.010253 | 0.0092807 | 0.0082273 | 0.007134 | 0.0060487 | 0.0050179 | 0.0040793 | 0.0032567 | 0.0025598 | 0.0019859 | 0.0015245
Yes | SCE | Res | BldgEnv | 2019 T-24: RA(SF)-Envelope-Windows and Doors | Possible | Electric Energy (GWh/year) |  | 0.11629 | 0.10727 | 0.097097 | 0.086076 | 0.074638 | 0.063283 | 0.052499 | 0.042678 | 0.034072 | 0.026781 | 0.020777 | 0.015949
Yes | SCE | Res | BldgEnv | 2019 T-24: RNC(MF)-Envelope-High Performance Attics | Possible | Electric Energy (GWh/year) |  | 0.032581 | 0.030054 | 0.027204 | 0.024116 | 0.020911 | 0.01773 | 0.014709 | 0.011957 | 0.0095462 | 0.0075033 | 0.0058212 | 0.0044686
Yes | SCE | Res | BldgEnv | 2019 T-24: RNC(MF)-Envelope-QII | Possible | Electric Energy (GWh/year) |  | 0.086996 | 0.080246 | 0.072637 | 0.064393 | 0.055836 | 0.047341 | 0.039274 | 0.031927 | 0.025489 | 0.020035 | 0.015543 | 0.011932
Yes | SCE | Res | BldgEnv | 2019 T-24: RNC(MF)-Envelope-Windows and Doors | Possible | Electric Energy (GWh/year) |  | 0.086677 | 0.079952 | 0.072371 | 0.064157 | 0.055631 | 0.047168 | 0.03913 | 0.03181 | 0.025396 | 0.019961 | 0.015486 | 0.011888
Yes | SCE | Res | BldgEnv | 2019 T-24: RNC(SF)-Envelope-High Performance Attics | Possible | Electric Energy (GWh/year) |  | 0.18635 | 0.1719 | 0.1556 | 0.13794 | 0.11961 | 0.10141 | 0.084129 | 0.068392 | 0.054601 | 0.042916 | 0.033295 | 0.025559
Yes | SCE | Res | BldgEnv | 2019 T-24: RNC(SF)-Envelope-High Performance Walls | Possible | Electric Energy (GWh/year) |  | 0.13916 | 0.12837 | 0.11619 | 0.10301 | 0.089317 | 0.075729 | 0.062824 | 0.051072 | 0.040774 | 0.032048 | 0.024864 | 0.019086
Yes | SCE | Res | BldgEnv | 2019 T-24: RNC(SF)-Envelope-QII | Possible | Electric Energy (GWh/year) |  | 0.5337 | 0.4923 | 0.44562 | 0.39504 | 0.34254 | 0.29043 | 0.24094 | 0.19587 | 0.15637 | 0.12291 | 0.095355 | 0.073198
Yes | SCE | Res | BldgEnv | 2019 T-24: RNC(SF)-Envelope-Windows and Doors | Possible | Electric Energy (GWh/year) |  | 0.30152 | 0.27813 | 0.25176 | 0.22318 | 0.19352 | 0.16408 | 0.13612 | 0.11066 | 0.088344 | 0.069438 | 0.053872 | 0.041354
Yes | SCE | Res | BldgEnv | 2022 T-24: SFA - Cool roof for low-sloped roof | Possible | Electric Energy (GWh/year) |  | 8.1381 | 7.9902 | 7.8689 | 7.7716 | 7.6951 | 7.6357 | 7.5902 | 7.5555 | 7.5294 | 7.5097 | 7.495 | 7.484
Yes | SCE | Res | BldgEnv | 2022 T-24: SFA - Cool roof for steep-sloped roofs | Possible | Electric Energy (GWh/year) |  | 1.0358 | 1.0148 | 0.99579 | 0.97906 | 0.96464 | 0.95245 | 0.9423 | 0.93396 | 0.92718 | 0.92172 | 0.91735 | 0.91387
Yes | SCE | Res | BldgEnv | 2022 T-24: SFA - Prescriptive attic insulation for alterations | Possible | Electric Energy (GWh/year) |  | 1.2535 | 1.2523 | 1.2511 | 1.25 | 1.2488 | 1.2476 | 1.2465 | 1.2453 | 1.2441 | 1.2429 | 1.2418 | 1.2406
Yes | SCE | Res | BldgEnv | 2022 T-24: SFA - Roof deck insulation for low-sloped roofs | Possible | Electric Energy (GWh/year) |  | 5.937 | 5.7651 | 5.5981 | 5.4379 | 5.2865 | 5.1451 | 5.0145 | 4.8954 | 4.7877 | 4.6912 | 4.6055 | 4.5299
Yes | SCE | Res | BldgEnv | 2022 T-24: SFNC - Prescriptive attic insulation for additions | Possible | Electric Energy (GWh/year) |  | 0.0023188 | 0.0022775 | 0.0022442 | 0.0022175 | 0.0021961 | 0.0021793 | 0.0021659 | 0.0021554 | 0.0021472 | 0.0021407 | 0.0021357 | 0.0021318
Yes | SCE | Res | BldgEnv | 2025 T-24: Single Family High-Performance Envelope - High-Performance Windows (Alterations) | Possible | Electric Energy (GWh/year) |  | -0.012828 | -0.014 | -0.013981 | -0.013961 | -0.013941 | -0.013921 | -0.013901 | -0.01388 | -0.013859 | -0.013838 | -0.013817 | -0.013795
Yes | SCE | Res | BldgEnv | 2025 T-24: Single Family High-Performance Envelope - High-Performance Windows (New Construction + Additions) | Possible | Electric Energy (GWh/year) |  | 0.20117 | 0.39852 | 0.39797 | 0.39741 | 0.39684 | 0.39627 | 0.39569 | 0.39511 | 0.39452 | 0.39392 | 0.39331 | 0.3927
Yes | SDG&E | Res | BldgEnv | 2008 T-24: Residential Fenestration | On-the-books | Electric Energy (GWh/year) | 0.060986 | 0.060772 | 0.060613 | 0.060496 | 0.060409 | 0.060345 | 0.060265 | 0.060196 | 0.06012 | 0.060048 | 0.059974 | 0.059901 | 0.059827
Yes | SDG&E | Res | BldgEnv | 2008 T-24: Site Built Fenestration | On-the-books | Electric Energy (GWh/year) | 0.046065 | 0.046031 | 0.046007 | 0.045991 | 0.04598 | 0.045973 | 0.045963 | 0.045955 | 0.045945 | 0.045936 | 0.045927 | 0.045918 | 0.045909
Yes | SDG&E | Res | BldgEnv | 2005 T-24: Window replacement | On-the-books | Electric Energy (GWh/year) | 0 | 0 | 0 | 0 | 0 | 0 | 0 | 0 | 0 | 0 | 0 | 0 | 0
Yes | SDG&E | Res | BldgEnv | 2022 T-24: MFA - Restructuring - Fenestration Properties | On-the-books | Electric Energy (GWh/year) | 0.13592 | 0.13262 | 0.12918 | 0.12562 | 0.12193 | 0.11815 | 0.11428 | 0.11034 | 0.10634 | 0.10232 | 0.09829 | 0.094269 | 0.090281
Yes | SDG&E | Res | BldgEnv | 2022 T-24: MFA - Restructuring - Roof Assemblies | On-the-books | Electric Energy (GWh/year) | 0.030998 | 0.030998 | 0.030998 | 0.030998 | 0.030998 | 0.030998 | 0.030998 | 0.030998 | 0.030998 | 0.030998 | 0.030998 | 0.030998 | 0.030998
Yes | SDG&E | Res | BldgEnv | 2022 T-24: MFNC - Restructuring - Duct Sealing and Testing | On-the-books | Electric Energy (GWh/year) | 0.010212 | 0.010176 | 0.010142 | 0.010111 | 0.010082 | 0.010056 | 0.010031 | 0.010009 | 0.0099882 | 0.0099692 | 0.0099516 | 0.0099355 | 0.0099206
Yes | SDG&E | Res | BldgEnv | 2022 T-24: MFNC - Restructuring - Fenestration Properties | On-the-books | Electric Energy (GWh/year) | -0.0078361 | -0.007646 | -0.0074479 | -0.0072423 | -0.00703 | -0.0068118 | -0.0065886 | -0.0063613 | -0.0061312 | -0.0058993 | -0.0056668 | -0.005435 | -0.005205
Yes | SDG&E | Res | BldgEnv | 2022 T-24: MFNC - Restructuring - Roof Assemblies | On-the-books | Electric Energy (GWh/year) | 0.0056229 | 0.0056229 | 0.0056229 | 0.0056229 | 0.0056229 | 0.0056229 | 0.0056229 | 0.0056229 | 0.0056229 | 0.0056229 | 0.0056229 | 0.0056229 | 0.0056229
Yes | SDG&E | Res | BldgEnv | 2022 T-24: MFNC - Restructuring - Wall U-Factor | On-the-books | Electric Energy (GWh/year) | 0.0013363 | 0.0013363 | 0.0013363 | 0.0013363 | 0.0013363 | 0.0013363 | 0.0013363 | 0.0013363 | 0.0013363 | 0.0013363 | 0.0013363 | 0.0013363 | 0.0013363
Yes | SDG&E | Res | BldgEnv | 2025 T-24: Multifamily Envelope - Cool Roof Improvements (New Construction + Additions) | On-the-books | Electric Energy (GWh/year) | 0 | 0.0059686 | 0.02367 | 0.023661 | 0.023651 | 0.023641 | 0.023631 | 0.023621 | 0.023612 | 0.023602 | 0.023592 | 0.023582 | 0.023572
Yes | SDG&E | Res | BldgEnv | 2025 T-24: Multifamily Envelope - High Performance Windows (New Construction + Additions) | On-the-books | Electric Energy (GWh/year) | 0 | 0.00047995 | 0.0017726 | 0.0016419 | 0.0015135 | 0.0013884 | 0.0012678 | 0.0011525 | 0.0010432 | 0.00094052 | 0.00084478 | 0.00075615 | 0.00067464
Yes | SDG&E | Res | BldgEnv | 2025 T-24: Multifamily Envelope - Window Alterations (Alterations) | On-the-books | Electric Energy (GWh/year) | 0 | -0.0026295 | -0.0027918 | -0.0027099 | -0.002628 | -0.0025463 | -0.0024648 | -0.0023838 | -0.0023034 | -0.0022237 | -0.0021449 | -0.002067 | -0.0019903
Yes | SDG&E | Res | BldgEnv | 2025 T-24: Multifamily Restructuring - Slab Perimeter Insulation (New Construction + Additions) | On-the-books | Electric Energy (GWh/year) | 0 | -5.028e-08 | -1.9381e-07 | -1.8812e-07 | -1.8244e-07 | -1.7676e-07 | -1.7111e-07 | -1.6548e-07 | -1.599e-07 | -1.5437e-07 | -1.489e-07 | -1.4349e-07 | -1.3817e-07
Yes | SDG&E | Res | BldgEnv | 2019 T-24: RA(MF)-Envelope-QII | On-the-books | Electric Energy (GWh/year) |  | 0.000549 | 0.00050641 | 0.00045839 | 0.00040636 | 0.00035236 | 0.00029875 | 0.00024784 | 0.00020148 | 0.00016085 | 0.00012643 | 9.8088e-05 | 7.5296e-05
Yes | SDG&E | Res | BldgEnv | 2019 T-24: RA(MF)-Envelope-Windows and Doors | On-the-books | Electric Energy (GWh/year) |  | 0.010129 | 0.0093435 | 0.0084575 | 0.0074976 | 0.0065013 | 0.0055122 | 0.0045728 | 0.0037175 | 0.0029679 | 0.0023327 | 0.0018098 | 0.0013893
Yes | SDG&E | Res | BldgEnv | 2019 T-24: RA(SF)-Envelope-High Performance Walls | On-the-books | Electric Energy (GWh/year) |  | 0.0015718 | 0.0014499 | 0.0013124 | 0.0011634 | 0.0010088 | 0.00085536 | 0.00070959 | 0.00057686 | 0.00046054 | 0.00036198 | 0.00028083 | 0.00021558
Yes | SDG&E | Res | BldgEnv | 2019 T-24: RA(SF)-Envelope-QII | On-the-books | Electric Energy (GWh/year) |  | 0.0022764 | 0.0020998 | 0.0019007 | 0.0016849 | 0.001461 | 0.0012388 | 0.0010277 | 0.00083542 | 0.00066697 | 0.00052423 | 0.00040671 | 0.00031221
Yes | SDG&E | Res | BldgEnv | 2019 T-24: RA(SF)-Envelope-Windows and Doors | On-the-books | Electric Energy (GWh/year) |  | 0.023816 | 0.021968 | 0.019885 | 0.017628 | 0.015286 | 0.01296 | 0.010752 | 0.0087404 | 0.0069779 | 0.0054847 | 0.0042551 | 0.0032664
Yes | SDG&E | Res | BldgEnv | 2019 T-24: RNC(MF)-Envelope-High Performance Attics | On-the-books | Electric Energy (GWh/year) |  | 0.0066726 | 0.0061549 | 0.0055713 | 0.0049389 | 0.0042826 | 0.0036311 | 0.0030123 | 0.0024488 | 0.001955 | 0.0015366 | 0.0011922 | 0.00091515
Yes | SDG&E | Res | BldgEnv | 2019 T-24: RNC(MF)-Envelope-QII | On-the-books | Electric Energy (GWh/year) |  | 0.017816 | 0.016434 | 0.014876 | 0.013187 | 0.011435 | 0.0096953 | 0.0080431 | 0.0065386 | 0.0052201 | 0.004103 | 0.0031832 | 0.0024436
Yes | SDG&E | Res | BldgEnv | 2019 T-24: RNC(MF)-Envelope-Windows and Doors | On-the-books | Electric Energy (GWh/year) |  | 0.017751 | 0.016374 | 0.014821 | 0.013139 | 0.011393 | 0.0096598 | 0.0080136 | 0.0065146 | 0.005201 | 0.004088 | 0.0031715 | 0.0024346
Yes | SDG&E | Res | BldgEnv | 2019 T-24: RNC(SF)-Envelope-High Performance Attics | On-the-books | Electric Energy (GWh/year) |  | 0.038165 | 0.035204 | 0.031866 | 0.028249 | 0.024495 | 0.020769 | 0.017229 | 0.014006 | 0.011182 | 0.0087891 | 0.0068188 | 0.0052344
Yes | SDG&E | Res | BldgEnv | 2019 T-24: RNC(SF)-Envelope-High Performance Walls | On-the-books | Electric Energy (GWh/year) |  | 0.0285 | 0.026289 | 0.023796 | 0.021095 | 0.018292 | 0.015509 | 0.012866 | 0.010459 | 0.0083503 | 0.0065634 | 0.005092 | 0.0039088
Yes | SDG&E | Res | BldgEnv | 2019 T-24: RNC(SF)-Envelope-QII | On-the-books | Electric Energy (GWh/year) |  | 0.1093 | 0.10082 | 0.091261 | 0.080903 | 0.070152 | 0.059479 | 0.049343 | 0.040113 | 0.032025 | 0.025171 | 0.019528 | 0.014991
Yes | SDG&E | Res | BldgEnv | 2019 T-24: RNC(SF)-Envelope-Windows and Doors | On-the-books | Electric Energy (GWh/year) |  | 0.061751 | 0.05696 | 0.051559 | 0.045707 | 0.039633 | 0.033603 | 0.027877 | 0.022662 | 0.018093 | 0.014221 | 0.011033 | 0.0084692
Yes | SDG&E | Res | BldgEnv | 2022 T-24: SFA - Cool roof for low-sloped roof | On-the-books | Electric Energy (GWh/year) |  | 1.6667 | 1.6364 | 1.6115 | 1.5916 | 1.5759 | 1.5638 | 1.5544 | 1.5473 | 1.542 | 1.538 | 1.5349 | 1.5327
Yes | SDG&E | Res | BldgEnv | 2022 T-24: SFA - Cool roof for steep-sloped roofs | On-the-books | Electric Energy (GWh/year) |  | 0.21214 | 0.20783 | 0.20394 | 0.20051 | 0.19756 | 0.19506 | 0.19298 | 0.19127 | 0.18988 | 0.18876 | 0.18787 | 0.18716
Yes | SDG&E | Res | BldgEnv | 2022 T-24: SFA - Prescriptive attic insulation for alterations | On-the-books | Electric Energy (GWh/year) |  | 0.2567 | 0.25647 | 0.25623 | 0.25599 | 0.25575 | 0.25551 | 0.25527 | 0.25503 | 0.25479 | 0.25455 | 0.25431 | 0.25407
Yes | SDG&E | Res | BldgEnv | 2022 T-24: SFA - Roof deck insulation for low-sloped roofs | On-the-books | Electric Energy (GWh/year) |  | 1.2159 | 1.1807 | 1.1465 | 1.1137 | 1.0827 | 1.0537 | 1.027 | 1.0026 | 0.9805 | 0.96075 | 0.94319 | 0.92771
Yes | SDG&E | Res | BldgEnv | 2022 T-24: SFNC - Prescriptive attic insulation for additions | On-the-books | Electric Energy (GWh/year) |  | 0.00047488 | 0.00046643 | 0.0004596 | 0.00045413 | 0.00044976 | 0.00044631 | 0.00044358 | 0.00044143 | 0.00043974 | 0.00043842 | 0.00043738 | 0.00043658
Yes | SDG&E | Res | BldgEnv | 2025 T-24: Single Family High-Performance Envelope - High-Performance Windows (Alterations) | On-the-books | Electric Energy (GWh/year) |  | -0.0026272 | -0.0028671 | -0.0028632 | -0.0028592 | -0.0028551 | -0.002851 | -0.0028468 | -0.0028426 | -0.0028383 | -0.002834 | -0.0028297 | -0.0028252
Yes | SDG&E | Res | BldgEnv | 2025 T-24: Single Family High-Performance Envelope - High-Performance Windows (New Construction + Additions) | On-the-books | Electric Energy (GWh/year) |  | 0.041199 | 0.081615 | 0.081502 | 0.081388 | 0.081272 | 0.081155 | 0.081037 | 0.080917 | 0.080796 | 0.080673 | 0.080549 | 0.080423
Yes | SDG&E | Res | BldgEnv | 2008 T-24: Residential Fenestration | Expected | Electric Energy (GWh/year) | 0.060986 | 0.060772 | 0.060613 | 0.060496 | 0.060409 | 0.060345 | 0.060265 | 0.060196 | 0.06012 | 0.060048 | 0.059974 | 0.059901 | 0.059827
Yes | SDG&E | Res | BldgEnv | 2008 T-24: Site Built Fenestration | Expected | Electric Energy (GWh/year) | 0.046065 | 0.046031 | 0.046007 | 0.045991 | 0.04598 | 0.045973 | 0.045963 | 0.045955 | 0.045945 | 0.045936 | 0.045927 | 0.045918 | 0.045909
Yes | SDG&E | Res | BldgEnv | 2005 T-24: Window replacement | Expected | Electric Energy (GWh/year) | 0 | 0 | 0 | 0 | 0 | 0 | 0 | 0 | 0 | 0 | 0 | 0 | 0
Yes | SDG&E | Res | BldgEnv | 2022 T-24: MFA - Restructuring - Fenestration Properties | Expected | Electric Energy (GWh/year) | 0.13592 | 0.13262 | 0.12918 | 0.12562 | 0.12193 | 0.11815 | 0.11428 | 0.11034 | 0.10634 | 0.10232 | 0.09829 | 0.094269 | 0.090281
Yes | SDG&E | Res | BldgEnv | 2022 T-24: MFA - Restructuring - Roof Assemblies | Expected | Electric Energy (GWh/year) | 0.030998 | 0.030998 | 0.030998 | 0.030998 | 0.030998 | 0.030998 | 0.030998 | 0.030998 | 0.030998 | 0.030998 | 0.030998 | 0.030998 | 0.030998
Yes | SDG&E | Res | BldgEnv | 2022 T-24: MFNC - Restructuring - Duct Sealing and Testing | Expected | Electric Energy (GWh/year) | 0.010212 | 0.010176 | 0.010142 | 0.010111 | 0.010082 | 0.010056 | 0.010031 | 0.010009 | 0.0099882 | 0.0099692 | 0.0099516 | 0.0099355 | 0.0099206
Yes | SDG&E | Res | BldgEnv | 2022 T-24: MFNC - Restructuring - Fenestration Properties | Expected | Electric Energy (GWh/year) | -0.0078361 | -0.007646 | -0.0074479 | -0.0072423 | -0.00703 | -0.0068118 | -0.0065886 | -0.0063613 | -0.0061312 | -0.0058993 | -0.0056668 | -0.005435 | -0.005205
Yes | SDG&E | Res | BldgEnv | 2022 T-24: MFNC - Restructuring - Roof Assemblies | Expected | Electric Energy (GWh/year) | 0.0056229 | 0.0056229 | 0.0056229 | 0.0056229 | 0.0056229 | 0.0056229 | 0.0056229 | 0.0056229 | 0.0056229 | 0.0056229 | 0.0056229 | 0.0056229 | 0.0056229
Yes | SDG&E | Res | BldgEnv | 2022 T-24: MFNC - Restructuring - Wall U-Factor | Expected | Electric Energy (GWh/year) | 0.0013363 | 0.0013363 | 0.0013363 | 0.0013363 | 0.0013363 | 0.0013363 | 0.0013363 | 0.0013363 | 0.0013363 | 0.0013363 | 0.0013363 | 0.0013363 | 0.0013363
Yes | SDG&E | Res | BldgEnv | 2025 T-24: Multifamily Envelope - Cool Roof Improvements (New Construction + Additions) | Expected | Electric Energy (GWh/year) | 0 | 0.0059686 | 0.02367 | 0.023661 | 0.023651 | 0.023641 | 0.023631 | 0.023621 | 0.023612 | 0.023602 | 0.023592 | 0.023582 | 0.023572
Yes | SDG&E | Res | BldgEnv | 2025 T-24: Multifamily Envelope - High Performance Windows (New Construction + Additions) | Expected | Electric Energy (GWh/year) | 0 | 0.00047995 | 0.0017726 | 0.0016419 | 0.0015135 | 0.0013884 | 0.0012678 | 0.0011525 | 0.0010432 | 0.00094052 | 0.00084478 | 0.00075615 | 0.00067464
Yes | SDG&E | Res | BldgEnv | 2025 T-24: Multifamily Envelope - Window Alterations (Alterations) | Expected | Electric Energy (GWh/year) | 0 | -0.0026295 | -0.0027918 | -0.0027099 | -0.002628 | -0.0025463 | -0.0024648 | -0.0023838 | -0.0023034 | -0.0022237 | -0.0021449 | -0.002067 | -0.0019903
Yes | SDG&E | Res | BldgEnv | 2025 T-24: Multifamily Restructuring - Slab Perimeter Insulation (New Construction + Additions) | Expected | Electric Energy (GWh/year) | 0 | -5.028e-08 | -1.9381e-07 | -1.8812e-07 | -1.8244e-07 | -1.7676e-07 | -1.7111e-07 | -1.6548e-07 | -1.599e-07 | -1.5437e-07 | -1.489e-07 | -1.4349e-07 | -1.3817e-07
Yes | SDG&E | Res | BldgEnv | 2019 T-24: RA(MF)-Envelope-QII | Expected | Electric Energy (GWh/year) |  | 0.000549 | 0.00050641 | 0.00045839 | 0.00040636 | 0.00035236 | 0.00029875 | 0.00024784 | 0.00020148 | 0.00016085 | 0.00012643 | 9.8088e-05 | 7.5296e-05
Yes | SDG&E | Res | BldgEnv | 2019 T-24: RA(MF)-Envelope-Windows and Doors | Expected | Electric Energy (GWh/year) |  | 0.010129 | 0.0093435 | 0.0084575 | 0.0074976 | 0.0065013 | 0.0055122 | 0.0045728 | 0.0037175 | 0.0029679 | 0.0023327 | 0.0018098 | 0.0013893
Yes | SDG&E | Res | BldgEnv | 2019 T-24: RA(SF)-Envelope-High Performance Walls | Expected | Electric Energy (GWh/year) |  | 0.0015718 | 0.0014499 | 0.0013124 | 0.0011634 | 0.0010088 | 0.00085536 | 0.00070959 | 0.00057686 | 0.00046054 | 0.00036198 | 0.00028083 | 0.00021558
Yes | SDG&E | Res | BldgEnv | 2019 T-24: RA(SF)-Envelope-QII | Expected | Electric Energy (GWh/year) |  | 0.0022764 | 0.0020998 | 0.0019007 | 0.0016849 | 0.001461 | 0.0012388 | 0.0010277 | 0.00083542 | 0.00066697 | 0.00052423 | 0.00040671 | 0.00031221
Yes | SDG&E | Res | BldgEnv | 2019 T-24: RA(SF)-Envelope-Windows and Doors | Expected | Electric Energy (GWh/year) |  | 0.023816 | 0.021968 | 0.019885 | 0.017628 | 0.015286 | 0.01296 | 0.010752 | 0.0087404 | 0.0069779 | 0.0054847 | 0.0042551 | 0.0032664
Yes | SDG&E | Res | BldgEnv | 2019 T-24: RNC(MF)-Envelope-High Performance Attics | Expected | Electric Energy (GWh/year) |  | 0.0066726 | 0.0061549 | 0.0055713 | 0.0049389 | 0.0042826 | 0.0036311 | 0.0030123 | 0.0024488 | 0.001955 | 0.0015366 | 0.0011922 | 0.00091515
Yes | SDG&E | Res | BldgEnv | 2019 T-24: RNC(MF)-Envelope-QII | Expected | Electric Energy (GWh/year) |  | 0.017816 | 0.016434 | 0.014876 | 0.013187 | 0.011435 | 0.0096953 | 0.0080431 | 0.0065386 | 0.0052201 | 0.004103 | 0.0031832 | 0.0024436
Yes | SDG&E | Res | BldgEnv | 2019 T-24: RNC(MF)-Envelope-Windows and Doors | Expected | Electric Energy (GWh/year) |  | 0.017751 | 0.016374 | 0.014821 | 0.013139 | 0.011393 | 0.0096598 | 0.0080136 | 0.0065146 | 0.005201 | 0.004088 | 0.0031715 | 0.0024346
Yes | SDG&E | Res | BldgEnv | 2019 T-24: RNC(SF)-Envelope-High Performance Attics | Expected | Electric Energy (GWh/year) |  | 0.038165 | 0.035204 | 0.031866 | 0.028249 | 0.024495 | 0.020769 | 0.017229 | 0.014006 | 0.011182 | 0.0087891 | 0.0068188 | 0.0052344
Yes | SDG&E | Res | BldgEnv | 2019 T-24: RNC(SF)-Envelope-High Performance Walls | Expected | Electric Energy (GWh/year) |  | 0.0285 | 0.026289 | 0.023796 | 0.021095 | 0.018292 | 0.015509 | 0.012866 | 0.010459 | 0.0083503 | 0.0065634 | 0.005092 | 0.0039088
Yes | SDG&E | Res | BldgEnv | 2019 T-24: RNC(SF)-Envelope-QII | Expected | Electric Energy (GWh/year) |  | 0.1093 | 0.10082 | 0.091261 | 0.080903 | 0.070152 | 0.059479 | 0.049343 | 0.040113 | 0.032025 | 0.025171 | 0.019528 | 0.014991
Yes | SDG&E | Res | BldgEnv | 2019 T-24: RNC(SF)-Envelope-Windows and Doors | Expected | Electric Energy (GWh/year) |  | 0.061751 | 0.05696 | 0.051559 | 0.045707 | 0.039633 | 0.033603 | 0.027877 | 0.022662 | 0.018093 | 0.014221 | 0.011033 | 0.0084692
Yes | SDG&E | Res | BldgEnv | 2022 T-24: SFA - Cool roof for low-sloped roof | Expected | Electric Energy (GWh/year) |  | 1.6667 | 1.6364 | 1.6115 | 1.5916 | 1.5759 | 1.5638 | 1.5544 | 1.5473 | 1.542 | 1.538 | 1.5349 | 1.5327
Yes | SDG&E | Res | BldgEnv | 2022 T-24: SFA - Cool roof for steep-sloped roofs | Expected | Electric Energy (GWh/year) |  | 0.21214 | 0.20783 | 0.20394 | 0.20051 | 0.19756 | 0.19506 | 0.19298 | 0.19127 | 0.18988 | 0.18876 | 0.18787 | 0.18716
Yes | SDG&E | Res | BldgEnv | 2022 T-24: SFA - Prescriptive attic insulation for alterations | Expected | Electric Energy (GWh/year) |  | 0.2567 | 0.25647 | 0.25623 | 0.25599 | 0.25575 | 0.25551 | 0.25527 | 0.25503 | 0.25479 | 0.25455 | 0.25431 | 0.25407
Yes | SDG&E | Res | BldgEnv | 2022 T-24: SFA - Roof deck insulation for low-sloped roofs | Expected | Electric Energy (GWh/year) |  | 1.2159 | 1.1807 | 1.1465 | 1.1137 | 1.0827 | 1.0537 | 1.027 | 1.0026 | 0.9805 | 0.96075 | 0.94319 | 0.92771
Yes | SDG&E | Res | BldgEnv | 2022 T-24: SFNC - Prescriptive attic insulation for additions | Expected | Electric Energy (GWh/year) |  | 0.00047488 | 0.00046643 | 0.0004596 | 0.00045413 | 0.00044976 | 0.00044631 | 0.00044358 | 0.00044143 | 0.00043974 | 0.00043842 | 0.00043738 | 0.00043658
Yes | SDG&E | Res | BldgEnv | 2025 T-24: Single Family High-Performance Envelope - High-Performance Windows (Alterations) | Expected | Electric Energy (GWh/year) |  | -0.0026272 | -0.0028671 | -0.0028632 | -0.0028592 | -0.0028551 | -0.002851 | -0.0028468 | -0.0028426 | -0.0028383 | -0.002834 | -0.0028297 | -0.0028252
Yes | SDG&E | Res | BldgEnv | 2025 T-24: Single Family High-Performance Envelope - High-Performance Windows (New Construction + Additions) | Expected | Electric Energy (GWh/year) |  | 0.041199 | 0.081615 | 0.081502 | 0.081388 | 0.081272 | 0.081155 | 0.081037 | 0.080917 | 0.080796 | 0.080673 | 0.080549 | 0.080423
Yes | SDG&E | Res | BldgEnv | 2008 T-24: Residential Fenestration | Possible | Electric Energy (GWh/year) | 0.060986 | 0.060772 | 0.060613 | 0.060496 | 0.060409 | 0.060345 | 0.060265 | 0.060196 | 0.06012 | 0.060048 | 0.059974 | 0.059901 | 0.059827
Yes | SDG&E | Res | BldgEnv | 2008 T-24: Site Built Fenestration | Possible | Electric Energy (GWh/year) | 0.046065 | 0.046031 | 0.046007 | 0.045991 | 0.04598 | 0.045973 | 0.045963 | 0.045955 | 0.045945 | 0.045936 | 0.045927 | 0.045918 | 0.045909
Yes | SDG&E | Res | BldgEnv | 2005 T-24: Window replacement | Possible | Electric Energy (GWh/year) | 0 | 0 | 0 | 0 | 0 | 0 | 0 | 0 | 0 | 0 | 0 | 0 | 0
Yes | SDG&E | Res | BldgEnv | 2022 T-24: MFA - Restructuring - Fenestration Properties | Possible | Electric Energy (GWh/year) | 0.13592 | 0.13262 | 0.12918 | 0.12562 | 0.12193 | 0.11815 | 0.11428 | 0.11034 | 0.10634 | 0.10232 | 0.09829 | 0.094269 | 0.090281
Yes | SDG&E | Res | BldgEnv | 2022 T-24: MFA - Restructuring - Roof Assemblies | Possible | Electric Energy (GWh/year) | 0.030998 | 0.030998 | 0.030998 | 0.030998 | 0.030998 | 0.030998 | 0.030998 | 0.030998 | 0.030998 | 0.030998 | 0.030998 | 0.030998 | 0.030998
Yes | SDG&E | Res | BldgEnv | 2022 T-24: MFNC - Restructuring - Duct Sealing and Testing | Possible | Electric Energy (GWh/year) | 0.010212 | 0.010176 | 0.010142 | 0.010111 | 0.010082 | 0.010056 | 0.010031 | 0.010009 | 0.0099882 | 0.0099692 | 0.0099516 | 0.0099355 | 0.0099206
Yes | SDG&E | Res | BldgEnv | 2022 T-24: MFNC - Restructuring - Fenestration Properties | Possible | Electric Energy (GWh/year) | -0.0078361 | -0.007646 | -0.0074479 | -0.0072423 | -0.00703 | -0.0068118 | -0.0065886 | -0.0063613 | -0.0061312 | -0.0058993 | -0.0056668 | -0.005435 | -0.005205
Yes | SDG&E | Res | BldgEnv | 2022 T-24: MFNC - Restructuring - Roof Assemblies | Possible | Electric Energy (GWh/year) | 0.0056229 | 0.0056229 | 0.0056229 | 0.0056229 | 0.0056229 | 0.0056229 | 0.0056229 | 0.0056229 | 0.0056229 | 0.0056229 | 0.0056229 | 0.0056229 | 0.0056229
Yes | SDG&E | Res | BldgEnv | 2022 T-24: MFNC - Restructuring - Wall U-Factor | Possible | Electric Energy (GWh/year) | 0.0013363 | 0.0013363 | 0.0013363 | 0.0013363 | 0.0013363 | 0.0013363 | 0.0013363 | 0.0013363 | 0.0013363 | 0.0013363 | 0.0013363 | 0.0013363 | 0.0013363
Yes | SDG&E | Res | BldgEnv | 2025 T-24: Multifamily Envelope - Cool Roof Improvements (New Construction + Additions) | Possible | Electric Energy (GWh/year) | 0 | 0.0059686 | 0.02367 | 0.023661 | 0.023651 | 0.023641 | 0.023631 | 0.023621 | 0.023612 | 0.023602 | 0.023592 | 0.023582 | 0.023572
Yes | SDG&E | Res | BldgEnv | 2025 T-24: Multifamily Envelope - High Performance Windows (New Construction + Additions) | Possible | Electric Energy (GWh/year) | 0 | 0.00047995 | 0.0017726 | 0.0016419 | 0.0015135 | 0.0013884 | 0.0012678 | 0.0011525 | 0.0010432 | 0.00094052 | 0.00084478 | 0.00075615 | 0.00067464
Yes | SDG&E | Res | BldgEnv | 2025 T-24: Multifamily Envelope - Window Alterations (Alterations) | Possible | Electric Energy (GWh/year) | 0 | -0.0026295 | -0.0027918 | -0.0027099 | -0.002628 | -0.0025463 | -0.0024648 | -0.0023838 | -0.0023034 | -0.0022237 | -0.0021449 | -0.002067 | -0.0019903
Yes | SDG&E | Res | BldgEnv | 2025 T-24: Multifamily Restructuring - Slab Perimeter Insulation (New Construction + Additions) | Possible | Electric Energy (GWh/year) | 0 | -5.028e-08 | -1.9381e-07 | -1.8812e-07 | -1.8244e-07 | -1.7676e-07 | -1.7111e-07 | -1.6548e-07 | -1.599e-07 | -1.5437e-07 | -1.489e-07 | -1.4349e-07 | -1.3817e-07
Yes | SDG&E | Res | BldgEnv | 2019 T-24: RA(MF)-Envelope-QII | Possible | Electric Energy (GWh/year) |  | 0.000549 | 0.00050641 | 0.00045839 | 0.00040636 | 0.00035236 | 0.00029875 | 0.00024784 | 0.00020148 | 0.00016085 | 0.00012643 | 9.8088e-05 | 7.5296e-05
Yes | SDG&E | Res | BldgEnv | 2019 T-24: RA(MF)-Envelope-Windows and Doors | Possible | Electric Energy (GWh/year) |  | 0.010129 | 0.0093435 | 0.0084575 | 0.0074976 | 0.0065013 | 0.0055122 | 0.0045728 | 0.0037175 | 0.0029679 | 0.0023327 | 0.0018098 | 0.0013893
Yes | SDG&E | Res | BldgEnv | 2019 T-24: RA(SF)-Envelope-High Performance Walls | Possible | Electric Energy (GWh/year) |  | 0.0015718 | 0.0014499 | 0.0013124 | 0.0011634 | 0.0010088 | 0.00085536 | 0.00070959 | 0.00057686 | 0.00046054 | 0.00036198 | 0.00028083 | 0.00021558
Yes | SDG&E | Res | BldgEnv | 2019 T-24: RA(SF)-Envelope-QII | Possible | Electric Energy (GWh/year) |  | 0.0022764 | 0.0020998 | 0.0019007 | 0.0016849 | 0.001461 | 0.0012388 | 0.0010277 | 0.00083542 | 0.00066697 | 0.00052423 | 0.00040671 | 0.00031221
Yes | SDG&E | Res | BldgEnv | 2019 T-24: RA(SF)-Envelope-Windows and Doors | Possible | Electric Energy (GWh/year) |  | 0.023816 | 0.021968 | 0.019885 | 0.017628 | 0.015286 | 0.01296 | 0.010752 | 0.0087404 | 0.0069779 | 0.0054847 | 0.0042551 | 0.0032664
Yes | SDG&E | Res | BldgEnv | 2019 T-24: RNC(MF)-Envelope-High Performance Attics | Possible | Electric Energy (GWh/year) |  | 0.0066726 | 0.0061549 | 0.0055713 | 0.0049389 | 0.0042826 | 0.0036311 | 0.0030123 | 0.0024488 | 0.001955 | 0.0015366 | 0.0011922 | 0.00091515
Yes | SDG&E | Res | BldgEnv | 2019 T-24: RNC(MF)-Envelope-QII | Possible | Electric Energy (GWh/year) |  | 0.017816 | 0.016434 | 0.014876 | 0.013187 | 0.011435 | 0.0096953 | 0.0080431 | 0.0065386 | 0.0052201 | 0.004103 | 0.0031832 | 0.0024436
Yes | SDG&E | Res | BldgEnv | 2019 T-24: RNC(MF)-Envelope-Windows and Doors | Possible | Electric Energy (GWh/year) |  | 0.017751 | 0.016374 | 0.014821 | 0.013139 | 0.011393 | 0.0096598 | 0.0080136 | 0.0065146 | 0.005201 | 0.004088 | 0.0031715 | 0.0024346
Yes | SDG&E | Res | BldgEnv | 2019 T-24: RNC(SF)-Envelope-High Performance Attics | Possible | Electric Energy (GWh/year) |  | 0.038165 | 0.035204 | 0.031866 | 0.028249 | 0.024495 | 0.020769 | 0.017229 | 0.014006 | 0.011182 | 0.0087891 | 0.0068188 | 0.0052344
Yes | SDG&E | Res | BldgEnv | 2019 T-24: RNC(SF)-Envelope-High Performance Walls | Possible | Electric Energy (GWh/year) |  | 0.0285 | 0.026289 | 0.023796 | 0.021095 | 0.018292 | 0.015509 | 0.012866 | 0.010459 | 0.0083503 | 0.0065634 | 0.005092 | 0.0039088
Yes | SDG&E | Res | BldgEnv | 2019 T-24: RNC(SF)-Envelope-QII | Possible | Electric Energy (GWh/year) |  | 0.1093 | 0.10082 | 0.091261 | 0.080903 | 0.070152 | 0.059479 | 0.049343 | 0.040113 | 0.032025 | 0.025171 | 0.019528 | 0.014991
Yes | SDG&E | Res | BldgEnv | 2019 T-24: RNC(SF)-Envelope-Windows and Doors | Possible | Electric Energy (GWh/year) |  | 0.061751 | 0.05696 | 0.051559 | 0.045707 | 0.039633 | 0.033603 | 0.027877 | 0.022662 | 0.018093 | 0.014221 | 0.011033 | 0.0084692
Yes | SDG&E | Res | BldgEnv | 2022 T-24: SFA - Cool roof for low-sloped roof | Possible | Electric Energy (GWh/year) |  | 1.6667 | 1.6364 | 1.6115 | 1.5916 | 1.5759 | 1.5638 | 1.5544 | 1.5473 | 1.542 | 1.538 | 1.5349 | 1.5327
Yes | SDG&E | Res | BldgEnv | 2022 T-24: SFA - Cool roof for steep-sloped roofs | Possible | Electric Energy (GWh/year) |  | 0.21214 | 0.20783 | 0.20394 | 0.20051 | 0.19756 | 0.19506 | 0.19298 | 0.19127 | 0.18988 | 0.18876 | 0.18787 | 0.18716
Yes | SDG&E | Res | BldgEnv | 2022 T-24: SFA - Prescriptive attic insulation for alterations | Possible | Electric Energy (GWh/year) |  | 0.2567 | 0.25647 | 0.25623 | 0.25599 | 0.25575 | 0.25551 | 0.25527 | 0.25503 | 0.25479 | 0.25455 | 0.25431 | 0.25407
Yes | SDG&E | Res | BldgEnv | 2022 T-24: SFA - Roof deck insulation for low-sloped roofs | Possible | Electric Energy (GWh/year) |  | 1.2159 | 1.1807 | 1.1465 | 1.1137 | 1.0827 | 1.0537 | 1.027 | 1.0026 | 0.9805 | 0.96075 | 0.94319 | 0.92771
Yes | SDG&E | Res | BldgEnv | 2022 T-24: SFNC - Prescriptive attic insulation for additions | Possible | Electric Energy (GWh/year) |  | 0.00047488 | 0.00046643 | 0.0004596 | 0.00045413 | 0.00044976 | 0.00044631 | 0.00044358 | 0.00044143 | 0.00043974 | 0.00043842 | 0.00043738 | 0.00043658
Yes | SDG&E | Res | BldgEnv | 2025 T-24: Single Family High-Performance Envelope - High-Performance Windows (Alterations) | Possible | Electric Energy (GWh/year) |  | -0.0026272 | -0.0028671 | -0.0028632 | -0.0028592 | -0.0028551 | -0.002851 | -0.0028468 | -0.0028426 | -0.0028383 | -0.002834 | -0.0028297 | -0.0028252
Yes | SDG&E | Res | BldgEnv | 2025 T-24: Single Family High-Performance Envelope - High-Performance Windows (New Construction + Additions) | Possible | Electric Energy (GWh/year) |  | 0.041199 | 0.081615 | 0.081502 | 0.081388 | 0.081272 | 0.081155 | 0.081037 | 0.080917 | 0.080796 | 0.080673 | 0.080549 | 0.080423
Yes | PG&E | Com | HVAC | Fed Appliance: Single package vertical AC and HP - >65,000 Btu/hr and <240,000 Btu/hr | On-the-books | Electric Energy (GWh/year) | 0.2374 | 0.23517 | 0.23363 | 0.23252 | 0.23187 | 0.057501 | 0.063732 | 0.063628 | 0.06346 | 0.063307 | 0.063115 | 0.062922 | 0.062702
Yes | PG&E | Com | HVAC | Fed Appliance: Commercial CAC and HP - <65,000 Btu/hr | On-the-books | Electric Energy (GWh/year) | 0.0090561 | 0.0090561 | 0.0090561 | 0.0090561 | 0.0090561 | 0.0090561 | 0.0090561 | 0.0090561 | 0.0090561 | 0.0090561 | 0.0090561 | 0.0090561 | 0.0090561
Yes | PG&E | Com | HVAC | Fed Appliance: Commercial CAC and HP - 65,000 Btu/hr to 760,000 Btu/hr - Tier 1 | On-the-books | Electric Energy (GWh/year) | 1.8261 | 1.7896 | 1.7531 | 1.7165 | 1.68 | 1.6435 | 1.607 | 0.3698 | 0.3612 | 0.3526 | 0.344 | 0.3354 | 0.3268
Yes | PG&E | Com | HVAC | Fed Appliance: Computer Room Acs >=65,000 Btu/h and < 760,000 Btu/h | On-the-books | Electric Energy (GWh/year) | 7.4781e-05 | 7.4779e-05 | 7.4778e-05 | 6.4946e-05 | 1.8554e-05 | 1.8554e-05 | 1.8554e-05 | 1.8554e-05 | 1.8554e-05 | 1.8554e-05 | 1.8554e-05 | 1.8554e-05 | 1.8553e-05
Yes | PG&E | Com | HVAC | 2005 T-24: Cooling tower applications | On-the-books | Electric Energy (GWh/year) | 0 | 0 | 0 | 0 | 0 | 0 | 0 | 0 | 0 | 0 | 0 | 0 | 0
Yes | PG&E | Com | HVAC | 2008 T-24: DDC to Zone | On-the-books | Electric Energy (GWh/year) | 19.0529 | 18.9816 | 18.9267 | 18.8845 | 18.8522 | 18.8274 | 18.7976 | 18.7711 | 18.7424 | 18.7152 | 18.687 | 18.6595 | 18.6315
Yes | PG&E | Com | HVAC | 2005 T-24: Ducts in existing commercial buildings | On-the-books | Electric Energy (GWh/year) | 0 | 0 | 0 | 0 | 0 | 0 | 0 | 0 | 0 | 0 | 0 | 0 | 0
Yes | PG&E | Com | HVAC | Fed Appliance: Large and Very Large Commercial Package Air-Conditioners ≥135 kBtu/h | On-the-books | Electric Energy (GWh/year) | 0.0008912 | 0.0008849 | 0.00087921 | 0.00087406 | 0.00048614 | 0.00021467 | 0.00021355 | 0.00021248 | 0.00021138 | 0.0002103 | 0.0002092 | 0.00020812 | 0.00020703
Yes | PG&E | Com | HVAC | 2016 T-24: NRA-HVAC-ASHRAE Equipment Efficiency | On-the-books | Electric Energy (GWh/year) | 0.54734 | 0.54258 | 0.53933 | 0.53713 | 0.53564 | 0.53462 | 0.53329 | 0.53217 | 0.5309 | 0.52973 | 0.5285 | 0.52731 | 0
Yes | PG&E | Com | HVAC | 2016 T-24: NRA-HVAC-ASHRAE Measure-DDC | On-the-books | Electric Energy (GWh/year) | 0.15839 | 0.15701 | 0.15607 | 0.15543 | 0.155 | 0.15471 | 0.15432 | 0 | 0 | 0 | 0 | 0 | 0
Yes | PG&E | Com | HVAC | 2013 T-24: NRA-HVAC-Equipment Efficiency | On-the-books | Electric Energy (GWh/year) | 3.5592 | 3.5306 | 3.5088 | 3.4922 | 3.4796 | 3.4701 | 3.4585 | 3.4483 | 3.4372 | 1.6992 | 0 | 0 | 0
Yes | PG&E | Com | HVAC | 2013 T-24: NRA-Process-Air Compressors | On-the-books | Electric Energy (GWh/year) | 0.64235 | 0.61768 | 0.59705 | 0.57991 | 0.28053 | 0 | 0 | 0 | 0 | 0 | 0 | 0 | 0
Yes | PG&E | Com | HVAC | 2013 T-24: NRNC-HVAC-Acceptance Requirements | On-the-books | Electric Energy (GWh/year) | 0.171 | 0.16887 | 0.16719 | 0.16587 | 0.16484 | 0.16405 | 0.1631 | 0.16225 | 0.16133 | 0.16047 | 0.15957 | 0.15869 | 0.15779
Yes | PG&E | Com | HVAC | 2013 T-24: NRNC-HVAC-Cooling Towers Water | On-the-books | Electric Energy (GWh/year) | 0.046267 | 0.04569 | 0.045234 | 0.044877 | 0.0446 | 0.044384 | 0.044128 | 0.043899 | 0.043651 | 0.043416 | 0.043172 | 0.042934 | 0.042693
Yes | PG&E | Com | HVAC | 2013 T-24: NRNC-HVAC-Garage Exhaust | On-the-books | Electric Energy (GWh/year) | 2.7037 | 2.6909 | 2.6829 | 2.6779 | 2.6748 | 2.6729 | 2.6703 | 2.6681 | 2.6656 | 2.6634 | 2.661 | 2.6587 | 2.6563
Yes | PG&E | Com | HVAC | 2013 T-24: NRNC-HVAC-Laboratory Exhaust | On-the-books | Electric Energy (GWh/year) | 6.4896 | 6.4589 | 6.4396 | 6.4277 | 6.4203 | 6.4158 | 6.4094 | 6.4043 | 6.3983 | 6.3929 | 6.3871 | 6.3815 | 6.3758
Yes | PG&E | Com | HVAC | 2013 T-24: NRNC-HVAC-Occupant Controlled Smart Thermostats | On-the-books | Electric Energy (GWh/year) | 0.021846 | 0.021574 | 0.021359 | 0.02119 | 0.021059 | 0.020958 | 0.020836 | 0.020728 | 0.020611 | 0.0205 | 0.020385 | 0.020273 | 0.020159
Yes | PG&E | Com | HVAC | 2013 T-24: NRNC-HVAC-Small ECM Motor | On-the-books | Electric Energy (GWh/year) | 4.2861 | 4.2326 | 4.1904 | 4.1574 | 4.1316 | 4.1117 | 4.0879 | 4.0667 | 4.0438 | 4.022 | 3.9994 | 3.9774 | 3.955
Yes | PG&E | Com | HVAC | 2013 T-24: NRNC-HVAC-Water & Space Heating ACM | On-the-books | Electric Energy (GWh/year) | 0.017685 | 0.017464 | 0.01729 | 0.017154 | 0.017048 | 0.016965 | 0.016867 | 0.01678 | 0.016685 | 0.016595 | 0.016502 | 0.016411 | 0.016319
Yes | PG&E | Com | HVAC | 2013 T-24: NRNC-Process-Air Compressors | On-the-books | Electric Energy (GWh/year) | 1.2452 | 1.2296 | 1.2174 | 1.2078 | 1.2003 | 1.1945 | 1.1876 | 1.1814 | 1.1748 | 1.1684 | 1.1619 | 1.1555 | 1.149
Yes | PG&E | Com | HVAC | 2013 T-24: NRNC-Process-Data Centers | On-the-books | Electric Energy (GWh/year) | 4.1052 | 4.1049 | 4.1046 | 4.1045 | 4.1044 | 4.1043 | 4.1042 | 4.1041 | 4.104 | 4.104 | 4.1039 | 4.1038 | 4.1037
Yes | PG&E | Com | HVAC | Fed Appliance: Small Commercial Package Air-Conditioners ≥65 and <135 kBtu/h | On-the-books | Electric Energy (GWh/year) | 6.7122e-07 | 6.579e-07 | 6.4585e-07 | 3.5581e-07 | 1.551e-07 | 1.5289e-07 | 1.5052e-07 | 1.4826e-07 | 1.4593e-07 | 1.4364e-07 | 1.4132e-07 | 1.3902e-07 | 1.3671e-07
Yes | PG&E | Com | HVAC | 2019-21 Fed App: Ceiling Fans | On-the-books | Electric Energy (GWh/year) | 2.0341e-05 | 1.9946e-05 | 1.9576e-05 | 1.9223e-05 | 1.9013e-05 | 1.8885e-05 | 1.8611e-05 | 1.8377e-05 | 1.5859e-05 | 2.184e-06 | 2.1668e-06 | 2.1522e-06 | 2.14e-06
Yes | PG&E | Com | HVAC | 2022-24 Fed App: Commercial boilers | On-the-books | Electric Energy (GWh/year) | -0.040652 | -0.040487 | -0.03971 | -0.03904 | -0.038473 | -0.037993 | -0.037185 | -0.036483 | -0.035877 | -0.035357 | -0.034913 | -0.034535 | -0.034215
Yes | PG&E | Com | HVAC | 2016-18 Fed App: Commercial CAC and HP (65,000 Btu/hr to 760,000 Btu/hr) - Tier 2 | On-the-books | Electric Energy (GWh/year) | 12.8318 | 12.8294 | 12.8274 | 12.8257 | 12.8243 | 12.8231 | 12.8221 | 12.8213 | 12.8206 | 12.82 | 12.8195 | 12.8191 | 12.8188
Yes | PG&E | Com | HVAC | 2022-24 Fed App: Commercial warm air furnaces | On-the-books | Electric Energy (GWh/year) | 0.015025 | 0.015222 | 0.015418 | 0.015602 | 0.015802 | 0.015972 | 0.015971 | 0.015971 | 0.015971 | 0.01597 | 0.01597 | 0.01597 | 0.01597
Yes | PG&E | Com | HVAC | 2019-21 Fed App: Dehumidifiers | On-the-books | Electric Energy (GWh/year) |  | 0.56111 | 0.54472 | 0.5278 | 0.50972 | 0.29356 | 0.070426 | 0.067247 | 0.06437 | 0.061768 | 0.059413 | 0.057282 | 0.055354
Yes | PG&E | Com | HVAC | 2025 T-24: NR HVAC - Limit Hot Water Supply Temperatures - Electric (Alterations) | On-the-books | Electric Energy (GWh/year) | 0 | 0.16654 | 0.17959 | 0.17721 | 0.17486 | 0.17253 | 0.17024 | 0.16797 | 0.16574 | 0.16354 | 0.16138 | 0.033595 | 0.021679
Yes | PG&E | Com | HVAC | 2025 T-24: NR HVAC - Limit Hot Water Supply Temperatures - Electric (New Construction + Additions) | On-the-books | Electric Energy (GWh/year) | 0 | 0.014259 | 0.084191 | 0.083075 | 0.081971 | 0.080881 | 0.079805 | 0.078743 | 0.077697 | 0.076667 | 0.075654 | 0.063932 | 0.010163
Yes | PG&E | Com | HVAC | 2025 T-24: NR HVAC - Mechanical Heat Recovery - SHW Heat Recovery (New Construction + Additions) | On-the-books | Electric Energy (GWh/year) | 0 | 0.0058011 | 0.03361 | 0.032489 | 0.031355 | 0.030216 | 0.029081 | 0.027958 | 0.026855 | 0.025779 | 0.024737 | 0.020324 | 0.0031414
Yes | PG&E | Com | HVAC | 2025 T-24: NR HVAC - Mechanical Heat Recovery (without TES, waterside HR) (New Construction + Additions) | On-the-books | Electric Energy (GWh/year) | 0 | 0.015547 | 0.090076 | 0.08707 | 0.08403 | 0.080978 | 0.077936 | 0.074927 | 0.07197 | 0.069087 | 0.066294 | 0.054468 | 0.0084191
Yes | PG&E | Com | HVAC | 2025 T-24: NR HVAC - Mechanical Heat Recovery Scenario A - Gas Baseline (New Construction + Additions) | On-the-books | Electric Energy (GWh/year) | 0 | -0.0027845 | -0.016133 | -0.015595 | -0.01505 | -0.014504 | -0.013959 | -0.01342 | -0.01289 | -0.012374 | -0.011874 | -0.0097555 | -0.0015079
Yes | PG&E | Com | HVAC | 2025 T-24: NR HVAC - Mechanical Heat Recovery Scenario B - Gas Baseline (New Construction + Additions) | On-the-books | Electric Energy (GWh/year) | 0 | 0.0010442 | 0.0060499 | 0.005848 | 0.0056438 | 0.0054388 | 0.0052345 | 0.0050324 | 0.0048338 | 0.0046402 | 0.0044526 | 0.0036583 | 0.00056546
Yes | PG&E | Com | HVAC | 2025 T-24: NR HVAC Controls - Guideline 36 (Alterations) | On-the-books | Electric Energy (GWh/year) | 0 | 3.2753 | 3.5676 | 3.5556 | 3.5434 | 3.5308 | 3.5181 | 3.505 | 3.4916 | 3.478 | 3.4641 | 3.4499 | 3.4354
Yes | PG&E | Com | HVAC | 2025 T-24: NR HVAC Controls - Guideline 36 (New Construction + Additions) | On-the-books | Electric Energy (GWh/year) | 0 | 0.12434 | 0.74154 | 0.73905 | 0.7365 | 0.7339 | 0.73124 | 0.72853 | 0.72576 | 0.72292 | 0.72003 | 0.71708 | 0.71406
Yes | PG&E | Com | HVAC | 2022 T-24: NRA - Air Distribution - Duct Leakage Testing | On-the-books | Electric Energy (GWh/year) | 5.5778 | 5.5085 | 5.4399 | 5.3723 | 5.3061 | 5.2416 | 5.1791 | 5.1187 | 5.0607 | 5.0052 | 4.9523 | 4.9021 | 4.8547
Yes | PG&E | Com | HVAC | 2022 T-24: NRA - Air Distribution - Fan Energy Index | On-the-books | Electric Energy (GWh/year) | 0.16609 | 0.16402 | 0.16198 | 0.15997 | 0.158 | 0.15608 | 0.15422 | 0.15242 | 0.15069 | 0.14904 | 0.14746 | 0.14597 | 0.14456
Yes | PG&E | Com | HVAC | 2022 T-24: NRA - Air Distribution - Fan Power Budget | On-the-books | Electric Energy (GWh/year) | 10.1453 | 10.0192 | 9.8944 | 9.7715 | 9.6511 | 9.5338 | 9.42 | 9.3102 | 9.2046 | 9.1037 | 9.0075 | 8.9163 | 8.8301
Yes | PG&E | Com | HVAC | 2022 T-24: NRA - Controlled Environment Horticulture - Efficient Dehumidification | On-the-books | Electric Energy (GWh/year) | -0.0068896 | -0.0064533 | -0.0060584 | -0.0057043 | -0.0053898 | -0.0051126 | -0.00487 | -0.0046589 | -0.0044763 | -0.004319 | -0.0041841 | -0.0040688 | -0.0039704
Yes | PG&E | Com | HVAC | 2022 T-24: NRA - HVAC Controls - Dedicated Outdoor Air Systems (DOAS) | On-the-books | Electric Energy (GWh/year) | 2.5555 | 2.5415 | 2.527 | 2.5119 | 2.4963 | 2.4802 | 2.4636 | 2.4465 | 2.4289 | 2.4107 | 2.3921 | 2.3729 | 2.3533
Yes | PG&E | Com | HVAC | 2022 T-24: NRA - HVAC Controls - Exhaust Air Heat Recovery | On-the-books | Electric Energy (GWh/year) | -0.033083 | -0.032881 | -0.032673 | -0.032459 | -0.03224 | -0.032016 | -0.031787 | -0.031553 | -0.031314 | -0.03107 | -0.030823 | -0.030571 | -0.030316
Yes | PG&E | Com | HVAC | 2022 T-24: NRA - HVAC Controls - Expand Economizer Requirements | On-the-books | Electric Energy (GWh/year) | 1.283 | 1.2544 | 1.2273 | 1.2015 | 1.1771 | 0.67506 | 0 | 0 | 0 | 0 | 0 | 0 | 0
Yes | PG&E | Com | HVAC | 2022 T-24: NRA - HVAC Controls - VAV Deadband Airflow | On-the-books | Electric Energy (GWh/year) | 0.15115 | 0.098426 | 0.06134 | 0.037107 | 0.022025 | 0.012922 | 0.0075287 | 0.0043685 | 0.0025287 | 0.0014617 | 0.00084428 | 0.00048742 | 0.00028132
Yes | PG&E | Com | HVAC | 2019 T-24: NRA-MECH-ASHRAE 90.1 | On-the-books | Electric Energy (GWh/year) | 0.93834 | 0.87989 | 0.81162 | 0.73466 | 0.65128 | 0.56473 | 0.47882 | 0.39722 | 0.32292 | 0.2578 | 0.01721 | 0 | 0
Yes | PG&E | Com | HVAC | 2019 T-24: NRA-MECH-Cooling Towers | On-the-books | Electric Energy (GWh/year) | 0.050119 | 0.046997 | 0.043351 | 0.03924 | 0.034786 | 0.030164 | 0.025575 | 0.021216 | 0.017248 | 0.01377 | 0.00091922 | 0 | 0
Yes | PG&E | Com | HVAC | 2019 T-24: NRA-MECH-HE Fume Hoods in Lab Spaces | On-the-books | Electric Energy (GWh/year) | 1.4618 | 1.3707 | 1.2644 | 1.1445 | 1.0146 | 0.87977 | 0.74593 | 0.61881 | 0.50306 | 0.40162 | 0.026811 | 0 | 0
Yes | PG&E | Com | HVAC | 2019 T-24: NRA-MECH-Variable Exhaust Flow Control | On-the-books | Electric Energy (GWh/year) | 0.83961 | 0.78731 | 0.72623 | 0.65736 | 0.58275 | 0.50531 | 0.42844 | 0.35542 | 0.28894 | 0.23068 | 0.015399 | 0 | 0
Yes | PG&E | Com | HVAC | 2022 T-24: NRNC - Air Distribution - Duct Leakage Testing | On-the-books | Electric Energy (GWh/year) | 2.3435 | 2.3144 | 2.2856 | 2.2572 | 2.2294 | 2.2023 | 2.176 | 2.1506 | 2.1262 | 2.1029 | 2.0807 | 2.0596 | 2.0397
Yes | PG&E | Com | HVAC | 2022 T-24: NRNC - Air Distribution - Fan Energy Index | On-the-books | Electric Energy (GWh/year) | 0.048941 | 0.048333 | 0.04773 | 0.047138 | 0.046557 | 0.045991 | 0.045442 | 0.044912 | 0.044403 | 0.043916 | 0.043452 | 0.043012 | 0.042596
Yes | PG&E | Com | HVAC | 2022 T-24: NRNC - Air Distribution - Fan Power Budget | On-the-books | Electric Energy (GWh/year) | 2.7576 | 2.7234 | 2.6894 | 2.656 | 2.6233 | 2.5914 | 2.5605 | 2.5306 | 2.502 | 2.4745 | 2.4484 | 2.4236 | 2.4001
Yes | PG&E | Com | HVAC | 2022 T-24: NRNC - Computer Room Efficiency - Increased Temperature Thresholds for Economizers | On-the-books | Electric Energy (GWh/year) | 0.43568 | 0.41323 | 0.39286 | 0.37442 | 0.35776 | 0.34274 | 0.32923 | 0.31708 | 0.30618 | 0.29642 | 0.28767 | 0.27985 | 0.27287
Yes | PG&E | Com | HVAC | 2022 T-24: NRNC - Controlled Environment Horticulture - Efficient Dehumidification | On-the-books | Electric Energy (GWh/year) | -0.013779 | -0.012907 | -0.012117 | -0.011409 | -0.01078 | -0.010225 | -0.0097399 | -0.0093179 | -0.0089526 | -0.0086381 | -0.0083682 | -0.0081375 | -0.0079409
Yes | PG&E | Com | HVAC | 2022 T-24: NRNC - HVAC Controls - Dedicated Outdoor Air Systems (DOAS) | On-the-books | Electric Energy (GWh/year) |  | 4.6059 | 4.5864 | 4.566 | 4.5449 | 4.5229 | 4.5 | 4.4763 | 4.4517 | 4.4262 | 4.3998 | 4.3725 | 4.3444
Yes | PG&E | Com | HVAC | 2022 T-24: NRNC - HVAC Controls - Exhaust Air Heat Recovery | On-the-books | Electric Energy (GWh/year) |  | -0.0085177 | -0.0084638 | -0.0084085 | -0.0083518 | -0.0082937 | -0.0082343 | -0.0081737 | -0.0081118 | -0.0080487 | -0.0079846 | -0.0079194 | -0.0078532
Yes | PG&E | Com | HVAC | 2022 T-24: NRNC - HVAC Controls - Expand Economizer Requirements | On-the-books | Electric Energy (GWh/year) |  | 0.37964 | 0.37142 | 0.36362 | 0.35624 | 0.34927 | 0.34271 | 0.33655 | 0.33076 | 0.32535 | 0.3203 | 0.31558 | 0.31119
Yes | PG&E | Com | HVAC | 2022 T-24: NRNC - HVAC Controls - VAV Deadband Airflow | On-the-books | Electric Energy (GWh/year) |  | 0.028169 | 0.017555 | 0.01062 | 0.0063035 | 0.0036982 | 0.0021547 | 0.0012502 | 0.00072371 | 0.00041834 | 0.00024163 | 0.0001395 | 8.0512e-05
Yes | PG&E | Com | HVAC | 2019 T-24: NRNC-MECH-ASHRAE 90.1 | On-the-books | Electric Energy (GWh/year) |  | 2.5321 | 2.1522 | 1.7597 | 1.3843 | 1.0511 | 0.77408 | 0.55618 | 0.3921 | 0.27257 | 0.18757 | 0.12816 | 0.08713
Yes | PG&E | Com | HVAC | 2019 T-24: NRNC-MECH-Cooling Towers | On-the-books | Electric Energy (GWh/year) |  | 0.1436 | 0.13246 | 0.1199 | 0.10629 | 0.092167 | 0.078145 | 0.064828 | 0.052702 | 0.042075 | 0.033071 | 0.025657 | 0.019695
Yes | PG&E | Com | HVAC | 2019 T-24: NRNC-MECH-Economizer FDD | On-the-books | Electric Energy (GWh/year) |  | 0.11488 | 0.10597 | 0.095921 | 0.085033 | 0.073733 | 0.062516 | 0.051862 | 0.042161 | 0.03366 | 0.026456 | 0.020525 | 0.015756
Yes | PG&E | Com | HVAC | 2019 T-24: NRNC-MECH-HE Fume Hoods in Lab Spaces | On-the-books | Electric Energy (GWh/year) |  | 0.91383 | 0.84293 | 0.763 | 0.6764 | 0.58652 | 0.49729 | 0.41254 | 0.33537 | 0.26775 | 0.21045 | 0.16327 | 0.12533
Yes | PG&E | Com | HVAC | 2019 T-24: NRNC-MECH-Variable Exhaust Flow Control | On-the-books | Electric Energy (GWh/year) |  | 0.42939 | 0.39608 | 0.35852 | 0.31783 | 0.27559 | 0.23367 | 0.19385 | 0.15759 | 0.12581 | 0.098886 | 0.076718 | 0.058892
Yes | PG&E | Com | HVAC | 2019 T-24: NRNC-MECH-Ventilation & IAQ | On-the-books | Electric Energy (GWh/year) |  | 0.36553 | 0.33717 | 0.3052 | 0.27056 | 0.23461 | 0.19891 | 0.16502 | 0.13415 | 0.1071 | 0.08418 | 0.065308 | 0.050133
Yes | PG&E | Com | HVAC | 2019-21 Fed App: Single package vertical AC and HP - <65,000 Btu/hr | On-the-books | Electric Energy (GWh/year) |  | 0.37535 | 0.37673 | 0.38071 | 0.38669 | 0.39268 | 0.38775 | 0.38356 | 0.38 | 0.29371 | 0.07248 | 0.072069 | 0.071724
Yes | PG&E | Com | HVAC | Fed Appliance: Single package vertical AC and HP - >65,000 Btu/hr and <240,000 Btu/hr | Expected | Electric Energy (GWh/year) | 0.2374 | 0.23517 | 0.23363 | 0.23252 | 0.23187 | 0.057501 | 0.063732 | 0.063628 | 0.06346 | 0.063307 | 0.063115 | 0.062922 | 0.062702
Yes | PG&E | Com | HVAC | Fed Appliance: Commercial CAC and HP - <65,000 Btu/hr | Expected | Electric Energy (GWh/year) | 0.0090561 | 0.0090561 | 0.0090561 | 0.0090561 | 0.0090561 | 0.0090561 | 0.0090561 | 0.0090561 | 0.0090561 | 0.0090561 | 0.0090561 | 0.0090561 | 0.0090561
Yes | PG&E | Com | HVAC | Fed Appliance: Commercial CAC and HP - 65,000 Btu/hr to 760,000 Btu/hr - Tier 1 | Expected | Electric Energy (GWh/year) | 1.8261 | 1.7896 | 1.7531 | 1.7165 | 1.68 | 1.6435 | 1.607 | 0.3698 | 0.3612 | 0.3526 | 0.344 | 0.3354 | 0.3268
Yes | PG&E | Com | HVAC | Fed Appliance: Computer Room Acs >=65,000 Btu/h and < 760,000 Btu/h | Expected | Electric Energy (GWh/year) | 7.4781e-05 | 7.4779e-05 | 7.4778e-05 | 6.4946e-05 | 1.8554e-05 | 1.8554e-05 | 1.8554e-05 | 1.8554e-05 | 1.8554e-05 | 1.8554e-05 | 1.8554e-05 | 1.8554e-05 | 1.8553e-05
Yes | PG&E | Com | HVAC | 2005 T-24: Cooling tower applications | Expected | Electric Energy (GWh/year) | 0 | 0 | 0 | 0 | 0 | 0 | 0 | 0 | 0 | 0 | 0 | 0 | 0
Yes | PG&E | Com | HVAC | 2008 T-24: DDC to Zone | Expected | Electric Energy (GWh/year) | 19.0529 | 18.9816 | 18.9267 | 18.8845 | 18.8522 | 18.8274 | 18.7976 | 18.7711 | 18.7424 | 18.7152 | 18.687 | 18.6595 | 18.6315
Yes | PG&E | Com | HVAC | 2005 T-24: Ducts in existing commercial buildings | Expected | Electric Energy (GWh/year) | 0 | 0 | 0 | 0 | 0 | 0 | 0 | 0 | 0 | 0 | 0 | 0 | 0
Yes | PG&E | Com | HVAC | Fed Appliance: Large and Very Large Commercial Package Air-Conditioners ≥135 kBtu/h | Expected | Electric Energy (GWh/year) | 0.0008912 | 0.0008849 | 0.00087921 | 0.00087406 | 0.00048614 | 0.00021467 | 0.00021355 | 0.00021248 | 0.00021138 | 0.0002103 | 0.0002092 | 0.00020812 | 0.00020703
Yes | PG&E | Com | HVAC | 2016 T-24: NRA-HVAC-ASHRAE Equipment Efficiency | Expected | Electric Energy (GWh/year) | 0.54734 | 0.54258 | 0.53933 | 0.53713 | 0.53564 | 0.53462 | 0.53329 | 0.53217 | 0.5309 | 0.52973 | 0.5285 | 0.52731 | 0
Yes | PG&E | Com | HVAC | 2016 T-24: NRA-HVAC-ASHRAE Measure-DDC | Expected | Electric Energy (GWh/year) | 0.15839 | 0.15701 | 0.15607 | 0.15543 | 0.155 | 0.15471 | 0.15432 | 0 | 0 | 0 | 0 | 0 | 0
Yes | PG&E | Com | HVAC | 2013 T-24: NRA-HVAC-Equipment Efficiency | Expected | Electric Energy (GWh/year) | 3.5592 | 3.5306 | 3.5088 | 3.4922 | 3.4796 | 3.4701 | 3.4585 | 3.4483 | 3.4372 | 1.6992 | 0 | 0 | 0
Yes | PG&E | Com | HVAC | 2013 T-24: NRA-Process-Air Compressors | Expected | Electric Energy (GWh/year) | 0.64235 | 0.61768 | 0.59705 | 0.57991 | 0.28053 | 0 | 0 | 0 | 0 | 0 | 0 | 0 | 0
Yes | PG&E | Com | HVAC | 2013 T-24: NRNC-HVAC-Acceptance Requirements | Expected | Electric Energy (GWh/year) | 0.171 | 0.16887 | 0.16719 | 0.16587 | 0.16484 | 0.16405 | 0.1631 | 0.16225 | 0.16133 | 0.16047 | 0.15957 | 0.15869 | 0.15779
Yes | PG&E | Com | HVAC | 2013 T-24: NRNC-HVAC-Cooling Towers Water | Expected | Electric Energy (GWh/year) | 0.046267 | 0.04569 | 0.045234 | 0.044877 | 0.0446 | 0.044384 | 0.044128 | 0.043899 | 0.043651 | 0.043416 | 0.043172 | 0.042934 | 0.042693
Yes | PG&E | Com | HVAC | 2013 T-24: NRNC-HVAC-Garage Exhaust | Expected | Electric Energy (GWh/year) | 2.7037 | 2.6909 | 2.6829 | 2.6779 | 2.6748 | 2.6729 | 2.6703 | 2.6681 | 2.6656 | 2.6634 | 2.661 | 2.6587 | 2.6563
Yes | PG&E | Com | HVAC | 2013 T-24: NRNC-HVAC-Laboratory Exhaust | Expected | Electric Energy (GWh/year) | 6.4896 | 6.4589 | 6.4396 | 6.4277 | 6.4203 | 6.4158 | 6.4094 | 6.4043 | 6.3983 | 6.3929 | 6.3871 | 6.3815 | 6.3758
Yes | PG&E | Com | HVAC | 2013 T-24: NRNC-HVAC-Occupant Controlled Smart Thermostats | Expected | Electric Energy (GWh/year) | 0.021846 | 0.021574 | 0.021359 | 0.02119 | 0.021059 | 0.020958 | 0.020836 | 0.020728 | 0.020611 | 0.0205 | 0.020385 | 0.020273 | 0.020159
Yes | PG&E | Com | HVAC | 2013 T-24: NRNC-HVAC-Small ECM Motor | Expected | Electric Energy (GWh/year) | 4.2861 | 4.2326 | 4.1904 | 4.1574 | 4.1316 | 4.1117 | 4.0879 | 4.0667 | 4.0438 | 4.022 | 3.9994 | 3.9774 | 3.955
Yes | PG&E | Com | HVAC | 2013 T-24: NRNC-HVAC-Water & Space Heating ACM | Expected | Electric Energy (GWh/year) | 0.017685 | 0.017464 | 0.01729 | 0.017154 | 0.017048 | 0.016965 | 0.016867 | 0.01678 | 0.016685 | 0.016595 | 0.016502 | 0.016411 | 0.016319
Yes | PG&E | Com | HVAC | 2013 T-24: NRNC-Process-Air Compressors | Expected | Electric Energy (GWh/year) | 1.2452 | 1.2296 | 1.2174 | 1.2078 | 1.2003 | 1.1945 | 1.1876 | 1.1814 | 1.1748 | 1.1684 | 1.1619 | 1.1555 | 1.149
Yes | PG&E | Com | HVAC | 2013 T-24: NRNC-Process-Data Centers | Expected | Electric Energy (GWh/year) | 4.1052 | 4.1049 | 4.1046 | 4.1045 | 4.1044 | 4.1043 | 4.1042 | 4.1041 | 4.104 | 4.104 | 4.1039 | 4.1038 | 4.1037
Yes | PG&E | Com | HVAC | Fed Appliance: Small Commercial Package Air-Conditioners ≥65 and <135 kBtu/h | Expected | Electric Energy (GWh/year) | 6.7122e-07 | 6.579e-07 | 6.4585e-07 | 3.5581e-07 | 1.551e-07 | 1.5289e-07 | 1.5052e-07 | 1.4826e-07 | 1.4593e-07 | 1.4364e-07 | 1.4132e-07 | 1.3902e-07 | 1.3671e-07
Yes | PG&E | Com | HVAC | 2019-21 Fed App: Ceiling Fans | Expected | Electric Energy (GWh/year) | 2.0341e-05 | 1.9946e-05 | 1.9576e-05 | 1.9223e-05 | 1.9013e-05 | 1.8885e-05 | 1.8611e-05 | 1.8377e-05 | 1.5859e-05 | 2.184e-06 | 2.1668e-06 | 2.1522e-06 | 2.14e-06
Yes | PG&E | Com | HVAC | 2022-24 Fed App: Commercial boilers | Expected | Electric Energy (GWh/year) | -0.040652 | -0.040487 | -0.03971 | -0.03904 | -0.038473 | -0.037993 | -0.037185 | -0.036483 | -0.035877 | -0.035357 | -0.034913 | -0.034535 | -0.034215
Yes | PG&E | Com | HVAC | 2016-18 Fed App: Commercial CAC and HP (65,000 Btu/hr to 760,000 Btu/hr) - Tier 2 | Expected | Electric Energy (GWh/year) | 12.8318 | 12.8294 | 12.8274 | 12.8257 | 12.8243 | 12.8231 | 12.8221 | 12.8213 | 12.8206 | 12.82 | 12.8195 | 12.8191 | 12.8188
Yes | PG&E | Com | HVAC | 2022-24 Fed App: Commercial warm air furnaces | Expected | Electric Energy (GWh/year) | 0.015025 | 0.015222 | 0.015418 | 0.015602 | 0.015802 | 0.015972 | 0.015971 | 0.015971 | 0.015971 | 0.01597 | 0.01597 | 0.01597 | 0.01597
Yes | PG&E | Com | HVAC | 2019-21 Fed App: Dehumidifiers | Expected | Electric Energy (GWh/year) |  | 0.56111 | 0.54472 | 0.5278 | 0.50972 | 0.29356 | 0.070426 | 0.067247 | 0.06437 | 0.061768 | 0.059413 | 0.057282 | 0.055354
Yes | PG&E | Com | HVAC | 2025 T-24: NR HVAC - Limit Hot Water Supply Temperatures - Electric (Alterations) | Expected | Electric Energy (GWh/year) | 0 | 0.16654 | 0.17959 | 0.17721 | 0.17486 | 0.17253 | 0.17024 | 0.16797 | 0.16574 | 0.16354 | 0.16138 | 0.033595 | 0.021679
Yes | PG&E | Com | HVAC | 2025 T-24: NR HVAC - Limit Hot Water Supply Temperatures - Electric (New Construction + Additions) | Expected | Electric Energy (GWh/year) | 0 | 0.014259 | 0.084191 | 0.083075 | 0.081971 | 0.080881 | 0.079805 | 0.078743 | 0.077697 | 0.076667 | 0.075654 | 0.063932 | 0.010163
Yes | PG&E | Com | HVAC | 2025 T-24: NR HVAC - Mechanical Heat Recovery - SHW Heat Recovery (New Construction + Additions) | Expected | Electric Energy (GWh/year) | 0 | 0.0058011 | 0.03361 | 0.032489 | 0.031355 | 0.030216 | 0.029081 | 0.027958 | 0.026855 | 0.025779 | 0.024737 | 0.020324 | 0.0031414
Yes | PG&E | Com | HVAC | 2025 T-24: NR HVAC - Mechanical Heat Recovery (without TES, waterside HR) (New Construction + Additions) | Expected | Electric Energy (GWh/year) | 0 | 0.015547 | 0.090076 | 0.08707 | 0.08403 | 0.080978 | 0.077936 | 0.074927 | 0.07197 | 0.069087 | 0.066294 | 0.054468 | 0.0084191
Yes | PG&E | Com | HVAC | 2025 T-24: NR HVAC - Mechanical Heat Recovery Scenario A - Gas Baseline (New Construction + Additions) | Expected | Electric Energy (GWh/year) | 0 | -0.0027845 | -0.016133 | -0.015595 | -0.01505 | -0.014504 | -0.013959 | -0.01342 | -0.01289 | -0.012374 | -0.011874 | -0.0097555 | -0.0015079
Yes | PG&E | Com | HVAC | 2025 T-24: NR HVAC - Mechanical Heat Recovery Scenario B - Gas Baseline (New Construction + Additions) | Expected | Electric Energy (GWh/year) | 0 | 0.0010442 | 0.0060499 | 0.005848 | 0.0056438 | 0.0054388 | 0.0052345 | 0.0050324 | 0.0048338 | 0.0046402 | 0.0044526 | 0.0036583 | 0.00056546
Yes | PG&E | Com | HVAC | 2025 T-24: NR HVAC Controls - Guideline 36 (Alterations) | Expected | Electric Energy (GWh/year) | 0 | 3.2753 | 3.5676 | 3.5556 | 3.5434 | 3.5308 | 3.5181 | 3.505 | 3.4916 | 3.478 | 3.4641 | 3.4499 | 3.4354
Yes | PG&E | Com | HVAC | 2025 T-24: NR HVAC Controls - Guideline 36 (New Construction + Additions) | Expected | Electric Energy (GWh/year) | 0 | 0.12434 | 0.74154 | 0.73905 | 0.7365 | 0.7339 | 0.73124 | 0.72853 | 0.72576 | 0.72292 | 0.72003 | 0.71708 | 0.71406
Yes | PG&E | Com | HVAC | 2022 T-24: NRA - Air Distribution - Duct Leakage Testing | Expected | Electric Energy (GWh/year) | 5.5778 | 5.5085 | 5.4399 | 5.3723 | 5.3061 | 5.2416 | 5.1791 | 5.1187 | 5.0607 | 5.0052 | 4.9523 | 4.9021 | 4.8547
Yes | PG&E | Com | HVAC | 2022 T-24: NRA - Air Distribution - Fan Energy Index | Expected | Electric Energy (GWh/year) | 0.16609 | 0.16402 | 0.16198 | 0.15997 | 0.158 | 0.15608 | 0.15422 | 0.15242 | 0.15069 | 0.14904 | 0.14746 | 0.14597 | 0.14456
Yes | PG&E | Com | HVAC | 2022 T-24: NRA - Air Distribution - Fan Power Budget | Expected | Electric Energy (GWh/year) | 10.1453 | 10.0192 | 9.8944 | 9.7715 | 9.6511 | 9.5338 | 9.42 | 9.3102 | 9.2046 | 9.1037 | 9.0075 | 8.9163 | 8.8301
Yes | PG&E | Com | HVAC | 2022 T-24: NRA - Controlled Environment Horticulture - Efficient Dehumidification | Expected | Electric Energy (GWh/year) | -0.0068896 | -0.0064533 | -0.0060584 | -0.0057043 | -0.0053898 | -0.0051126 | -0.00487 | -0.0046589 | -0.0044763 | -0.004319 | -0.0041841 | -0.0040688 | -0.0039704
Yes | PG&E | Com | HVAC | 2022 T-24: NRA - HVAC Controls - Dedicated Outdoor Air Systems (DOAS) | Expected | Electric Energy (GWh/year) | 2.5555 | 2.5415 | 2.527 | 2.5119 | 2.4963 | 2.4802 | 2.4636 | 2.4465 | 2.4289 | 2.4107 | 2.3921 | 2.3729 | 2.3533
Yes | PG&E | Com | HVAC | 2022 T-24: NRA - HVAC Controls - Exhaust Air Heat Recovery | Expected | Electric Energy (GWh/year) | -0.033083 | -0.032881 | -0.032673 | -0.032459 | -0.03224 | -0.032016 | -0.031787 | -0.031553 | -0.031314 | -0.03107 | -0.030823 | -0.030571 | -0.030316
Yes | PG&E | Com | HVAC | 2022 T-24: NRA - HVAC Controls - Expand Economizer Requirements | Expected | Electric Energy (GWh/year) | 1.283 | 1.2544 | 1.2273 | 1.2015 | 1.1771 | 0.67506 | 0 | 0 | 0 | 0 | 0 | 0 | 0
Yes | PG&E | Com | HVAC | 2022 T-24: NRA - HVAC Controls - VAV Deadband Airflow | Expected | Electric Energy (GWh/year) | 0.15115 | 0.098426 | 0.06134 | 0.037107 | 0.022025 | 0.012922 | 0.0075287 | 0.0043685 | 0.0025287 | 0.0014617 | 0.00084428 | 0.00048742 | 0.00028132
Yes | PG&E | Com | HVAC | 2019 T-24: NRA-MECH-ASHRAE 90.1 | Expected | Electric Energy (GWh/year) | 0.93834 | 0.87989 | 0.81162 | 0.73466 | 0.65128 | 0.56473 | 0.47882 | 0.39722 | 0.32292 | 0.2578 | 0.01721 | 0 | 0
Yes | PG&E | Com | HVAC | 2019 T-24: NRA-MECH-Cooling Towers | Expected | Electric Energy (GWh/year) | 0.050119 | 0.046997 | 0.043351 | 0.03924 | 0.034786 | 0.030164 | 0.025575 | 0.021216 | 0.017248 | 0.01377 | 0.00091922 | 0 | 0
Yes | PG&E | Com | HVAC | 2019 T-24: NRA-MECH-HE Fume Hoods in Lab Spaces | Expected | Electric Energy (GWh/year) | 1.4618 | 1.3707 | 1.2644 | 1.1445 | 1.0146 | 0.87977 | 0.74593 | 0.61881 | 0.50306 | 0.40162 | 0.026811 | 0 | 0
Yes | PG&E | Com | HVAC | 2019 T-24: NRA-MECH-Variable Exhaust Flow Control | Expected | Electric Energy (GWh/year) | 0.83961 | 0.78731 | 0.72623 | 0.65736 | 0.58275 | 0.50531 | 0.42844 | 0.35542 | 0.28894 | 0.23068 | 0.015399 | 0 | 0
Yes | PG&E | Com | HVAC | 2022 T-24: NRNC - Air Distribution - Duct Leakage Testing | Expected | Electric Energy (GWh/year) | 2.3435 | 2.3144 | 2.2856 | 2.2572 | 2.2294 | 2.2023 | 2.176 | 2.1506 | 2.1262 | 2.1029 | 2.0807 | 2.0596 | 2.0397
Yes | PG&E | Com | HVAC | 2022 T-24: NRNC - Air Distribution - Fan Energy Index | Expected | Electric Energy (GWh/year) | 0.048941 | 0.048333 | 0.04773 | 0.047138 | 0.046557 | 0.045991 | 0.045442 | 0.044912 | 0.044403 | 0.043916 | 0.043452 | 0.043012 | 0.042596
Yes | PG&E | Com | HVAC | 2022 T-24: NRNC - Air Distribution - Fan Power Budget | Expected | Electric Energy (GWh/year) | 2.7576 | 2.7234 | 2.6894 | 2.656 | 2.6233 | 2.5914 | 2.5605 | 2.5306 | 2.502 | 2.4745 | 2.4484 | 2.4236 | 2.4001
Yes | PG&E | Com | HVAC | 2022 T-24: NRNC - Computer Room Efficiency - Increased Temperature Thresholds for Economizers | Expected | Electric Energy (GWh/year) | 0.43568 | 0.41323 | 0.39286 | 0.37442 | 0.35776 | 0.34274 | 0.32923 | 0.31708 | 0.30618 | 0.29642 | 0.28767 | 0.27985 | 0.27287
Yes | PG&E | Com | HVAC | 2022 T-24: NRNC - Controlled Environment Horticulture - Efficient Dehumidification | Expected | Electric Energy (GWh/year) | -0.013779 | -0.012907 | -0.012117 | -0.011409 | -0.01078 | -0.010225 | -0.0097399 | -0.0093179 | -0.0089526 | -0.0086381 | -0.0083682 | -0.0081375 | -0.0079409
Yes | PG&E | Com | HVAC | 2022 T-24: NRNC - HVAC Controls - Dedicated Outdoor Air Systems (DOAS) | Expected | Electric Energy (GWh/year) |  | 4.6059 | 4.5864 | 4.566 | 4.5449 | 4.5229 | 4.5 | 4.4763 | 4.4517 | 4.4262 | 4.3998 | 4.3725 | 4.3444
Yes | PG&E | Com | HVAC | 2022 T-24: NRNC - HVAC Controls - Exhaust Air Heat Recovery | Expected | Electric Energy (GWh/year) |  | -0.0085177 | -0.0084638 | -0.0084085 | -0.0083518 | -0.0082937 | -0.0082343 | -0.0081737 | -0.0081118 | -0.0080487 | -0.0079846 | -0.0079194 | -0.0078532
Yes | PG&E | Com | HVAC | 2022 T-24: NRNC - HVAC Controls - Expand Economizer Requirements | Expected | Electric Energy (GWh/year) |  | 0.37964 | 0.37142 | 0.36362 | 0.35624 | 0.34927 | 0.34271 | 0.33655 | 0.33076 | 0.32535 | 0.3203 | 0.31558 | 0.31119
Yes | PG&E | Com | HVAC | 2022 T-24: NRNC - HVAC Controls - VAV Deadband Airflow | Expected | Electric Energy (GWh/year) |  | 0.028169 | 0.017555 | 0.01062 | 0.0063035 | 0.0036982 | 0.0021547 | 0.0012502 | 0.00072371 | 0.00041834 | 0.00024163 | 0.0001395 | 8.0512e-05
Yes | PG&E | Com | HVAC | 2019 T-24: NRNC-MECH-ASHRAE 90.1 | Expected | Electric Energy (GWh/year) |  | 2.5321 | 2.1522 | 1.7597 | 1.3843 | 1.0511 | 0.77408 | 0.55618 | 0.3921 | 0.27257 | 0.18757 | 0.12816 | 0.08713
Yes | PG&E | Com | HVAC | 2019 T-24: NRNC-MECH-Cooling Towers | Expected | Electric Energy (GWh/year) |  | 0.1436 | 0.13246 | 0.1199 | 0.10629 | 0.092167 | 0.078145 | 0.064828 | 0.052702 | 0.042075 | 0.033071 | 0.025657 | 0.019695
Yes | PG&E | Com | HVAC | 2019 T-24: NRNC-MECH-Economizer FDD | Expected | Electric Energy (GWh/year) |  | 0.11488 | 0.10597 | 0.095921 | 0.085033 | 0.073733 | 0.062516 | 0.051862 | 0.042161 | 0.03366 | 0.026456 | 0.020525 | 0.015756
Yes | PG&E | Com | HVAC | 2019 T-24: NRNC-MECH-HE Fume Hoods in Lab Spaces | Expected | Electric Energy (GWh/year) |  | 0.91383 | 0.84293 | 0.763 | 0.6764 | 0.58652 | 0.49729 | 0.41254 | 0.33537 | 0.26775 | 0.21045 | 0.16327 | 0.12533
Yes | PG&E | Com | HVAC | 2019 T-24: NRNC-MECH-Variable Exhaust Flow Control | Expected | Electric Energy (GWh/year) |  | 0.42939 | 0.39608 | 0.35852 | 0.31783 | 0.27559 | 0.23367 | 0.19385 | 0.15759 | 0.12581 | 0.098886 | 0.076718 | 0.058892
Yes | PG&E | Com | HVAC | 2019 T-24: NRNC-MECH-Ventilation & IAQ | Expected | Electric Energy (GWh/year) |  | 0.36553 | 0.33717 | 0.3052 | 0.27056 | 0.23461 | 0.19891 | 0.16502 | 0.13415 | 0.1071 | 0.08418 | 0.065308 | 0.050133
Yes | PG&E | Com | HVAC | 2019-21 Fed App: Single package vertical AC and HP - <65,000 Btu/hr | Expected | Electric Energy (GWh/year) |  | 0.37535 | 0.37673 | 0.38071 | 0.38669 | 0.39268 | 0.38775 | 0.38356 | 0.38 | 0.29371 | 0.07248 | 0.072069 | 0.071724
Yes | PG&E | Com | HVAC | Fed Appliance: Single package vertical AC and HP - >65,000 Btu/hr and <240,000 Btu/hr | Possible | Electric Energy (GWh/year) | 0.2374 | 0.23517 | 0.23363 | 0.23252 | 0.23187 | 0.057501 | 0.063732 | 0.063628 | 0.06346 | 0.063307 | 0.063115 | 0.062922 | 0.062702
Yes | PG&E | Com | HVAC | Fed Appliance: Commercial CAC and HP - <65,000 Btu/hr | Possible | Electric Energy (GWh/year) | 0.0090561 | 0.0090561 | 0.0090561 | 0.0090561 | 0.0090561 | 0.0090561 | 0.0090561 | 0.0090561 | 0.0090561 | 0.0090561 | 0.0090561 | 0.0090561 | 0.0090561
Yes | PG&E | Com | HVAC | Fed Appliance: Commercial CAC and HP - 65,000 Btu/hr to 760,000 Btu/hr - Tier 1 | Possible | Electric Energy (GWh/year) | 1.8261 | 1.7896 | 1.7531 | 1.7165 | 1.68 | 1.6435 | 1.607 | 0.3698 | 0.3612 | 0.3526 | 0.344 | 0.3354 | 0.3268
Yes | PG&E | Com | HVAC | Fed Appliance: Computer Room Acs >=65,000 Btu/h and < 760,000 Btu/h | Possible | Electric Energy (GWh/year) | 7.4781e-05 | 7.4779e-05 | 7.4778e-05 | 6.4946e-05 | 1.8554e-05 | 1.8554e-05 | 1.8554e-05 | 1.8554e-05 | 1.8554e-05 | 1.8554e-05 | 1.8554e-05 | 1.8554e-05 | 1.8553e-05
Yes | PG&E | Com | HVAC | 2005 T-24: Cooling tower applications | Possible | Electric Energy (GWh/year) | 0 | 0 | 0 | 0 | 0 | 0 | 0 | 0 | 0 | 0 | 0 | 0 | 0
Yes | PG&E | Com | HVAC | 2008 T-24: DDC to Zone | Possible | Electric Energy (GWh/year) | 19.0529 | 18.9816 | 18.9267 | 18.8845 | 18.8522 | 18.8274 | 18.7976 | 18.7711 | 18.7424 | 18.7152 | 18.687 | 18.6595 | 18.6315
Yes | PG&E | Com | HVAC | 2005 T-24: Ducts in existing commercial buildings | Possible | Electric Energy (GWh/year) | 0 | 0 | 0 | 0 | 0 | 0 | 0 | 0 | 0 | 0 | 0 | 0 | 0
Yes | PG&E | Com | HVAC | Fed Appliance: Large and Very Large Commercial Package Air-Conditioners ≥135 kBtu/h | Possible | Electric Energy (GWh/year) | 0.0008912 | 0.0008849 | 0.00087921 | 0.00087406 | 0.00048614 | 0.00021467 | 0.00021355 | 0.00021248 | 0.00021138 | 0.0002103 | 0.0002092 | 0.00020812 | 0.00020703
Yes | PG&E | Com | HVAC | 2016 T-24: NRA-HVAC-ASHRAE Equipment Efficiency | Possible | Electric Energy (GWh/year) | 0.54734 | 0.54258 | 0.53933 | 0.53713 | 0.53564 | 0.53462 | 0.53329 | 0.53217 | 0.5309 | 0.52973 | 0.5285 | 0.52731 | 0
Yes | PG&E | Com | HVAC | 2016 T-24: NRA-HVAC-ASHRAE Measure-DDC | Possible | Electric Energy (GWh/year) | 0.15839 | 0.15701 | 0.15607 | 0.15543 | 0.155 | 0.15471 | 0.15432 | 0 | 0 | 0 | 0 | 0 | 0
Yes | PG&E | Com | HVAC | 2013 T-24: NRA-HVAC-Equipment Efficiency | Possible | Electric Energy (GWh/year) | 3.5592 | 3.5306 | 3.5088 | 3.4922 | 3.4796 | 3.4701 | 3.4585 | 3.4483 | 3.4372 | 1.6992 | 0 | 0 | 0
Yes | PG&E | Com | HVAC | 2013 T-24: NRA-Process-Air Compressors | Possible | Electric Energy (GWh/year) | 0.64235 | 0.61768 | 0.59705 | 0.57991 | 0.28053 | 0 | 0 | 0 | 0 | 0 | 0 | 0 | 0
Yes | PG&E | Com | HVAC | 2013 T-24: NRNC-HVAC-Acceptance Requirements | Possible | Electric Energy (GWh/year) | 0.171 | 0.16887 | 0.16719 | 0.16587 | 0.16484 | 0.16405 | 0.1631 | 0.16225 | 0.16133 | 0.16047 | 0.15957 | 0.15869 | 0.15779
Yes | PG&E | Com | HVAC | 2013 T-24: NRNC-HVAC-Cooling Towers Water | Possible | Electric Energy (GWh/year) | 0.046267 | 0.04569 | 0.045234 | 0.044877 | 0.0446 | 0.044384 | 0.044128 | 0.043899 | 0.043651 | 0.043416 | 0.043172 | 0.042934 | 0.042693
Yes | PG&E | Com | HVAC | 2013 T-24: NRNC-HVAC-Garage Exhaust | Possible | Electric Energy (GWh/year) | 2.7037 | 2.6909 | 2.6829 | 2.6779 | 2.6748 | 2.6729 | 2.6703 | 2.6681 | 2.6656 | 2.6634 | 2.661 | 2.6587 | 2.6563
Yes | PG&E | Com | HVAC | 2013 T-24: NRNC-HVAC-Laboratory Exhaust | Possible | Electric Energy (GWh/year) | 6.4896 | 6.4589 | 6.4396 | 6.4277 | 6.4203 | 6.4158 | 6.4094 | 6.4043 | 6.3983 | 6.3929 | 6.3871 | 6.3815 | 6.3758
Yes | PG&E | Com | HVAC | 2013 T-24: NRNC-HVAC-Occupant Controlled Smart Thermostats | Possible | Electric Energy (GWh/year) | 0.021846 | 0.021574 | 0.021359 | 0.02119 | 0.021059 | 0.020958 | 0.020836 | 0.020728 | 0.020611 | 0.0205 | 0.020385 | 0.020273 | 0.020159
Yes | PG&E | Com | HVAC | 2013 T-24: NRNC-HVAC-Small ECM Motor | Possible | Electric Energy (GWh/year) | 4.2861 | 4.2326 | 4.1904 | 4.1574 | 4.1316 | 4.1117 | 4.0879 | 4.0667 | 4.0438 | 4.022 | 3.9994 | 3.9774 | 3.955
Yes | PG&E | Com | HVAC | 2013 T-24: NRNC-HVAC-Water & Space Heating ACM | Possible | Electric Energy (GWh/year) | 0.017685 | 0.017464 | 0.01729 | 0.017154 | 0.017048 | 0.016965 | 0.016867 | 0.01678 | 0.016685 | 0.016595 | 0.016502 | 0.016411 | 0.016319
Yes | PG&E | Com | HVAC | 2013 T-24: NRNC-Process-Air Compressors | Possible | Electric Energy (GWh/year) | 1.2452 | 1.2296 | 1.2174 | 1.2078 | 1.2003 | 1.1945 | 1.1876 | 1.1814 | 1.1748 | 1.1684 | 1.1619 | 1.1555 | 1.149
Yes | PG&E | Com | HVAC | 2013 T-24: NRNC-Process-Data Centers | Possible | Electric Energy (GWh/year) | 4.1052 | 4.1049 | 4.1046 | 4.1045 | 4.1044 | 4.1043 | 4.1042 | 4.1041 | 4.104 | 4.104 | 4.1039 | 4.1038 | 4.1037
Yes | PG&E | Com | HVAC | Fed Appliance: Small Commercial Package Air-Conditioners ≥65 and <135 kBtu/h | Possible | Electric Energy (GWh/year) | 6.7122e-07 | 6.579e-07 | 6.4585e-07 | 3.5581e-07 | 1.551e-07 | 1.5289e-07 | 1.5052e-07 | 1.4826e-07 | 1.4593e-07 | 1.4364e-07 | 1.4132e-07 | 1.3902e-07 | 1.3671e-07
Yes | PG&E | Com | HVAC | 2019-21 Fed App: Ceiling Fans | Possible | Electric Energy (GWh/year) | 2.0341e-05 | 1.9946e-05 | 1.9576e-05 | 1.9223e-05 | 1.9013e-05 | 1.8885e-05 | 1.8611e-05 | 1.8377e-05 | 1.5859e-05 | 2.184e-06 | 2.1668e-06 | 2.1522e-06 | 2.14e-06
Yes | PG&E | Com | HVAC | 2022-24 Fed App: Commercial boilers | Possible | Electric Energy (GWh/year) | -0.040652 | -0.040487 | -0.03971 | -0.03904 | -0.038473 | -0.037993 | -0.037185 | -0.036483 | -0.035877 | -0.035357 | -0.034913 | -0.034535 | -0.034215
Yes | PG&E | Com | HVAC | 2016-18 Fed App: Commercial CAC and HP (65,000 Btu/hr to 760,000 Btu/hr) - Tier 2 | Possible | Electric Energy (GWh/year) | 12.8318 | 12.8294 | 12.8274 | 12.8257 | 12.8243 | 12.8231 | 12.8221 | 12.8213 | 12.8206 | 12.82 | 12.8195 | 12.8191 | 12.8188
Yes | PG&E | Com | HVAC | 2022-24 Fed App: Commercial warm air furnaces | Possible | Electric Energy (GWh/year) | 0.015025 | 0.015222 | 0.015418 | 0.015602 | 0.015802 | 0.015972 | 0.015971 | 0.015971 | 0.015971 | 0.01597 | 0.01597 | 0.01597 | 0.01597
Yes | PG&E | Com | HVAC | 2019-21 Fed App: Dehumidifiers | Possible | Electric Energy (GWh/year) |  | 0.56111 | 0.54472 | 0.5278 | 0.50972 | 0.29356 | 0.070426 | 0.067247 | 0.06437 | 0.061768 | 0.059413 | 0.057282 | 0.055354
Yes | PG&E | Com | HVAC | 2025 T-24: NR HVAC - Limit Hot Water Supply Temperatures - Electric (Alterations) | Possible | Electric Energy (GWh/year) | 0 | 0.16654 | 0.17959 | 0.17721 | 0.17486 | 0.17253 | 0.17024 | 0.16797 | 0.16574 | 0.16354 | 0.16138 | 0.033595 | 0.021679
Yes | PG&E | Com | HVAC | 2025 T-24: NR HVAC - Limit Hot Water Supply Temperatures - Electric (New Construction + Additions) | Possible | Electric Energy (GWh/year) | 0 | 0.014259 | 0.084191 | 0.083075 | 0.081971 | 0.080881 | 0.079805 | 0.078743 | 0.077697 | 0.076667 | 0.075654 | 0.063932 | 0.010163
Yes | PG&E | Com | HVAC | 2025 T-24: NR HVAC - Mechanical Heat Recovery - SHW Heat Recovery (New Construction + Additions) | Possible | Electric Energy (GWh/year) | 0 | 0.0058011 | 0.03361 | 0.032489 | 0.031355 | 0.030216 | 0.029081 | 0.027958 | 0.026855 | 0.025779 | 0.024737 | 0.020324 | 0.0031414
Yes | PG&E | Com | HVAC | 2025 T-24: NR HVAC - Mechanical Heat Recovery (without TES, waterside HR) (New Construction + Additions) | Possible | Electric Energy (GWh/year) | 0 | 0.015547 | 0.090076 | 0.08707 | 0.08403 | 0.080978 | 0.077936 | 0.074927 | 0.07197 | 0.069087 | 0.066294 | 0.054468 | 0.0084191
Yes | PG&E | Com | HVAC | 2025 T-24: NR HVAC - Mechanical Heat Recovery Scenario A - Gas Baseline (New Construction + Additions) | Possible | Electric Energy (GWh/year) | 0 | -0.0027845 | -0.016133 | -0.015595 | -0.01505 | -0.014504 | -0.013959 | -0.01342 | -0.01289 | -0.012374 | -0.011874 | -0.0097555 | -0.0015079
Yes | PG&E | Com | HVAC | 2025 T-24: NR HVAC - Mechanical Heat Recovery Scenario B - Gas Baseline (New Construction + Additions) | Possible | Electric Energy (GWh/year) | 0 | 0.0010442 | 0.0060499 | 0.005848 | 0.0056438 | 0.0054388 | 0.0052345 | 0.0050324 | 0.0048338 | 0.0046402 | 0.0044526 | 0.0036583 | 0.00056546
Yes | PG&E | Com | HVAC | 2025 T-24: NR HVAC Controls - Guideline 36 (Alterations) | Possible | Electric Energy (GWh/year) | 0 | 3.2753 | 3.5676 | 3.5556 | 3.5434 | 3.5308 | 3.5181 | 3.505 | 3.4916 | 3.478 | 3.4641 | 3.4499 | 3.4354
Yes | PG&E | Com | HVAC | 2025 T-24: NR HVAC Controls - Guideline 36 (New Construction + Additions) | Possible | Electric Energy (GWh/year) | 0 | 0.12434 | 0.74154 | 0.73905 | 0.7365 | 0.7339 | 0.73124 | 0.72853 | 0.72576 | 0.72292 | 0.72003 | 0.71708 | 0.71406
Yes | PG&E | Com | HVAC | 2022 T-24: NRA - Air Distribution - Duct Leakage Testing | Possible | Electric Energy (GWh/year) | 5.5778 | 5.5085 | 5.4399 | 5.3723 | 5.3061 | 5.2416 | 5.1791 | 5.1187 | 5.0607 | 5.0052 | 4.9523 | 4.9021 | 4.8547
Yes | PG&E | Com | HVAC | 2022 T-24: NRA - Air Distribution - Fan Energy Index | Possible | Electric Energy (GWh/year) | 0.16609 | 0.16402 | 0.16198 | 0.15997 | 0.158 | 0.15608 | 0.15422 | 0.15242 | 0.15069 | 0.14904 | 0.14746 | 0.14597 | 0.14456
Yes | PG&E | Com | HVAC | 2022 T-24: NRA - Air Distribution - Fan Power Budget | Possible | Electric Energy (GWh/year) | 10.1453 | 10.0192 | 9.8944 | 9.7715 | 9.6511 | 9.5338 | 9.42 | 9.3102 | 9.2046 | 9.1037 | 9.0075 | 8.9163 | 8.8301
Yes | PG&E | Com | HVAC | 2022 T-24: NRA - Controlled Environment Horticulture - Efficient Dehumidification | Possible | Electric Energy (GWh/year) | -0.0068896 | -0.0064533 | -0.0060584 | -0.0057043 | -0.0053898 | -0.0051126 | -0.00487 | -0.0046589 | -0.0044763 | -0.004319 | -0.0041841 | -0.0040688 | -0.0039704
Yes | PG&E | Com | HVAC | 2022 T-24: NRA - HVAC Controls - Dedicated Outdoor Air Systems (DOAS) | Possible | Electric Energy (GWh/year) | 2.5555 | 2.5415 | 2.527 | 2.5119 | 2.4963 | 2.4802 | 2.4636 | 2.4465 | 2.4289 | 2.4107 | 2.3921 | 2.3729 | 2.3533
Yes | PG&E | Com | HVAC | 2022 T-24: NRA - HVAC Controls - Exhaust Air Heat Recovery | Possible | Electric Energy (GWh/year) | -0.033083 | -0.032881 | -0.032673 | -0.032459 | -0.03224 | -0.032016 | -0.031787 | -0.031553 | -0.031314 | -0.03107 | -0.030823 | -0.030571 | -0.030316
Yes | PG&E | Com | HVAC | 2022 T-24: NRA - HVAC Controls - Expand Economizer Requirements | Possible | Electric Energy (GWh/year) | 1.283 | 1.2544 | 1.2273 | 1.2015 | 1.1771 | 0.67506 | 0 | 0 | 0 | 0 | 0 | 0 | 0
Yes | PG&E | Com | HVAC | 2022 T-24: NRA - HVAC Controls - VAV Deadband Airflow | Possible | Electric Energy (GWh/year) | 0.15115 | 0.098426 | 0.06134 | 0.037107 | 0.022025 | 0.012922 | 0.0075287 | 0.0043685 | 0.0025287 | 0.0014617 | 0.00084428 | 0.00048742 | 0.00028132
Yes | PG&E | Com | HVAC | 2019 T-24: NRA-MECH-ASHRAE 90.1 | Possible | Electric Energy (GWh/year) | 0.93834 | 0.87989 | 0.81162 | 0.73466 | 0.65128 | 0.56473 | 0.47882 | 0.39722 | 0.32292 | 0.2578 | 0.01721 | 0 | 0
Yes | PG&E | Com | HVAC | 2019 T-24: NRA-MECH-Cooling Towers | Possible | Electric Energy (GWh/year) | 0.050119 | 0.046997 | 0.043351 | 0.03924 | 0.034786 | 0.030164 | 0.025575 | 0.021216 | 0.017248 | 0.01377 | 0.00091922 | 0 | 0
Yes | PG&E | Com | HVAC | 2019 T-24: NRA-MECH-HE Fume Hoods in Lab Spaces | Possible | Electric Energy (GWh/year) | 1.4618 | 1.3707 | 1.2644 | 1.1445 | 1.0146 | 0.87977 | 0.74593 | 0.61881 | 0.50306 | 0.40162 | 0.026811 | 0 | 0
Yes | PG&E | Com | HVAC | 2019 T-24: NRA-MECH-Variable Exhaust Flow Control | Possible | Electric Energy (GWh/year) | 0.83961 | 0.78731 | 0.72623 | 0.65736 | 0.58275 | 0.50531 | 0.42844 | 0.35542 | 0.28894 | 0.23068 | 0.015399 | 0 | 0
Yes | PG&E | Com | HVAC | 2022 T-24: NRNC - Air Distribution - Duct Leakage Testing | Possible | Electric Energy (GWh/year) | 2.3435 | 2.3144 | 2.2856 | 2.2572 | 2.2294 | 2.2023 | 2.176 | 2.1506 | 2.1262 | 2.1029 | 2.0807 | 2.0596 | 2.0397
Yes | PG&E | Com | HVAC | 2022 T-24: NRNC - Air Distribution - Fan Energy Index | Possible | Electric Energy (GWh/year) | 0.048941 | 0.048333 | 0.04773 | 0.047138 | 0.046557 | 0.045991 | 0.045442 | 0.044912 | 0.044403 | 0.043916 | 0.043452 | 0.043012 | 0.042596
Yes | PG&E | Com | HVAC | 2022 T-24: NRNC - Air Distribution - Fan Power Budget | Possible | Electric Energy (GWh/year) | 2.7576 | 2.7234 | 2.6894 | 2.656 | 2.6233 | 2.5914 | 2.5605 | 2.5306 | 2.502 | 2.4745 | 2.4484 | 2.4236 | 2.4001
Yes | PG&E | Com | HVAC | 2022 T-24: NRNC - Computer Room Efficiency - Increased Temperature Thresholds for Economizers | Possible | Electric Energy (GWh/year) | 0.43568 | 0.41323 | 0.39286 | 0.37442 | 0.35776 | 0.34274 | 0.32923 | 0.31708 | 0.30618 | 0.29642 | 0.28767 | 0.27985 | 0.27287
Yes | PG&E | Com | HVAC | 2022 T-24: NRNC - Controlled Environment Horticulture - Efficient Dehumidification | Possible | Electric Energy (GWh/year) | -0.013779 | -0.012907 | -0.012117 | -0.011409 | -0.01078 | -0.010225 | -0.0097399 | -0.0093179 | -0.0089526 | -0.0086381 | -0.0083682 | -0.0081375 | -0.0079409
Yes | PG&E | Com | HVAC | 2022 T-24: NRNC - HVAC Controls - Dedicated Outdoor Air Systems (DOAS) | Possible | Electric Energy (GWh/year) |  | 4.6059 | 4.5864 | 4.566 | 4.5449 | 4.5229 | 4.5 | 4.4763 | 4.4517 | 4.4262 | 4.3998 | 4.3725 | 4.3444
Yes | PG&E | Com | HVAC | 2022 T-24: NRNC - HVAC Controls - Exhaust Air Heat Recovery | Possible | Electric Energy (GWh/year) |  | -0.0085177 | -0.0084638 | -0.0084085 | -0.0083518 | -0.0082937 | -0.0082343 | -0.0081737 | -0.0081118 | -0.0080487 | -0.0079846 | -0.0079194 | -0.0078532
Yes | PG&E | Com | HVAC | 2022 T-24: NRNC - HVAC Controls - Expand Economizer Requirements | Possible | Electric Energy (GWh/year) |  | 0.37964 | 0.37142 | 0.36362 | 0.35624 | 0.34927 | 0.34271 | 0.33655 | 0.33076 | 0.32535 | 0.3203 | 0.31558 | 0.31119
Yes | PG&E | Com | HVAC | 2022 T-24: NRNC - HVAC Controls - VAV Deadband Airflow | Possible | Electric Energy (GWh/year) |  | 0.028169 | 0.017555 | 0.01062 | 0.0063035 | 0.0036982 | 0.0021547 | 0.0012502 | 0.00072371 | 0.00041834 | 0.00024163 | 0.0001395 | 8.0512e-05
Yes | PG&E | Com | HVAC | 2019 T-24: NRNC-MECH-ASHRAE 90.1 | Possible | Electric Energy (GWh/year) |  | 2.5321 | 2.1522 | 1.7597 | 1.3843 | 1.0511 | 0.77408 | 0.55618 | 0.3921 | 0.27257 | 0.18757 | 0.12816 | 0.08713
Yes | PG&E | Com | HVAC | 2019 T-24: NRNC-MECH-Cooling Towers | Possible | Electric Energy (GWh/year) |  | 0.1436 | 0.13246 | 0.1199 | 0.10629 | 0.092167 | 0.078145 | 0.064828 | 0.052702 | 0.042075 | 0.033071 | 0.025657 | 0.019695
Yes | PG&E | Com | HVAC | 2019 T-24: NRNC-MECH-Economizer FDD | Possible | Electric Energy (GWh/year) |  | 0.11488 | 0.10597 | 0.095921 | 0.085033 | 0.073733 | 0.062516 | 0.051862 | 0.042161 | 0.03366 | 0.026456 | 0.020525 | 0.015756
Yes | PG&E | Com | HVAC | 2019 T-24: NRNC-MECH-HE Fume Hoods in Lab Spaces | Possible | Electric Energy (GWh/year) |  | 0.91383 | 0.84293 | 0.763 | 0.6764 | 0.58652 | 0.49729 | 0.41254 | 0.33537 | 0.26775 | 0.21045 | 0.16327 | 0.12533
Yes | PG&E | Com | HVAC | 2019 T-24: NRNC-MECH-Variable Exhaust Flow Control | Possible | Electric Energy (GWh/year) |  | 0.42939 | 0.39608 | 0.35852 | 0.31783 | 0.27559 | 0.23367 | 0.19385 | 0.15759 | 0.12581 | 0.098886 | 0.076718 | 0.058892
Yes | PG&E | Com | HVAC | 2019 T-24: NRNC-MECH-Ventilation & IAQ | Possible | Electric Energy (GWh/year) |  | 0.36553 | 0.33717 | 0.3052 | 0.27056 | 0.23461 | 0.19891 | 0.16502 | 0.13415 | 0.1071 | 0.08418 | 0.065308 | 0.050133
Yes | PG&E | Com | HVAC | 2019-21 Fed App: Single package vertical AC and HP - <65,000 Btu/hr | Possible | Electric Energy (GWh/year) |  | 0.37535 | 0.37673 | 0.38071 | 0.38669 | 0.39268 | 0.38775 | 0.38356 | 0.38 | 0.29371 | 0.07248 | 0.072069 | 0.071724
Yes | SCE | Com | HVAC | Fed Appliance: Single package vertical AC and HP - >65,000 Btu/hr and <240,000 Btu/hr | On-the-books | Electric Energy (GWh/year) | 0.2374 | 0.23517 | 0.23363 | 0.23252 | 0.23187 | 0.057501 | 0.063732 | 0.063628 | 0.06346 | 0.063307 | 0.063115 | 0.062922 | 0.062702
Yes | SCE | Com | HVAC | Fed Appliance: Commercial CAC and HP - <65,000 Btu/hr | On-the-books | Electric Energy (GWh/year) | 0.0090561 | 0.0090561 | 0.0090561 | 0.0090561 | 0.0090561 | 0.0090561 | 0.0090561 | 0.0090561 | 0.0090561 | 0.0090561 | 0.0090561 | 0.0090561 | 0.0090561
Yes | SCE | Com | HVAC | Fed Appliance: Commercial CAC and HP - 65,000 Btu/hr to 760,000 Btu/hr - Tier 1 | On-the-books | Electric Energy (GWh/year) | 1.8261 | 1.7896 | 1.7531 | 1.7165 | 1.68 | 1.6435 | 1.607 | 0.3698 | 0.3612 | 0.3526 | 0.344 | 0.3354 | 0.3268
Yes | SCE | Com | HVAC | Fed Appliance: Computer Room Acs >=65,000 Btu/h and < 760,000 Btu/h | On-the-books | Electric Energy (GWh/year) | 7.4781e-05 | 7.4779e-05 | 7.4778e-05 | 6.4946e-05 | 1.8554e-05 | 1.8554e-05 | 1.8554e-05 | 1.8554e-05 | 1.8554e-05 | 1.8554e-05 | 1.8554e-05 | 1.8554e-05 | 1.8553e-05
Yes | SCE | Com | HVAC | 2005 T-24: Cooling tower applications | On-the-books | Electric Energy (GWh/year) | 0 | 0 | 0 | 0 | 0 | 0 | 0 | 0 | 0 | 0 | 0 | 0 | 0
Yes | SCE | Com | HVAC | 2008 T-24: DDC to Zone | On-the-books | Electric Energy (GWh/year) | 19.0529 | 18.9816 | 18.9267 | 18.8845 | 18.8522 | 18.8274 | 18.7976 | 18.7711 | 18.7424 | 18.7152 | 18.687 | 18.6595 | 18.6315
Yes | SCE | Com | HVAC | 2005 T-24: Ducts in existing commercial buildings | On-the-books | Electric Energy (GWh/year) | 0 | 0 | 0 | 0 | 0 | 0 | 0 | 0 | 0 | 0 | 0 | 0 | 0
Yes | SCE | Com | HVAC | Fed Appliance: Large and Very Large Commercial Package Air-Conditioners ≥135 kBtu/h | On-the-books | Electric Energy (GWh/year) | 0.0008912 | 0.0008849 | 0.00087921 | 0.00087406 | 0.00048614 | 0.00021467 | 0.00021355 | 0.00021248 | 0.00021138 | 0.0002103 | 0.0002092 | 0.00020812 | 0.00020703
Yes | SCE | Com | HVAC | 2016 T-24: NRA-HVAC-ASHRAE Equipment Efficiency | On-the-books | Electric Energy (GWh/year) | 0.54734 | 0.54258 | 0.53933 | 0.53713 | 0.53564 | 0.53462 | 0.53329 | 0.53217 | 0.5309 | 0.52973 | 0.5285 | 0.52731 | 0
Yes | SCE | Com | HVAC | 2016 T-24: NRA-HVAC-ASHRAE Measure-DDC | On-the-books | Electric Energy (GWh/year) | 0.15839 | 0.15701 | 0.15607 | 0.15543 | 0.155 | 0.15471 | 0.15432 | 0 | 0 | 0 | 0 | 0 | 0
Yes | SCE | Com | HVAC | 2013 T-24: NRA-HVAC-Equipment Efficiency | On-the-books | Electric Energy (GWh/year) | 3.5592 | 3.5306 | 3.5088 | 3.4922 | 3.4796 | 3.4701 | 3.4585 | 3.4483 | 3.4372 | 1.6992 | 0 | 0 | 0
Yes | SCE | Com | HVAC | 2013 T-24: NRA-Process-Air Compressors | On-the-books | Electric Energy (GWh/year) | 0.64235 | 0.61768 | 0.59705 | 0.57991 | 0.28053 | 0 | 0 | 0 | 0 | 0 | 0 | 0 | 0
Yes | SCE | Com | HVAC | 2013 T-24: NRNC-HVAC-Acceptance Requirements | On-the-books | Electric Energy (GWh/year) | 0.171 | 0.16887 | 0.16719 | 0.16587 | 0.16484 | 0.16405 | 0.1631 | 0.16225 | 0.16133 | 0.16047 | 0.15957 | 0.15869 | 0.15779
Yes | SCE | Com | HVAC | 2013 T-24: NRNC-HVAC-Cooling Towers Water | On-the-books | Electric Energy (GWh/year) | 0.046267 | 0.04569 | 0.045234 | 0.044877 | 0.0446 | 0.044384 | 0.044128 | 0.043899 | 0.043651 | 0.043416 | 0.043172 | 0.042934 | 0.042693
Yes | SCE | Com | HVAC | 2013 T-24: NRNC-HVAC-Garage Exhaust | On-the-books | Electric Energy (GWh/year) | 2.7037 | 2.6909 | 2.6829 | 2.6779 | 2.6748 | 2.6729 | 2.6703 | 2.6681 | 2.6656 | 2.6634 | 2.661 | 2.6587 | 2.6563
Yes | SCE | Com | HVAC | 2013 T-24: NRNC-HVAC-Laboratory Exhaust | On-the-books | Electric Energy (GWh/year) | 6.4896 | 6.4589 | 6.4396 | 6.4277 | 6.4203 | 6.4158 | 6.4094 | 6.4043 | 6.3983 | 6.3929 | 6.3871 | 6.3815 | 6.3758
Yes | SCE | Com | HVAC | 2013 T-24: NRNC-HVAC-Occupant Controlled Smart Thermostats | On-the-books | Electric Energy (GWh/year) | 0.021846 | 0.021574 | 0.021359 | 0.02119 | 0.021059 | 0.020958 | 0.020836 | 0.020728 | 0.020611 | 0.0205 | 0.020385 | 0.020273 | 0.020159
Yes | SCE | Com | HVAC | 2013 T-24: NRNC-HVAC-Small ECM Motor | On-the-books | Electric Energy (GWh/year) | 4.2861 | 4.2326 | 4.1904 | 4.1574 | 4.1316 | 4.1117 | 4.0879 | 4.0667 | 4.0438 | 4.022 | 3.9994 | 3.9774 | 3.955
Yes | SCE | Com | HVAC | 2013 T-24: NRNC-HVAC-Water & Space Heating ACM | On-the-books | Electric Energy (GWh/year) | 0.017685 | 0.017464 | 0.01729 | 0.017154 | 0.017048 | 0.016965 | 0.016867 | 0.01678 | 0.016685 | 0.016595 | 0.016502 | 0.016411 | 0.016319
Yes | SCE | Com | HVAC | 2013 T-24: NRNC-Process-Air Compressors | On-the-books | Electric Energy (GWh/year) | 1.2452 | 1.2296 | 1.2174 | 1.2078 | 1.2003 | 1.1945 | 1.1876 | 1.1814 | 1.1748 | 1.1684 | 1.1619 | 1.1555 | 1.149
Yes | SCE | Com | HVAC | 2013 T-24: NRNC-Process-Data Centers | On-the-books | Electric Energy (GWh/year) | 4.1052 | 4.1049 | 4.1046 | 4.1045 | 4.1044 | 4.1043 | 4.1042 | 4.1041 | 4.104 | 4.104 | 4.1039 | 4.1038 | 4.1037
Yes | SCE | Com | HVAC | Fed Appliance: Small Commercial Package Air-Conditioners ≥65 and <135 kBtu/h | On-the-books | Electric Energy (GWh/year) | 6.7122e-07 | 6.579e-07 | 6.4585e-07 | 3.5581e-07 | 1.551e-07 | 1.5289e-07 | 1.5052e-07 | 1.4826e-07 | 1.4593e-07 | 1.4364e-07 | 1.4132e-07 | 1.3902e-07 | 1.3671e-07
Yes | SCE | Com | HVAC | 2019-21 Fed App: Ceiling Fans | On-the-books | Electric Energy (GWh/year) | 2.0341e-05 | 1.9946e-05 | 1.9576e-05 | 1.9223e-05 | 1.9013e-05 | 1.8885e-05 | 1.8611e-05 | 1.8377e-05 | 1.5859e-05 | 2.184e-06 | 2.1668e-06 | 2.1522e-06 | 2.14e-06
Yes | SCE | Com | HVAC | 2022-24 Fed App: Commercial boilers | On-the-books | Electric Energy (GWh/year) | -0.040652 | -0.040487 | -0.03971 | -0.03904 | -0.038473 | -0.037993 | -0.037185 | -0.036483 | -0.035877 | -0.035357 | -0.034913 | -0.034535 | -0.034215
Yes | SCE | Com | HVAC | 2016-18 Fed App: Commercial CAC and HP (65,000 Btu/hr to 760,000 Btu/hr) - Tier 2 | On-the-books | Electric Energy (GWh/year) | 12.8318 | 12.8294 | 12.8274 | 12.8257 | 12.8243 | 12.8231 | 12.8221 | 12.8213 | 12.8206 | 12.82 | 12.8195 | 12.8191 | 12.8188
Yes | SCE | Com | HVAC | 2022-24 Fed App: Commercial warm air furnaces | On-the-books | Electric Energy (GWh/year) | 0.015025 | 0.015222 | 0.015418 | 0.015602 | 0.015802 | 0.015972 | 0.015971 | 0.015971 | 0.015971 | 0.01597 | 0.01597 | 0.01597 | 0.01597
Yes | SCE | Com | HVAC | 2019-21 Fed App: Dehumidifiers | On-the-books | Electric Energy (GWh/year) |  | 0.56111 | 0.54472 | 0.5278 | 0.50972 | 0.29356 | 0.070426 | 0.067247 | 0.06437 | 0.061768 | 0.059413 | 0.057282 | 0.055354
Yes | SCE | Com | HVAC | 2025 T-24: NR HVAC - Limit Hot Water Supply Temperatures - Electric (Alterations) | On-the-books | Electric Energy (GWh/year) | 0 | 0.16654 | 0.17959 | 0.17721 | 0.17486 | 0.17253 | 0.17024 | 0.16797 | 0.16574 | 0.16354 | 0.16138 | 0.033595 | 0.021679
Yes | SCE | Com | HVAC | 2025 T-24: NR HVAC - Limit Hot Water Supply Temperatures - Electric (New Construction + Additions) | On-the-books | Electric Energy (GWh/year) | 0 | 0.014259 | 0.084191 | 0.083075 | 0.081971 | 0.080881 | 0.079805 | 0.078743 | 0.077697 | 0.076667 | 0.075654 | 0.063932 | 0.010163
Yes | SCE | Com | HVAC | 2025 T-24: NR HVAC - Mechanical Heat Recovery - SHW Heat Recovery (New Construction + Additions) | On-the-books | Electric Energy (GWh/year) | 0 | 0.0058011 | 0.03361 | 0.032489 | 0.031355 | 0.030216 | 0.029081 | 0.027958 | 0.026855 | 0.025779 | 0.024737 | 0.020324 | 0.0031414
Yes | SCE | Com | HVAC | 2025 T-24: NR HVAC - Mechanical Heat Recovery (without TES, waterside HR) (New Construction + Additions) | On-the-books | Electric Energy (GWh/year) | 0 | 0.015547 | 0.090076 | 0.08707 | 0.08403 | 0.080978 | 0.077936 | 0.074927 | 0.07197 | 0.069087 | 0.066294 | 0.054468 | 0.0084191
Yes | SCE | Com | HVAC | 2025 T-24: NR HVAC - Mechanical Heat Recovery Scenario A - Gas Baseline (New Construction + Additions) | On-the-books | Electric Energy (GWh/year) | 0 | -0.0027845 | -0.016133 | -0.015595 | -0.01505 | -0.014504 | -0.013959 | -0.01342 | -0.01289 | -0.012374 | -0.011874 | -0.0097555 | -0.0015079
Yes | SCE | Com | HVAC | 2025 T-24: NR HVAC - Mechanical Heat Recovery Scenario B - Gas Baseline (New Construction + Additions) | On-the-books | Electric Energy (GWh/year) | 0 | 0.0010442 | 0.0060499 | 0.005848 | 0.0056438 | 0.0054388 | 0.0052345 | 0.0050324 | 0.0048338 | 0.0046402 | 0.0044526 | 0.0036583 | 0.00056546
Yes | SCE | Com | HVAC | 2025 T-24: NR HVAC Controls - Guideline 36 (Alterations) | On-the-books | Electric Energy (GWh/year) | 0 | 3.2753 | 3.5676 | 3.5556 | 3.5434 | 3.5308 | 3.5181 | 3.505 | 3.4916 | 3.478 | 3.4641 | 3.4499 | 3.4354
Yes | SCE | Com | HVAC | 2025 T-24: NR HVAC Controls - Guideline 36 (New Construction + Additions) | On-the-books | Electric Energy (GWh/year) | 0 | 0.12434 | 0.74154 | 0.73905 | 0.7365 | 0.7339 | 0.73124 | 0.72853 | 0.72576 | 0.72292 | 0.72003 | 0.71708 | 0.71406
Yes | SCE | Com | HVAC | 2022 T-24: NRA - Air Distribution - Duct Leakage Testing | On-the-books | Electric Energy (GWh/year) | 5.5778 | 5.5085 | 5.4399 | 5.3723 | 5.3061 | 5.2416 | 5.1791 | 5.1187 | 5.0607 | 5.0052 | 4.9523 | 4.9021 | 4.8547
Yes | SCE | Com | HVAC | 2022 T-24: NRA - Air Distribution - Fan Energy Index | On-the-books | Electric Energy (GWh/year) | 0.16609 | 0.16402 | 0.16198 | 0.15997 | 0.158 | 0.15608 | 0.15422 | 0.15242 | 0.15069 | 0.14904 | 0.14746 | 0.14597 | 0.14456
Yes | SCE | Com | HVAC | 2022 T-24: NRA - Air Distribution - Fan Power Budget | On-the-books | Electric Energy (GWh/year) | 10.1453 | 10.0192 | 9.8944 | 9.7715 | 9.6511 | 9.5338 | 9.42 | 9.3102 | 9.2046 | 9.1037 | 9.0075 | 8.9163 | 8.8301
Yes | SCE | Com | HVAC | 2022 T-24: NRA - Controlled Environment Horticulture - Efficient Dehumidification | On-the-books | Electric Energy (GWh/year) | -0.0068896 | -0.0064533 | -0.0060584 | -0.0057043 | -0.0053898 | -0.0051126 | -0.00487 | -0.0046589 | -0.0044763 | -0.004319 | -0.0041841 | -0.0040688 | -0.0039704
Yes | SCE | Com | HVAC | 2022 T-24: NRA - HVAC Controls - Dedicated Outdoor Air Systems (DOAS) | On-the-books | Electric Energy (GWh/year) | 2.5555 | 2.5415 | 2.527 | 2.5119 | 2.4963 | 2.4802 | 2.4636 | 2.4465 | 2.4289 | 2.4107 | 2.3921 | 2.3729 | 2.3533
Yes | SCE | Com | HVAC | 2022 T-24: NRA - HVAC Controls - Exhaust Air Heat Recovery | On-the-books | Electric Energy (GWh/year) | -0.033083 | -0.032881 | -0.032673 | -0.032459 | -0.03224 | -0.032016 | -0.031787 | -0.031553 | -0.031314 | -0.03107 | -0.030823 | -0.030571 | -0.030316
Yes | SCE | Com | HVAC | 2022 T-24: NRA - HVAC Controls - Expand Economizer Requirements | On-the-books | Electric Energy (GWh/year) | 1.283 | 1.2544 | 1.2273 | 1.2015 | 1.1771 | 0.67506 | 0 | 0 | 0 | 0 | 0 | 0 | 0
Yes | SCE | Com | HVAC | 2022 T-24: NRA - HVAC Controls - VAV Deadband Airflow | On-the-books | Electric Energy (GWh/year) | 0.15115 | 0.098426 | 0.06134 | 0.037107 | 0.022025 | 0.012922 | 0.0075287 | 0.0043685 | 0.0025287 | 0.0014617 | 0.00084428 | 0.00048742 | 0.00028132
Yes | SCE | Com | HVAC | 2019 T-24: NRA-MECH-ASHRAE 90.1 | On-the-books | Electric Energy (GWh/year) | 0.93834 | 0.87989 | 0.81162 | 0.73466 | 0.65128 | 0.56473 | 0.47882 | 0.39722 | 0.32292 | 0.2578 | 0.01721 | 0 | 0
Yes | SCE | Com | HVAC | 2019 T-24: NRA-MECH-Cooling Towers | On-the-books | Electric Energy (GWh/year) | 0.050119 | 0.046997 | 0.043351 | 0.03924 | 0.034786 | 0.030164 | 0.025575 | 0.021216 | 0.017248 | 0.01377 | 0.00091922 | 0 | 0
Yes | SCE | Com | HVAC | 2019 T-24: NRA-MECH-HE Fume Hoods in Lab Spaces | On-the-books | Electric Energy (GWh/year) | 1.4618 | 1.3707 | 1.2644 | 1.1445 | 1.0146 | 0.87977 | 0.74593 | 0.61881 | 0.50306 | 0.40162 | 0.026811 | 0 | 0
Yes | SCE | Com | HVAC | 2019 T-24: NRA-MECH-Variable Exhaust Flow Control | On-the-books | Electric Energy (GWh/year) | 0.83961 | 0.78731 | 0.72623 | 0.65736 | 0.58275 | 0.50531 | 0.42844 | 0.35542 | 0.28894 | 0.23068 | 0.015399 | 0 | 0
Yes | SCE | Com | HVAC | 2022 T-24: NRNC - Air Distribution - Duct Leakage Testing | On-the-books | Electric Energy (GWh/year) | 2.3435 | 2.3144 | 2.2856 | 2.2572 | 2.2294 | 2.2023 | 2.176 | 2.1506 | 2.1262 | 2.1029 | 2.0807 | 2.0596 | 2.0397
Yes | SCE | Com | HVAC | 2022 T-24: NRNC - Air Distribution - Fan Energy Index | On-the-books | Electric Energy (GWh/year) | 0.048941 | 0.048333 | 0.04773 | 0.047138 | 0.046557 | 0.045991 | 0.045442 | 0.044912 | 0.044403 | 0.043916 | 0.043452 | 0.043012 | 0.042596
Yes | SCE | Com | HVAC | 2022 T-24: NRNC - Air Distribution - Fan Power Budget | On-the-books | Electric Energy (GWh/year) | 2.7576 | 2.7234 | 2.6894 | 2.656 | 2.6233 | 2.5914 | 2.5605 | 2.5306 | 2.502 | 2.4745 | 2.4484 | 2.4236 | 2.4001
Yes | SCE | Com | HVAC | 2022 T-24: NRNC - Computer Room Efficiency - Increased Temperature Thresholds for Economizers | On-the-books | Electric Energy (GWh/year) | 0.43568 | 0.41323 | 0.39286 | 0.37442 | 0.35776 | 0.34274 | 0.32923 | 0.31708 | 0.30618 | 0.29642 | 0.28767 | 0.27985 | 0.27287
Yes | SCE | Com | HVAC | 2022 T-24: NRNC - Controlled Environment Horticulture - Efficient Dehumidification | On-the-books | Electric Energy (GWh/year) | -0.013779 | -0.012907 | -0.012117 | -0.011409 | -0.01078 | -0.010225 | -0.0097399 | -0.0093179 | -0.0089526 | -0.0086381 | -0.0083682 | -0.0081375 | -0.0079409
Yes | SCE | Com | HVAC | 2022 T-24: NRNC - HVAC Controls - Dedicated Outdoor Air Systems (DOAS) | On-the-books | Electric Energy (GWh/year) |  | 4.6059 | 4.5864 | 4.566 | 4.5449 | 4.5229 | 4.5 | 4.4763 | 4.4517 | 4.4262 | 4.3998 | 4.3725 | 4.3444
Yes | SCE | Com | HVAC | 2022 T-24: NRNC - HVAC Controls - Exhaust Air Heat Recovery | On-the-books | Electric Energy (GWh/year) |  | -0.0085177 | -0.0084638 | -0.0084085 | -0.0083518 | -0.0082937 | -0.0082343 | -0.0081737 | -0.0081118 | -0.0080487 | -0.0079846 | -0.0079194 | -0.0078532
Yes | SCE | Com | HVAC | 2022 T-24: NRNC - HVAC Controls - Expand Economizer Requirements | On-the-books | Electric Energy (GWh/year) |  | 0.37964 | 0.37142 | 0.36362 | 0.35624 | 0.34927 | 0.34271 | 0.33655 | 0.33076 | 0.32535 | 0.3203 | 0.31558 | 0.31119
Yes | SCE | Com | HVAC | 2022 T-24: NRNC - HVAC Controls - VAV Deadband Airflow | On-the-books | Electric Energy (GWh/year) |  | 0.028169 | 0.017555 | 0.01062 | 0.0063035 | 0.0036982 | 0.0021547 | 0.0012502 | 0.00072371 | 0.00041834 | 0.00024163 | 0.0001395 | 8.0512e-05
Yes | SCE | Com | HVAC | 2019 T-24: NRNC-MECH-ASHRAE 90.1 | On-the-books | Electric Energy (GWh/year) |  | 2.5321 | 2.1522 | 1.7597 | 1.3843 | 1.0511 | 0.77408 | 0.55618 | 0.3921 | 0.27257 | 0.18757 | 0.12816 | 0.08713
Yes | SCE | Com | HVAC | 2019 T-24: NRNC-MECH-Cooling Towers | On-the-books | Electric Energy (GWh/year) |  | 0.1436 | 0.13246 | 0.1199 | 0.10629 | 0.092167 | 0.078145 | 0.064828 | 0.052702 | 0.042075 | 0.033071 | 0.025657 | 0.019695
Yes | SCE | Com | HVAC | 2019 T-24: NRNC-MECH-Economizer FDD | On-the-books | Electric Energy (GWh/year) |  | 0.11488 | 0.10597 | 0.095921 | 0.085033 | 0.073733 | 0.062516 | 0.051862 | 0.042161 | 0.03366 | 0.026456 | 0.020525 | 0.015756
Yes | SCE | Com | HVAC | 2019 T-24: NRNC-MECH-HE Fume Hoods in Lab Spaces | On-the-books | Electric Energy (GWh/year) |  | 0.91383 | 0.84293 | 0.763 | 0.6764 | 0.58652 | 0.49729 | 0.41254 | 0.33537 | 0.26775 | 0.21045 | 0.16327 | 0.12533
Yes | SCE | Com | HVAC | 2019 T-24: NRNC-MECH-Variable Exhaust Flow Control | On-the-books | Electric Energy (GWh/year) |  | 0.42939 | 0.39608 | 0.35852 | 0.31783 | 0.27559 | 0.23367 | 0.19385 | 0.15759 | 0.12581 | 0.098886 | 0.076718 | 0.058892
Yes | SCE | Com | HVAC | 2019 T-24: NRNC-MECH-Ventilation & IAQ | On-the-books | Electric Energy (GWh/year) |  | 0.36553 | 0.33717 | 0.3052 | 0.27056 | 0.23461 | 0.19891 | 0.16502 | 0.13415 | 0.1071 | 0.08418 | 0.065308 | 0.050133
Yes | SCE | Com | HVAC | 2019-21 Fed App: Single package vertical AC and HP - <65,000 Btu/hr | On-the-books | Electric Energy (GWh/year) |  | 0.37535 | 0.37673 | 0.38071 | 0.38669 | 0.39268 | 0.38775 | 0.38356 | 0.38 | 0.29371 | 0.07248 | 0.072069 | 0.071724
Yes | SCE | Com | HVAC | Fed Appliance: Single package vertical AC and HP - >65,000 Btu/hr and <240,000 Btu/hr | Expected | Electric Energy (GWh/year) | 0.2374 | 0.23517 | 0.23363 | 0.23252 | 0.23187 | 0.057501 | 0.063732 | 0.063628 | 0.06346 | 0.063307 | 0.063115 | 0.062922 | 0.062702
Yes | SCE | Com | HVAC | Fed Appliance: Commercial CAC and HP - <65,000 Btu/hr | Expected | Electric Energy (GWh/year) | 0.0090561 | 0.0090561 | 0.0090561 | 0.0090561 | 0.0090561 | 0.0090561 | 0.0090561 | 0.0090561 | 0.0090561 | 0.0090561 | 0.0090561 | 0.0090561 | 0.0090561
Yes | SCE | Com | HVAC | Fed Appliance: Commercial CAC and HP - 65,000 Btu/hr to 760,000 Btu/hr - Tier 1 | Expected | Electric Energy (GWh/year) | 1.8261 | 1.7896 | 1.7531 | 1.7165 | 1.68 | 1.6435 | 1.607 | 0.3698 | 0.3612 | 0.3526 | 0.344 | 0.3354 | 0.3268
Yes | SCE | Com | HVAC | Fed Appliance: Computer Room Acs >=65,000 Btu/h and < 760,000 Btu/h | Expected | Electric Energy (GWh/year) | 7.4781e-05 | 7.4779e-05 | 7.4778e-05 | 6.4946e-05 | 1.8554e-05 | 1.8554e-05 | 1.8554e-05 | 1.8554e-05 | 1.8554e-05 | 1.8554e-05 | 1.8554e-05 | 1.8554e-05 | 1.8553e-05
Yes | SCE | Com | HVAC | 2005 T-24: Cooling tower applications | Expected | Electric Energy (GWh/year) | 0 | 0 | 0 | 0 | 0 | 0 | 0 | 0 | 0 | 0 | 0 | 0 | 0
Yes | SCE | Com | HVAC | 2008 T-24: DDC to Zone | Expected | Electric Energy (GWh/year) | 19.0529 | 18.9816 | 18.9267 | 18.8845 | 18.8522 | 18.8274 | 18.7976 | 18.7711 | 18.7424 | 18.7152 | 18.687 | 18.6595 | 18.6315
Yes | SCE | Com | HVAC | 2005 T-24: Ducts in existing commercial buildings | Expected | Electric Energy (GWh/year) | 0 | 0 | 0 | 0 | 0 | 0 | 0 | 0 | 0 | 0 | 0 | 0 | 0
Yes | SCE | Com | HVAC | Fed Appliance: Large and Very Large Commercial Package Air-Conditioners ≥135 kBtu/h | Expected | Electric Energy (GWh/year) | 0.0008912 | 0.0008849 | 0.00087921 | 0.00087406 | 0.00048614 | 0.00021467 | 0.00021355 | 0.00021248 | 0.00021138 | 0.0002103 | 0.0002092 | 0.00020812 | 0.00020703
Yes | SCE | Com | HVAC | 2016 T-24: NRA-HVAC-ASHRAE Equipment Efficiency | Expected | Electric Energy (GWh/year) | 0.54734 | 0.54258 | 0.53933 | 0.53713 | 0.53564 | 0.53462 | 0.53329 | 0.53217 | 0.5309 | 0.52973 | 0.5285 | 0.52731 | 0
Yes | SCE | Com | HVAC | 2016 T-24: NRA-HVAC-ASHRAE Measure-DDC | Expected | Electric Energy (GWh/year) | 0.15839 | 0.15701 | 0.15607 | 0.15543 | 0.155 | 0.15471 | 0.15432 | 0 | 0 | 0 | 0 | 0 | 0
Yes | SCE | Com | HVAC | 2013 T-24: NRA-HVAC-Equipment Efficiency | Expected | Electric Energy (GWh/year) | 3.5592 | 3.5306 | 3.5088 | 3.4922 | 3.4796 | 3.4701 | 3.4585 | 3.4483 | 3.4372 | 1.6992 | 0 | 0 | 0
Yes | SCE | Com | HVAC | 2013 T-24: NRA-Process-Air Compressors | Expected | Electric Energy (GWh/year) | 0.64235 | 0.61768 | 0.59705 | 0.57991 | 0.28053 | 0 | 0 | 0 | 0 | 0 | 0 | 0 | 0
Yes | SCE | Com | HVAC | 2013 T-24: NRNC-HVAC-Acceptance Requirements | Expected | Electric Energy (GWh/year) | 0.171 | 0.16887 | 0.16719 | 0.16587 | 0.16484 | 0.16405 | 0.1631 | 0.16225 | 0.16133 | 0.16047 | 0.15957 | 0.15869 | 0.15779
Yes | SCE | Com | HVAC | 2013 T-24: NRNC-HVAC-Cooling Towers Water | Expected | Electric Energy (GWh/year) | 0.046267 | 0.04569 | 0.045234 | 0.044877 | 0.0446 | 0.044384 | 0.044128 | 0.043899 | 0.043651 | 0.043416 | 0.043172 | 0.042934 | 0.042693
Yes | SCE | Com | HVAC | 2013 T-24: NRNC-HVAC-Garage Exhaust | Expected | Electric Energy (GWh/year) | 2.7037 | 2.6909 | 2.6829 | 2.6779 | 2.6748 | 2.6729 | 2.6703 | 2.6681 | 2.6656 | 2.6634 | 2.661 | 2.6587 | 2.6563
Yes | SCE | Com | HVAC | 2013 T-24: NRNC-HVAC-Laboratory Exhaust | Expected | Electric Energy (GWh/year) | 6.4896 | 6.4589 | 6.4396 | 6.4277 | 6.4203 | 6.4158 | 6.4094 | 6.4043 | 6.3983 | 6.3929 | 6.3871 | 6.3815 | 6.3758
Yes | SCE | Com | HVAC | 2013 T-24: NRNC-HVAC-Occupant Controlled Smart Thermostats | Expected | Electric Energy (GWh/year) | 0.021846 | 0.021574 | 0.021359 | 0.02119 | 0.021059 | 0.020958 | 0.020836 | 0.020728 | 0.020611 | 0.0205 | 0.020385 | 0.020273 | 0.020159
Yes | SCE | Com | HVAC | 2013 T-24: NRNC-HVAC-Small ECM Motor | Expected | Electric Energy (GWh/year) | 4.2861 | 4.2326 | 4.1904 | 4.1574 | 4.1316 | 4.1117 | 4.0879 | 4.0667 | 4.0438 | 4.022 | 3.9994 | 3.9774 | 3.955
Yes | SCE | Com | HVAC | 2013 T-24: NRNC-HVAC-Water & Space Heating ACM | Expected | Electric Energy (GWh/year) | 0.017685 | 0.017464 | 0.01729 | 0.017154 | 0.017048 | 0.016965 | 0.016867 | 0.01678 | 0.016685 | 0.016595 | 0.016502 | 0.016411 | 0.016319
Yes | SCE | Com | HVAC | 2013 T-24: NRNC-Process-Air Compressors | Expected | Electric Energy (GWh/year) | 1.2452 | 1.2296 | 1.2174 | 1.2078 | 1.2003 | 1.1945 | 1.1876 | 1.1814 | 1.1748 | 1.1684 | 1.1619 | 1.1555 | 1.149
Yes | SCE | Com | HVAC | 2013 T-24: NRNC-Process-Data Centers | Expected | Electric Energy (GWh/year) | 4.1052 | 4.1049 | 4.1046 | 4.1045 | 4.1044 | 4.1043 | 4.1042 | 4.1041 | 4.104 | 4.104 | 4.1039 | 4.1038 | 4.1037
Yes | SCE | Com | HVAC | Fed Appliance: Small Commercial Package Air-Conditioners ≥65 and <135 kBtu/h | Expected | Electric Energy (GWh/year) | 6.7122e-07 | 6.579e-07 | 6.4585e-07 | 3.5581e-07 | 1.551e-07 | 1.5289e-07 | 1.5052e-07 | 1.4826e-07 | 1.4593e-07 | 1.4364e-07 | 1.4132e-07 | 1.3902e-07 | 1.3671e-07
Yes | SCE | Com | HVAC | 2019-21 Fed App: Ceiling Fans | Expected | Electric Energy (GWh/year) | 2.0341e-05 | 1.9946e-05 | 1.9576e-05 | 1.9223e-05 | 1.9013e-05 | 1.8885e-05 | 1.8611e-05 | 1.8377e-05 | 1.5859e-05 | 2.184e-06 | 2.1668e-06 | 2.1522e-06 | 2.14e-06
Yes | SCE | Com | HVAC | 2022-24 Fed App: Commercial boilers | Expected | Electric Energy (GWh/year) | -0.040652 | -0.040487 | -0.03971 | -0.03904 | -0.038473 | -0.037993 | -0.037185 | -0.036483 | -0.035877 | -0.035357 | -0.034913 | -0.034535 | -0.034215
Yes | SCE | Com | HVAC | 2016-18 Fed App: Commercial CAC and HP (65,000 Btu/hr to 760,000 Btu/hr) - Tier 2 | Expected | Electric Energy (GWh/year) | 12.8318 | 12.8294 | 12.8274 | 12.8257 | 12.8243 | 12.8231 | 12.8221 | 12.8213 | 12.8206 | 12.82 | 12.8195 | 12.8191 | 12.8188
Yes | SCE | Com | HVAC | 2022-24 Fed App: Commercial warm air furnaces | Expected | Electric Energy (GWh/year) | 0.015025 | 0.015222 | 0.015418 | 0.015602 | 0.015802 | 0.015972 | 0.015971 | 0.015971 | 0.015971 | 0.01597 | 0.01597 | 0.01597 | 0.01597
Yes | SCE | Com | HVAC | 2019-21 Fed App: Dehumidifiers | Expected | Electric Energy (GWh/year) |  | 0.56111 | 0.54472 | 0.5278 | 0.50972 | 0.29356 | 0.070426 | 0.067247 | 0.06437 | 0.061768 | 0.059413 | 0.057282 | 0.055354
Yes | SCE | Com | HVAC | 2025 T-24: NR HVAC - Limit Hot Water Supply Temperatures - Electric (Alterations) | Expected | Electric Energy (GWh/year) | 0 | 0.16654 | 0.17959 | 0.17721 | 0.17486 | 0.17253 | 0.17024 | 0.16797 | 0.16574 | 0.16354 | 0.16138 | 0.033595 | 0.021679
Yes | SCE | Com | HVAC | 2025 T-24: NR HVAC - Limit Hot Water Supply Temperatures - Electric (New Construction + Additions) | Expected | Electric Energy (GWh/year) | 0 | 0.014259 | 0.084191 | 0.083075 | 0.081971 | 0.080881 | 0.079805 | 0.078743 | 0.077697 | 0.076667 | 0.075654 | 0.063932 | 0.010163
Yes | SCE | Com | HVAC | 2025 T-24: NR HVAC - Mechanical Heat Recovery - SHW Heat Recovery (New Construction + Additions) | Expected | Electric Energy (GWh/year) | 0 | 0.0058011 | 0.03361 | 0.032489 | 0.031355 | 0.030216 | 0.029081 | 0.027958 | 0.026855 | 0.025779 | 0.024737 | 0.020324 | 0.0031414
Yes | SCE | Com | HVAC | 2025 T-24: NR HVAC - Mechanical Heat Recovery (without TES, waterside HR) (New Construction + Additions) | Expected | Electric Energy (GWh/year) | 0 | 0.015547 | 0.090076 | 0.08707 | 0.08403 | 0.080978 | 0.077936 | 0.074927 | 0.07197 | 0.069087 | 0.066294 | 0.054468 | 0.0084191
Yes | SCE | Com | HVAC | 2025 T-24: NR HVAC - Mechanical Heat Recovery Scenario A - Gas Baseline (New Construction + Additions) | Expected | Electric Energy (GWh/year) | 0 | -0.0027845 | -0.016133 | -0.015595 | -0.01505 | -0.014504 | -0.013959 | -0.01342 | -0.01289 | -0.012374 | -0.011874 | -0.0097555 | -0.0015079
Yes | SCE | Com | HVAC | 2025 T-24: NR HVAC - Mechanical Heat Recovery Scenario B - Gas Baseline (New Construction + Additions) | Expected | Electric Energy (GWh/year) | 0 | 0.0010442 | 0.0060499 | 0.005848 | 0.0056438 | 0.0054388 | 0.0052345 | 0.0050324 | 0.0048338 | 0.0046402 | 0.0044526 | 0.0036583 | 0.00056546
Yes | SCE | Com | HVAC | 2025 T-24: NR HVAC Controls - Guideline 36 (Alterations) | Expected | Electric Energy (GWh/year) | 0 | 3.2753 | 3.5676 | 3.5556 | 3.5434 | 3.5308 | 3.5181 | 3.505 | 3.4916 | 3.478 | 3.4641 | 3.4499 | 3.4354
Yes | SCE | Com | HVAC | 2025 T-24: NR HVAC Controls - Guideline 36 (New Construction + Additions) | Expected | Electric Energy (GWh/year) | 0 | 0.12434 | 0.74154 | 0.73905 | 0.7365 | 0.7339 | 0.73124 | 0.72853 | 0.72576 | 0.72292 | 0.72003 | 0.71708 | 0.71406
Yes | SCE | Com | HVAC | 2022 T-24: NRA - Air Distribution - Duct Leakage Testing | Expected | Electric Energy (GWh/year) | 5.5778 | 5.5085 | 5.4399 | 5.3723 | 5.3061 | 5.2416 | 5.1791 | 5.1187 | 5.0607 | 5.0052 | 4.9523 | 4.9021 | 4.8547
Yes | SCE | Com | HVAC | 2022 T-24: NRA - Air Distribution - Fan Energy Index | Expected | Electric Energy (GWh/year) | 0.16609 | 0.16402 | 0.16198 | 0.15997 | 0.158 | 0.15608 | 0.15422 | 0.15242 | 0.15069 | 0.14904 | 0.14746 | 0.14597 | 0.14456
Yes | SCE | Com | HVAC | 2022 T-24: NRA - Air Distribution - Fan Power Budget | Expected | Electric Energy (GWh/year) | 10.1453 | 10.0192 | 9.8944 | 9.7715 | 9.6511 | 9.5338 | 9.42 | 9.3102 | 9.2046 | 9.1037 | 9.0075 | 8.9163 | 8.8301
Yes | SCE | Com | HVAC | 2022 T-24: NRA - Controlled Environment Horticulture - Efficient Dehumidification | Expected | Electric Energy (GWh/year) | -0.0068896 | -0.0064533 | -0.0060584 | -0.0057043 | -0.0053898 | -0.0051126 | -0.00487 | -0.0046589 | -0.0044763 | -0.004319 | -0.0041841 | -0.0040688 | -0.0039704
Yes | SCE | Com | HVAC | 2022 T-24: NRA - HVAC Controls - Dedicated Outdoor Air Systems (DOAS) | Expected | Electric Energy (GWh/year) | 2.5555 | 2.5415 | 2.527 | 2.5119 | 2.4963 | 2.4802 | 2.4636 | 2.4465 | 2.4289 | 2.4107 | 2.3921 | 2.3729 | 2.3533
Yes | SCE | Com | HVAC | 2022 T-24: NRA - HVAC Controls - Exhaust Air Heat Recovery | Expected | Electric Energy (GWh/year) | -0.033083 | -0.032881 | -0.032673 | -0.032459 | -0.03224 | -0.032016 | -0.031787 | -0.031553 | -0.031314 | -0.03107 | -0.030823 | -0.030571 | -0.030316
Yes | SCE | Com | HVAC | 2022 T-24: NRA - HVAC Controls - Expand Economizer Requirements | Expected | Electric Energy (GWh/year) | 1.283 | 1.2544 | 1.2273 | 1.2015 | 1.1771 | 0.67506 | 0 | 0 | 0 | 0 | 0 | 0 | 0
Yes | SCE | Com | HVAC | 2022 T-24: NRA - HVAC Controls - VAV Deadband Airflow | Expected | Electric Energy (GWh/year) | 0.15115 | 0.098426 | 0.06134 | 0.037107 | 0.022025 | 0.012922 | 0.0075287 | 0.0043685 | 0.0025287 | 0.0014617 | 0.00084428 | 0.00048742 | 0.00028132
Yes | SCE | Com | HVAC | 2019 T-24: NRA-MECH-ASHRAE 90.1 | Expected | Electric Energy (GWh/year) | 0.93834 | 0.87989 | 0.81162 | 0.73466 | 0.65128 | 0.56473 | 0.47882 | 0.39722 | 0.32292 | 0.2578 | 0.01721 | 0 | 0
Yes | SCE | Com | HVAC | 2019 T-24: NRA-MECH-Cooling Towers | Expected | Electric Energy (GWh/year) | 0.050119 | 0.046997 | 0.043351 | 0.03924 | 0.034786 | 0.030164 | 0.025575 | 0.021216 | 0.017248 | 0.01377 | 0.00091922 | 0 | 0
Yes | SCE | Com | HVAC | 2019 T-24: NRA-MECH-HE Fume Hoods in Lab Spaces | Expected | Electric Energy (GWh/year) | 1.4618 | 1.3707 | 1.2644 | 1.1445 | 1.0146 | 0.87977 | 0.74593 | 0.61881 | 0.50306 | 0.40162 | 0.026811 | 0 | 0
Yes | SCE | Com | HVAC | 2019 T-24: NRA-MECH-Variable Exhaust Flow Control | Expected | Electric Energy (GWh/year) | 0.83961 | 0.78731 | 0.72623 | 0.65736 | 0.58275 | 0.50531 | 0.42844 | 0.35542 | 0.28894 | 0.23068 | 0.015399 | 0 | 0
Yes | SCE | Com | HVAC | 2022 T-24: NRNC - Air Distribution - Duct Leakage Testing | Expected | Electric Energy (GWh/year) | 2.3435 | 2.3144 | 2.2856 | 2.2572 | 2.2294 | 2.2023 | 2.176 | 2.1506 | 2.1262 | 2.1029 | 2.0807 | 2.0596 | 2.0397
Yes | SCE | Com | HVAC | 2022 T-24: NRNC - Air Distribution - Fan Energy Index | Expected | Electric Energy (GWh/year) | 0.048941 | 0.048333 | 0.04773 | 0.047138 | 0.046557 | 0.045991 | 0.045442 | 0.044912 | 0.044403 | 0.043916 | 0.043452 | 0.043012 | 0.042596
Yes | SCE | Com | HVAC | 2022 T-24: NRNC - Air Distribution - Fan Power Budget | Expected | Electric Energy (GWh/year) | 2.7576 | 2.7234 | 2.6894 | 2.656 | 2.6233 | 2.5914 | 2.5605 | 2.5306 | 2.502 | 2.4745 | 2.4484 | 2.4236 | 2.4001
Yes | SCE | Com | HVAC | 2022 T-24: NRNC - Computer Room Efficiency - Increased Temperature Thresholds for Economizers | Expected | Electric Energy (GWh/year) | 0.43568 | 0.41323 | 0.39286 | 0.37442 | 0.35776 | 0.34274 | 0.32923 | 0.31708 | 0.30618 | 0.29642 | 0.28767 | 0.27985 | 0.27287
Yes | SCE | Com | HVAC | 2022 T-24: NRNC - Controlled Environment Horticulture - Efficient Dehumidification | Expected | Electric Energy (GWh/year) | -0.013779 | -0.012907 | -0.012117 | -0.011409 | -0.01078 | -0.010225 | -0.0097399 | -0.0093179 | -0.0089526 | -0.0086381 | -0.0083682 | -0.0081375 | -0.0079409
Yes | SCE | Com | HVAC | 2022 T-24: NRNC - HVAC Controls - Dedicated Outdoor Air Systems (DOAS) | Expected | Electric Energy (GWh/year) |  | 4.6059 | 4.5864 | 4.566 | 4.5449 | 4.5229 | 4.5 | 4.4763 | 4.4517 | 4.4262 | 4.3998 | 4.3725 | 4.3444
Yes | SCE | Com | HVAC | 2022 T-24: NRNC - HVAC Controls - Exhaust Air Heat Recovery | Expected | Electric Energy (GWh/year) |  | -0.0085177 | -0.0084638 | -0.0084085 | -0.0083518 | -0.0082937 | -0.0082343 | -0.0081737 | -0.0081118 | -0.0080487 | -0.0079846 | -0.0079194 | -0.0078532
Yes | SCE | Com | HVAC | 2022 T-24: NRNC - HVAC Controls - Expand Economizer Requirements | Expected | Electric Energy (GWh/year) |  | 0.37964 | 0.37142 | 0.36362 | 0.35624 | 0.34927 | 0.34271 | 0.33655 | 0.33076 | 0.32535 | 0.3203 | 0.31558 | 0.31119
Yes | SCE | Com | HVAC | 2022 T-24: NRNC - HVAC Controls - VAV Deadband Airflow | Expected | Electric Energy (GWh/year) |  | 0.028169 | 0.017555 | 0.01062 | 0.0063035 | 0.0036982 | 0.0021547 | 0.0012502 | 0.00072371 | 0.00041834 | 0.00024163 | 0.0001395 | 8.0512e-05
Yes | SCE | Com | HVAC | 2019 T-24: NRNC-MECH-ASHRAE 90.1 | Expected | Electric Energy (GWh/year) |  | 2.5321 | 2.1522 | 1.7597 | 1.3843 | 1.0511 | 0.77408 | 0.55618 | 0.3921 | 0.27257 | 0.18757 | 0.12816 | 0.08713
Yes | SCE | Com | HVAC | 2019 T-24: NRNC-MECH-Cooling Towers | Expected | Electric Energy (GWh/year) |  | 0.1436 | 0.13246 | 0.1199 | 0.10629 | 0.092167 | 0.078145 | 0.064828 | 0.052702 | 0.042075 | 0.033071 | 0.025657 | 0.019695
Yes | SCE | Com | HVAC | 2019 T-24: NRNC-MECH-Economizer FDD | Expected | Electric Energy (GWh/year) |  | 0.11488 | 0.10597 | 0.095921 | 0.085033 | 0.073733 | 0.062516 | 0.051862 | 0.042161 | 0.03366 | 0.026456 | 0.020525 | 0.015756
Yes | SCE | Com | HVAC | 2019 T-24: NRNC-MECH-HE Fume Hoods in Lab Spaces | Expected | Electric Energy (GWh/year) |  | 0.91383 | 0.84293 | 0.763 | 0.6764 | 0.58652 | 0.49729 | 0.41254 | 0.33537 | 0.26775 | 0.21045 | 0.16327 | 0.12533
Yes | SCE | Com | HVAC | 2019 T-24: NRNC-MECH-Variable Exhaust Flow Control | Expected | Electric Energy (GWh/year) |  | 0.42939 | 0.39608 | 0.35852 | 0.31783 | 0.27559 | 0.23367 | 0.19385 | 0.15759 | 0.12581 | 0.098886 | 0.076718 | 0.058892
Yes | SCE | Com | HVAC | 2019 T-24: NRNC-MECH-Ventilation & IAQ | Expected | Electric Energy (GWh/year) |  | 0.36553 | 0.33717 | 0.3052 | 0.27056 | 0.23461 | 0.19891 | 0.16502 | 0.13415 | 0.1071 | 0.08418 | 0.065308 | 0.050133
Yes | SCE | Com | HVAC | 2019-21 Fed App: Single package vertical AC and HP - <65,000 Btu/hr | Expected | Electric Energy (GWh/year) |  | 0.37535 | 0.37673 | 0.38071 | 0.38669 | 0.39268 | 0.38775 | 0.38356 | 0.38 | 0.29371 | 0.07248 | 0.072069 | 0.071724
Yes | SCE | Com | HVAC | Fed Appliance: Single package vertical AC and HP - >65,000 Btu/hr and <240,000 Btu/hr | Possible | Electric Energy (GWh/year) | 0.2374 | 0.23517 | 0.23363 | 0.23252 | 0.23187 | 0.057501 | 0.063732 | 0.063628 | 0.06346 | 0.063307 | 0.063115 | 0.062922 | 0.062702
Yes | SCE | Com | HVAC | Fed Appliance: Commercial CAC and HP - <65,000 Btu/hr | Possible | Electric Energy (GWh/year) | 0.0090561 | 0.0090561 | 0.0090561 | 0.0090561 | 0.0090561 | 0.0090561 | 0.0090561 | 0.0090561 | 0.0090561 | 0.0090561 | 0.0090561 | 0.0090561 | 0.0090561
Yes | SCE | Com | HVAC | Fed Appliance: Commercial CAC and HP - 65,000 Btu/hr to 760,000 Btu/hr - Tier 1 | Possible | Electric Energy (GWh/year) | 1.8261 | 1.7896 | 1.7531 | 1.7165 | 1.68 | 1.6435 | 1.607 | 0.3698 | 0.3612 | 0.3526 | 0.344 | 0.3354 | 0.3268
Yes | SCE | Com | HVAC | Fed Appliance: Computer Room Acs >=65,000 Btu/h and < 760,000 Btu/h | Possible | Electric Energy (GWh/year) | 7.4781e-05 | 7.4779e-05 | 7.4778e-05 | 6.4946e-05 | 1.8554e-05 | 1.8554e-05 | 1.8554e-05 | 1.8554e-05 | 1.8554e-05 | 1.8554e-05 | 1.8554e-05 | 1.8554e-05 | 1.8553e-05
Yes | SCE | Com | HVAC | 2005 T-24: Cooling tower applications | Possible | Electric Energy (GWh/year) | 0 | 0 | 0 | 0 | 0 | 0 | 0 | 0 | 0 | 0 | 0 | 0 | 0
Yes | SCE | Com | HVAC | 2008 T-24: DDC to Zone | Possible | Electric Energy (GWh/year) | 19.0529 | 18.9816 | 18.9267 | 18.8845 | 18.8522 | 18.8274 | 18.7976 | 18.7711 | 18.7424 | 18.7152 | 18.687 | 18.6595 | 18.6315
Yes | SCE | Com | HVAC | 2005 T-24: Ducts in existing commercial buildings | Possible | Electric Energy (GWh/year) | 0 | 0 | 0 | 0 | 0 | 0 | 0 | 0 | 0 | 0 | 0 | 0 | 0
Yes | SCE | Com | HVAC | Fed Appliance: Large and Very Large Commercial Package Air-Conditioners ≥135 kBtu/h | Possible | Electric Energy (GWh/year) | 0.0008912 | 0.0008849 | 0.00087921 | 0.00087406 | 0.00048614 | 0.00021467 | 0.00021355 | 0.00021248 | 0.00021138 | 0.0002103 | 0.0002092 | 0.00020812 | 0.00020703
Yes | SCE | Com | HVAC | 2016 T-24: NRA-HVAC-ASHRAE Equipment Efficiency | Possible | Electric Energy (GWh/year) | 0.54734 | 0.54258 | 0.53933 | 0.53713 | 0.53564 | 0.53462 | 0.53329 | 0.53217 | 0.5309 | 0.52973 | 0.5285 | 0.52731 | 0
Yes | SCE | Com | HVAC | 2016 T-24: NRA-HVAC-ASHRAE Measure-DDC | Possible | Electric Energy (GWh/year) | 0.15839 | 0.15701 | 0.15607 | 0.15543 | 0.155 | 0.15471 | 0.15432 | 0 | 0 | 0 | 0 | 0 | 0
Yes | SCE | Com | HVAC | 2013 T-24: NRA-HVAC-Equipment Efficiency | Possible | Electric Energy (GWh/year) | 3.5592 | 3.5306 | 3.5088 | 3.4922 | 3.4796 | 3.4701 | 3.4585 | 3.4483 | 3.4372 | 1.6992 | 0 | 0 | 0
Yes | SCE | Com | HVAC | 2013 T-24: NRA-Process-Air Compressors | Possible | Electric Energy (GWh/year) | 0.64235 | 0.61768 | 0.59705 | 0.57991 | 0.28053 | 0 | 0 | 0 | 0 | 0 | 0 | 0 | 0
Yes | SCE | Com | HVAC | 2013 T-24: NRNC-HVAC-Acceptance Requirements | Possible | Electric Energy (GWh/year) | 0.171 | 0.16887 | 0.16719 | 0.16587 | 0.16484 | 0.16405 | 0.1631 | 0.16225 | 0.16133 | 0.16047 | 0.15957 | 0.15869 | 0.15779
Yes | SCE | Com | HVAC | 2013 T-24: NRNC-HVAC-Cooling Towers Water | Possible | Electric Energy (GWh/year) | 0.046267 | 0.04569 | 0.045234 | 0.044877 | 0.0446 | 0.044384 | 0.044128 | 0.043899 | 0.043651 | 0.043416 | 0.043172 | 0.042934 | 0.042693
Yes | SCE | Com | HVAC | 2013 T-24: NRNC-HVAC-Garage Exhaust | Possible | Electric Energy (GWh/year) | 2.7037 | 2.6909 | 2.6829 | 2.6779 | 2.6748 | 2.6729 | 2.6703 | 2.6681 | 2.6656 | 2.6634 | 2.661 | 2.6587 | 2.6563
Yes | SCE | Com | HVAC | 2013 T-24: NRNC-HVAC-Laboratory Exhaust | Possible | Electric Energy (GWh/year) | 6.4896 | 6.4589 | 6.4396 | 6.4277 | 6.4203 | 6.4158 | 6.4094 | 6.4043 | 6.3983 | 6.3929 | 6.3871 | 6.3815 | 6.3758
Yes | SCE | Com | HVAC | 2013 T-24: NRNC-HVAC-Occupant Controlled Smart Thermostats | Possible | Electric Energy (GWh/year) | 0.021846 | 0.021574 | 0.021359 | 0.02119 | 0.021059 | 0.020958 | 0.020836 | 0.020728 | 0.020611 | 0.0205 | 0.020385 | 0.020273 | 0.020159
Yes | SCE | Com | HVAC | 2013 T-24: NRNC-HVAC-Small ECM Motor | Possible | Electric Energy (GWh/year) | 4.2861 | 4.2326 | 4.1904 | 4.1574 | 4.1316 | 4.1117 | 4.0879 | 4.0667 | 4.0438 | 4.022 | 3.9994 | 3.9774 | 3.955
Yes | SCE | Com | HVAC | 2013 T-24: NRNC-HVAC-Water & Space Heating ACM | Possible | Electric Energy (GWh/year) | 0.017685 | 0.017464 | 0.01729 | 0.017154 | 0.017048 | 0.016965 | 0.016867 | 0.01678 | 0.016685 | 0.016595 | 0.016502 | 0.016411 | 0.016319
Yes | SCE | Com | HVAC | 2013 T-24: NRNC-Process-Air Compressors | Possible | Electric Energy (GWh/year) | 1.2452 | 1.2296 | 1.2174 | 1.2078 | 1.2003 | 1.1945 | 1.1876 | 1.1814 | 1.1748 | 1.1684 | 1.1619 | 1.1555 | 1.149
Yes | SCE | Com | HVAC | 2013 T-24: NRNC-Process-Data Centers | Possible | Electric Energy (GWh/year) | 4.1052 | 4.1049 | 4.1046 | 4.1045 | 4.1044 | 4.1043 | 4.1042 | 4.1041 | 4.104 | 4.104 | 4.1039 | 4.1038 | 4.1037
Yes | SCE | Com | HVAC | Fed Appliance: Small Commercial Package Air-Conditioners ≥65 and <135 kBtu/h | Possible | Electric Energy (GWh/year) | 6.7122e-07 | 6.579e-07 | 6.4585e-07 | 3.5581e-07 | 1.551e-07 | 1.5289e-07 | 1.5052e-07 | 1.4826e-07 | 1.4593e-07 | 1.4364e-07 | 1.4132e-07 | 1.3902e-07 | 1.3671e-07
Yes | SCE | Com | HVAC | 2019-21 Fed App: Ceiling Fans | Possible | Electric Energy (GWh/year) | 2.0341e-05 | 1.9946e-05 | 1.9576e-05 | 1.9223e-05 | 1.9013e-05 | 1.8885e-05 | 1.8611e-05 | 1.8377e-05 | 1.5859e-05 | 2.184e-06 | 2.1668e-06 | 2.1522e-06 | 2.14e-06
Yes | SCE | Com | HVAC | 2022-24 Fed App: Commercial boilers | Possible | Electric Energy (GWh/year) | -0.040652 | -0.040487 | -0.03971 | -0.03904 | -0.038473 | -0.037993 | -0.037185 | -0.036483 | -0.035877 | -0.035357 | -0.034913 | -0.034535 | -0.034215
Yes | SCE | Com | HVAC | 2016-18 Fed App: Commercial CAC and HP (65,000 Btu/hr to 760,000 Btu/hr) - Tier 2 | Possible | Electric Energy (GWh/year) | 12.8318 | 12.8294 | 12.8274 | 12.8257 | 12.8243 | 12.8231 | 12.8221 | 12.8213 | 12.8206 | 12.82 | 12.8195 | 12.8191 | 12.8188
Yes | SCE | Com | HVAC | 2022-24 Fed App: Commercial warm air furnaces | Possible | Electric Energy (GWh/year) | 0.015025 | 0.015222 | 0.015418 | 0.015602 | 0.015802 | 0.015972 | 0.015971 | 0.015971 | 0.015971 | 0.01597 | 0.01597 | 0.01597 | 0.01597
Yes | SCE | Com | HVAC | 2019-21 Fed App: Dehumidifiers | Possible | Electric Energy (GWh/year) |  | 0.56111 | 0.54472 | 0.5278 | 0.50972 | 0.29356 | 0.070426 | 0.067247 | 0.06437 | 0.061768 | 0.059413 | 0.057282 | 0.055354
Yes | SCE | Com | HVAC | 2025 T-24: NR HVAC - Limit Hot Water Supply Temperatures - Electric (Alterations) | Possible | Electric Energy (GWh/year) | 0 | 0.16654 | 0.17959 | 0.17721 | 0.17486 | 0.17253 | 0.17024 | 0.16797 | 0.16574 | 0.16354 | 0.16138 | 0.033595 | 0.021679
Yes | SCE | Com | HVAC | 2025 T-24: NR HVAC - Limit Hot Water Supply Temperatures - Electric (New Construction + Additions) | Possible | Electric Energy (GWh/year) | 0 | 0.014259 | 0.084191 | 0.083075 | 0.081971 | 0.080881 | 0.079805 | 0.078743 | 0.077697 | 0.076667 | 0.075654 | 0.063932 | 0.010163
Yes | SCE | Com | HVAC | 2025 T-24: NR HVAC - Mechanical Heat Recovery - SHW Heat Recovery (New Construction + Additions) | Possible | Electric Energy (GWh/year) | 0 | 0.0058011 | 0.03361 | 0.032489 | 0.031355 | 0.030216 | 0.029081 | 0.027958 | 0.026855 | 0.025779 | 0.024737 | 0.020324 | 0.0031414
Yes | SCE | Com | HVAC | 2025 T-24: NR HVAC - Mechanical Heat Recovery (without TES, waterside HR) (New Construction + Additions) | Possible | Electric Energy (GWh/year) | 0 | 0.015547 | 0.090076 | 0.08707 | 0.08403 | 0.080978 | 0.077936 | 0.074927 | 0.07197 | 0.069087 | 0.066294 | 0.054468 | 0.0084191
Yes | SCE | Com | HVAC | 2025 T-24: NR HVAC - Mechanical Heat Recovery Scenario A - Gas Baseline (New Construction + Additions) | Possible | Electric Energy (GWh/year) | 0 | -0.0027845 | -0.016133 | -0.015595 | -0.01505 | -0.014504 | -0.013959 | -0.01342 | -0.01289 | -0.012374 | -0.011874 | -0.0097555 | -0.0015079
Yes | SCE | Com | HVAC | 2025 T-24: NR HVAC - Mechanical Heat Recovery Scenario B - Gas Baseline (New Construction + Additions) | Possible | Electric Energy (GWh/year) | 0 | 0.0010442 | 0.0060499 | 0.005848 | 0.0056438 | 0.0054388 | 0.0052345 | 0.0050324 | 0.0048338 | 0.0046402 | 0.0044526 | 0.0036583 | 0.00056546
Yes | SCE | Com | HVAC | 2025 T-24: NR HVAC Controls - Guideline 36 (Alterations) | Possible | Electric Energy (GWh/year) | 0 | 3.2753 | 3.5676 | 3.5556 | 3.5434 | 3.5308 | 3.5181 | 3.505 | 3.4916 | 3.478 | 3.4641 | 3.4499 | 3.4354
Yes | SCE | Com | HVAC | 2025 T-24: NR HVAC Controls - Guideline 36 (New Construction + Additions) | Possible | Electric Energy (GWh/year) | 0 | 0.12434 | 0.74154 | 0.73905 | 0.7365 | 0.7339 | 0.73124 | 0.72853 | 0.72576 | 0.72292 | 0.72003 | 0.71708 | 0.71406
Yes | SCE | Com | HVAC | 2022 T-24: NRA - Air Distribution - Duct Leakage Testing | Possible | Electric Energy (GWh/year) | 5.5778 | 5.5085 | 5.4399 | 5.3723 | 5.3061 | 5.2416 | 5.1791 | 5.1187 | 5.0607 | 5.0052 | 4.9523 | 4.9021 | 4.8547
Yes | SCE | Com | HVAC | 2022 T-24: NRA - Air Distribution - Fan Energy Index | Possible | Electric Energy (GWh/year) | 0.16609 | 0.16402 | 0.16198 | 0.15997 | 0.158 | 0.15608 | 0.15422 | 0.15242 | 0.15069 | 0.14904 | 0.14746 | 0.14597 | 0.14456
Yes | SCE | Com | HVAC | 2022 T-24: NRA - Air Distribution - Fan Power Budget | Possible | Electric Energy (GWh/year) | 10.1453 | 10.0192 | 9.8944 | 9.7715 | 9.6511 | 9.5338 | 9.42 | 9.3102 | 9.2046 | 9.1037 | 9.0075 | 8.9163 | 8.8301
Yes | SCE | Com | HVAC | 2022 T-24: NRA - Controlled Environment Horticulture - Efficient Dehumidification | Possible | Electric Energy (GWh/year) | -0.0068896 | -0.0064533 | -0.0060584 | -0.0057043 | -0.0053898 | -0.0051126 | -0.00487 | -0.0046589 | -0.0044763 | -0.004319 | -0.0041841 | -0.0040688 | -0.0039704
Yes | SCE | Com | HVAC | 2022 T-24: NRA - HVAC Controls - Dedicated Outdoor Air Systems (DOAS) | Possible | Electric Energy (GWh/year) | 2.5555 | 2.5415 | 2.527 | 2.5119 | 2.4963 | 2.4802 | 2.4636 | 2.4465 | 2.4289 | 2.4107 | 2.3921 | 2.3729 | 2.3533
Yes | SCE | Com | HVAC | 2022 T-24: NRA - HVAC Controls - Exhaust Air Heat Recovery | Possible | Electric Energy (GWh/year) | -0.033083 | -0.032881 | -0.032673 | -0.032459 | -0.03224 | -0.032016 | -0.031787 | -0.031553 | -0.031314 | -0.03107 | -0.030823 | -0.030571 | -0.030316
Yes | SCE | Com | HVAC | 2022 T-24: NRA - HVAC Controls - Expand Economizer Requirements | Possible | Electric Energy (GWh/year) | 1.283 | 1.2544 | 1.2273 | 1.2015 | 1.1771 | 0.67506 | 0 | 0 | 0 | 0 | 0 | 0 | 0
Yes | SCE | Com | HVAC | 2022 T-24: NRA - HVAC Controls - VAV Deadband Airflow | Possible | Electric Energy (GWh/year) | 0.15115 | 0.098426 | 0.06134 | 0.037107 | 0.022025 | 0.012922 | 0.0075287 | 0.0043685 | 0.0025287 | 0.0014617 | 0.00084428 | 0.00048742 | 0.00028132
Yes | SCE | Com | HVAC | 2019 T-24: NRA-MECH-ASHRAE 90.1 | Possible | Electric Energy (GWh/year) | 0.93834 | 0.87989 | 0.81162 | 0.73466 | 0.65128 | 0.56473 | 0.47882 | 0.39722 | 0.32292 | 0.2578 | 0.01721 | 0 | 0
Yes | SCE | Com | HVAC | 2019 T-24: NRA-MECH-Cooling Towers | Possible | Electric Energy (GWh/year) | 0.050119 | 0.046997 | 0.043351 | 0.03924 | 0.034786 | 0.030164 | 0.025575 | 0.021216 | 0.017248 | 0.01377 | 0.00091922 | 0 | 0
Yes | SCE | Com | HVAC | 2019 T-24: NRA-MECH-HE Fume Hoods in Lab Spaces | Possible | Electric Energy (GWh/year) | 1.4618 | 1.3707 | 1.2644 | 1.1445 | 1.0146 | 0.87977 | 0.74593 | 0.61881 | 0.50306 | 0.40162 | 0.026811 | 0 | 0
Yes | SCE | Com | HVAC | 2019 T-24: NRA-MECH-Variable Exhaust Flow Control | Possible | Electric Energy (GWh/year) | 0.83961 | 0.78731 | 0.72623 | 0.65736 | 0.58275 | 0.50531 | 0.42844 | 0.35542 | 0.28894 | 0.23068 | 0.015399 | 0 | 0
Yes | SCE | Com | HVAC | 2022 T-24: NRNC - Air Distribution - Duct Leakage Testing | Possible | Electric Energy (GWh/year) | 2.3435 | 2.3144 | 2.2856 | 2.2572 | 2.2294 | 2.2023 | 2.176 | 2.1506 | 2.1262 | 2.1029 | 2.0807 | 2.0596 | 2.0397
Yes | SCE | Com | HVAC | 2022 T-24: NRNC - Air Distribution - Fan Energy Index | Possible | Electric Energy (GWh/year) | 0.048941 | 0.048333 | 0.04773 | 0.047138 | 0.046557 | 0.045991 | 0.045442 | 0.044912 | 0.044403 | 0.043916 | 0.043452 | 0.043012 | 0.042596
Yes | SCE | Com | HVAC | 2022 T-24: NRNC - Air Distribution - Fan Power Budget | Possible | Electric Energy (GWh/year) | 2.7576 | 2.7234 | 2.6894 | 2.656 | 2.6233 | 2.5914 | 2.5605 | 2.5306 | 2.502 | 2.4745 | 2.4484 | 2.4236 | 2.4001
Yes | SCE | Com | HVAC | 2022 T-24: NRNC - Computer Room Efficiency - Increased Temperature Thresholds for Economizers | Possible | Electric Energy (GWh/year) | 0.43568 | 0.41323 | 0.39286 | 0.37442 | 0.35776 | 0.34274 | 0.32923 | 0.31708 | 0.30618 | 0.29642 | 0.28767 | 0.27985 | 0.27287
Yes | SCE | Com | HVAC | 2022 T-24: NRNC - Controlled Environment Horticulture - Efficient Dehumidification | Possible | Electric Energy (GWh/year) | -0.013779 | -0.012907 | -0.012117 | -0.011409 | -0.01078 | -0.010225 | -0.0097399 | -0.0093179 | -0.0089526 | -0.0086381 | -0.0083682 | -0.0081375 | -0.0079409
Yes | SCE | Com | HVAC | 2022 T-24: NRNC - HVAC Controls - Dedicated Outdoor Air Systems (DOAS) | Possible | Electric Energy (GWh/year) |  | 4.6059 | 4.5864 | 4.566 | 4.5449 | 4.5229 | 4.5 | 4.4763 | 4.4517 | 4.4262 | 4.3998 | 4.3725 | 4.3444
Yes | SCE | Com | HVAC | 2022 T-24: NRNC - HVAC Controls - Exhaust Air Heat Recovery | Possible | Electric Energy (GWh/year) |  | -0.0085177 | -0.0084638 | -0.0084085 | -0.0083518 | -0.0082937 | -0.0082343 | -0.0081737 | -0.0081118 | -0.0080487 | -0.0079846 | -0.0079194 | -0.0078532
Yes | SCE | Com | HVAC | 2022 T-24: NRNC - HVAC Controls - Expand Economizer Requirements | Possible | Electric Energy (GWh/year) |  | 0.37964 | 0.37142 | 0.36362 | 0.35624 | 0.34927 | 0.34271 | 0.33655 | 0.33076 | 0.32535 | 0.3203 | 0.31558 | 0.31119
Yes | SCE | Com | HVAC | 2022 T-24: NRNC - HVAC Controls - VAV Deadband Airflow | Possible | Electric Energy (GWh/year) |  | 0.028169 | 0.017555 | 0.01062 | 0.0063035 | 0.0036982 | 0.0021547 | 0.0012502 | 0.00072371 | 0.00041834 | 0.00024163 | 0.0001395 | 8.0512e-05
Yes | SCE | Com | HVAC | 2019 T-24: NRNC-MECH-ASHRAE 90.1 | Possible | Electric Energy (GWh/year) |  | 2.5321 | 2.1522 | 1.7597 | 1.3843 | 1.0511 | 0.77408 | 0.55618 | 0.3921 | 0.27257 | 0.18757 | 0.12816 | 0.08713
Yes | SCE | Com | HVAC | 2019 T-24: NRNC-MECH-Cooling Towers | Possible | Electric Energy (GWh/year) |  | 0.1436 | 0.13246 | 0.1199 | 0.10629 | 0.092167 | 0.078145 | 0.064828 | 0.052702 | 0.042075 | 0.033071 | 0.025657 | 0.019695
Yes | SCE | Com | HVAC | 2019 T-24: NRNC-MECH-Economizer FDD | Possible | Electric Energy (GWh/year) |  | 0.11488 | 0.10597 | 0.095921 | 0.085033 | 0.073733 | 0.062516 | 0.051862 | 0.042161 | 0.03366 | 0.026456 | 0.020525 | 0.015756
Yes | SCE | Com | HVAC | 2019 T-24: NRNC-MECH-HE Fume Hoods in Lab Spaces | Possible | Electric Energy (GWh/year) |  | 0.91383 | 0.84293 | 0.763 | 0.6764 | 0.58652 | 0.49729 | 0.41254 | 0.33537 | 0.26775 | 0.21045 | 0.16327 | 0.12533
Yes | SCE | Com | HVAC | 2019 T-24: NRNC-MECH-Variable Exhaust Flow Control | Possible | Electric Energy (GWh/year) |  | 0.42939 | 0.39608 | 0.35852 | 0.31783 | 0.27559 | 0.23367 | 0.19385 | 0.15759 | 0.12581 | 0.098886 | 0.076718 | 0.058892
Yes | SCE | Com | HVAC | 2019 T-24: NRNC-MECH-Ventilation & IAQ | Possible | Electric Energy (GWh/year) |  | 0.36553 | 0.33717 | 0.3052 | 0.27056 | 0.23461 | 0.19891 | 0.16502 | 0.13415 | 0.1071 | 0.08418 | 0.065308 | 0.050133
Yes | SCE | Com | HVAC | 2019-21 Fed App: Single package vertical AC and HP - <65,000 Btu/hr | Possible | Electric Energy (GWh/year) |  | 0.37535 | 0.37673 | 0.38071 | 0.38669 | 0.39268 | 0.38775 | 0.38356 | 0.38 | 0.29371 | 0.07248 | 0.072069 | 0.071724
Yes | SDG&E | Com | HVAC | Fed Appliance: Single package vertical AC and HP - >65,000 Btu/hr and <240,000 Btu/hr | On-the-books | Electric Energy (GWh/year) | 0.048619 | 0.048162 | 0.047848 | 0.047619 | 0.047487 | 0.011776 | 0.013052 | 0.013031 | 0.012996 | 0.012965 | 0.012926 | 0.012886 | 0.012841
Yes | SDG&E | Com | HVAC | Fed Appliance: Commercial CAC and HP - <65,000 Btu/hr | On-the-books | Electric Energy (GWh/year) | 0.0018547 | 0.0018547 | 0.0018547 | 0.0018547 | 0.0018547 | 0.0018547 | 0.0018547 | 0.0018547 | 0.0018547 | 0.0018547 | 0.0018547 | 0.0018547 | 0.0018547
Yes | SDG&E | Com | HVAC | Fed Appliance: Commercial CAC and HP - 65,000 Btu/hr to 760,000 Btu/hr - Tier 1 | On-the-books | Electric Energy (GWh/year) | 0.37398 | 0.3665 | 0.35902 | 0.35154 | 0.34406 | 0.33658 | 0.3291 | 0.075734 | 0.073973 | 0.072211 | 0.07045 | 0.068689 | 0.066928
Yes | SDG&E | Com | HVAC | Fed Appliance: Computer Room Acs >=65,000 Btu/h and < 760,000 Btu/h | On-the-books | Electric Energy (GWh/year) | 1.5315e-05 | 1.5315e-05 | 1.5314e-05 | 1.3301e-05 | 3.7998e-06 | 3.7998e-06 | 3.7997e-06 | 3.7997e-06 | 3.7997e-06 | 3.7997e-06 | 3.7997e-06 | 3.7997e-06 | 3.7997e-06
Yes | SDG&E | Com | HVAC | 2005 T-24: Cooling tower applications | On-the-books | Electric Energy (GWh/year) | 0 | 0 | 0 | 0 | 0 | 0 | 0 | 0 | 0 | 0 | 0 | 0 | 0
Yes | SDG&E | Com | HVAC | 2008 T-24: DDC to Zone | On-the-books | Electric Energy (GWh/year) | 3.902 | 3.8874 | 3.8761 | 3.8675 | 3.8609 | 3.8558 | 3.8497 | 3.8443 | 3.8384 | 3.8328 | 3.827 | 3.8214 | 3.8157
Yes | SDG&E | Com | HVAC | 2005 T-24: Ducts in existing commercial buildings | On-the-books | Electric Energy (GWh/year) | 0 | 0 | 0 | 0 | 0 | 0 | 0 | 0 | 0 | 0 | 0 | 0 | 0
Yes | SDG&E | Com | HVAC | Fed Appliance: Large and Very Large Commercial Package Air-Conditioners ≥135 kBtu/h | On-the-books | Electric Energy (GWh/year) | 0.00018252 | 0.00018123 | 0.00018006 | 0.000179 | 9.9561e-05 | 4.3964e-05 | 4.3735e-05 | 4.3516e-05 | 4.329e-05 | 4.3069e-05 | 4.2844e-05 | 4.2622e-05 | 4.2398e-05
Yes | SDG&E | Com | HVAC | 2016 T-24: NRA-HVAC-ASHRAE Equipment Efficiency | On-the-books | Electric Energy (GWh/year) | 0.11209 | 0.11112 | 0.11045 | 0.11 | 0.1097 | 0.10949 | 0.10922 | 0.10899 | 0.10873 | 0.10849 | 0.10824 | 0.10799 | 0
Yes | SDG&E | Com | HVAC | 2016 T-24: NRA-HVAC-ASHRAE Measure-DDC | On-the-books | Electric Energy (GWh/year) | 0.032437 | 0.032155 | 0.031963 | 0.031832 | 0.031744 | 0.031684 | 0.031604 | 0 | 0 | 0 | 0 | 0 | 0
Yes | SDG&E | Com | HVAC | 2013 T-24: NRA-HVAC-Equipment Efficiency | On-the-books | Electric Energy (GWh/year) | 0.72891 | 0.72306 | 0.7186 | 0.7152 | 0.71262 | 0.71067 | 0.7083 | 0.7062 | 0.70392 | 0.348 | 0 | 0 | 0
Yes | SDG&E | Com | HVAC | 2013 T-24: NRA-Process-Air Compressors | On-the-books | Electric Energy (GWh/year) | 0.13155 | 0.1265 | 0.12227 | 0.11876 | 0.057452 | 0 | 0 | 0 | 0 | 0 | 0 | 0 | 0
Yes | SDG&E | Com | HVAC | 2013 T-24: NRNC-HVAC-Acceptance Requirements | On-the-books | Electric Energy (GWh/year) | 0.035021 | 0.034584 | 0.034239 | 0.033969 | 0.033759 | 0.033596 | 0.033402 | 0.033228 | 0.033041 | 0.032863 | 0.032679 | 0.032498 | 0.032315
Yes | SDG&E | Com | HVAC | 2013 T-24: NRNC-HVAC-Cooling Towers Water | On-the-books | Electric Energy (GWh/year) | 0.0094753 | 0.0093571 | 0.0092638 | 0.0091907 | 0.0091339 | 0.0090898 | 0.0090372 | 0.0089903 | 0.0089396 | 0.0088914 | 0.0088415 | 0.0087928 | 0.0087433
Yes | SDG&E | Com | HVAC | 2013 T-24: NRNC-HVAC-Garage Exhaust | On-the-books | Electric Energy (GWh/year) | 0.55371 | 0.55109 | 0.54945 | 0.54842 | 0.5478 | 0.54741 | 0.54687 | 0.54643 | 0.54592 | 0.54545 | 0.54496 | 0.54449 | 0.544
Yes | SDG&E | Com | HVAC | 2013 T-24: NRNC-HVAC-Laboratory Exhaust | On-the-books | Electric Energy (GWh/year) | 1.3291 | 1.3228 | 1.3188 | 1.3164 | 1.3149 | 1.3139 | 1.3126 | 1.3116 | 1.3103 | 1.3092 | 1.3081 | 1.3069 | 1.3057
Yes | SDG&E | Com | HVAC | 2013 T-24: NRNC-HVAC-Occupant Controlled Smart Thermostats | On-the-books | Electric Energy (GWh/year) | 0.0044741 | 0.0044183 | 0.0043742 | 0.0043397 | 0.0043129 | 0.004292 | 0.0042672 | 0.0042451 | 0.0042211 | 0.0041984 | 0.0041748 | 0.0041518 | 0.0041284
Yes | SDG&E | Com | HVAC | 2013 T-24: NRNC-HVAC-Small ECM Motor | On-the-books | Electric Energy (GWh/year) | 0.87778 | 0.86683 | 0.85819 | 0.85142 | 0.84615 | 0.84207 | 0.83719 | 0.83285 | 0.82815 | 0.82369 | 0.81907 | 0.81455 | 0.80997
Yes | SDG&E | Com | HVAC | 2013 T-24: NRNC-HVAC-Water & Space Heating ACM | On-the-books | Electric Energy (GWh/year) | 0.0036218 | 0.0035766 | 0.003541 | 0.0035131 | 0.0034913 | 0.0034745 | 0.0034544 | 0.0034364 | 0.0034171 | 0.0033986 | 0.0033796 | 0.0033609 | 0.003342
Yes | SDG&E | Com | HVAC | 2013 T-24: NRNC-Process-Air Compressors | On-the-books | Electric Energy (GWh/year) | 0.25501 | 0.25183 | 0.24931 | 0.24735 | 0.24582 | 0.24463 | 0.24322 | 0.24195 | 0.24059 | 0.23929 | 0.23795 | 0.23664 | 0.23531
Yes | SDG&E | Com | HVAC | 2013 T-24: NRNC-Process-Data Centers | On-the-books | Electric Energy (GWh/year) | 0.84074 | 0.84066 | 0.84062 | 0.84058 | 0.84056 | 0.84055 | 0.84053 | 0.84051 | 0.84049 | 0.84048 | 0.84046 | 0.84044 | 0.84042
Yes | SDG&E | Com | HVAC | Fed Appliance: Small Commercial Package Air-Conditioners ≥65 and <135 kBtu/h | On-the-books | Electric Energy (GWh/year) | 1.3746e-07 | 1.3474e-07 | 1.3227e-07 | 7.287e-08 | 3.1764e-08 | 3.1311e-08 | 3.0826e-08 | 3.0363e-08 | 2.9885e-08 | 2.9417e-08 | 2.8942e-08 | 2.8472e-08 | 2.7999e-08
Yes | SDG&E | Com | HVAC | 2019-21 Fed App: Ceiling Fans | On-the-books | Electric Energy (GWh/year) | 4.1658e-06 | 4.0849e-06 | 4.0091e-06 | 3.9369e-06 | 3.8939e-06 | 3.8675e-06 | 3.8115e-06 | 3.7636e-06 | 3.2479e-06 | 4.4728e-07 | 4.4375e-07 | 4.4077e-07 | 4.3827e-07
Yes | SDG&E | Com | HVAC | 2022-24 Fed App: Commercial boilers | On-the-books | Electric Energy (GWh/year) | -0.0083254 | -0.0082916 | -0.0081324 | -0.0079953 | -0.0078792 | -0.0077808 | -0.0076153 | -0.0074715 | -0.0073474 | -0.0072409 | -0.00715 | -0.0070727 | -0.0070072
Yes | SDG&E | Com | HVAC | 2016-18 Fed App: Commercial CAC and HP (65,000 Btu/hr to 760,000 Btu/hr) - Tier 2 | On-the-books | Electric Energy (GWh/year) | 2.6279 | 2.6274 | 2.627 | 2.6267 | 2.6264 | 2.6261 | 2.6259 | 2.6258 | 2.6256 | 2.6255 | 2.6254 | 2.6253 | 2.6252
Yes | SDG&E | Com | HVAC | 2022-24 Fed App: Commercial warm air furnaces | On-the-books | Electric Energy (GWh/year) | 0.0030771 | 0.0031173 | 0.0031575 | 0.0031953 | 0.0032362 | 0.003271 | 0.0032709 | 0.0032708 | 0.0032707 | 0.0032707 | 0.0032707 | 0.0032707 | 0.0032707
Yes | SDG&E | Com | HVAC | 2019-21 Fed App: Dehumidifiers | On-the-books | Electric Energy (GWh/year) |  | 0.11491 | 0.11156 | 0.10809 | 0.10439 | 0.06012 | 0.014423 | 0.013772 | 0.013183 | 0.01265 | 0.012168 | 0.011731 | 0.011336
Yes | SDG&E | Com | HVAC | 2025 T-24: NR HVAC - Limit Hot Water Supply Temperatures - Electric (Alterations) | On-the-books | Electric Energy (GWh/year) | 0 | 0.034107 | 0.03678 | 0.036292 | 0.03581 | 0.035334 | 0.034864 | 0.0344 | 0.033943 | 0.033493 | 0.033051 | 0.0068802 | 0.0044398
Yes | SDG&E | Com | HVAC | 2025 T-24: NR HVAC - Limit Hot Water Supply Temperatures - Electric (New Construction + Additions) | On-the-books | Electric Energy (GWh/year) | 0 | 0.0029201 | 0.017242 | 0.017013 | 0.016788 | 0.016564 | 0.016344 | 0.016126 | 0.015912 | 0.015701 | 0.015494 | 0.013093 | 0.0020813
Yes | SDG&E | Com | HVAC | 2025 T-24: NR HVAC - Mechanical Heat Recovery - SHW Heat Recovery (New Construction + Additions) | On-the-books | Electric Energy (GWh/year) | 0 | 0.001188 | 0.0068833 | 0.0066536 | 0.0064213 | 0.0061881 | 0.0059556 | 0.0057257 | 0.0054998 | 0.0052794 | 0.005066 | 0.0041623 | 0.00064336
Yes | SDG&E | Com | HVAC | 2025 T-24: NR HVAC - Mechanical Heat Recovery (without TES, waterside HR) (New Construction + Additions) | On-the-books | Electric Energy (GWh/year) | 0 | 0.003184 | 0.018447 | 0.017832 | 0.017209 | 0.016584 | 0.015961 | 0.015345 | 0.014739 | 0.014149 | 0.013577 | 0.011155 | 0.0017242
Yes | SDG&E | Com | HVAC | 2025 T-24: NR HVAC - Mechanical Heat Recovery Scenario A - Gas Baseline (New Construction + Additions) | On-the-books | Electric Energy (GWh/year) | 0 | -0.00057026 | -0.003304 | -0.0031937 | -0.0030822 | -0.0029703 | -0.0028587 | -0.0027483 | -0.0026399 | -0.0025341 | -0.0024317 | -0.0019979 | -0.00030881
Yes | SDG&E | Com | HVAC | 2025 T-24: NR HVAC - Mechanical Heat Recovery Scenario B - Gas Baseline (New Construction + Additions) | On-the-books | Electric Energy (GWh/year) | 0 | 0.00021385 | 0.001239 | 0.0011976 | 0.0011558 | 0.0011139 | 0.001072 | 0.0010306 | 0.00098996 | 0.00095029 | 0.00091188 | 0.00074921 | 0.0001158
Yes | SDG&E | Com | HVAC | 2025 T-24: NR HVAC Controls - Guideline 36 (Alterations) | On-the-books | Electric Energy (GWh/year) | 0 | 0.67077 | 0.73063 | 0.72818 | 0.72567 | 0.72311 | 0.72049 | 0.71781 | 0.71508 | 0.71229 | 0.70944 | 0.70653 | 0.70356
Yes | SDG&E | Com | HVAC | 2025 T-24: NR HVAC Controls - Guideline 36 (New Construction + Additions) | On-the-books | Electric Energy (GWh/year) | 0 | 0.025464 | 0.15186 | 0.15136 | 0.15083 | 0.1503 | 0.14976 | 0.1492 | 0.14863 | 0.14805 | 0.14746 | 0.14686 | 0.14624
Yes | SDG&E | Com | HVAC | 2022 T-24: NRA - Air Distribution - Duct Leakage Testing | On-the-books | Electric Energy (GWh/year) | 1.1423 | 1.1281 | 1.1141 | 1.1002 | 1.0867 | 1.0735 | 1.0607 | 1.0483 | 1.0364 | 1.025 | 1.0142 | 1.0039 | 0.99423
Yes | SDG&E | Com | HVAC | 2022 T-24: NRA - Air Distribution - Fan Energy Index | On-the-books | Electric Energy (GWh/year) | 0.034015 | 0.033592 | 0.033173 | 0.032761 | 0.032358 | 0.031964 | 0.031583 | 0.031215 | 0.030861 | 0.030522 | 0.0302 | 0.029894 | 0.029605
Yes | SDG&E | Com | HVAC | 2022 T-24: NRA - Air Distribution - Fan Power Budget | On-the-books | Electric Energy (GWh/year) | 2.0777 | 2.0519 | 2.0263 | 2.0012 | 1.9765 | 1.9525 | 1.9292 | 1.9067 | 1.8851 | 1.8644 | 1.8447 | 1.826 | 1.8084
Yes | SDG&E | Com | HVAC | 2022 T-24: NRA - Controlled Environment Horticulture - Efficient Dehumidification | On-the-books | Electric Energy (GWh/year) | -0.001411 | -0.0013216 | -0.0012407 | -0.0011682 | -0.0011038 | -0.001047 | -0.00099736 | -0.00095413 | -0.00091674 | -0.00088453 | -0.00085689 | -0.00083327 | -0.00081313
Yes | SDG&E | Com | HVAC | 2022 T-24: NRA - HVAC Controls - Dedicated Outdoor Air Systems (DOAS) | On-the-books | Electric Energy (GWh/year) | 0.52337 | 0.52049 | 0.51751 | 0.51443 | 0.51124 | 0.50794 | 0.50454 | 0.50104 | 0.49742 | 0.49371 | 0.48989 | 0.48596 | 0.48194
Yes | SDG&E | Com | HVAC | 2022 T-24: NRA - HVAC Controls - Exhaust Air Heat Recovery | On-the-books | Electric Energy (GWh/year) | -0.0067753 | -0.0067339 | -0.0066913 | -0.0066476 | -0.0066027 | -0.0065568 | -0.0065099 | -0.0064619 | -0.006413 | -0.0063631 | -0.0063124 | -0.0062609 | -0.0062086
Yes | SDG&E | Com | HVAC | 2022 T-24: NRA - HVAC Controls - Expand Economizer Requirements | On-the-books | Electric Energy (GWh/year) | 0.26275 | 0.2569 | 0.25134 | 0.24606 | 0.24107 | 0.13825 | 0 | 0 | 0 | 0 | 0 | 0 | 0
Yes | SDG&E | Com | HVAC | 2022 T-24: NRA - HVAC Controls - VAV Deadband Airflow | On-the-books | Electric Energy (GWh/year) | 0.030955 | 0.020157 | 0.012562 | 0.0075994 | 0.0045107 | 0.0026464 | 0.0015419 | 0.00089466 | 0.00051788 | 0.00029936 | 0.00017291 | 9.9822e-05 | 5.7613e-05
Yes | SDG&E | Com | HVAC | 2019 T-24: NRA-MECH-ASHRAE 90.1 | On-the-books | Electric Energy (GWh/year) | 0.19217 | 0.1802 | 0.16622 | 0.15046 | 0.13338 | 0.11566 | 0.09806 | 0.081349 | 0.066132 | 0.052797 | 0.0035245 | 0 | 0
Yes | SDG&E | Com | HVAC | 2019 T-24: NRA-MECH-Cooling Towers | On-the-books | Electric Energy (GWh/year) | 0.010264 | 0.0096249 | 0.0088781 | 0.0080363 | 0.0071242 | 0.0061774 | 0.0052376 | 0.0043451 | 0.0035323 | 0.00282 | 0.00018825 | 0 | 0
Yes | SDG&E | Com | HVAC | 2019 T-24: NRA-MECH-HE Fume Hoods in Lab Spaces | On-the-books | Electric Energy (GWh/year) | 0.29937 | 0.28072 | 0.25895 | 0.23439 | 0.20779 | 0.18018 | 0.15276 | 0.12673 | 0.10303 | 0.082251 | 0.0054907 | 0 | 0
Yes | SDG&E | Com | HVAC | 2019 T-24: NRA-MECH-Variable Exhaust Flow Control | On-the-books | Electric Energy (GWh/year) | 0.17195 | 0.16124 | 0.14873 | 0.13463 | 0.11935 | 0.10349 | 0.087742 | 0.07279 | 0.059174 | 0.047242 | 0.0031537 | 0 | 0
Yes | SDG&E | Com | HVAC | 2022 T-24: NRNC - Air Distribution - Duct Leakage Testing | On-the-books | Electric Energy (GWh/year) | 0.47995 | 0.47398 | 0.46807 | 0.46226 | 0.45657 | 0.45102 | 0.44563 | 0.44044 | 0.43545 | 0.43067 | 0.42612 | 0.42181 | 0.41773
Yes | SDG&E | Com | HVAC | 2022 T-24: NRNC - Air Distribution - Fan Energy Index | On-the-books | Electric Energy (GWh/year) | 0.010023 | 0.0098984 | 0.0097751 | 0.0096537 | 0.0095347 | 0.0094188 | 0.0093064 | 0.0091979 | 0.0090937 | 0.0089939 | 0.0088989 | 0.0088088 | 0.0087236
Yes | SDG&E | Com | HVAC | 2022 T-24: NRNC - Air Distribution - Fan Power Budget | On-the-books | Electric Energy (GWh/year) | 0.56476 | 0.55774 | 0.55079 | 0.54395 | 0.53725 | 0.53071 | 0.52438 | 0.51827 | 0.51239 | 0.50677 | 0.50142 | 0.49634 | 0.49154
Yes | SDG&E | Com | HVAC | 2022 T-24: NRNC - Computer Room Efficiency - Increased Temperature Thresholds for Economizers | On-the-books | Electric Energy (GWh/year) | 0.089226 | 0.084628 | 0.080456 | 0.07668 | 0.073268 | 0.070193 | 0.067425 | 0.064937 | 0.062705 | 0.060705 | 0.058915 | 0.057313 | 0.055883
Yes | SDG&E | Com | HVAC | 2022 T-24: NRNC - Controlled Environment Horticulture - Efficient Dehumidification | On-the-books | Electric Energy (GWh/year) | -0.0028219 | -0.0026432 | -0.0024815 | -0.0023365 | -0.0022076 | -0.0020941 | -0.0019947 | -0.0019083 | -0.0018335 | -0.0017691 | -0.0017138 | -0.0016665 | -0.0016263
Yes | SDG&E | Com | HVAC | 2022 T-24: NRNC - HVAC Controls - Dedicated Outdoor Air Systems (DOAS) | On-the-books | Electric Energy (GWh/year) |  | 0.94328 | 0.93927 | 0.93511 | 0.93077 | 0.92627 | 0.92159 | 0.91673 | 0.91169 | 0.90647 | 0.90107 | 0.89548 | 0.88971
Yes | SDG&E | Com | HVAC | 2022 T-24: NRNC - HVAC Controls - Exhaust Air Heat Recovery | On-the-books | Electric Energy (GWh/year) |  | -0.0017444 | -0.0017334 | -0.001722 | -0.0017104 | -0.0016985 | -0.0016864 | -0.0016739 | -0.0016613 | -0.0016484 | -0.0016352 | -0.0016219 | -0.0016083
Yes | SDG&E | Com | HVAC | 2022 T-24: NRNC - HVAC Controls - Expand Economizer Requirements | On-the-books | Electric Energy (GWh/year) |  | 0.077749 | 0.076065 | 0.074468 | 0.072957 | 0.07153 | 0.070186 | 0.068923 | 0.067739 | 0.066631 | 0.065596 | 0.06463 | 0.06373
Yes | SDG&E | Com | HVAC | 2022 T-24: NRNC - HVAC Controls - VAV Deadband Airflow | On-the-books | Electric Energy (GWh/year) |  | 0.005769 | 0.0035953 | 0.0021749 | 0.0012909 | 0.00075739 | 0.00044127 | 0.00025605 | 0.00014821 | 8.5676e-05 | 4.9485e-05 | 2.8569e-05 | 1.6489e-05
Yes | SDG&E | Com | HVAC | 2019 T-24: NRNC-MECH-ASHRAE 90.1 | On-the-books | Electric Energy (GWh/year) |  | 0.51856 | 0.44075 | 0.36037 | 0.28351 | 0.21526 | 0.15853 | 0.1139 | 0.080301 | 0.055821 | 0.038413 | 0.026246 | 0.017844
Yes | SDG&E | Com | HVAC | 2019 T-24: NRNC-MECH-Cooling Towers | On-the-books | Electric Energy (GWh/year) |  | 0.029409 | 0.027128 | 0.024555 | 0.021768 | 0.018875 | 0.016004 | 0.013277 | 0.010793 | 0.0086168 | 0.0067727 | 0.0052544 | 0.0040335
Yes | SDG&E | Com | HVAC | 2019 T-24: NRNC-MECH-Economizer FDD | On-the-books | Electric Energy (GWh/year) |  | 0.023527 | 0.021702 | 0.019644 | 0.017415 | 0.0151 | 0.012803 | 0.010621 | 0.0086345 | 0.0068934 | 0.0054182 | 0.0042036 | 0.0032268
Yes | SDG&E | Com | HVAC | 2019 T-24: NRNC-MECH-HE Fume Hoods in Lab Spaces | On-the-books | Electric Energy (GWh/year) |  | 0.18715 | 0.17263 | 0.15626 | 0.13853 | 0.12012 | 0.10184 | 0.084487 | 0.068683 | 0.054834 | 0.043099 | 0.033437 | 0.025668
Yes | SDG&E | Com | HVAC | 2019 T-24: NRNC-MECH-Variable Exhaust Flow Control | On-the-books | Electric Energy (GWh/year) |  | 0.087938 | 0.081116 | 0.073424 | 0.06509 | 0.056441 | 0.047854 | 0.039699 | 0.032273 | 0.025765 | 0.020252 | 0.015712 | 0.012061
Yes | SDG&E | Com | HVAC | 2019 T-24: NRNC-MECH-Ventilation & IAQ | On-the-books | Electric Energy (GWh/year) |  | 0.07486 | 0.069052 | 0.062504 | 0.05541 | 0.048047 | 0.040737 | 0.033795 | 0.027473 | 0.021934 | 0.01724 | 0.013375 | 0.010267
Yes | SDG&E | Com | HVAC | 2019-21 Fed App: Single package vertical AC and HP - <65,000 Btu/hr | On-the-books | Electric Energy (GWh/year) |  | 0.07687 | 0.077154 | 0.077969 | 0.079194 | 0.08042 | 0.07941 | 0.078551 | 0.077824 | 0.06015 | 0.014844 | 0.014759 | 0.014689
Yes | SDG&E | Com | HVAC | Fed Appliance: Single package vertical AC and HP - >65,000 Btu/hr and <240,000 Btu/hr | Expected | Electric Energy (GWh/year) | 0.048619 | 0.048162 | 0.047848 | 0.047619 | 0.047487 | 0.011776 | 0.013052 | 0.013031 | 0.012996 | 0.012965 | 0.012926 | 0.012886 | 0.012841
Yes | SDG&E | Com | HVAC | Fed Appliance: Commercial CAC and HP - <65,000 Btu/hr | Expected | Electric Energy (GWh/year) | 0.0018547 | 0.0018547 | 0.0018547 | 0.0018547 | 0.0018547 | 0.0018547 | 0.0018547 | 0.0018547 | 0.0018547 | 0.0018547 | 0.0018547 | 0.0018547 | 0.0018547
Yes | SDG&E | Com | HVAC | Fed Appliance: Commercial CAC and HP - 65,000 Btu/hr to 760,000 Btu/hr - Tier 1 | Expected | Electric Energy (GWh/year) | 0.37398 | 0.3665 | 0.35902 | 0.35154 | 0.34406 | 0.33658 | 0.3291 | 0.075734 | 0.073973 | 0.072211 | 0.07045 | 0.068689 | 0.066928
Yes | SDG&E | Com | HVAC | Fed Appliance: Computer Room Acs >=65,000 Btu/h and < 760,000 Btu/h | Expected | Electric Energy (GWh/year) | 1.5315e-05 | 1.5315e-05 | 1.5314e-05 | 1.3301e-05 | 3.7998e-06 | 3.7998e-06 | 3.7997e-06 | 3.7997e-06 | 3.7997e-06 | 3.7997e-06 | 3.7997e-06 | 3.7997e-06 | 3.7997e-06
Yes | SDG&E | Com | HVAC | 2005 T-24: Cooling tower applications | Expected | Electric Energy (GWh/year) | 0 | 0 | 0 | 0 | 0 | 0 | 0 | 0 | 0 | 0 | 0 | 0 | 0
Yes | SDG&E | Com | HVAC | 2008 T-24: DDC to Zone | Expected | Electric Energy (GWh/year) | 3.902 | 3.8874 | 3.8761 | 3.8675 | 3.8609 | 3.8558 | 3.8497 | 3.8443 | 3.8384 | 3.8328 | 3.827 | 3.8214 | 3.8157
Yes | SDG&E | Com | HVAC | 2005 T-24: Ducts in existing commercial buildings | Expected | Electric Energy (GWh/year) | 0 | 0 | 0 | 0 | 0 | 0 | 0 | 0 | 0 | 0 | 0 | 0 | 0
Yes | SDG&E | Com | HVAC | Fed Appliance: Large and Very Large Commercial Package Air-Conditioners ≥135 kBtu/h | Expected | Electric Energy (GWh/year) | 0.00018252 | 0.00018123 | 0.00018006 | 0.000179 | 9.9561e-05 | 4.3964e-05 | 4.3735e-05 | 4.3516e-05 | 4.329e-05 | 4.3069e-05 | 4.2844e-05 | 4.2622e-05 | 4.2398e-05
Yes | SDG&E | Com | HVAC | 2016 T-24: NRA-HVAC-ASHRAE Equipment Efficiency | Expected | Electric Energy (GWh/year) | 0.11209 | 0.11112 | 0.11045 | 0.11 | 0.1097 | 0.10949 | 0.10922 | 0.10899 | 0.10873 | 0.10849 | 0.10824 | 0.10799 | 0
Yes | SDG&E | Com | HVAC | 2016 T-24: NRA-HVAC-ASHRAE Measure-DDC | Expected | Electric Energy (GWh/year) | 0.032437 | 0.032155 | 0.031963 | 0.031832 | 0.031744 | 0.031684 | 0.031604 | 0 | 0 | 0 | 0 | 0 | 0
Yes | SDG&E | Com | HVAC | 2013 T-24: NRA-HVAC-Equipment Efficiency | Expected | Electric Energy (GWh/year) | 0.72891 | 0.72306 | 0.7186 | 0.7152 | 0.71262 | 0.71067 | 0.7083 | 0.7062 | 0.70392 | 0.348 | 0 | 0 | 0
Yes | SDG&E | Com | HVAC | 2013 T-24: NRA-Process-Air Compressors | Expected | Electric Energy (GWh/year) | 0.13155 | 0.1265 | 0.12227 | 0.11876 | 0.057452 | 0 | 0 | 0 | 0 | 0 | 0 | 0 | 0
Yes | SDG&E | Com | HVAC | 2013 T-24: NRNC-HVAC-Acceptance Requirements | Expected | Electric Energy (GWh/year) | 0.035021 | 0.034584 | 0.034239 | 0.033969 | 0.033759 | 0.033596 | 0.033402 | 0.033228 | 0.033041 | 0.032863 | 0.032679 | 0.032498 | 0.032315
Yes | SDG&E | Com | HVAC | 2013 T-24: NRNC-HVAC-Cooling Towers Water | Expected | Electric Energy (GWh/year) | 0.0094753 | 0.0093571 | 0.0092638 | 0.0091907 | 0.0091339 | 0.0090898 | 0.0090372 | 0.0089903 | 0.0089396 | 0.0088914 | 0.0088415 | 0.0087928 | 0.0087433
Yes | SDG&E | Com | HVAC | 2013 T-24: NRNC-HVAC-Garage Exhaust | Expected | Electric Energy (GWh/year) | 0.55371 | 0.55109 | 0.54945 | 0.54842 | 0.5478 | 0.54741 | 0.54687 | 0.54643 | 0.54592 | 0.54545 | 0.54496 | 0.54449 | 0.544
Yes | SDG&E | Com | HVAC | 2013 T-24: NRNC-HVAC-Laboratory Exhaust | Expected | Electric Energy (GWh/year) | 1.3291 | 1.3228 | 1.3188 | 1.3164 | 1.3149 | 1.3139 | 1.3126 | 1.3116 | 1.3103 | 1.3092 | 1.3081 | 1.3069 | 1.3057
Yes | SDG&E | Com | HVAC | 2013 T-24: NRNC-HVAC-Occupant Controlled Smart Thermostats | Expected | Electric Energy (GWh/year) | 0.0044741 | 0.0044183 | 0.0043742 | 0.0043397 | 0.0043129 | 0.004292 | 0.0042672 | 0.0042451 | 0.0042211 | 0.0041984 | 0.0041748 | 0.0041518 | 0.0041284
Yes | SDG&E | Com | HVAC | 2013 T-24: NRNC-HVAC-Small ECM Motor | Expected | Electric Energy (GWh/year) | 0.87778 | 0.86683 | 0.85819 | 0.85142 | 0.84615 | 0.84207 | 0.83719 | 0.83285 | 0.82815 | 0.82369 | 0.81907 | 0.81455 | 0.80997
Yes | SDG&E | Com | HVAC | 2013 T-24: NRNC-HVAC-Water & Space Heating ACM | Expected | Electric Energy (GWh/year) | 0.0036218 | 0.0035766 | 0.003541 | 0.0035131 | 0.0034913 | 0.0034745 | 0.0034544 | 0.0034364 | 0.0034171 | 0.0033986 | 0.0033796 | 0.0033609 | 0.003342
Yes | SDG&E | Com | HVAC | 2013 T-24: NRNC-Process-Air Compressors | Expected | Electric Energy (GWh/year) | 0.25501 | 0.25183 | 0.24931 | 0.24735 | 0.24582 | 0.24463 | 0.24322 | 0.24195 | 0.24059 | 0.23929 | 0.23795 | 0.23664 | 0.23531
Yes | SDG&E | Com | HVAC | 2013 T-24: NRNC-Process-Data Centers | Expected | Electric Energy (GWh/year) | 0.84074 | 0.84066 | 0.84062 | 0.84058 | 0.84056 | 0.84055 | 0.84053 | 0.84051 | 0.84049 | 0.84048 | 0.84046 | 0.84044 | 0.84042
Yes | SDG&E | Com | HVAC | Fed Appliance: Small Commercial Package Air-Conditioners ≥65 and <135 kBtu/h | Expected | Electric Energy (GWh/year) | 1.3746e-07 | 1.3474e-07 | 1.3227e-07 | 7.287e-08 | 3.1764e-08 | 3.1311e-08 | 3.0826e-08 | 3.0363e-08 | 2.9885e-08 | 2.9417e-08 | 2.8942e-08 | 2.8472e-08 | 2.7999e-08
Yes | SDG&E | Com | HVAC | 2019-21 Fed App: Ceiling Fans | Expected | Electric Energy (GWh/year) | 4.1658e-06 | 4.0849e-06 | 4.0091e-06 | 3.9369e-06 | 3.8939e-06 | 3.8675e-06 | 3.8115e-06 | 3.7636e-06 | 3.2479e-06 | 4.4728e-07 | 4.4375e-07 | 4.4077e-07 | 4.3827e-07
Yes | SDG&E | Com | HVAC | 2022-24 Fed App: Commercial boilers | Expected | Electric Energy (GWh/year) | -0.0083254 | -0.0082916 | -0.0081324 | -0.0079953 | -0.0078792 | -0.0077808 | -0.0076153 | -0.0074715 | -0.0073474 | -0.0072409 | -0.00715 | -0.0070727 | -0.0070072
Yes | SDG&E | Com | HVAC | 2016-18 Fed App: Commercial CAC and HP (65,000 Btu/hr to 760,000 Btu/hr) - Tier 2 | Expected | Electric Energy (GWh/year) | 2.6279 | 2.6274 | 2.627 | 2.6267 | 2.6264 | 2.6261 | 2.6259 | 2.6258 | 2.6256 | 2.6255 | 2.6254 | 2.6253 | 2.6252
Yes | SDG&E | Com | HVAC | 2022-24 Fed App: Commercial warm air furnaces | Expected | Electric Energy (GWh/year) | 0.0030771 | 0.0031173 | 0.0031575 | 0.0031953 | 0.0032362 | 0.003271 | 0.0032709 | 0.0032708 | 0.0032707 | 0.0032707 | 0.0032707 | 0.0032707 | 0.0032707
Yes | SDG&E | Com | HVAC | 2019-21 Fed App: Dehumidifiers | Expected | Electric Energy (GWh/year) |  | 0.11491 | 0.11156 | 0.10809 | 0.10439 | 0.06012 | 0.014423 | 0.013772 | 0.013183 | 0.01265 | 0.012168 | 0.011731 | 0.011336
Yes | SDG&E | Com | HVAC | 2025 T-24: NR HVAC - Limit Hot Water Supply Temperatures - Electric (Alterations) | Expected | Electric Energy (GWh/year) | 0 | 0.034107 | 0.03678 | 0.036292 | 0.03581 | 0.035334 | 0.034864 | 0.0344 | 0.033943 | 0.033493 | 0.033051 | 0.0068802 | 0.0044398
Yes | SDG&E | Com | HVAC | 2025 T-24: NR HVAC - Limit Hot Water Supply Temperatures - Electric (New Construction + Additions) | Expected | Electric Energy (GWh/year) | 0 | 0.0029201 | 0.017242 | 0.017013 | 0.016788 | 0.016564 | 0.016344 | 0.016126 | 0.015912 | 0.015701 | 0.015494 | 0.013093 | 0.0020813
Yes | SDG&E | Com | HVAC | 2025 T-24: NR HVAC - Mechanical Heat Recovery - SHW Heat Recovery (New Construction + Additions) | Expected | Electric Energy (GWh/year) | 0 | 0.001188 | 0.0068833 | 0.0066536 | 0.0064213 | 0.0061881 | 0.0059556 | 0.0057257 | 0.0054998 | 0.0052794 | 0.005066 | 0.0041623 | 0.00064336
Yes | SDG&E | Com | HVAC | 2025 T-24: NR HVAC - Mechanical Heat Recovery (without TES, waterside HR) (New Construction + Additions) | Expected | Electric Energy (GWh/year) | 0 | 0.003184 | 0.018447 | 0.017832 | 0.017209 | 0.016584 | 0.015961 | 0.015345 | 0.014739 | 0.014149 | 0.013577 | 0.011155 | 0.0017242
Yes | SDG&E | Com | HVAC | 2025 T-24: NR HVAC - Mechanical Heat Recovery Scenario A - Gas Baseline (New Construction + Additions) | Expected | Electric Energy (GWh/year) | 0 | -0.00057026 | -0.003304 | -0.0031937 | -0.0030822 | -0.0029703 | -0.0028587 | -0.0027483 | -0.0026399 | -0.0025341 | -0.0024317 | -0.0019979 | -0.00030881
Yes | SDG&E | Com | HVAC | 2025 T-24: NR HVAC - Mechanical Heat Recovery Scenario B - Gas Baseline (New Construction + Additions) | Expected | Electric Energy (GWh/year) | 0 | 0.00021385 | 0.001239 | 0.0011976 | 0.0011558 | 0.0011139 | 0.001072 | 0.0010306 | 0.00098996 | 0.00095029 | 0.00091188 | 0.00074921 | 0.0001158
Yes | SDG&E | Com | HVAC | 2025 T-24: NR HVAC Controls - Guideline 36 (Alterations) | Expected | Electric Energy (GWh/year) | 0 | 0.67077 | 0.73063 | 0.72818 | 0.72567 | 0.72311 | 0.72049 | 0.71781 | 0.71508 | 0.71229 | 0.70944 | 0.70653 | 0.70356
Yes | SDG&E | Com | HVAC | 2025 T-24: NR HVAC Controls - Guideline 36 (New Construction + Additions) | Expected | Electric Energy (GWh/year) | 0 | 0.025464 | 0.15186 | 0.15136 | 0.15083 | 0.1503 | 0.14976 | 0.1492 | 0.14863 | 0.14805 | 0.14746 | 0.14686 | 0.14624
Yes | SDG&E | Com | HVAC | 2022 T-24: NRA - Air Distribution - Duct Leakage Testing | Expected | Electric Energy (GWh/year) | 1.1423 | 1.1281 | 1.1141 | 1.1002 | 1.0867 | 1.0735 | 1.0607 | 1.0483 | 1.0364 | 1.025 | 1.0142 | 1.0039 | 0.99423
Yes | SDG&E | Com | HVAC | 2022 T-24: NRA - Air Distribution - Fan Energy Index | Expected | Electric Energy (GWh/year) | 0.034015 | 0.033592 | 0.033173 | 0.032761 | 0.032358 | 0.031964 | 0.031583 | 0.031215 | 0.030861 | 0.030522 | 0.0302 | 0.029894 | 0.029605
Yes | SDG&E | Com | HVAC | 2022 T-24: NRA - Air Distribution - Fan Power Budget | Expected | Electric Energy (GWh/year) | 2.0777 | 2.0519 | 2.0263 | 2.0012 | 1.9765 | 1.9525 | 1.9292 | 1.9067 | 1.8851 | 1.8644 | 1.8447 | 1.826 | 1.8084
Yes | SDG&E | Com | HVAC | 2022 T-24: NRA - Controlled Environment Horticulture - Efficient Dehumidification | Expected | Electric Energy (GWh/year) | -0.001411 | -0.0013216 | -0.0012407 | -0.0011682 | -0.0011038 | -0.001047 | -0.00099736 | -0.00095413 | -0.00091674 | -0.00088453 | -0.00085689 | -0.00083327 | -0.00081313
Yes | SDG&E | Com | HVAC | 2022 T-24: NRA - HVAC Controls - Dedicated Outdoor Air Systems (DOAS) | Expected | Electric Energy (GWh/year) | 0.52337 | 0.52049 | 0.51751 | 0.51443 | 0.51124 | 0.50794 | 0.50454 | 0.50104 | 0.49742 | 0.49371 | 0.48989 | 0.48596 | 0.48194
Yes | SDG&E | Com | HVAC | 2022 T-24: NRA - HVAC Controls - Exhaust Air Heat Recovery | Expected | Electric Energy (GWh/year) | -0.0067753 | -0.0067339 | -0.0066913 | -0.0066476 | -0.0066027 | -0.0065568 | -0.0065099 | -0.0064619 | -0.006413 | -0.0063631 | -0.0063124 | -0.0062609 | -0.0062086
Yes | SDG&E | Com | HVAC | 2022 T-24: NRA - HVAC Controls - Expand Economizer Requirements | Expected | Electric Energy (GWh/year) | 0.26275 | 0.2569 | 0.25134 | 0.24606 | 0.24107 | 0.13825 | 0 | 0 | 0 | 0 | 0 | 0 | 0
Yes | SDG&E | Com | HVAC | 2022 T-24: NRA - HVAC Controls - VAV Deadband Airflow | Expected | Electric Energy (GWh/year) | 0.030955 | 0.020157 | 0.012562 | 0.0075994 | 0.0045107 | 0.0026464 | 0.0015419 | 0.00089466 | 0.00051788 | 0.00029936 | 0.00017291 | 9.9822e-05 | 5.7613e-05
Yes | SDG&E | Com | HVAC | 2019 T-24: NRA-MECH-ASHRAE 90.1 | Expected | Electric Energy (GWh/year) | 0.19217 | 0.1802 | 0.16622 | 0.15046 | 0.13338 | 0.11566 | 0.09806 | 0.081349 | 0.066132 | 0.052797 | 0.0035245 | 0 | 0
Yes | SDG&E | Com | HVAC | 2019 T-24: NRA-MECH-Cooling Towers | Expected | Electric Energy (GWh/year) | 0.010264 | 0.0096249 | 0.0088781 | 0.0080363 | 0.0071242 | 0.0061774 | 0.0052376 | 0.0043451 | 0.0035323 | 0.00282 | 0.00018825 | 0 | 0
Yes | SDG&E | Com | HVAC | 2019 T-24: NRA-MECH-HE Fume Hoods in Lab Spaces | Expected | Electric Energy (GWh/year) | 0.29937 | 0.28072 | 0.25895 | 0.23439 | 0.20779 | 0.18018 | 0.15276 | 0.12673 | 0.10303 | 0.082251 | 0.0054907 | 0 | 0
Yes | SDG&E | Com | HVAC | 2019 T-24: NRA-MECH-Variable Exhaust Flow Control | Expected | Electric Energy (GWh/year) | 0.17195 | 0.16124 | 0.14873 | 0.13463 | 0.11935 | 0.10349 | 0.087742 | 0.07279 | 0.059174 | 0.047242 | 0.0031537 | 0 | 0
Yes | SDG&E | Com | HVAC | 2022 T-24: NRNC - Air Distribution - Duct Leakage Testing | Expected | Electric Energy (GWh/year) | 0.47995 | 0.47398 | 0.46807 | 0.46226 | 0.45657 | 0.45102 | 0.44563 | 0.44044 | 0.43545 | 0.43067 | 0.42612 | 0.42181 | 0.41773
Yes | SDG&E | Com | HVAC | 2022 T-24: NRNC - Air Distribution - Fan Energy Index | Expected | Electric Energy (GWh/year) | 0.010023 | 0.0098984 | 0.0097751 | 0.0096537 | 0.0095347 | 0.0094188 | 0.0093064 | 0.0091979 | 0.0090937 | 0.0089939 | 0.0088989 | 0.0088088 | 0.0087236
Yes | SDG&E | Com | HVAC | 2022 T-24: NRNC - Air Distribution - Fan Power Budget | Expected | Electric Energy (GWh/year) | 0.56476 | 0.55774 | 0.55079 | 0.54395 | 0.53725 | 0.53071 | 0.52438 | 0.51827 | 0.51239 | 0.50677 | 0.50142 | 0.49634 | 0.49154
Yes | SDG&E | Com | HVAC | 2022 T-24: NRNC - Computer Room Efficiency - Increased Temperature Thresholds for Economizers | Expected | Electric Energy (GWh/year) | 0.089226 | 0.084628 | 0.080456 | 0.07668 | 0.073268 | 0.070193 | 0.067425 | 0.064937 | 0.062705 | 0.060705 | 0.058915 | 0.057313 | 0.055883
Yes | SDG&E | Com | HVAC | 2022 T-24: NRNC - Controlled Environment Horticulture - Efficient Dehumidification | Expected | Electric Energy (GWh/year) | -0.0028219 | -0.0026432 | -0.0024815 | -0.0023365 | -0.0022076 | -0.0020941 | -0.0019947 | -0.0019083 | -0.0018335 | -0.0017691 | -0.0017138 | -0.0016665 | -0.0016263
Yes | SDG&E | Com | HVAC | 2022 T-24: NRNC - HVAC Controls - Dedicated Outdoor Air Systems (DOAS) | Expected | Electric Energy (GWh/year) |  | 0.94328 | 0.93927 | 0.93511 | 0.93077 | 0.92627 | 0.92159 | 0.91673 | 0.91169 | 0.90647 | 0.90107 | 0.89548 | 0.88971
Yes | SDG&E | Com | HVAC | 2022 T-24: NRNC - HVAC Controls - Exhaust Air Heat Recovery | Expected | Electric Energy (GWh/year) |  | -0.0017444 | -0.0017334 | -0.001722 | -0.0017104 | -0.0016985 | -0.0016864 | -0.0016739 | -0.0016613 | -0.0016484 | -0.0016352 | -0.0016219 | -0.0016083
Yes | SDG&E | Com | HVAC | 2022 T-24: NRNC - HVAC Controls - Expand Economizer Requirements | Expected | Electric Energy (GWh/year) |  | 0.077749 | 0.076065 | 0.074468 | 0.072957 | 0.07153 | 0.070186 | 0.068923 | 0.067739 | 0.066631 | 0.065596 | 0.06463 | 0.06373
Yes | SDG&E | Com | HVAC | 2022 T-24: NRNC - HVAC Controls - VAV Deadband Airflow | Expected | Electric Energy (GWh/year) |  | 0.005769 | 0.0035953 | 0.0021749 | 0.0012909 | 0.00075739 | 0.00044127 | 0.00025605 | 0.00014821 | 8.5676e-05 | 4.9485e-05 | 2.8569e-05 | 1.6489e-05
Yes | SDG&E | Com | HVAC | 2019 T-24: NRNC-MECH-ASHRAE 90.1 | Expected | Electric Energy (GWh/year) |  | 0.51856 | 0.44075 | 0.36037 | 0.28351 | 0.21526 | 0.15853 | 0.1139 | 0.080301 | 0.055821 | 0.038413 | 0.026246 | 0.017844
Yes | SDG&E | Com | HVAC | 2019 T-24: NRNC-MECH-Cooling Towers | Expected | Electric Energy (GWh/year) |  | 0.029409 | 0.027128 | 0.024555 | 0.021768 | 0.018875 | 0.016004 | 0.013277 | 0.010793 | 0.0086168 | 0.0067727 | 0.0052544 | 0.0040335
Yes | SDG&E | Com | HVAC | 2019 T-24: NRNC-MECH-Economizer FDD | Expected | Electric Energy (GWh/year) |  | 0.023527 | 0.021702 | 0.019644 | 0.017415 | 0.0151 | 0.012803 | 0.010621 | 0.0086345 | 0.0068934 | 0.0054182 | 0.0042036 | 0.0032268
Yes | SDG&E | Com | HVAC | 2019 T-24: NRNC-MECH-HE Fume Hoods in Lab Spaces | Expected | Electric Energy (GWh/year) |  | 0.18715 | 0.17263 | 0.15626 | 0.13853 | 0.12012 | 0.10184 | 0.084487 | 0.068683 | 0.054834 | 0.043099 | 0.033437 | 0.025668
Yes | SDG&E | Com | HVAC | 2019 T-24: NRNC-MECH-Variable Exhaust Flow Control | Expected | Electric Energy (GWh/year) |  | 0.087938 | 0.081116 | 0.073424 | 0.06509 | 0.056441 | 0.047854 | 0.039699 | 0.032273 | 0.025765 | 0.020252 | 0.015712 | 0.012061
Yes | SDG&E | Com | HVAC | 2019 T-24: NRNC-MECH-Ventilation & IAQ | Expected | Electric Energy (GWh/year) |  | 0.07486 | 0.069052 | 0.062504 | 0.05541 | 0.048047 | 0.040737 | 0.033795 | 0.027473 | 0.021934 | 0.01724 | 0.013375 | 0.010267
Yes | SDG&E | Com | HVAC | 2019-21 Fed App: Single package vertical AC and HP - <65,000 Btu/hr | Expected | Electric Energy (GWh/year) |  | 0.07687 | 0.077154 | 0.077969 | 0.079194 | 0.08042 | 0.07941 | 0.078551 | 0.077824 | 0.06015 | 0.014844 | 0.014759 | 0.014689
Yes | SDG&E | Com | HVAC | Fed Appliance: Single package vertical AC and HP - >65,000 Btu/hr and <240,000 Btu/hr | Possible | Electric Energy (GWh/year) | 0.048619 | 0.048162 | 0.047848 | 0.047619 | 0.047487 | 0.011776 | 0.013052 | 0.013031 | 0.012996 | 0.012965 | 0.012926 | 0.012886 | 0.012841
Yes | SDG&E | Com | HVAC | Fed Appliance: Commercial CAC and HP - <65,000 Btu/hr | Possible | Electric Energy (GWh/year) | 0.0018547 | 0.0018547 | 0.0018547 | 0.0018547 | 0.0018547 | 0.0018547 | 0.0018547 | 0.0018547 | 0.0018547 | 0.0018547 | 0.0018547 | 0.0018547 | 0.0018547
Yes | SDG&E | Com | HVAC | Fed Appliance: Commercial CAC and HP - 65,000 Btu/hr to 760,000 Btu/hr - Tier 1 | Possible | Electric Energy (GWh/year) | 0.37398 | 0.3665 | 0.35902 | 0.35154 | 0.34406 | 0.33658 | 0.3291 | 0.075734 | 0.073973 | 0.072211 | 0.07045 | 0.068689 | 0.066928
Yes | SDG&E | Com | HVAC | Fed Appliance: Computer Room Acs >=65,000 Btu/h and < 760,000 Btu/h | Possible | Electric Energy (GWh/year) | 1.5315e-05 | 1.5315e-05 | 1.5314e-05 | 1.3301e-05 | 3.7998e-06 | 3.7998e-06 | 3.7997e-06 | 3.7997e-06 | 3.7997e-06 | 3.7997e-06 | 3.7997e-06 | 3.7997e-06 | 3.7997e-06
Yes | SDG&E | Com | HVAC | 2005 T-24: Cooling tower applications | Possible | Electric Energy (GWh/year) | 0 | 0 | 0 | 0 | 0 | 0 | 0 | 0 | 0 | 0 | 0 | 0 | 0
Yes | SDG&E | Com | HVAC | 2008 T-24: DDC to Zone | Possible | Electric Energy (GWh/year) | 3.902 | 3.8874 | 3.8761 | 3.8675 | 3.8609 | 3.8558 | 3.8497 | 3.8443 | 3.8384 | 3.8328 | 3.827 | 3.8214 | 3.8157
Yes | SDG&E | Com | HVAC | 2005 T-24: Ducts in existing commercial buildings | Possible | Electric Energy (GWh/year) | 0 | 0 | 0 | 0 | 0 | 0 | 0 | 0 | 0 | 0 | 0 | 0 | 0
Yes | SDG&E | Com | HVAC | Fed Appliance: Large and Very Large Commercial Package Air-Conditioners ≥135 kBtu/h | Possible | Electric Energy (GWh/year) | 0.00018252 | 0.00018123 | 0.00018006 | 0.000179 | 9.9561e-05 | 4.3964e-05 | 4.3735e-05 | 4.3516e-05 | 4.329e-05 | 4.3069e-05 | 4.2844e-05 | 4.2622e-05 | 4.2398e-05
Yes | SDG&E | Com | HVAC | 2016 T-24: NRA-HVAC-ASHRAE Equipment Efficiency | Possible | Electric Energy (GWh/year) | 0.11209 | 0.11112 | 0.11045 | 0.11 | 0.1097 | 0.10949 | 0.10922 | 0.10899 | 0.10873 | 0.10849 | 0.10824 | 0.10799 | 0
Yes | SDG&E | Com | HVAC | 2016 T-24: NRA-HVAC-ASHRAE Measure-DDC | Possible | Electric Energy (GWh/year) | 0.032437 | 0.032155 | 0.031963 | 0.031832 | 0.031744 | 0.031684 | 0.031604 | 0 | 0 | 0 | 0 | 0 | 0
Yes | SDG&E | Com | HVAC | 2013 T-24: NRA-HVAC-Equipment Efficiency | Possible | Electric Energy (GWh/year) | 0.72891 | 0.72306 | 0.7186 | 0.7152 | 0.71262 | 0.71067 | 0.7083 | 0.7062 | 0.70392 | 0.348 | 0 | 0 | 0
Yes | SDG&E | Com | HVAC | 2013 T-24: NRA-Process-Air Compressors | Possible | Electric Energy (GWh/year) | 0.13155 | 0.1265 | 0.12227 | 0.11876 | 0.057452 | 0 | 0 | 0 | 0 | 0 | 0 | 0 | 0
Yes | SDG&E | Com | HVAC | 2013 T-24: NRNC-HVAC-Acceptance Requirements | Possible | Electric Energy (GWh/year) | 0.035021 | 0.034584 | 0.034239 | 0.033969 | 0.033759 | 0.033596 | 0.033402 | 0.033228 | 0.033041 | 0.032863 | 0.032679 | 0.032498 | 0.032315
Yes | SDG&E | Com | HVAC | 2013 T-24: NRNC-HVAC-Cooling Towers Water | Possible | Electric Energy (GWh/year) | 0.0094753 | 0.0093571 | 0.0092638 | 0.0091907 | 0.0091339 | 0.0090898 | 0.0090372 | 0.0089903 | 0.0089396 | 0.0088914 | 0.0088415 | 0.0087928 | 0.0087433
Yes | SDG&E | Com | HVAC | 2013 T-24: NRNC-HVAC-Garage Exhaust | Possible | Electric Energy (GWh/year) | 0.55371 | 0.55109 | 0.54945 | 0.54842 | 0.5478 | 0.54741 | 0.54687 | 0.54643 | 0.54592 | 0.54545 | 0.54496 | 0.54449 | 0.544
Yes | SDG&E | Com | HVAC | 2013 T-24: NRNC-HVAC-Laboratory Exhaust | Possible | Electric Energy (GWh/year) | 1.3291 | 1.3228 | 1.3188 | 1.3164 | 1.3149 | 1.3139 | 1.3126 | 1.3116 | 1.3103 | 1.3092 | 1.3081 | 1.3069 | 1.3057
Yes | SDG&E | Com | HVAC | 2013 T-24: NRNC-HVAC-Occupant Controlled Smart Thermostats | Possible | Electric Energy (GWh/year) | 0.0044741 | 0.0044183 | 0.0043742 | 0.0043397 | 0.0043129 | 0.004292 | 0.0042672 | 0.0042451 | 0.0042211 | 0.0041984 | 0.0041748 | 0.0041518 | 0.0041284
Yes | SDG&E | Com | HVAC | 2013 T-24: NRNC-HVAC-Small ECM Motor | Possible | Electric Energy (GWh/year) | 0.87778 | 0.86683 | 0.85819 | 0.85142 | 0.84615 | 0.84207 | 0.83719 | 0.83285 | 0.82815 | 0.82369 | 0.81907 | 0.81455 | 0.80997
Yes | SDG&E | Com | HVAC | 2013 T-24: NRNC-HVAC-Water & Space Heating ACM | Possible | Electric Energy (GWh/year) | 0.0036218 | 0.0035766 | 0.003541 | 0.0035131 | 0.0034913 | 0.0034745 | 0.0034544 | 0.0034364 | 0.0034171 | 0.0033986 | 0.0033796 | 0.0033609 | 0.003342
Yes | SDG&E | Com | HVAC | 2013 T-24: NRNC-Process-Air Compressors | Possible | Electric Energy (GWh/year) | 0.25501 | 0.25183 | 0.24931 | 0.24735 | 0.24582 | 0.24463 | 0.24322 | 0.24195 | 0.24059 | 0.23929 | 0.23795 | 0.23664 | 0.23531
Yes | SDG&E | Com | HVAC | 2013 T-24: NRNC-Process-Data Centers | Possible | Electric Energy (GWh/year) | 0.84074 | 0.84066 | 0.84062 | 0.84058 | 0.84056 | 0.84055 | 0.84053 | 0.84051 | 0.84049 | 0.84048 | 0.84046 | 0.84044 | 0.84042
Yes | SDG&E | Com | HVAC | Fed Appliance: Small Commercial Package Air-Conditioners ≥65 and <135 kBtu/h | Possible | Electric Energy (GWh/year) | 1.3746e-07 | 1.3474e-07 | 1.3227e-07 | 7.287e-08 | 3.1764e-08 | 3.1311e-08 | 3.0826e-08 | 3.0363e-08 | 2.9885e-08 | 2.9417e-08 | 2.8942e-08 | 2.8472e-08 | 2.7999e-08
Yes | SDG&E | Com | HVAC | 2019-21 Fed App: Ceiling Fans | Possible | Electric Energy (GWh/year) | 4.1658e-06 | 4.0849e-06 | 4.0091e-06 | 3.9369e-06 | 3.8939e-06 | 3.8675e-06 | 3.8115e-06 | 3.7636e-06 | 3.2479e-06 | 4.4728e-07 | 4.4375e-07 | 4.4077e-07 | 4.3827e-07
Yes | SDG&E | Com | HVAC | 2022-24 Fed App: Commercial boilers | Possible | Electric Energy (GWh/year) | -0.0083254 | -0.0082916 | -0.0081324 | -0.0079953 | -0.0078792 | -0.0077808 | -0.0076153 | -0.0074715 | -0.0073474 | -0.0072409 | -0.00715 | -0.0070727 | -0.0070072
Yes | SDG&E | Com | HVAC | 2016-18 Fed App: Commercial CAC and HP (65,000 Btu/hr to 760,000 Btu/hr) - Tier 2 | Possible | Electric Energy (GWh/year) | 2.6279 | 2.6274 | 2.627 | 2.6267 | 2.6264 | 2.6261 | 2.6259 | 2.6258 | 2.6256 | 2.6255 | 2.6254 | 2.6253 | 2.6252
Yes | SDG&E | Com | HVAC | 2022-24 Fed App: Commercial warm air furnaces | Possible | Electric Energy (GWh/year) | 0.0030771 | 0.0031173 | 0.0031575 | 0.0031953 | 0.0032362 | 0.003271 | 0.0032709 | 0.0032708 | 0.0032707 | 0.0032707 | 0.0032707 | 0.0032707 | 0.0032707
Yes | SDG&E | Com | HVAC | 2019-21 Fed App: Dehumidifiers | Possible | Electric Energy (GWh/year) |  | 0.11491 | 0.11156 | 0.10809 | 0.10439 | 0.06012 | 0.014423 | 0.013772 | 0.013183 | 0.01265 | 0.012168 | 0.011731 | 0.011336
Yes | SDG&E | Com | HVAC | 2025 T-24: NR HVAC - Limit Hot Water Supply Temperatures - Electric (Alterations) | Possible | Electric Energy (GWh/year) | 0 | 0.034107 | 0.03678 | 0.036292 | 0.03581 | 0.035334 | 0.034864 | 0.0344 | 0.033943 | 0.033493 | 0.033051 | 0.0068802 | 0.0044398
Yes | SDG&E | Com | HVAC | 2025 T-24: NR HVAC - Limit Hot Water Supply Temperatures - Electric (New Construction + Additions) | Possible | Electric Energy (GWh/year) | 0 | 0.0029201 | 0.017242 | 0.017013 | 0.016788 | 0.016564 | 0.016344 | 0.016126 | 0.015912 | 0.015701 | 0.015494 | 0.013093 | 0.0020813
Yes | SDG&E | Com | HVAC | 2025 T-24: NR HVAC - Mechanical Heat Recovery - SHW Heat Recovery (New Construction + Additions) | Possible | Electric Energy (GWh/year) | 0 | 0.001188 | 0.0068833 | 0.0066536 | 0.0064213 | 0.0061881 | 0.0059556 | 0.0057257 | 0.0054998 | 0.0052794 | 0.005066 | 0.0041623 | 0.00064336
Yes | SDG&E | Com | HVAC | 2025 T-24: NR HVAC - Mechanical Heat Recovery (without TES, waterside HR) (New Construction + Additions) | Possible | Electric Energy (GWh/year) | 0 | 0.003184 | 0.018447 | 0.017832 | 0.017209 | 0.016584 | 0.015961 | 0.015345 | 0.014739 | 0.014149 | 0.013577 | 0.011155 | 0.0017242
Yes | SDG&E | Com | HVAC | 2025 T-24: NR HVAC - Mechanical Heat Recovery Scenario A - Gas Baseline (New Construction + Additions) | Possible | Electric Energy (GWh/year) | 0 | -0.00057026 | -0.003304 | -0.0031937 | -0.0030822 | -0.0029703 | -0.0028587 | -0.0027483 | -0.0026399 | -0.0025341 | -0.0024317 | -0.0019979 | -0.00030881
Yes | SDG&E | Com | HVAC | 2025 T-24: NR HVAC - Mechanical Heat Recovery Scenario B - Gas Baseline (New Construction + Additions) | Possible | Electric Energy (GWh/year) | 0 | 0.00021385 | 0.001239 | 0.0011976 | 0.0011558 | 0.0011139 | 0.001072 | 0.0010306 | 0.00098996 | 0.00095029 | 0.00091188 | 0.00074921 | 0.0001158
Yes | SDG&E | Com | HVAC | 2025 T-24: NR HVAC Controls - Guideline 36 (Alterations) | Possible | Electric Energy (GWh/year) | 0 | 0.67077 | 0.73063 | 0.72818 | 0.72567 | 0.72311 | 0.72049 | 0.71781 | 0.71508 | 0.71229 | 0.70944 | 0.70653 | 0.70356
Yes | SDG&E | Com | HVAC | 2025 T-24: NR HVAC Controls - Guideline 36 (New Construction + Additions) | Possible | Electric Energy (GWh/year) | 0 | 0.025464 | 0.15186 | 0.15136 | 0.15083 | 0.1503 | 0.14976 | 0.1492 | 0.14863 | 0.14805 | 0.14746 | 0.14686 | 0.14624
Yes | SDG&E | Com | HVAC | 2022 T-24: NRA - Air Distribution - Duct Leakage Testing | Possible | Electric Energy (GWh/year) | 1.1423 | 1.1281 | 1.1141 | 1.1002 | 1.0867 | 1.0735 | 1.0607 | 1.0483 | 1.0364 | 1.025 | 1.0142 | 1.0039 | 0.99423
Yes | SDG&E | Com | HVAC | 2022 T-24: NRA - Air Distribution - Fan Energy Index | Possible | Electric Energy (GWh/year) | 0.034015 | 0.033592 | 0.033173 | 0.032761 | 0.032358 | 0.031964 | 0.031583 | 0.031215 | 0.030861 | 0.030522 | 0.0302 | 0.029894 | 0.029605
Yes | SDG&E | Com | HVAC | 2022 T-24: NRA - Air Distribution - Fan Power Budget | Possible | Electric Energy (GWh/year) | 2.0777 | 2.0519 | 2.0263 | 2.0012 | 1.9765 | 1.9525 | 1.9292 | 1.9067 | 1.8851 | 1.8644 | 1.8447 | 1.826 | 1.8084
Yes | SDG&E | Com | HVAC | 2022 T-24: NRA - Controlled Environment Horticulture - Efficient Dehumidification | Possible | Electric Energy (GWh/year) | -0.001411 | -0.0013216 | -0.0012407 | -0.0011682 | -0.0011038 | -0.001047 | -0.00099736 | -0.00095413 | -0.00091674 | -0.00088453 | -0.00085689 | -0.00083327 | -0.00081313
Yes | SDG&E | Com | HVAC | 2022 T-24: NRA - HVAC Controls - Dedicated Outdoor Air Systems (DOAS) | Possible | Electric Energy (GWh/year) | 0.52337 | 0.52049 | 0.51751 | 0.51443 | 0.51124 | 0.50794 | 0.50454 | 0.50104 | 0.49742 | 0.49371 | 0.48989 | 0.48596 | 0.48194
Yes | SDG&E | Com | HVAC | 2022 T-24: NRA - HVAC Controls - Exhaust Air Heat Recovery | Possible | Electric Energy (GWh/year) | -0.0067753 | -0.0067339 | -0.0066913 | -0.0066476 | -0.0066027 | -0.0065568 | -0.0065099 | -0.0064619 | -0.006413 | -0.0063631 | -0.0063124 | -0.0062609 | -0.0062086
Yes | SDG&E | Com | HVAC | 2022 T-24: NRA - HVAC Controls - Expand Economizer Requirements | Possible | Electric Energy (GWh/year) | 0.26275 | 0.2569 | 0.25134 | 0.24606 | 0.24107 | 0.13825 | 0 | 0 | 0 | 0 | 0 | 0 | 0
Yes | SDG&E | Com | HVAC | 2022 T-24: NRA - HVAC Controls - VAV Deadband Airflow | Possible | Electric Energy (GWh/year) | 0.030955 | 0.020157 | 0.012562 | 0.0075994 | 0.0045107 | 0.0026464 | 0.0015419 | 0.00089466 | 0.00051788 | 0.00029936 | 0.00017291 | 9.9822e-05 | 5.7613e-05
Yes | SDG&E | Com | HVAC | 2019 T-24: NRA-MECH-ASHRAE 90.1 | Possible | Electric Energy (GWh/year) | 0.19217 | 0.1802 | 0.16622 | 0.15046 | 0.13338 | 0.11566 | 0.09806 | 0.081349 | 0.066132 | 0.052797 | 0.0035245 | 0 | 0
Yes | SDG&E | Com | HVAC | 2019 T-24: NRA-MECH-Cooling Towers | Possible | Electric Energy (GWh/year) | 0.010264 | 0.0096249 | 0.0088781 | 0.0080363 | 0.0071242 | 0.0061774 | 0.0052376 | 0.0043451 | 0.0035323 | 0.00282 | 0.00018825 | 0 | 0
Yes | SDG&E | Com | HVAC | 2019 T-24: NRA-MECH-HE Fume Hoods in Lab Spaces | Possible | Electric Energy (GWh/year) | 0.29937 | 0.28072 | 0.25895 | 0.23439 | 0.20779 | 0.18018 | 0.15276 | 0.12673 | 0.10303 | 0.082251 | 0.0054907 | 0 | 0
Yes | SDG&E | Com | HVAC | 2019 T-24: NRA-MECH-Variable Exhaust Flow Control | Possible | Electric Energy (GWh/year) | 0.17195 | 0.16124 | 0.14873 | 0.13463 | 0.11935 | 0.10349 | 0.087742 | 0.07279 | 0.059174 | 0.047242 | 0.0031537 | 0 | 0
Yes | SDG&E | Com | HVAC | 2022 T-24: NRNC - Air Distribution - Duct Leakage Testing | Possible | Electric Energy (GWh/year) | 0.47995 | 0.47398 | 0.46807 | 0.46226 | 0.45657 | 0.45102 | 0.44563 | 0.44044 | 0.43545 | 0.43067 | 0.42612 | 0.42181 | 0.41773
Yes | SDG&E | Com | HVAC | 2022 T-24: NRNC - Air Distribution - Fan Energy Index | Possible | Electric Energy (GWh/year) | 0.010023 | 0.0098984 | 0.0097751 | 0.0096537 | 0.0095347 | 0.0094188 | 0.0093064 | 0.0091979 | 0.0090937 | 0.0089939 | 0.0088989 | 0.0088088 | 0.0087236
Yes | SDG&E | Com | HVAC | 2022 T-24: NRNC - Air Distribution - Fan Power Budget | Possible | Electric Energy (GWh/year) | 0.56476 | 0.55774 | 0.55079 | 0.54395 | 0.53725 | 0.53071 | 0.52438 | 0.51827 | 0.51239 | 0.50677 | 0.50142 | 0.49634 | 0.49154
Yes | SDG&E | Com | HVAC | 2022 T-24: NRNC - Computer Room Efficiency - Increased Temperature Thresholds for Economizers | Possible | Electric Energy (GWh/year) | 0.089226 | 0.084628 | 0.080456 | 0.07668 | 0.073268 | 0.070193 | 0.067425 | 0.064937 | 0.062705 | 0.060705 | 0.058915 | 0.057313 | 0.055883
Yes | SDG&E | Com | HVAC | 2022 T-24: NRNC - Controlled Environment Horticulture - Efficient Dehumidification | Possible | Electric Energy (GWh/year) | -0.0028219 | -0.0026432 | -0.0024815 | -0.0023365 | -0.0022076 | -0.0020941 | -0.0019947 | -0.0019083 | -0.0018335 | -0.0017691 | -0.0017138 | -0.0016665 | -0.0016263
Yes | SDG&E | Com | HVAC | 2022 T-24: NRNC - HVAC Controls - Dedicated Outdoor Air Systems (DOAS) | Possible | Electric Energy (GWh/year) |  | 0.94328 | 0.93927 | 0.93511 | 0.93077 | 0.92627 | 0.92159 | 0.91673 | 0.91169 | 0.90647 | 0.90107 | 0.89548 | 0.88971
Yes | SDG&E | Com | HVAC | 2022 T-24: NRNC - HVAC Controls - Exhaust Air Heat Recovery | Possible | Electric Energy (GWh/year) |  | -0.0017444 | -0.0017334 | -0.001722 | -0.0017104 | -0.0016985 | -0.0016864 | -0.0016739 | -0.0016613 | -0.0016484 | -0.0016352 | -0.0016219 | -0.0016083
Yes | SDG&E | Com | HVAC | 2022 T-24: NRNC - HVAC Controls - Expand Economizer Requirements | Possible | Electric Energy (GWh/year) |  | 0.077749 | 0.076065 | 0.074468 | 0.072957 | 0.07153 | 0.070186 | 0.068923 | 0.067739 | 0.066631 | 0.065596 | 0.06463 | 0.06373
Yes | SDG&E | Com | HVAC | 2022 T-24: NRNC - HVAC Controls - VAV Deadband Airflow | Possible | Electric Energy (GWh/year) |  | 0.005769 | 0.0035953 | 0.0021749 | 0.0012909 | 0.00075739 | 0.00044127 | 0.00025605 | 0.00014821 | 8.5676e-05 | 4.9485e-05 | 2.8569e-05 | 1.6489e-05
Yes | SDG&E | Com | HVAC | 2019 T-24: NRNC-MECH-ASHRAE 90.1 | Possible | Electric Energy (GWh/year) |  | 0.51856 | 0.44075 | 0.36037 | 0.28351 | 0.21526 | 0.15853 | 0.1139 | 0.080301 | 0.055821 | 0.038413 | 0.026246 | 0.017844
Yes | SDG&E | Com | HVAC | 2019 T-24: NRNC-MECH-Cooling Towers | Possible | Electric Energy (GWh/year) |  | 0.029409 | 0.027128 | 0.024555 | 0.021768 | 0.018875 | 0.016004 | 0.013277 | 0.010793 | 0.0086168 | 0.0067727 | 0.0052544 | 0.0040335
Yes | SDG&E | Com | HVAC | 2019 T-24: NRNC-MECH-Economizer FDD | Possible | Electric Energy (GWh/year) |  | 0.023527 | 0.021702 | 0.019644 | 0.017415 | 0.0151 | 0.012803 | 0.010621 | 0.0086345 | 0.0068934 | 0.0054182 | 0.0042036 | 0.0032268
Yes | SDG&E | Com | HVAC | 2019 T-24: NRNC-MECH-HE Fume Hoods in Lab Spaces | Possible | Electric Energy (GWh/year) |  | 0.18715 | 0.17263 | 0.15626 | 0.13853 | 0.12012 | 0.10184 | 0.084487 | 0.068683 | 0.054834 | 0.043099 | 0.033437 | 0.025668
Yes | SDG&E | Com | HVAC | 2019 T-24: NRNC-MECH-Variable Exhaust Flow Control | Possible | Electric Energy (GWh/year) |  | 0.087938 | 0.081116 | 0.073424 | 0.06509 | 0.056441 | 0.047854 | 0.039699 | 0.032273 | 0.025765 | 0.020252 | 0.015712 | 0.012061
Yes | SDG&E | Com | HVAC | 2019 T-24: NRNC-MECH-Ventilation & IAQ | Possible | Electric Energy (GWh/year) |  | 0.07486 | 0.069052 | 0.062504 | 0.05541 | 0.048047 | 0.040737 | 0.033795 | 0.027473 | 0.021934 | 0.01724 | 0.013375 | 0.010267
Yes | SDG&E | Com | HVAC | 2019-21 Fed App: Single package vertical AC and HP - <65,000 Btu/hr | Possible | Electric Energy (GWh/year) |  | 0.07687 | 0.077154 | 0.077969 | 0.079194 | 0.08042 | 0.07941 | 0.078551 | 0.077824 | 0.06015 | 0.014844 | 0.014759 | 0.014689
Yes | PG&E | Res | HVAC | 2005 T-24: Duct improvement | On-the-books | Electric Energy (GWh/year) | 0 | 0 | 0 | 0 | 0 | 0 | 0 | 0 | 0 | 0 | 0 | 0 | 0
Yes | PG&E | Res | HVAC | Fed Appliance: Residential Central AC, Heat Pumps and Furnaces | On-the-books | Electric Energy (GWh/year) | 1.3557 | 1.3287 | 1.3065 | 1.2883 | 1.2735 | 1.2615 | 1.2477 | 1.2351 | 0.18635 | 0.18438 | 0.18236 | 0.18038 | 0.17837
Yes | PG&E | Res | HVAC | Fed Appliance: Residential Room AC | On-the-books | Electric Energy (GWh/year) | 0.4184 | 0.086052 | 0.084545 | 0.083312 | 0.082311 | 0.081501 | 0.080563 | 0.079711 | 0.078802 | 0.07793 | 0.077033 | 0.076154 | 0.075263
Yes | PG&E | Res | HVAC | 2016 T-20: Air Filter Labeling | On-the-books | Electric Energy (GWh/year) | 0.0056233 | 0.0056035 | 0.0055876 | 0.0055748 | 0.0055647 | 0.0055566 | 0.0055502 | 0.0055451 | 0.0055411 | 0.005538 | 0.0055355 | 0.0055335 | 0.0055319
Yes | PG&E | Res | HVAC | 2024 T-20: Air Filter Labeling | On-the-books | Electric Energy (GWh/year) | 0.018789 | 0.018904 | 0.019019 | 0.019134 | 0.019248 | 0.019363 | 0.019363 | 0.019363 | 0.019363 | 0.019363 | 0.019363 | 0.019363 | 0.019363
Yes | PG&E | Res | HVAC | 2019-21 Fed App: Ceiling Fans | On-the-books | Electric Energy (GWh/year) | 0.00038649 | 0.00037897 | 0.00037194 | 0.00036524 | 0.00036126 | 0.00035881 | 0.00035361 | 0.00034917 | 0.00030132 | 4.1496e-05 | 4.1168e-05 | 4.0893e-05 | 4.0661e-05
Yes | PG&E | Res | HVAC | 2019-21 Fed App: Dehumidifiers | On-the-books | Electric Energy (GWh/year) |  | 0.56111 | 0.54472 | 0.5278 | 0.50972 | 0.29356 | 0.070426 | 0.067247 | 0.06437 | 0.061768 | 0.059413 | 0.057282 | 0.055354
Yes | PG&E | Res | HVAC | 2022 T-24: MFA - Restructuring - Airflow and Fan Watt Draw | On-the-books | Electric Energy (GWh/year) | 0.47777 | 0.47611 | 0.4748 | 0.47376 | 0.47295 | 0.47231 | 0.47181 | 0.47142 | 0.47111 | 0.47088 | 0.47069 | 0.47055 | 0.47044
Yes | PG&E | Res | HVAC | 2022 T-24: MFA - Restructuring - Duct Sealing and Testing | On-the-books | Electric Energy (GWh/year) | 0.072774 | 0.072516 | 0.072277 | 0.072055 | 0.071851 | 0.071662 | 0.071488 | 0.071328 | 0.07118 | 0.071044 | 0.070919 | 0.070804 | 0.070698
Yes | PG&E | Res | HVAC | 2022 T-24: MFA - Restructuring - Refrigerant Charge Verification | On-the-books | Electric Energy (GWh/year) | 0.39025 | 0.38293 | 0.37579 | 0.36886 | 0.36217 | 0.35574 | 0.34959 | 0.34374 | 0.33818 | 0.33294 | 0.32801 | 0.32339 | 0.31908
Yes | PG&E | Res | HVAC | 2022 T-24: MFNC - All Electric Package - Single Zone Heat Pump Electric Space Heating for Mid-rise and High-rise MF | On-the-books | Electric Energy (GWh/year) | -0.84099 | -0.81719 | -0.79279 | -0.76807 | -0.7433 | -0.71875 | -0.69471 | -0.67141 | -0.64908 | -0.62789 | -0.60797 | -0.58943 | -0.57232
Yes | PG&E | Res | HVAC | 2022 T-24: MFNC - Indoor Air Quality - Central Ventilation Duct Sealing | On-the-books | Electric Energy (GWh/year) | 0.035171 | 0.034759 | 0.034355 | 0.033961 | 0.033578 | 0.033208 | 0.032853 | 0.032513 | 0.032189 | 0.031882 | 0.031592 | 0.031319 | 0.031063
Yes | PG&E | Res | HVAC | 2022 T-24: MFNC - Indoor Air Quality - Heat or Energy Recovery Ventilator | On-the-books | Electric Energy (GWh/year) | 0.0050761 | 0.0050166 | 0.0049583 | 0.0049013 | 0.0048461 | 0.0047927 | 0.0047414 | 0.0046924 | 0.0046456 | 0.0046013 | 0.0045595 | 0.0045201 | 0.0044832
Yes | PG&E | Res | HVAC | 2022 T-24: MFNC - Restructuring - Airflow and Fan Watt Draw | On-the-books | Electric Energy (GWh/year) | 0.20812 | 0.2074 | 0.20683 | 0.20638 | 0.20602 | 0.20575 | 0.20553 | 0.20536 | 0.20522 | 0.20512 | 0.20504 | 0.20498 | 0.20493
Yes | PG&E | Res | HVAC | 2022 T-24: MFNC - Restructuring - Refrigerant Charge Verification | On-the-books | Electric Energy (GWh/year) | 0.11818 | 0.11597 | 0.1138 | 0.11171 | 0.10968 | 0.10773 | 0.10587 | 0.1041 | 0.10242 | 0.10083 | 0.099335 | 0.097936 | 0.096629
Yes | PG&E | Res | HVAC | 2025 T-24: Multifamily IAQ - Compartmentalization and Balanced or supply-only ventilation (New Construction + Additions) | On-the-books | Electric Energy (GWh/year) | 0 | 0.04074 | 0.16126 | 0.16088 | 0.16047 | 0.16004 | 0.15959 | 0.15911 | 0.15862 | 0.15811 | 0.15757 | 0.15702 | 0.15645
Yes | PG&E | Res | HVAC | 2025 T-24: Multifamily Restructuring - Central Ventilation Shaft Sealing (New Construction + Additions) | On-the-books | Electric Energy (GWh/year) | 0 | 0.00087282 | 0.0033643 | 0.0032656 | 0.0031669 | 0.0030684 | 0.0029703 | 0.0028727 | 0.0027758 | 0.0026797 | 0.0025847 | 0.0024909 | 0.0023984
Yes | PG&E | Res | HVAC | 2019 T-24: RA(MF)-MECH-Quality HVAC | On-the-books | Electric Energy (GWh/year) |  | 0.0033531 | 0.003093 | 0.0027997 | 0.0024819 | 0.0021521 | 0.0018247 | 0.0015138 | 0.0012306 | 0.00098245 | 0.00077221 | 0.0005991 | 0.00045989
Yes | PG&E | Res | HVAC | 2019 T-24: RA(SF)-MECH-Quality HVAC | On-the-books | Electric Energy (GWh/year) |  | 0.0081643 | 0.0075309 | 0.0068168 | 0.006043 | 0.00524 | 0.0044428 | 0.0036857 | 0.0029963 | 0.0023921 | 0.0018802 | 0.0014587 | 0.0011197
Yes | PG&E | Res | HVAC | 2019-21 Fed App: Residential boilers - gas-fired hot water and electric hot water | On-the-books | Electric Energy (GWh/year) |  | 0.0045802 | 0.0045555 | 0.0045415 | 0.0045425 | 0.004541 | 0.0045283 | 0.0045172 | 0.0045076 | 0.0044994 | 0.0044924 | 0.0044865 | 0.0044814
Yes | PG&E | Res | HVAC | 2019-21 Fed App: Residential boilers - gas-fired steam and electric steam | On-the-books | Electric Energy (GWh/year) |  | 0.00027892 | 0.00026169 | 0.00024616 | 0.00023391 | 0.00022154 | 0.00021212 | 0.00020394 | 0.00019688 | 0.00019082 | 0.00018564 | 0.00018125 | 0.00017752
Yes | PG&E | Res | HVAC | 2022-24 Fed App: Residential central AC & HP | On-the-books | Electric Energy (GWh/year) |  | 9.0258 | 8.8594 | 8.6912 | 8.5875 | 8.518 | 8.3369 | 8.1795 | 8.0436 | 7.927 | 7.8275 | 7.7428 | 7.6711
Yes | PG&E | Res | HVAC | 2019-21 Fed App: Residential furnace fans | On-the-books | Electric Energy (GWh/year) |  | 5.5167 | 5.5401 | 5.5624 | 5.5955 | 5.6353 | 5.635 | 5.6348 | 5.6348 | 5.6347 | 5.6347 | 5.6347 | 5.6347
Yes | PG&E | Res | HVAC | 2025 T-24: Residential HVAC Performance - Multifamily Design (Alterations) | On-the-books | Electric Energy (GWh/year) |  | 0.62206 | 0.67964 | 0.67948 | 0.67932 | 0.67916 | 0.679 | 0.67884 | 0.67868 | 0.67851 | 0.67835 | 0.67819 | 0.67803
Yes | PG&E | Res | HVAC | 2025 T-24: Residential HVAC Performance - Refrigerant Charge Verification (Alterations) | On-the-books | Electric Energy (GWh/year) |  | 0.28196 | 0.30799 | 0.30785 | 0.30771 | 0.30756 | 0.30742 | 0.30727 | 0.30713 | 0.30698 | 0.30684 | 0.30669 | 0.30654
Yes | PG&E | Res | HVAC | 2025 T-24: Residential HVAC Performance - Refrigerant Charge Verification (New Construction + Additions) | On-the-books | Electric Energy (GWh/year) |  | 0.033672 | 0.066764 | 0.066734 | 0.066703 | 0.066671 | 0.06664 | 0.066609 | 0.066577 | 0.066546 | 0.066514 | 0.066482 | 0.066451
Yes | PG&E | Res | HVAC | 2025 T-24: Residential HVAC Performance - Single Family Defrost (Alterations) | On-the-books | Electric Energy (GWh/year) |  | 0.58204 | 0.63579 | 0.63552 | 0.63525 | 0.63497 | 0.6347 | 0.63442 | 0.63414 | 0.63387 | 0.63359 | 0.63331 | 0.63303
Yes | PG&E | Res | HVAC | 2025 T-24: Residential HVAC Performance - Single Family Defrost (New Construction + Additions) | On-the-books | Electric Energy (GWh/year) |  | 0.15348 | 0.30433 | 0.3042 | 0.30407 | 0.30394 | 0.30381 | 0.30368 | 0.30355 | 0.30341 | 0.30328 | 0.30315 | 0.30301
Yes | PG&E | Res | HVAC | 2025 T-24: Residential HVAC Performance - Single Family Design (Alterations) | On-the-books | Electric Energy (GWh/year) |  | 4.5389 | 4.959 | 4.9579 | 4.9567 | 4.9555 | 4.9544 | 4.9532 | 4.952 | 4.9508 | 4.9496 | 4.9485 | 4.9473
Yes | PG&E | Res | HVAC | 2025 T-24: Residential HVAC Performance - Single Family Design (New Construction + Additions) | On-the-books | Electric Energy (GWh/year) |  | 0.0010362 | 0.0020551 | 0.0020546 | 0.0020541 | 0.0020537 | 0.0020532 | 0.0020527 | 0.0020522 | 0.0020517 | 0.0020512 | 0.0020507 | 0.0020502
Yes | PG&E | Res | HVAC | 2019 T-24: RNC(MF)-MECH-Quality HVAC | On-the-books | Electric Energy (GWh/year) |  | 0.13355 | 0.12319 | 0.11151 | 0.098852 | 0.085715 | 0.072675 | 0.06029 | 0.049013 | 0.039129 | 0.030756 | 0.023861 | 0.018317
Yes | PG&E | Res | HVAC | 2019 T-24: RNC(SF)-MECH-Quality HVAC | On-the-books | Electric Energy (GWh/year) |  | 0.4811 | 0.44378 | 0.4017 | 0.3561 | 0.30878 | 0.26181 | 0.21719 | 0.17656 | 0.14096 | 0.11079 | 0.085957 | 0.065984
Yes | PG&E | Res | HVAC | 2022 T-24: SFA - Electric resistance space heating | On-the-books | Electric Energy (GWh/year) |  | 1.5224 | 1.4862 | 1.4463 | 1.4027 | 1.3557 | 1.3057 | 1.253 | 1.1983 | 1.1423 | 1.0858 | 1.0296 | 0.97454
Yes | PG&E | Res | HVAC | 2022 T-24: SFA - Prescriptive duct insulation | On-the-books | Electric Energy (GWh/year) |  | 0.030353 | 0.030098 | 0.02986 | 0.029638 | 0.029433 | 0.029245 | 0.029072 | 0.028916 | 0.028774 | 0.028645 | 0.02853 | 0.028427
Yes | PG&E | Res | HVAC | 2022 T-24: SFA - Prescriptive duct sealing | On-the-books | Electric Energy (GWh/year) |  | 0.37992 | 0.37588 | 0.37259 | 0.36991 | 0.36773 | 0.36598 | 0.36456 | 0.36342 | 0.3625 | 0.36176 | 0.36117 | 0.36069
Yes | PG&E | Res | HVAC | 2025 T-24: Single Family HVAC - Supplemental Heating Combined (New Construction + Additions) | On-the-books | Electric Energy (GWh/year) |  | 0.31755 | 0.62978 | 0.62963 | 0.62948 | 0.62933 | 0.62918 | 0.62903 | 0.62888 | 0.62873 | 0.62858 | 0.62843 | 0.62828
Yes | PG&E | Res | HVAC | 2005 T-24: Duct improvement | Expected | Electric Energy (GWh/year) | 0 | 0 | 0 | 0 | 0 | 0 | 0 | 0 | 0 | 0 | 0 | 0 | 0
Yes | PG&E | Res | HVAC | Fed Appliance: Residential Central AC, Heat Pumps and Furnaces | Expected | Electric Energy (GWh/year) | 1.3557 | 1.3287 | 1.3065 | 1.2883 | 1.2735 | 1.2615 | 1.2477 | 1.2351 | 0.18635 | 0.18438 | 0.18236 | 0.18038 | 0.17837
Yes | PG&E | Res | HVAC | Fed Appliance: Residential Room AC | Expected | Electric Energy (GWh/year) | 0.4184 | 0.086052 | 0.084545 | 0.083312 | 0.082311 | 0.081501 | 0.080563 | 0.079711 | 0.078802 | 0.07793 | 0.077033 | 0.076154 | 0.075263
Yes | PG&E | Res | HVAC | 2016 T-20: Air Filter Labeling | Expected | Electric Energy (GWh/year) | 0.0056233 | 0.0056035 | 0.0055876 | 0.0055748 | 0.0055647 | 0.0055566 | 0.0055502 | 0.0055451 | 0.0055411 | 0.005538 | 0.0055355 | 0.0055335 | 0.0055319
Yes | PG&E | Res | HVAC | 2024 T-20: Air Filter Labeling | Expected | Electric Energy (GWh/year) | 0.018789 | 0.018904 | 0.019019 | 0.019134 | 0.019248 | 0.019363 | 0.019363 | 0.019363 | 0.019363 | 0.019363 | 0.019363 | 0.019363 | 0.019363
Yes | PG&E | Res | HVAC | 2019-21 Fed App: Ceiling Fans | Expected | Electric Energy (GWh/year) | 0.00038649 | 0.00037897 | 0.00037194 | 0.00036524 | 0.00036126 | 0.00035881 | 0.00035361 | 0.00034917 | 0.00030132 | 4.1496e-05 | 4.1168e-05 | 4.0893e-05 | 4.0661e-05
Yes | PG&E | Res | HVAC | 2019-21 Fed App: Dehumidifiers | Expected | Electric Energy (GWh/year) |  | 0.56111 | 0.54472 | 0.5278 | 0.50972 | 0.29356 | 0.070426 | 0.067247 | 0.06437 | 0.061768 | 0.059413 | 0.057282 | 0.055354
Yes | PG&E | Res | HVAC | 2022 T-24: MFA - Restructuring - Airflow and Fan Watt Draw | Expected | Electric Energy (GWh/year) | 0.47777 | 0.47611 | 0.4748 | 0.47376 | 0.47295 | 0.47231 | 0.47181 | 0.47142 | 0.47111 | 0.47088 | 0.47069 | 0.47055 | 0.47044
Yes | PG&E | Res | HVAC | 2022 T-24: MFA - Restructuring - Duct Sealing and Testing | Expected | Electric Energy (GWh/year) | 0.072774 | 0.072516 | 0.072277 | 0.072055 | 0.071851 | 0.071662 | 0.071488 | 0.071328 | 0.07118 | 0.071044 | 0.070919 | 0.070804 | 0.070698
Yes | PG&E | Res | HVAC | 2022 T-24: MFA - Restructuring - Refrigerant Charge Verification | Expected | Electric Energy (GWh/year) | 0.39025 | 0.38293 | 0.37579 | 0.36886 | 0.36217 | 0.35574 | 0.34959 | 0.34374 | 0.33818 | 0.33294 | 0.32801 | 0.32339 | 0.31908
Yes | PG&E | Res | HVAC | 2022 T-24: MFNC - All Electric Package - Single Zone Heat Pump Electric Space Heating for Mid-rise and High-rise MF | Expected | Electric Energy (GWh/year) | -0.84099 | -0.81719 | -0.79279 | -0.76807 | -0.7433 | -0.71875 | -0.69471 | -0.67141 | -0.64908 | -0.62789 | -0.60797 | -0.58943 | -0.57232
Yes | PG&E | Res | HVAC | 2022 T-24: MFNC - Indoor Air Quality - Central Ventilation Duct Sealing | Expected | Electric Energy (GWh/year) | 0.035171 | 0.034759 | 0.034355 | 0.033961 | 0.033578 | 0.033208 | 0.032853 | 0.032513 | 0.032189 | 0.031882 | 0.031592 | 0.031319 | 0.031063
Yes | PG&E | Res | HVAC | 2022 T-24: MFNC - Indoor Air Quality - Heat or Energy Recovery Ventilator | Expected | Electric Energy (GWh/year) | 0.0050761 | 0.0050166 | 0.0049583 | 0.0049013 | 0.0048461 | 0.0047927 | 0.0047414 | 0.0046924 | 0.0046456 | 0.0046013 | 0.0045595 | 0.0045201 | 0.0044832
Yes | PG&E | Res | HVAC | 2022 T-24: MFNC - Restructuring - Airflow and Fan Watt Draw | Expected | Electric Energy (GWh/year) | 0.20812 | 0.2074 | 0.20683 | 0.20638 | 0.20602 | 0.20575 | 0.20553 | 0.20536 | 0.20522 | 0.20512 | 0.20504 | 0.20498 | 0.20493
Yes | PG&E | Res | HVAC | 2022 T-24: MFNC - Restructuring - Refrigerant Charge Verification | Expected | Electric Energy (GWh/year) | 0.11818 | 0.11597 | 0.1138 | 0.11171 | 0.10968 | 0.10773 | 0.10587 | 0.1041 | 0.10242 | 0.10083 | 0.099335 | 0.097936 | 0.096629
Yes | PG&E | Res | HVAC | 2025 T-24: Multifamily IAQ - Compartmentalization and Balanced or supply-only ventilation (New Construction + Additions) | Expected | Electric Energy (GWh/year) | 0 | 0.04074 | 0.16126 | 0.16088 | 0.16047 | 0.16004 | 0.15959 | 0.15911 | 0.15862 | 0.15811 | 0.15757 | 0.15702 | 0.15645
Yes | PG&E | Res | HVAC | 2025 T-24: Multifamily Restructuring - Central Ventilation Shaft Sealing (New Construction + Additions) | Expected | Electric Energy (GWh/year) | 0 | 0.00087282 | 0.0033643 | 0.0032656 | 0.0031669 | 0.0030684 | 0.0029703 | 0.0028727 | 0.0027758 | 0.0026797 | 0.0025847 | 0.0024909 | 0.0023984
Yes | PG&E | Res | HVAC | 2019 T-24: RA(MF)-MECH-Quality HVAC | Expected | Electric Energy (GWh/year) |  | 0.0033531 | 0.003093 | 0.0027997 | 0.0024819 | 0.0021521 | 0.0018247 | 0.0015138 | 0.0012306 | 0.00098245 | 0.00077221 | 0.0005991 | 0.00045989
Yes | PG&E | Res | HVAC | 2019 T-24: RA(SF)-MECH-Quality HVAC | Expected | Electric Energy (GWh/year) |  | 0.0081643 | 0.0075309 | 0.0068168 | 0.006043 | 0.00524 | 0.0044428 | 0.0036857 | 0.0029963 | 0.0023921 | 0.0018802 | 0.0014587 | 0.0011197
Yes | PG&E | Res | HVAC | 2019-21 Fed App: Residential boilers - gas-fired hot water and electric hot water | Expected | Electric Energy (GWh/year) |  | 0.0045802 | 0.0045555 | 0.0045415 | 0.0045425 | 0.004541 | 0.0045283 | 0.0045172 | 0.0045076 | 0.0044994 | 0.0044924 | 0.0044865 | 0.0044814
Yes | PG&E | Res | HVAC | 2019-21 Fed App: Residential boilers - gas-fired steam and electric steam | Expected | Electric Energy (GWh/year) |  | 0.00027892 | 0.00026169 | 0.00024616 | 0.00023391 | 0.00022154 | 0.00021212 | 0.00020394 | 0.00019688 | 0.00019082 | 0.00018564 | 0.00018125 | 0.00017752
Yes | PG&E | Res | HVAC | 2022-24 Fed App: Residential central AC & HP | Expected | Electric Energy (GWh/year) |  | 9.0258 | 8.8594 | 8.6912 | 8.5875 | 8.518 | 8.3369 | 8.1795 | 8.0436 | 7.927 | 7.8275 | 7.7428 | 7.6711
Yes | PG&E | Res | HVAC | 2019-21 Fed App: Residential furnace fans | Expected | Electric Energy (GWh/year) |  | 5.5167 | 5.5401 | 5.5624 | 5.5955 | 5.6353 | 5.635 | 5.6348 | 5.6348 | 5.6347 | 5.6347 | 5.6347 | 5.6347
Yes | PG&E | Res | HVAC | 2025 T-24: Residential HVAC Performance - Multifamily Design (Alterations) | Expected | Electric Energy (GWh/year) |  | 0.62206 | 0.67964 | 0.67948 | 0.67932 | 0.67916 | 0.679 | 0.67884 | 0.67868 | 0.67851 | 0.67835 | 0.67819 | 0.67803
Yes | PG&E | Res | HVAC | 2025 T-24: Residential HVAC Performance - Refrigerant Charge Verification (Alterations) | Expected | Electric Energy (GWh/year) |  | 0.28196 | 0.30799 | 0.30785 | 0.30771 | 0.30756 | 0.30742 | 0.30727 | 0.30713 | 0.30698 | 0.30684 | 0.30669 | 0.30654
Yes | PG&E | Res | HVAC | 2025 T-24: Residential HVAC Performance - Refrigerant Charge Verification (New Construction + Additions) | Expected | Electric Energy (GWh/year) |  | 0.033672 | 0.066764 | 0.066734 | 0.066703 | 0.066671 | 0.06664 | 0.066609 | 0.066577 | 0.066546 | 0.066514 | 0.066482 | 0.066451
Yes | PG&E | Res | HVAC | 2025 T-24: Residential HVAC Performance - Single Family Defrost (Alterations) | Expected | Electric Energy (GWh/year) |  | 0.58204 | 0.63579 | 0.63552 | 0.63525 | 0.63497 | 0.6347 | 0.63442 | 0.63414 | 0.63387 | 0.63359 | 0.63331 | 0.63303
Yes | PG&E | Res | HVAC | 2025 T-24: Residential HVAC Performance - Single Family Defrost (New Construction + Additions) | Expected | Electric Energy (GWh/year) |  | 0.15348 | 0.30433 | 0.3042 | 0.30407 | 0.30394 | 0.30381 | 0.30368 | 0.30355 | 0.30341 | 0.30328 | 0.30315 | 0.30301
Yes | PG&E | Res | HVAC | 2025 T-24: Residential HVAC Performance - Single Family Design (Alterations) | Expected | Electric Energy (GWh/year) |  | 4.5389 | 4.959 | 4.9579 | 4.9567 | 4.9555 | 4.9544 | 4.9532 | 4.952 | 4.9508 | 4.9496 | 4.9485 | 4.9473
Yes | PG&E | Res | HVAC | 2025 T-24: Residential HVAC Performance - Single Family Design (New Construction + Additions) | Expected | Electric Energy (GWh/year) |  | 0.0010362 | 0.0020551 | 0.0020546 | 0.0020541 | 0.0020537 | 0.0020532 | 0.0020527 | 0.0020522 | 0.0020517 | 0.0020512 | 0.0020507 | 0.0020502
Yes | PG&E | Res | HVAC | 2019 T-24: RNC(MF)-MECH-Quality HVAC | Expected | Electric Energy (GWh/year) |  | 0.13355 | 0.12319 | 0.11151 | 0.098852 | 0.085715 | 0.072675 | 0.06029 | 0.049013 | 0.039129 | 0.030756 | 0.023861 | 0.018317
Yes | PG&E | Res | HVAC | 2019 T-24: RNC(SF)-MECH-Quality HVAC | Expected | Electric Energy (GWh/year) |  | 0.4811 | 0.44378 | 0.4017 | 0.3561 | 0.30878 | 0.26181 | 0.21719 | 0.17656 | 0.14096 | 0.11079 | 0.085957 | 0.065984
Yes | PG&E | Res | HVAC | 2022 T-24: SFA - Electric resistance space heating | Expected | Electric Energy (GWh/year) |  | 1.5224 | 1.4862 | 1.4463 | 1.4027 | 1.3557 | 1.3057 | 1.253 | 1.1983 | 1.1423 | 1.0858 | 1.0296 | 0.97454
Yes | PG&E | Res | HVAC | 2022 T-24: SFA - Prescriptive duct insulation | Expected | Electric Energy (GWh/year) |  | 0.030353 | 0.030098 | 0.02986 | 0.029638 | 0.029433 | 0.029245 | 0.029072 | 0.028916 | 0.028774 | 0.028645 | 0.02853 | 0.028427
Yes | PG&E | Res | HVAC | 2022 T-24: SFA - Prescriptive duct sealing | Expected | Electric Energy (GWh/year) |  | 0.37992 | 0.37588 | 0.37259 | 0.36991 | 0.36773 | 0.36598 | 0.36456 | 0.36342 | 0.3625 | 0.36176 | 0.36117 | 0.36069
Yes | PG&E | Res | HVAC | 2025 T-24: Single Family HVAC - Supplemental Heating Combined (New Construction + Additions) | Expected | Electric Energy (GWh/year) |  | 0.31755 | 0.62978 | 0.62963 | 0.62948 | 0.62933 | 0.62918 | 0.62903 | 0.62888 | 0.62873 | 0.62858 | 0.62843 | 0.62828
Yes | PG&E | Res | HVAC | 2005 T-24: Duct improvement | Possible | Electric Energy (GWh/year) | 0 | 0 | 0 | 0 | 0 | 0 | 0 | 0 | 0 | 0 | 0 | 0 | 0
Yes | PG&E | Res | HVAC | Fed Appliance: Residential Central AC, Heat Pumps and Furnaces | Possible | Electric Energy (GWh/year) | 1.3557 | 1.3287 | 1.3065 | 1.2883 | 1.2735 | 1.2615 | 1.2477 | 1.2351 | 0.18635 | 0.18438 | 0.18236 | 0.18038 | 0.17837
Yes | PG&E | Res | HVAC | Fed Appliance: Residential Room AC | Possible | Electric Energy (GWh/year) | 0.4184 | 0.086052 | 0.084545 | 0.083312 | 0.082311 | 0.081501 | 0.080563 | 0.079711 | 0.078802 | 0.07793 | 0.077033 | 0.076154 | 0.075263
Yes | PG&E | Res | HVAC | 2016 T-20: Air Filter Labeling | Possible | Electric Energy (GWh/year) | 0.0056233 | 0.0056035 | 0.0055876 | 0.0055748 | 0.0055647 | 0.0055566 | 0.0055502 | 0.0055451 | 0.0055411 | 0.005538 | 0.0055355 | 0.0055335 | 0.0055319
Yes | PG&E | Res | HVAC | 2024 T-20: Air Filter Labeling | Possible | Electric Energy (GWh/year) | 0.018789 | 0.018904 | 0.019019 | 0.019134 | 0.019248 | 0.019363 | 0.019363 | 0.019363 | 0.019363 | 0.019363 | 0.019363 | 0.019363 | 0.019363
Yes | PG&E | Res | HVAC | 2019-21 Fed App: Ceiling Fans | Possible | Electric Energy (GWh/year) | 0.00038649 | 0.00037897 | 0.00037194 | 0.00036524 | 0.00036126 | 0.00035881 | 0.00035361 | 0.00034917 | 0.00030132 | 4.1496e-05 | 4.1168e-05 | 4.0893e-05 | 4.0661e-05
Yes | PG&E | Res | HVAC | 2019-21 Fed App: Dehumidifiers | Possible | Electric Energy (GWh/year) |  | 0.56111 | 0.54472 | 0.5278 | 0.50972 | 0.29356 | 0.070426 | 0.067247 | 0.06437 | 0.061768 | 0.059413 | 0.057282 | 0.055354
Yes | PG&E | Res | HVAC | 2022 T-24: MFA - Restructuring - Airflow and Fan Watt Draw | Possible | Electric Energy (GWh/year) | 0.47777 | 0.47611 | 0.4748 | 0.47376 | 0.47295 | 0.47231 | 0.47181 | 0.47142 | 0.47111 | 0.47088 | 0.47069 | 0.47055 | 0.47044
Yes | PG&E | Res | HVAC | 2022 T-24: MFA - Restructuring - Duct Sealing and Testing | Possible | Electric Energy (GWh/year) | 0.072774 | 0.072516 | 0.072277 | 0.072055 | 0.071851 | 0.071662 | 0.071488 | 0.071328 | 0.07118 | 0.071044 | 0.070919 | 0.070804 | 0.070698
Yes | PG&E | Res | HVAC | 2022 T-24: MFA - Restructuring - Refrigerant Charge Verification | Possible | Electric Energy (GWh/year) | 0.39025 | 0.38293 | 0.37579 | 0.36886 | 0.36217 | 0.35574 | 0.34959 | 0.34374 | 0.33818 | 0.33294 | 0.32801 | 0.32339 | 0.31908
Yes | PG&E | Res | HVAC | 2022 T-24: MFNC - All Electric Package - Single Zone Heat Pump Electric Space Heating for Mid-rise and High-rise MF | Possible | Electric Energy (GWh/year) | -0.84099 | -0.81719 | -0.79279 | -0.76807 | -0.7433 | -0.71875 | -0.69471 | -0.67141 | -0.64908 | -0.62789 | -0.60797 | -0.58943 | -0.57232
Yes | PG&E | Res | HVAC | 2022 T-24: MFNC - Indoor Air Quality - Central Ventilation Duct Sealing | Possible | Electric Energy (GWh/year) | 0.035171 | 0.034759 | 0.034355 | 0.033961 | 0.033578 | 0.033208 | 0.032853 | 0.032513 | 0.032189 | 0.031882 | 0.031592 | 0.031319 | 0.031063
Yes | PG&E | Res | HVAC | 2022 T-24: MFNC - Indoor Air Quality - Heat or Energy Recovery Ventilator | Possible | Electric Energy (GWh/year) | 0.0050761 | 0.0050166 | 0.0049583 | 0.0049013 | 0.0048461 | 0.0047927 | 0.0047414 | 0.0046924 | 0.0046456 | 0.0046013 | 0.0045595 | 0.0045201 | 0.0044832
Yes | PG&E | Res | HVAC | 2022 T-24: MFNC - Restructuring - Airflow and Fan Watt Draw | Possible | Electric Energy (GWh/year) | 0.20812 | 0.2074 | 0.20683 | 0.20638 | 0.20602 | 0.20575 | 0.20553 | 0.20536 | 0.20522 | 0.20512 | 0.20504 | 0.20498 | 0.20493
Yes | PG&E | Res | HVAC | 2022 T-24: MFNC - Restructuring - Refrigerant Charge Verification | Possible | Electric Energy (GWh/year) | 0.11818 | 0.11597 | 0.1138 | 0.11171 | 0.10968 | 0.10773 | 0.10587 | 0.1041 | 0.10242 | 0.10083 | 0.099335 | 0.097936 | 0.096629
Yes | PG&E | Res | HVAC | 2025 T-24: Multifamily IAQ - Compartmentalization and Balanced or supply-only ventilation (New Construction + Additions) | Possible | Electric Energy (GWh/year) | 0 | 0.04074 | 0.16126 | 0.16088 | 0.16047 | 0.16004 | 0.15959 | 0.15911 | 0.15862 | 0.15811 | 0.15757 | 0.15702 | 0.15645
Yes | PG&E | Res | HVAC | 2025 T-24: Multifamily Restructuring - Central Ventilation Shaft Sealing (New Construction + Additions) | Possible | Electric Energy (GWh/year) | 0 | 0.00087282 | 0.0033643 | 0.0032656 | 0.0031669 | 0.0030684 | 0.0029703 | 0.0028727 | 0.0027758 | 0.0026797 | 0.0025847 | 0.0024909 | 0.0023984
Yes | PG&E | Res | HVAC | 2019 T-24: RA(MF)-MECH-Quality HVAC | Possible | Electric Energy (GWh/year) |  | 0.0033531 | 0.003093 | 0.0027997 | 0.0024819 | 0.0021521 | 0.0018247 | 0.0015138 | 0.0012306 | 0.00098245 | 0.00077221 | 0.0005991 | 0.00045989
Yes | PG&E | Res | HVAC | 2019 T-24: RA(SF)-MECH-Quality HVAC | Possible | Electric Energy (GWh/year) |  | 0.0081643 | 0.0075309 | 0.0068168 | 0.006043 | 0.00524 | 0.0044428 | 0.0036857 | 0.0029963 | 0.0023921 | 0.0018802 | 0.0014587 | 0.0011197
Yes | PG&E | Res | HVAC | 2019-21 Fed App: Residential boilers - gas-fired hot water and electric hot water | Possible | Electric Energy (GWh/year) |  | 0.0045802 | 0.0045555 | 0.0045415 | 0.0045425 | 0.004541 | 0.0045283 | 0.0045172 | 0.0045076 | 0.0044994 | 0.0044924 | 0.0044865 | 0.0044814
Yes | PG&E | Res | HVAC | 2019-21 Fed App: Residential boilers - gas-fired steam and electric steam | Possible | Electric Energy (GWh/year) |  | 0.00027892 | 0.00026169 | 0.00024616 | 0.00023391 | 0.00022154 | 0.00021212 | 0.00020394 | 0.00019688 | 0.00019082 | 0.00018564 | 0.00018125 | 0.00017752
Yes | PG&E | Res | HVAC | 2022-24 Fed App: Residential central AC & HP | Possible | Electric Energy (GWh/year) |  | 9.0258 | 8.8594 | 8.6912 | 8.5875 | 8.518 | 8.3369 | 8.1795 | 8.0436 | 7.927 | 7.8275 | 7.7428 | 7.6711
Yes | PG&E | Res | HVAC | 2019-21 Fed App: Residential furnace fans | Possible | Electric Energy (GWh/year) |  | 5.5167 | 5.5401 | 5.5624 | 5.5955 | 5.6353 | 5.635 | 5.6348 | 5.6348 | 5.6347 | 5.6347 | 5.6347 | 5.6347
Yes | PG&E | Res | HVAC | 2025 T-24: Residential HVAC Performance - Multifamily Design (Alterations) | Possible | Electric Energy (GWh/year) |  | 0.62206 | 0.67964 | 0.67948 | 0.67932 | 0.67916 | 0.679 | 0.67884 | 0.67868 | 0.67851 | 0.67835 | 0.67819 | 0.67803
Yes | PG&E | Res | HVAC | 2025 T-24: Residential HVAC Performance - Refrigerant Charge Verification (Alterations) | Possible | Electric Energy (GWh/year) |  | 0.28196 | 0.30799 | 0.30785 | 0.30771 | 0.30756 | 0.30742 | 0.30727 | 0.30713 | 0.30698 | 0.30684 | 0.30669 | 0.30654
Yes | PG&E | Res | HVAC | 2025 T-24: Residential HVAC Performance - Refrigerant Charge Verification (New Construction + Additions) | Possible | Electric Energy (GWh/year) |  | 0.033672 | 0.066764 | 0.066734 | 0.066703 | 0.066671 | 0.06664 | 0.066609 | 0.066577 | 0.066546 | 0.066514 | 0.066482 | 0.066451
Yes | PG&E | Res | HVAC | 2025 T-24: Residential HVAC Performance - Single Family Defrost (Alterations) | Possible | Electric Energy (GWh/year) |  | 0.58204 | 0.63579 | 0.63552 | 0.63525 | 0.63497 | 0.6347 | 0.63442 | 0.63414 | 0.63387 | 0.63359 | 0.63331 | 0.63303
Yes | PG&E | Res | HVAC | 2025 T-24: Residential HVAC Performance - Single Family Defrost (New Construction + Additions) | Possible | Electric Energy (GWh/year) |  | 0.15348 | 0.30433 | 0.3042 | 0.30407 | 0.30394 | 0.30381 | 0.30368 | 0.30355 | 0.30341 | 0.30328 | 0.30315 | 0.30301
Yes | PG&E | Res | HVAC | 2025 T-24: Residential HVAC Performance - Single Family Design (Alterations) | Possible | Electric Energy (GWh/year) |  | 4.5389 | 4.959 | 4.9579 | 4.9567 | 4.9555 | 4.9544 | 4.9532 | 4.952 | 4.9508 | 4.9496 | 4.9485 | 4.9473
Yes | PG&E | Res | HVAC | 2025 T-24: Residential HVAC Performance - Single Family Design (New Construction + Additions) | Possible | Electric Energy (GWh/year) |  | 0.0010362 | 0.0020551 | 0.0020546 | 0.0020541 | 0.0020537 | 0.0020532 | 0.0020527 | 0.0020522 | 0.0020517 | 0.0020512 | 0.0020507 | 0.0020502
Yes | PG&E | Res | HVAC | 2019 T-24: RNC(MF)-MECH-Quality HVAC | Possible | Electric Energy (GWh/year) |  | 0.13355 | 0.12319 | 0.11151 | 0.098852 | 0.085715 | 0.072675 | 0.06029 | 0.049013 | 0.039129 | 0.030756 | 0.023861 | 0.018317
Yes | PG&E | Res | HVAC | 2019 T-24: RNC(SF)-MECH-Quality HVAC | Possible | Electric Energy (GWh/year) |  | 0.4811 | 0.44378 | 0.4017 | 0.3561 | 0.30878 | 0.26181 | 0.21719 | 0.17656 | 0.14096 | 0.11079 | 0.085957 | 0.065984
Yes | PG&E | Res | HVAC | 2022 T-24: SFA - Electric resistance space heating | Possible | Electric Energy (GWh/year) |  | 1.5224 | 1.4862 | 1.4463 | 1.4027 | 1.3557 | 1.3057 | 1.253 | 1.1983 | 1.1423 | 1.0858 | 1.0296 | 0.97454
Yes | PG&E | Res | HVAC | 2022 T-24: SFA - Prescriptive duct insulation | Possible | Electric Energy (GWh/year) |  | 0.030353 | 0.030098 | 0.02986 | 0.029638 | 0.029433 | 0.029245 | 0.029072 | 0.028916 | 0.028774 | 0.028645 | 0.02853 | 0.028427
Yes | PG&E | Res | HVAC | 2022 T-24: SFA - Prescriptive duct sealing | Possible | Electric Energy (GWh/year) |  | 0.37992 | 0.37588 | 0.37259 | 0.36991 | 0.36773 | 0.36598 | 0.36456 | 0.36342 | 0.3625 | 0.36176 | 0.36117 | 0.36069
Yes | PG&E | Res | HVAC | 2025 T-24: Single Family HVAC - Supplemental Heating Combined (New Construction + Additions) | Possible | Electric Energy (GWh/year) |  | 0.31755 | 0.62978 | 0.62963 | 0.62948 | 0.62933 | 0.62918 | 0.62903 | 0.62888 | 0.62873 | 0.62858 | 0.62843 | 0.62828
Yes | SCE | Res | HVAC | 2005 T-24: Duct improvement | On-the-books | Electric Energy (GWh/year) | 0 | 0 | 0 | 0 | 0 | 0 | 0 | 0 | 0 | 0 | 0 | 0 | 0
Yes | SCE | Res | HVAC | Fed Appliance: Residential Central AC, Heat Pumps and Furnaces | On-the-books | Electric Energy (GWh/year) | 1.3557 | 1.3287 | 1.3065 | 1.2883 | 1.2735 | 1.2615 | 1.2477 | 1.2351 | 0.18635 | 0.18438 | 0.18236 | 0.18038 | 0.17837
Yes | SCE | Res | HVAC | Fed Appliance: Residential Room AC | On-the-books | Electric Energy (GWh/year) | 0.4184 | 0.086052 | 0.084545 | 0.083312 | 0.082311 | 0.081501 | 0.080563 | 0.079711 | 0.078802 | 0.07793 | 0.077033 | 0.076154 | 0.075263
Yes | SCE | Res | HVAC | 2016 T-20: Air Filter Labeling | On-the-books | Electric Energy (GWh/year) | 0.0056233 | 0.0056035 | 0.0055876 | 0.0055748 | 0.0055647 | 0.0055566 | 0.0055502 | 0.0055451 | 0.0055411 | 0.005538 | 0.0055355 | 0.0055335 | 0.0055319
Yes | SCE | Res | HVAC | 2024 T-20: Air Filter Labeling | On-the-books | Electric Energy (GWh/year) | 0.018789 | 0.018904 | 0.019019 | 0.019134 | 0.019248 | 0.019363 | 0.019363 | 0.019363 | 0.019363 | 0.019363 | 0.019363 | 0.019363 | 0.019363
Yes | SCE | Res | HVAC | 2019-21 Fed App: Ceiling Fans | On-the-books | Electric Energy (GWh/year) | 0.00038649 | 0.00037897 | 0.00037194 | 0.00036524 | 0.00036126 | 0.00035881 | 0.00035361 | 0.00034917 | 0.00030132 | 4.1496e-05 | 4.1168e-05 | 4.0893e-05 | 4.0661e-05
Yes | SCE | Res | HVAC | 2019-21 Fed App: Dehumidifiers | On-the-books | Electric Energy (GWh/year) |  | 0.56111 | 0.54472 | 0.5278 | 0.50972 | 0.29356 | 0.070426 | 0.067247 | 0.06437 | 0.061768 | 0.059413 | 0.057282 | 0.055354
Yes | SCE | Res | HVAC | 2022 T-24: MFA - Restructuring - Airflow and Fan Watt Draw | On-the-books | Electric Energy (GWh/year) | 0.47777 | 0.47611 | 0.4748 | 0.47376 | 0.47295 | 0.47231 | 0.47181 | 0.47142 | 0.47111 | 0.47088 | 0.47069 | 0.47055 | 0.47044
Yes | SCE | Res | HVAC | 2022 T-24: MFA - Restructuring - Duct Sealing and Testing | On-the-books | Electric Energy (GWh/year) | 0.072774 | 0.072516 | 0.072277 | 0.072055 | 0.071851 | 0.071662 | 0.071488 | 0.071328 | 0.07118 | 0.071044 | 0.070919 | 0.070804 | 0.070698
Yes | SCE | Res | HVAC | 2022 T-24: MFA - Restructuring - Refrigerant Charge Verification | On-the-books | Electric Energy (GWh/year) | 0.39025 | 0.38293 | 0.37579 | 0.36886 | 0.36217 | 0.35574 | 0.34959 | 0.34374 | 0.33818 | 0.33294 | 0.32801 | 0.32339 | 0.31908
Yes | SCE | Res | HVAC | 2022 T-24: MFNC - All Electric Package - Single Zone Heat Pump Electric Space Heating for Mid-rise and High-rise MF | On-the-books | Electric Energy (GWh/year) | -0.84099 | -0.81719 | -0.79279 | -0.76807 | -0.7433 | -0.71875 | -0.69471 | -0.67141 | -0.64908 | -0.62789 | -0.60797 | -0.58943 | -0.57232
Yes | SCE | Res | HVAC | 2022 T-24: MFNC - Indoor Air Quality - Central Ventilation Duct Sealing | On-the-books | Electric Energy (GWh/year) | 0.035171 | 0.034759 | 0.034355 | 0.033961 | 0.033578 | 0.033208 | 0.032853 | 0.032513 | 0.032189 | 0.031882 | 0.031592 | 0.031319 | 0.031063
Yes | SCE | Res | HVAC | 2022 T-24: MFNC - Indoor Air Quality - Heat or Energy Recovery Ventilator | On-the-books | Electric Energy (GWh/year) | 0.0050761 | 0.0050166 | 0.0049583 | 0.0049013 | 0.0048461 | 0.0047927 | 0.0047414 | 0.0046924 | 0.0046456 | 0.0046013 | 0.0045595 | 0.0045201 | 0.0044832
Yes | SCE | Res | HVAC | 2022 T-24: MFNC - Restructuring - Airflow and Fan Watt Draw | On-the-books | Electric Energy (GWh/year) | 0.20812 | 0.2074 | 0.20683 | 0.20638 | 0.20602 | 0.20575 | 0.20553 | 0.20536 | 0.20522 | 0.20512 | 0.20504 | 0.20498 | 0.20493
Yes | SCE | Res | HVAC | 2022 T-24: MFNC - Restructuring - Refrigerant Charge Verification | On-the-books | Electric Energy (GWh/year) | 0.11818 | 0.11597 | 0.1138 | 0.11171 | 0.10968 | 0.10773 | 0.10587 | 0.1041 | 0.10242 | 0.10083 | 0.099335 | 0.097936 | 0.096629
Yes | SCE | Res | HVAC | 2025 T-24: Multifamily IAQ - Compartmentalization and Balanced or supply-only ventilation (New Construction + Additions) | On-the-books | Electric Energy (GWh/year) | 0 | 0.04074 | 0.16126 | 0.16088 | 0.16047 | 0.16004 | 0.15959 | 0.15911 | 0.15862 | 0.15811 | 0.15757 | 0.15702 | 0.15645
Yes | SCE | Res | HVAC | 2025 T-24: Multifamily Restructuring - Central Ventilation Shaft Sealing (New Construction + Additions) | On-the-books | Electric Energy (GWh/year) | 0 | 0.00087282 | 0.0033643 | 0.0032656 | 0.0031669 | 0.0030684 | 0.0029703 | 0.0028727 | 0.0027758 | 0.0026797 | 0.0025847 | 0.0024909 | 0.0023984
Yes | SCE | Res | HVAC | 2019 T-24: RA(MF)-MECH-Quality HVAC | On-the-books | Electric Energy (GWh/year) |  | 0.0033531 | 0.003093 | 0.0027997 | 0.0024819 | 0.0021521 | 0.0018247 | 0.0015138 | 0.0012306 | 0.00098245 | 0.00077221 | 0.0005991 | 0.00045989
Yes | SCE | Res | HVAC | 2019 T-24: RA(SF)-MECH-Quality HVAC | On-the-books | Electric Energy (GWh/year) |  | 0.0081643 | 0.0075309 | 0.0068168 | 0.006043 | 0.00524 | 0.0044428 | 0.0036857 | 0.0029963 | 0.0023921 | 0.0018802 | 0.0014587 | 0.0011197
Yes | SCE | Res | HVAC | 2019-21 Fed App: Residential boilers - gas-fired hot water and electric hot water | On-the-books | Electric Energy (GWh/year) |  | 0.0045802 | 0.0045555 | 0.0045415 | 0.0045425 | 0.004541 | 0.0045283 | 0.0045172 | 0.0045076 | 0.0044994 | 0.0044924 | 0.0044865 | 0.0044814
Yes | SCE | Res | HVAC | 2019-21 Fed App: Residential boilers - gas-fired steam and electric steam | On-the-books | Electric Energy (GWh/year) |  | 0.00027892 | 0.00026169 | 0.00024616 | 0.00023391 | 0.00022154 | 0.00021212 | 0.00020394 | 0.00019688 | 0.00019082 | 0.00018564 | 0.00018125 | 0.00017752
Yes | SCE | Res | HVAC | 2022-24 Fed App: Residential central AC & HP | On-the-books | Electric Energy (GWh/year) |  | 9.0258 | 8.8594 | 8.6912 | 8.5875 | 8.518 | 8.3369 | 8.1795 | 8.0436 | 7.927 | 7.8275 | 7.7428 | 7.6711
Yes | SCE | Res | HVAC | 2019-21 Fed App: Residential furnace fans | On-the-books | Electric Energy (GWh/year) |  | 5.5167 | 5.5401 | 5.5624 | 5.5955 | 5.6353 | 5.635 | 5.6348 | 5.6348 | 5.6347 | 5.6347 | 5.6347 | 5.6347
Yes | SCE | Res | HVAC | 2025 T-24: Residential HVAC Performance - Multifamily Design (Alterations) | On-the-books | Electric Energy (GWh/year) |  | 0.62206 | 0.67964 | 0.67948 | 0.67932 | 0.67916 | 0.679 | 0.67884 | 0.67868 | 0.67851 | 0.67835 | 0.67819 | 0.67803
Yes | SCE | Res | HVAC | 2025 T-24: Residential HVAC Performance - Refrigerant Charge Verification (Alterations) | On-the-books | Electric Energy (GWh/year) |  | 0.28196 | 0.30799 | 0.30785 | 0.30771 | 0.30756 | 0.30742 | 0.30727 | 0.30713 | 0.30698 | 0.30684 | 0.30669 | 0.30654
Yes | SCE | Res | HVAC | 2025 T-24: Residential HVAC Performance - Refrigerant Charge Verification (New Construction + Additions) | On-the-books | Electric Energy (GWh/year) |  | 0.033672 | 0.066764 | 0.066734 | 0.066703 | 0.066671 | 0.06664 | 0.066609 | 0.066577 | 0.066546 | 0.066514 | 0.066482 | 0.066451
Yes | SCE | Res | HVAC | 2025 T-24: Residential HVAC Performance - Single Family Defrost (Alterations) | On-the-books | Electric Energy (GWh/year) |  | 0.58204 | 0.63579 | 0.63552 | 0.63525 | 0.63497 | 0.6347 | 0.63442 | 0.63414 | 0.63387 | 0.63359 | 0.63331 | 0.63303
Yes | SCE | Res | HVAC | 2025 T-24: Residential HVAC Performance - Single Family Defrost (New Construction + Additions) | On-the-books | Electric Energy (GWh/year) |  | 0.15348 | 0.30433 | 0.3042 | 0.30407 | 0.30394 | 0.30381 | 0.30368 | 0.30355 | 0.30341 | 0.30328 | 0.30315 | 0.30301
Yes | SCE | Res | HVAC | 2025 T-24: Residential HVAC Performance - Single Family Design (Alterations) | On-the-books | Electric Energy (GWh/year) |  | 4.5389 | 4.959 | 4.9579 | 4.9567 | 4.9555 | 4.9544 | 4.9532 | 4.952 | 4.9508 | 4.9496 | 4.9485 | 4.9473
Yes | SCE | Res | HVAC | 2025 T-24: Residential HVAC Performance - Single Family Design (New Construction + Additions) | On-the-books | Electric Energy (GWh/year) |  | 0.0010362 | 0.0020551 | 0.0020546 | 0.0020541 | 0.0020537 | 0.0020532 | 0.0020527 | 0.0020522 | 0.0020517 | 0.0020512 | 0.0020507 | 0.0020502
Yes | SCE | Res | HVAC | 2019 T-24: RNC(MF)-MECH-Quality HVAC | On-the-books | Electric Energy (GWh/year) |  | 0.13355 | 0.12319 | 0.11151 | 0.098852 | 0.085715 | 0.072675 | 0.06029 | 0.049013 | 0.039129 | 0.030756 | 0.023861 | 0.018317
Yes | SCE | Res | HVAC | 2019 T-24: RNC(SF)-MECH-Quality HVAC | On-the-books | Electric Energy (GWh/year) |  | 0.4811 | 0.44378 | 0.4017 | 0.3561 | 0.30878 | 0.26181 | 0.21719 | 0.17656 | 0.14096 | 0.11079 | 0.085957 | 0.065984
Yes | SCE | Res | HVAC | 2022 T-24: SFA - Electric resistance space heating | On-the-books | Electric Energy (GWh/year) |  | 1.5224 | 1.4862 | 1.4463 | 1.4027 | 1.3557 | 1.3057 | 1.253 | 1.1983 | 1.1423 | 1.0858 | 1.0296 | 0.97454
Yes | SCE | Res | HVAC | 2022 T-24: SFA - Prescriptive duct insulation | On-the-books | Electric Energy (GWh/year) |  | 0.030353 | 0.030098 | 0.02986 | 0.029638 | 0.029433 | 0.029245 | 0.029072 | 0.028916 | 0.028774 | 0.028645 | 0.02853 | 0.028427
Yes | SCE | Res | HVAC | 2022 T-24: SFA - Prescriptive duct sealing | On-the-books | Electric Energy (GWh/year) |  | 0.37992 | 0.37588 | 0.37259 | 0.36991 | 0.36773 | 0.36598 | 0.36456 | 0.36342 | 0.3625 | 0.36176 | 0.36117 | 0.36069
Yes | SCE | Res | HVAC | 2025 T-24: Single Family HVAC - Supplemental Heating Combined (New Construction + Additions) | On-the-books | Electric Energy (GWh/year) |  | 0.31755 | 0.62978 | 0.62963 | 0.62948 | 0.62933 | 0.62918 | 0.62903 | 0.62888 | 0.62873 | 0.62858 | 0.62843 | 0.62828
Yes | SCE | Res | HVAC | 2005 T-24: Duct improvement | Expected | Electric Energy (GWh/year) | 0 | 0 | 0 | 0 | 0 | 0 | 0 | 0 | 0 | 0 | 0 | 0 | 0
Yes | SCE | Res | HVAC | Fed Appliance: Residential Central AC, Heat Pumps and Furnaces | Expected | Electric Energy (GWh/year) | 1.3557 | 1.3287 | 1.3065 | 1.2883 | 1.2735 | 1.2615 | 1.2477 | 1.2351 | 0.18635 | 0.18438 | 0.18236 | 0.18038 | 0.17837
Yes | SCE | Res | HVAC | Fed Appliance: Residential Room AC | Expected | Electric Energy (GWh/year) | 0.4184 | 0.086052 | 0.084545 | 0.083312 | 0.082311 | 0.081501 | 0.080563 | 0.079711 | 0.078802 | 0.07793 | 0.077033 | 0.076154 | 0.075263
Yes | SCE | Res | HVAC | 2016 T-20: Air Filter Labeling | Expected | Electric Energy (GWh/year) | 0.0056233 | 0.0056035 | 0.0055876 | 0.0055748 | 0.0055647 | 0.0055566 | 0.0055502 | 0.0055451 | 0.0055411 | 0.005538 | 0.0055355 | 0.0055335 | 0.0055319
Yes | SCE | Res | HVAC | 2024 T-20: Air Filter Labeling | Expected | Electric Energy (GWh/year) | 0.018789 | 0.018904 | 0.019019 | 0.019134 | 0.019248 | 0.019363 | 0.019363 | 0.019363 | 0.019363 | 0.019363 | 0.019363 | 0.019363 | 0.019363
Yes | SCE | Res | HVAC | 2019-21 Fed App: Ceiling Fans | Expected | Electric Energy (GWh/year) | 0.00038649 | 0.00037897 | 0.00037194 | 0.00036524 | 0.00036126 | 0.00035881 | 0.00035361 | 0.00034917 | 0.00030132 | 4.1496e-05 | 4.1168e-05 | 4.0893e-05 | 4.0661e-05
Yes | SCE | Res | HVAC | 2019-21 Fed App: Dehumidifiers | Expected | Electric Energy (GWh/year) |  | 0.56111 | 0.54472 | 0.5278 | 0.50972 | 0.29356 | 0.070426 | 0.067247 | 0.06437 | 0.061768 | 0.059413 | 0.057282 | 0.055354
Yes | SCE | Res | HVAC | 2022 T-24: MFA - Restructuring - Airflow and Fan Watt Draw | Expected | Electric Energy (GWh/year) | 0.47777 | 0.47611 | 0.4748 | 0.47376 | 0.47295 | 0.47231 | 0.47181 | 0.47142 | 0.47111 | 0.47088 | 0.47069 | 0.47055 | 0.47044
Yes | SCE | Res | HVAC | 2022 T-24: MFA - Restructuring - Duct Sealing and Testing | Expected | Electric Energy (GWh/year) | 0.072774 | 0.072516 | 0.072277 | 0.072055 | 0.071851 | 0.071662 | 0.071488 | 0.071328 | 0.07118 | 0.071044 | 0.070919 | 0.070804 | 0.070698
Yes | SCE | Res | HVAC | 2022 T-24: MFA - Restructuring - Refrigerant Charge Verification | Expected | Electric Energy (GWh/year) | 0.39025 | 0.38293 | 0.37579 | 0.36886 | 0.36217 | 0.35574 | 0.34959 | 0.34374 | 0.33818 | 0.33294 | 0.32801 | 0.32339 | 0.31908
Yes | SCE | Res | HVAC | 2022 T-24: MFNC - All Electric Package - Single Zone Heat Pump Electric Space Heating for Mid-rise and High-rise MF | Expected | Electric Energy (GWh/year) | -0.84099 | -0.81719 | -0.79279 | -0.76807 | -0.7433 | -0.71875 | -0.69471 | -0.67141 | -0.64908 | -0.62789 | -0.60797 | -0.58943 | -0.57232
Yes | SCE | Res | HVAC | 2022 T-24: MFNC - Indoor Air Quality - Central Ventilation Duct Sealing | Expected | Electric Energy (GWh/year) | 0.035171 | 0.034759 | 0.034355 | 0.033961 | 0.033578 | 0.033208 | 0.032853 | 0.032513 | 0.032189 | 0.031882 | 0.031592 | 0.031319 | 0.031063
Yes | SCE | Res | HVAC | 2022 T-24: MFNC - Indoor Air Quality - Heat or Energy Recovery Ventilator | Expected | Electric Energy (GWh/year) | 0.0050761 | 0.0050166 | 0.0049583 | 0.0049013 | 0.0048461 | 0.0047927 | 0.0047414 | 0.0046924 | 0.0046456 | 0.0046013 | 0.0045595 | 0.0045201 | 0.0044832
Yes | SCE | Res | HVAC | 2022 T-24: MFNC - Restructuring - Airflow and Fan Watt Draw | Expected | Electric Energy (GWh/year) | 0.20812 | 0.2074 | 0.20683 | 0.20638 | 0.20602 | 0.20575 | 0.20553 | 0.20536 | 0.20522 | 0.20512 | 0.20504 | 0.20498 | 0.20493
Yes | SCE | Res | HVAC | 2022 T-24: MFNC - Restructuring - Refrigerant Charge Verification | Expected | Electric Energy (GWh/year) | 0.11818 | 0.11597 | 0.1138 | 0.11171 | 0.10968 | 0.10773 | 0.10587 | 0.1041 | 0.10242 | 0.10083 | 0.099335 | 0.097936 | 0.096629
Yes | SCE | Res | HVAC | 2025 T-24: Multifamily IAQ - Compartmentalization and Balanced or supply-only ventilation (New Construction + Additions) | Expected | Electric Energy (GWh/year) | 0 | 0.04074 | 0.16126 | 0.16088 | 0.16047 | 0.16004 | 0.15959 | 0.15911 | 0.15862 | 0.15811 | 0.15757 | 0.15702 | 0.15645
Yes | SCE | Res | HVAC | 2025 T-24: Multifamily Restructuring - Central Ventilation Shaft Sealing (New Construction + Additions) | Expected | Electric Energy (GWh/year) | 0 | 0.00087282 | 0.0033643 | 0.0032656 | 0.0031669 | 0.0030684 | 0.0029703 | 0.0028727 | 0.0027758 | 0.0026797 | 0.0025847 | 0.0024909 | 0.0023984
Yes | SCE | Res | HVAC | 2019 T-24: RA(MF)-MECH-Quality HVAC | Expected | Electric Energy (GWh/year) |  | 0.0033531 | 0.003093 | 0.0027997 | 0.0024819 | 0.0021521 | 0.0018247 | 0.0015138 | 0.0012306 | 0.00098245 | 0.00077221 | 0.0005991 | 0.00045989
Yes | SCE | Res | HVAC | 2019 T-24: RA(SF)-MECH-Quality HVAC | Expected | Electric Energy (GWh/year) |  | 0.0081643 | 0.0075309 | 0.0068168 | 0.006043 | 0.00524 | 0.0044428 | 0.0036857 | 0.0029963 | 0.0023921 | 0.0018802 | 0.0014587 | 0.0011197
Yes | SCE | Res | HVAC | 2019-21 Fed App: Residential boilers - gas-fired hot water and electric hot water | Expected | Electric Energy (GWh/year) |  | 0.0045802 | 0.0045555 | 0.0045415 | 0.0045425 | 0.004541 | 0.0045283 | 0.0045172 | 0.0045076 | 0.0044994 | 0.0044924 | 0.0044865 | 0.0044814
Yes | SCE | Res | HVAC | 2019-21 Fed App: Residential boilers - gas-fired steam and electric steam | Expected | Electric Energy (GWh/year) |  | 0.00027892 | 0.00026169 | 0.00024616 | 0.00023391 | 0.00022154 | 0.00021212 | 0.00020394 | 0.00019688 | 0.00019082 | 0.00018564 | 0.00018125 | 0.00017752
Yes | SCE | Res | HVAC | 2022-24 Fed App: Residential central AC & HP | Expected | Electric Energy (GWh/year) |  | 9.0258 | 8.8594 | 8.6912 | 8.5875 | 8.518 | 8.3369 | 8.1795 | 8.0436 | 7.927 | 7.8275 | 7.7428 | 7.6711
Yes | SCE | Res | HVAC | 2019-21 Fed App: Residential furnace fans | Expected | Electric Energy (GWh/year) |  | 5.5167 | 5.5401 | 5.5624 | 5.5955 | 5.6353 | 5.635 | 5.6348 | 5.6348 | 5.6347 | 5.6347 | 5.6347 | 5.6347
Yes | SCE | Res | HVAC | 2025 T-24: Residential HVAC Performance - Multifamily Design (Alterations) | Expected | Electric Energy (GWh/year) |  | 0.62206 | 0.67964 | 0.67948 | 0.67932 | 0.67916 | 0.679 | 0.67884 | 0.67868 | 0.67851 | 0.67835 | 0.67819 | 0.67803
Yes | SCE | Res | HVAC | 2025 T-24: Residential HVAC Performance - Refrigerant Charge Verification (Alterations) | Expected | Electric Energy (GWh/year) |  | 0.28196 | 0.30799 | 0.30785 | 0.30771 | 0.30756 | 0.30742 | 0.30727 | 0.30713 | 0.30698 | 0.30684 | 0.30669 | 0.30654
Yes | SCE | Res | HVAC | 2025 T-24: Residential HVAC Performance - Refrigerant Charge Verification (New Construction + Additions) | Expected | Electric Energy (GWh/year) |  | 0.033672 | 0.066764 | 0.066734 | 0.066703 | 0.066671 | 0.06664 | 0.066609 | 0.066577 | 0.066546 | 0.066514 | 0.066482 | 0.066451
Yes | SCE | Res | HVAC | 2025 T-24: Residential HVAC Performance - Single Family Defrost (Alterations) | Expected | Electric Energy (GWh/year) |  | 0.58204 | 0.63579 | 0.63552 | 0.63525 | 0.63497 | 0.6347 | 0.63442 | 0.63414 | 0.63387 | 0.63359 | 0.63331 | 0.63303
Yes | SCE | Res | HVAC | 2025 T-24: Residential HVAC Performance - Single Family Defrost (New Construction + Additions) | Expected | Electric Energy (GWh/year) |  | 0.15348 | 0.30433 | 0.3042 | 0.30407 | 0.30394 | 0.30381 | 0.30368 | 0.30355 | 0.30341 | 0.30328 | 0.30315 | 0.30301
Yes | SCE | Res | HVAC | 2025 T-24: Residential HVAC Performance - Single Family Design (Alterations) | Expected | Electric Energy (GWh/year) |  | 4.5389 | 4.959 | 4.9579 | 4.9567 | 4.9555 | 4.9544 | 4.9532 | 4.952 | 4.9508 | 4.9496 | 4.9485 | 4.9473
Yes | SCE | Res | HVAC | 2025 T-24: Residential HVAC Performance - Single Family Design (New Construction + Additions) | Expected | Electric Energy (GWh/year) |  | 0.0010362 | 0.0020551 | 0.0020546 | 0.0020541 | 0.0020537 | 0.0020532 | 0.0020527 | 0.0020522 | 0.0020517 | 0.0020512 | 0.0020507 | 0.0020502
Yes | SCE | Res | HVAC | 2019 T-24: RNC(MF)-MECH-Quality HVAC | Expected | Electric Energy (GWh/year) |  | 0.13355 | 0.12319 | 0.11151 | 0.098852 | 0.085715 | 0.072675 | 0.06029 | 0.049013 | 0.039129 | 0.030756 | 0.023861 | 0.018317
Yes | SCE | Res | HVAC | 2019 T-24: RNC(SF)-MECH-Quality HVAC | Expected | Electric Energy (GWh/year) |  | 0.4811 | 0.44378 | 0.4017 | 0.3561 | 0.30878 | 0.26181 | 0.21719 | 0.17656 | 0.14096 | 0.11079 | 0.085957 | 0.065984
Yes | SCE | Res | HVAC | 2022 T-24: SFA - Electric resistance space heating | Expected | Electric Energy (GWh/year) |  | 1.5224 | 1.4862 | 1.4463 | 1.4027 | 1.3557 | 1.3057 | 1.253 | 1.1983 | 1.1423 | 1.0858 | 1.0296 | 0.97454
Yes | SCE | Res | HVAC | 2022 T-24: SFA - Prescriptive duct insulation | Expected | Electric Energy (GWh/year) |  | 0.030353 | 0.030098 | 0.02986 | 0.029638 | 0.029433 | 0.029245 | 0.029072 | 0.028916 | 0.028774 | 0.028645 | 0.02853 | 0.028427
Yes | SCE | Res | HVAC | 2022 T-24: SFA - Prescriptive duct sealing | Expected | Electric Energy (GWh/year) |  | 0.37992 | 0.37588 | 0.37259 | 0.36991 | 0.36773 | 0.36598 | 0.36456 | 0.36342 | 0.3625 | 0.36176 | 0.36117 | 0.36069
Yes | SCE | Res | HVAC | 2025 T-24: Single Family HVAC - Supplemental Heating Combined (New Construction + Additions) | Expected | Electric Energy (GWh/year) |  | 0.31755 | 0.62978 | 0.62963 | 0.62948 | 0.62933 | 0.62918 | 0.62903 | 0.62888 | 0.62873 | 0.62858 | 0.62843 | 0.62828
Yes | SCE | Res | HVAC | 2005 T-24: Duct improvement | Possible | Electric Energy (GWh/year) | 0 | 0 | 0 | 0 | 0 | 0 | 0 | 0 | 0 | 0 | 0 | 0 | 0
Yes | SCE | Res | HVAC | Fed Appliance: Residential Central AC, Heat Pumps and Furnaces | Possible | Electric Energy (GWh/year) | 1.3557 | 1.3287 | 1.3065 | 1.2883 | 1.2735 | 1.2615 | 1.2477 | 1.2351 | 0.18635 | 0.18438 | 0.18236 | 0.18038 | 0.17837
Yes | SCE | Res | HVAC | Fed Appliance: Residential Room AC | Possible | Electric Energy (GWh/year) | 0.4184 | 0.086052 | 0.084545 | 0.083312 | 0.082311 | 0.081501 | 0.080563 | 0.079711 | 0.078802 | 0.07793 | 0.077033 | 0.076154 | 0.075263
Yes | SCE | Res | HVAC | 2016 T-20: Air Filter Labeling | Possible | Electric Energy (GWh/year) | 0.0056233 | 0.0056035 | 0.0055876 | 0.0055748 | 0.0055647 | 0.0055566 | 0.0055502 | 0.0055451 | 0.0055411 | 0.005538 | 0.0055355 | 0.0055335 | 0.0055319
Yes | SCE | Res | HVAC | 2024 T-20: Air Filter Labeling | Possible | Electric Energy (GWh/year) | 0.018789 | 0.018904 | 0.019019 | 0.019134 | 0.019248 | 0.019363 | 0.019363 | 0.019363 | 0.019363 | 0.019363 | 0.019363 | 0.019363 | 0.019363
Yes | SCE | Res | HVAC | 2019-21 Fed App: Ceiling Fans | Possible | Electric Energy (GWh/year) | 0.00038649 | 0.00037897 | 0.00037194 | 0.00036524 | 0.00036126 | 0.00035881 | 0.00035361 | 0.00034917 | 0.00030132 | 4.1496e-05 | 4.1168e-05 | 4.0893e-05 | 4.0661e-05
Yes | SCE | Res | HVAC | 2019-21 Fed App: Dehumidifiers | Possible | Electric Energy (GWh/year) |  | 0.56111 | 0.54472 | 0.5278 | 0.50972 | 0.29356 | 0.070426 | 0.067247 | 0.06437 | 0.061768 | 0.059413 | 0.057282 | 0.055354
Yes | SCE | Res | HVAC | 2022 T-24: MFA - Restructuring - Airflow and Fan Watt Draw | Possible | Electric Energy (GWh/year) | 0.47777 | 0.47611 | 0.4748 | 0.47376 | 0.47295 | 0.47231 | 0.47181 | 0.47142 | 0.47111 | 0.47088 | 0.47069 | 0.47055 | 0.47044
Yes | SCE | Res | HVAC | 2022 T-24: MFA - Restructuring - Duct Sealing and Testing | Possible | Electric Energy (GWh/year) | 0.072774 | 0.072516 | 0.072277 | 0.072055 | 0.071851 | 0.071662 | 0.071488 | 0.071328 | 0.07118 | 0.071044 | 0.070919 | 0.070804 | 0.070698
Yes | SCE | Res | HVAC | 2022 T-24: MFA - Restructuring - Refrigerant Charge Verification | Possible | Electric Energy (GWh/year) | 0.39025 | 0.38293 | 0.37579 | 0.36886 | 0.36217 | 0.35574 | 0.34959 | 0.34374 | 0.33818 | 0.33294 | 0.32801 | 0.32339 | 0.31908
Yes | SCE | Res | HVAC | 2022 T-24: MFNC - All Electric Package - Single Zone Heat Pump Electric Space Heating for Mid-rise and High-rise MF | Possible | Electric Energy (GWh/year) | -0.84099 | -0.81719 | -0.79279 | -0.76807 | -0.7433 | -0.71875 | -0.69471 | -0.67141 | -0.64908 | -0.62789 | -0.60797 | -0.58943 | -0.57232
Yes | SCE | Res | HVAC | 2022 T-24: MFNC - Indoor Air Quality - Central Ventilation Duct Sealing | Possible | Electric Energy (GWh/year) | 0.035171 | 0.034759 | 0.034355 | 0.033961 | 0.033578 | 0.033208 | 0.032853 | 0.032513 | 0.032189 | 0.031882 | 0.031592 | 0.031319 | 0.031063
Yes | SCE | Res | HVAC | 2022 T-24: MFNC - Indoor Air Quality - Heat or Energy Recovery Ventilator | Possible | Electric Energy (GWh/year) | 0.0050761 | 0.0050166 | 0.0049583 | 0.0049013 | 0.0048461 | 0.0047927 | 0.0047414 | 0.0046924 | 0.0046456 | 0.0046013 | 0.0045595 | 0.0045201 | 0.0044832
Yes | SCE | Res | HVAC | 2022 T-24: MFNC - Restructuring - Airflow and Fan Watt Draw | Possible | Electric Energy (GWh/year) | 0.20812 | 0.2074 | 0.20683 | 0.20638 | 0.20602 | 0.20575 | 0.20553 | 0.20536 | 0.20522 | 0.20512 | 0.20504 | 0.20498 | 0.20493
Yes | SCE | Res | HVAC | 2022 T-24: MFNC - Restructuring - Refrigerant Charge Verification | Possible | Electric Energy (GWh/year) | 0.11818 | 0.11597 | 0.1138 | 0.11171 | 0.10968 | 0.10773 | 0.10587 | 0.1041 | 0.10242 | 0.10083 | 0.099335 | 0.097936 | 0.096629
Yes | SCE | Res | HVAC | 2025 T-24: Multifamily IAQ - Compartmentalization and Balanced or supply-only ventilation (New Construction + Additions) | Possible | Electric Energy (GWh/year) | 0 | 0.04074 | 0.16126 | 0.16088 | 0.16047 | 0.16004 | 0.15959 | 0.15911 | 0.15862 | 0.15811 | 0.15757 | 0.15702 | 0.15645
Yes | SCE | Res | HVAC | 2025 T-24: Multifamily Restructuring - Central Ventilation Shaft Sealing (New Construction + Additions) | Possible | Electric Energy (GWh/year) | 0 | 0.00087282 | 0.0033643 | 0.0032656 | 0.0031669 | 0.0030684 | 0.0029703 | 0.0028727 | 0.0027758 | 0.0026797 | 0.0025847 | 0.0024909 | 0.0023984
Yes | SCE | Res | HVAC | 2019 T-24: RA(MF)-MECH-Quality HVAC | Possible | Electric Energy (GWh/year) |  | 0.0033531 | 0.003093 | 0.0027997 | 0.0024819 | 0.0021521 | 0.0018247 | 0.0015138 | 0.0012306 | 0.00098245 | 0.00077221 | 0.0005991 | 0.00045989
Yes | SCE | Res | HVAC | 2019 T-24: RA(SF)-MECH-Quality HVAC | Possible | Electric Energy (GWh/year) |  | 0.0081643 | 0.0075309 | 0.0068168 | 0.006043 | 0.00524 | 0.0044428 | 0.0036857 | 0.0029963 | 0.0023921 | 0.0018802 | 0.0014587 | 0.0011197
Yes | SCE | Res | HVAC | 2019-21 Fed App: Residential boilers - gas-fired hot water and electric hot water | Possible | Electric Energy (GWh/year) |  | 0.0045802 | 0.0045555 | 0.0045415 | 0.0045425 | 0.004541 | 0.0045283 | 0.0045172 | 0.0045076 | 0.0044994 | 0.0044924 | 0.0044865 | 0.0044814
Yes | SCE | Res | HVAC | 2019-21 Fed App: Residential boilers - gas-fired steam and electric steam | Possible | Electric Energy (GWh/year) |  | 0.00027892 | 0.00026169 | 0.00024616 | 0.00023391 | 0.00022154 | 0.00021212 | 0.00020394 | 0.00019688 | 0.00019082 | 0.00018564 | 0.00018125 | 0.00017752
Yes | SCE | Res | HVAC | 2022-24 Fed App: Residential central AC & HP | Possible | Electric Energy (GWh/year) |  | 9.0258 | 8.8594 | 8.6912 | 8.5875 | 8.518 | 8.3369 | 8.1795 | 8.0436 | 7.927 | 7.8275 | 7.7428 | 7.6711
Yes | SCE | Res | HVAC | 2019-21 Fed App: Residential furnace fans | Possible | Electric Energy (GWh/year) |  | 5.5167 | 5.5401 | 5.5624 | 5.5955 | 5.6353 | 5.635 | 5.6348 | 5.6348 | 5.6347 | 5.6347 | 5.6347 | 5.6347
Yes | SCE | Res | HVAC | 2025 T-24: Residential HVAC Performance - Multifamily Design (Alterations) | Possible | Electric Energy (GWh/year) |  | 0.62206 | 0.67964 | 0.67948 | 0.67932 | 0.67916 | 0.679 | 0.67884 | 0.67868 | 0.67851 | 0.67835 | 0.67819 | 0.67803
Yes | SCE | Res | HVAC | 2025 T-24: Residential HVAC Performance - Refrigerant Charge Verification (Alterations) | Possible | Electric Energy (GWh/year) |  | 0.28196 | 0.30799 | 0.30785 | 0.30771 | 0.30756 | 0.30742 | 0.30727 | 0.30713 | 0.30698 | 0.30684 | 0.30669 | 0.30654
Yes | SCE | Res | HVAC | 2025 T-24: Residential HVAC Performance - Refrigerant Charge Verification (New Construction + Additions) | Possible | Electric Energy (GWh/year) |  | 0.033672 | 0.066764 | 0.066734 | 0.066703 | 0.066671 | 0.06664 | 0.066609 | 0.066577 | 0.066546 | 0.066514 | 0.066482 | 0.066451
Yes | SCE | Res | HVAC | 2025 T-24: Residential HVAC Performance - Single Family Defrost (Alterations) | Possible | Electric Energy (GWh/year) |  | 0.58204 | 0.63579 | 0.63552 | 0.63525 | 0.63497 | 0.6347 | 0.63442 | 0.63414 | 0.63387 | 0.63359 | 0.63331 | 0.63303
Yes | SCE | Res | HVAC | 2025 T-24: Residential HVAC Performance - Single Family Defrost (New Construction + Additions) | Possible | Electric Energy (GWh/year) |  | 0.15348 | 0.30433 | 0.3042 | 0.30407 | 0.30394 | 0.30381 | 0.30368 | 0.30355 | 0.30341 | 0.30328 | 0.30315 | 0.30301
Yes | SCE | Res | HVAC | 2025 T-24: Residential HVAC Performance - Single Family Design (Alterations) | Possible | Electric Energy (GWh/year) |  | 4.5389 | 4.959 | 4.9579 | 4.9567 | 4.9555 | 4.9544 | 4.9532 | 4.952 | 4.9508 | 4.9496 | 4.9485 | 4.9473
Yes | SCE | Res | HVAC | 2025 T-24: Residential HVAC Performance - Single Family Design (New Construction + Additions) | Possible | Electric Energy (GWh/year) |  | 0.0010362 | 0.0020551 | 0.0020546 | 0.0020541 | 0.0020537 | 0.0020532 | 0.0020527 | 0.0020522 | 0.0020517 | 0.0020512 | 0.0020507 | 0.0020502
Yes | SCE | Res | HVAC | 2019 T-24: RNC(MF)-MECH-Quality HVAC | Possible | Electric Energy (GWh/year) |  | 0.13355 | 0.12319 | 0.11151 | 0.098852 | 0.085715 | 0.072675 | 0.06029 | 0.049013 | 0.039129 | 0.030756 | 0.023861 | 0.018317
Yes | SCE | Res | HVAC | 2019 T-24: RNC(SF)-MECH-Quality HVAC | Possible | Electric Energy (GWh/year) |  | 0.4811 | 0.44378 | 0.4017 | 0.3561 | 0.30878 | 0.26181 | 0.21719 | 0.17656 | 0.14096 | 0.11079 | 0.085957 | 0.065984
Yes | SCE | Res | HVAC | 2022 T-24: SFA - Electric resistance space heating | Possible | Electric Energy (GWh/year) |  | 1.5224 | 1.4862 | 1.4463 | 1.4027 | 1.3557 | 1.3057 | 1.253 | 1.1983 | 1.1423 | 1.0858 | 1.0296 | 0.97454
Yes | SCE | Res | HVAC | 2022 T-24: SFA - Prescriptive duct insulation | Possible | Electric Energy (GWh/year) |  | 0.030353 | 0.030098 | 0.02986 | 0.029638 | 0.029433 | 0.029245 | 0.029072 | 0.028916 | 0.028774 | 0.028645 | 0.02853 | 0.028427
Yes | SCE | Res | HVAC | 2022 T-24: SFA - Prescriptive duct sealing | Possible | Electric Energy (GWh/year) |  | 0.37992 | 0.37588 | 0.37259 | 0.36991 | 0.36773 | 0.36598 | 0.36456 | 0.36342 | 0.3625 | 0.36176 | 0.36117 | 0.36069
Yes | SCE | Res | HVAC | 2025 T-24: Single Family HVAC - Supplemental Heating Combined (New Construction + Additions) | Possible | Electric Energy (GWh/year) |  | 0.31755 | 0.62978 | 0.62963 | 0.62948 | 0.62933 | 0.62918 | 0.62903 | 0.62888 | 0.62873 | 0.62858 | 0.62843 | 0.62828
Yes | SDG&E | Res | HVAC | 2005 T-24: Duct improvement | On-the-books | Electric Energy (GWh/year) | 0 | 0 | 0 | 0 | 0 | 0 | 0 | 0 | 0 | 0 | 0 | 0 | 0
Yes | SDG&E | Res | HVAC | Fed Appliance: Residential Central AC, Heat Pumps and Furnaces | On-the-books | Electric Energy (GWh/year) | 0.27764 | 0.27212 | 0.26757 | 0.26384 | 0.26081 | 0.25836 | 0.25552 | 0.25294 | 0.038164 | 0.037761 | 0.037347 | 0.036941 | 0.03653
Yes | SDG&E | Res | HVAC | Fed Appliance: Residential Room AC | On-the-books | Electric Energy (GWh/year) | 0.085687 | 0.017623 | 0.017315 | 0.017062 | 0.016857 | 0.016691 | 0.016499 | 0.016325 | 0.016138 | 0.01596 | 0.015776 | 0.015596 | 0.015414
Yes | SDG&E | Res | HVAC | 2016 T-20: Air Filter Labeling | On-the-books | Electric Energy (GWh/year) | 0.0011516 | 0.0011476 | 0.0011443 | 0.0011417 | 0.0011396 | 0.001138 | 0.0011367 | 0.0011356 | 0.0011348 | 0.0011342 | 0.0011336 | 0.0011332 | 0.0011329
Yes | SDG&E | Res | HVAC | 2024 T-20: Air Filter Labeling | On-the-books | Electric Energy (GWh/year) | 0.003848 | 0.0038715 | 0.003895 | 0.0039185 | 0.003942 | 0.0039655 | 0.0039655 | 0.0039655 | 0.0039655 | 0.0039655 | 0.0039655 | 0.0039655 | 0.0039655
Yes | SDG&E | Res | HVAC | 2019-21 Fed App: Ceiling Fans | On-the-books | Electric Energy (GWh/year) | 7.9151e-05 | 7.7613e-05 | 7.6173e-05 | 7.48e-05 | 7.3984e-05 | 7.3483e-05 | 7.2418e-05 | 7.1508e-05 | 6.1709e-05 | 8.4983e-06 | 8.4312e-06 | 8.3747e-06 | 8.3272e-06
Yes | SDG&E | Res | HVAC | 2019-21 Fed App: Dehumidifiers | On-the-books | Electric Energy (GWh/year) |  | 0.11491 | 0.11156 | 0.10809 | 0.10439 | 0.06012 | 0.014423 | 0.013772 | 0.013183 | 0.01265 | 0.012168 | 0.011731 | 0.011336
Yes | SDG&E | Res | HVAC | 2022 T-24: MFA - Restructuring - Airflow and Fan Watt Draw | On-the-books | Electric Energy (GWh/year) | 0.097845 | 0.097506 | 0.097237 | 0.097025 | 0.096858 | 0.096727 | 0.096625 | 0.096545 | 0.096483 | 0.096434 | 0.096396 | 0.096367 | 0.096344
Yes | SDG&E | Res | HVAC | 2022 T-24: MFA - Restructuring - Duct Sealing and Testing | On-the-books | Electric Energy (GWh/year) | 0.014904 | 0.014851 | 0.014802 | 0.014757 | 0.014715 | 0.014676 | 0.014641 | 0.014608 | 0.014577 | 0.01455 | 0.014524 | 0.0145 | 0.014479
Yes | SDG&E | Res | HVAC | 2022 T-24: MFA - Restructuring - Refrigerant Charge Verification | On-the-books | Electric Energy (GWh/year) | 0.079922 | 0.078423 | 0.076961 | 0.075542 | 0.074172 | 0.072855 | 0.071595 | 0.070396 | 0.069259 | 0.068186 | 0.067176 | 0.06623 | 0.065346
Yes | SDG&E | Res | HVAC | 2022 T-24: MFNC - All Electric Package - Single Zone Heat Pump Electric Space Heating for Mid-rise and High-rise MF | On-the-books | Electric Energy (GWh/year) | -0.17223 | -0.16736 | -0.16236 | -0.1573 | -0.15223 | -0.1472 | -0.14227 | -0.1375 | -0.13293 | -0.12859 | -0.12451 | -0.12071 | -0.11721
Yes | SDG&E | Res | HVAC | 2022 T-24: MFNC - Indoor Air Quality - Central Ventilation Duct Sealing | On-the-books | Electric Energy (GWh/year) | 0.007203 | 0.0071186 | 0.0070358 | 0.006955 | 0.0068766 | 0.0068009 | 0.0067281 | 0.0066585 | 0.0065922 | 0.0065293 | 0.0064699 | 0.0064141 | 0.0063617
Yes | SDG&E | Res | HVAC | 2022 T-24: MFNC - Indoor Air Quality - Heat or Energy Recovery Ventilator | On-the-books | Electric Energy (GWh/year) | 0.0010396 | 0.0010274 | 0.0010154 | 0.0010038 | 0.00099246 | 0.00098153 | 0.00097103 | 0.00096098 | 0.00095141 | 0.00094234 | 0.00093377 | 0.00092571 | 0.00091815
Yes | SDG&E | Res | HVAC | 2022 T-24: MFNC - Restructuring - Airflow and Fan Watt Draw | On-the-books | Electric Energy (GWh/year) | 0.042623 | 0.042475 | 0.042358 | 0.042266 | 0.042193 | 0.042136 | 0.042091 | 0.042057 | 0.042029 | 0.042008 | 0.041992 | 0.041979 | 0.041969
Yes | SDG&E | Res | HVAC | 2022 T-24: MFNC - Restructuring - Refrigerant Charge Verification | On-the-books | Electric Energy (GWh/year) | 0.024203 | 0.02375 | 0.023307 | 0.022877 | 0.022462 | 0.022063 | 0.021682 | 0.021319 | 0.020974 | 0.020649 | 0.020344 | 0.020057 | 0.019789
Yes | SDG&E | Res | HVAC | 2025 T-24: Multifamily IAQ - Compartmentalization and Balanced or supply-only ventilation (New Construction + Additions) | On-the-books | Electric Energy (GWh/year) | 0 | 0.0083435 | 0.033026 | 0.032947 | 0.032863 | 0.032775 | 0.032683 | 0.032586 | 0.032485 | 0.03238 | 0.032271 | 0.032157 | 0.03204
Yes | SDG&E | Res | HVAC | 2025 T-24: Multifamily Restructuring - Central Ventilation Shaft Sealing (New Construction + Additions) | On-the-books | Electric Energy (GWh/year) | 0 | 0.00017875 | 0.000689 | 0.00066879 | 0.00064858 | 0.00062841 | 0.0006083 | 0.00058831 | 0.00056847 | 0.0005488 | 0.00052934 | 0.00051013 | 0.0004912
Yes | SDG&E | Res | HVAC | 2019 T-24: RA(MF)-MECH-Quality HVAC | On-the-books | Electric Energy (GWh/year) |  | 0.00068672 | 0.00063344 | 0.00057337 | 0.00050829 | 0.00044075 | 0.0003737 | 0.00031001 | 0.00025202 | 0.0002012 | 0.00015815 | 0.00012269 | 9.4184e-05
Yes | SDG&E | Res | HVAC | 2019 T-24: RA(SF)-MECH-Quality HVAC | On-the-books | Electric Energy (GWh/year) |  | 0.001672 | 0.0015423 | 0.0013961 | 0.0012376 | 0.0010731 | 0.00090987 | 0.00075482 | 0.00061363 | 0.00048989 | 0.00038505 | 0.00029873 | 0.00022932
Yes | SDG&E | Res | HVAC | 2019-21 Fed App: Residential boilers - gas-fired hot water and electric hot water | On-the-books | Electric Energy (GWh/year) |  | 0.00093801 | 0.00093295 | 0.00093009 | 0.0009303 | 0.00092998 | 0.00092737 | 0.0009251 | 0.00092315 | 0.00092147 | 0.00092003 | 0.00091881 | 0.00091778
Yes | SDG&E | Res | HVAC | 2019-21 Fed App: Residential boilers - gas-fired steam and electric steam | On-the-books | Electric Energy (GWh/year) |  | 5.7122e-05 | 5.3594e-05 | 5.0414e-05 | 4.7905e-05 | 4.537e-05 | 4.3442e-05 | 4.1767e-05 | 4.032e-05 | 3.9079e-05 | 3.8019e-05 | 3.7118e-05 | 3.6355e-05
Yes | SDG&E | Res | HVAC | 2022-24 Fed App: Residential central AC & HP | On-the-books | Electric Energy (GWh/year) |  | 1.8484 | 1.8144 | 1.7799 | 1.7587 | 1.7445 | 1.7074 | 1.6751 | 1.6473 | 1.6234 | 1.603 | 1.5857 | 1.571
Yes | SDG&E | Res | HVAC | 2019-21 Fed App: Residential furnace fans | On-the-books | Electric Energy (GWh/year) |  | 1.1298 | 1.1346 | 1.1392 | 1.1459 | 1.1541 | 1.154 | 1.154 | 1.154 | 1.154 | 1.154 | 1.154 | 1.154
Yes | SDG&E | Res | HVAC | 2025 T-24: Residential HVAC Performance - Multifamily Design (Alterations) | On-the-books | Electric Energy (GWh/year) |  | 0.1274 | 0.13919 | 0.13916 | 0.13912 | 0.13909 | 0.13906 | 0.13902 | 0.13899 | 0.13896 | 0.13892 | 0.13889 | 0.13886
Yes | SDG&E | Res | HVAC | 2025 T-24: Residential HVAC Performance - Refrigerant Charge Verification (Alterations) | On-the-books | Electric Energy (GWh/year) |  | 0.057745 | 0.063076 | 0.063046 | 0.063017 | 0.062988 | 0.062958 | 0.062929 | 0.062899 | 0.062869 | 0.062839 | 0.062809 | 0.062779
Yes | SDG&E | Res | HVAC | 2025 T-24: Residential HVAC Performance - Refrigerant Charge Verification (New Construction + Additions) | On-the-books | Electric Energy (GWh/year) |  | 0.006896 | 0.013673 | 0.013667 | 0.01366 | 0.013654 | 0.013648 | 0.013641 | 0.013635 | 0.013628 | 0.013622 | 0.013615 | 0.013609
Yes | SDG&E | Res | HVAC | 2025 T-24: Residential HVAC Performance - Single Family Defrost (Alterations) | On-the-books | Electric Energy (GWh/year) |  | 0.1192 | 0.13021 | 0.13015 | 0.1301 | 0.13004 | 0.12998 | 0.12993 | 0.12987 | 0.12981 | 0.12976 | 0.1297 | 0.12964
Yes | SDG&E | Res | HVAC | 2025 T-24: Residential HVAC Performance - Single Family Defrost (New Construction + Additions) | On-the-books | Electric Energy (GWh/year) |  | 0.031433 | 0.062327 | 0.0623 | 0.062273 | 0.062246 | 0.062219 | 0.062192 | 0.062165 | 0.062138 | 0.062111 | 0.062083 | 0.062056
Yes | SDG&E | Res | HVAC | 2025 T-24: Residential HVAC Performance - Single Family Design (Alterations) | On-the-books | Electric Energy (GWh/year) |  | 0.92956 | 1.0156 | 1.0154 | 1.0151 | 1.0149 | 1.0146 | 1.0144 | 1.0142 | 1.0139 | 1.0137 | 1.0134 | 1.0132
Yes | SDG&E | Res | HVAC | 2025 T-24: Residential HVAC Performance - Single Family Design (New Construction + Additions) | On-the-books | Electric Energy (GWh/year) |  | 0.00021222 | 0.00042088 | 0.00042078 | 0.00042068 | 0.00042058 | 0.00042048 | 0.00042038 | 0.00042028 | 0.00042018 | 0.00042008 | 0.00041998 | 0.00041988
Yes | SDG&E | Res | HVAC | 2019 T-24: RNC(MF)-MECH-Quality HVAC | On-the-books | Electric Energy (GWh/year) |  | 0.027351 | 0.025229 | 0.022836 | 0.020245 | 0.017554 | 0.014884 | 0.012347 | 0.010038 | 0.0080136 | 0.0062987 | 0.0048866 | 0.0037512
Yes | SDG&E | Res | HVAC | 2019 T-24: RNC(SF)-MECH-Quality HVAC | On-the-books | Electric Energy (GWh/year) |  | 0.098528 | 0.090884 | 0.082266 | 0.072929 | 0.063238 | 0.053617 | 0.04448 | 0.03616 | 0.028868 | 0.02269 | 0.017604 | 0.013513
Yes | SDG&E | Res | HVAC | 2022 T-24: SFA - Electric resistance space heating | On-the-books | Electric Energy (GWh/year) |  | 0.31179 | 0.30437 | 0.29619 | 0.28727 | 0.27765 | 0.2674 | 0.25661 | 0.24541 | 0.23394 | 0.22238 | 0.21087 | 0.19958
Yes | SDG&E | Res | HVAC | 2022 T-24: SFA - Prescriptive duct insulation | On-the-books | Electric Energy (GWh/year) |  | 0.0062162 | 0.0061641 | 0.0061152 | 0.0060698 | 0.0060278 | 0.0059892 | 0.0059539 | 0.0059218 | 0.0058927 | 0.0058665 | 0.0058429 | 0.0058218
Yes | SDG&E | Res | HVAC | 2022 T-24: SFA - Prescriptive duct sealing | On-the-books | Electric Energy (GWh/year) |  | 0.077806 | 0.07698 | 0.076305 | 0.075756 | 0.075311 | 0.074951 | 0.07466 | 0.074426 | 0.074238 | 0.074087 | 0.073966 | 0.073868
Yes | SDG&E | Res | HVAC | 2025 T-24: Single Family HVAC - Supplemental Heating Combined (New Construction + Additions) | On-the-books | Electric Energy (GWh/year) |  | 0.065034 | 0.12898 | 0.12895 | 0.12892 | 0.12889 | 0.12885 | 0.12882 | 0.12879 | 0.12876 | 0.12873 | 0.1287 | 0.12867
Yes | SDG&E | Res | HVAC | 2005 T-24: Duct improvement | Expected | Electric Energy (GWh/year) | 0 | 0 | 0 | 0 | 0 | 0 | 0 | 0 | 0 | 0 | 0 | 0 | 0
Yes | SDG&E | Res | HVAC | Fed Appliance: Residential Central AC, Heat Pumps and Furnaces | Expected | Electric Energy (GWh/year) | 0.27764 | 0.27212 | 0.26757 | 0.26384 | 0.26081 | 0.25836 | 0.25552 | 0.25294 | 0.038164 | 0.037761 | 0.037347 | 0.036941 | 0.03653
Yes | SDG&E | Res | HVAC | Fed Appliance: Residential Room AC | Expected | Electric Energy (GWh/year) | 0.085687 | 0.017623 | 0.017315 | 0.017062 | 0.016857 | 0.016691 | 0.016499 | 0.016325 | 0.016138 | 0.01596 | 0.015776 | 0.015596 | 0.015414
Yes | SDG&E | Res | HVAC | 2016 T-20: Air Filter Labeling | Expected | Electric Energy (GWh/year) | 0.0011516 | 0.0011476 | 0.0011443 | 0.0011417 | 0.0011396 | 0.001138 | 0.0011367 | 0.0011356 | 0.0011348 | 0.0011342 | 0.0011336 | 0.0011332 | 0.0011329
Yes | SDG&E | Res | HVAC | 2024 T-20: Air Filter Labeling | Expected | Electric Energy (GWh/year) | 0.003848 | 0.0038715 | 0.003895 | 0.0039185 | 0.003942 | 0.0039655 | 0.0039655 | 0.0039655 | 0.0039655 | 0.0039655 | 0.0039655 | 0.0039655 | 0.0039655
Yes | SDG&E | Res | HVAC | 2019-21 Fed App: Ceiling Fans | Expected | Electric Energy (GWh/year) | 7.9151e-05 | 7.7613e-05 | 7.6173e-05 | 7.48e-05 | 7.3984e-05 | 7.3483e-05 | 7.2418e-05 | 7.1508e-05 | 6.1709e-05 | 8.4983e-06 | 8.4312e-06 | 8.3747e-06 | 8.3272e-06
Yes | SDG&E | Res | HVAC | 2019-21 Fed App: Dehumidifiers | Expected | Electric Energy (GWh/year) |  | 0.11491 | 0.11156 | 0.10809 | 0.10439 | 0.06012 | 0.014423 | 0.013772 | 0.013183 | 0.01265 | 0.012168 | 0.011731 | 0.011336
Yes | SDG&E | Res | HVAC | 2022 T-24: MFA - Restructuring - Airflow and Fan Watt Draw | Expected | Electric Energy (GWh/year) | 0.097845 | 0.097506 | 0.097237 | 0.097025 | 0.096858 | 0.096727 | 0.096625 | 0.096545 | 0.096483 | 0.096434 | 0.096396 | 0.096367 | 0.096344
Yes | SDG&E | Res | HVAC | 2022 T-24: MFA - Restructuring - Duct Sealing and Testing | Expected | Electric Energy (GWh/year) | 0.014904 | 0.014851 | 0.014802 | 0.014757 | 0.014715 | 0.014676 | 0.014641 | 0.014608 | 0.014577 | 0.01455 | 0.014524 | 0.0145 | 0.014479
Yes | SDG&E | Res | HVAC | 2022 T-24: MFA - Restructuring - Refrigerant Charge Verification | Expected | Electric Energy (GWh/year) | 0.079922 | 0.078423 | 0.076961 | 0.075542 | 0.074172 | 0.072855 | 0.071595 | 0.070396 | 0.069259 | 0.068186 | 0.067176 | 0.06623 | 0.065346
Yes | SDG&E | Res | HVAC | 2022 T-24: MFNC - All Electric Package - Single Zone Heat Pump Electric Space Heating for Mid-rise and High-rise MF | Expected | Electric Energy (GWh/year) | -0.17223 | -0.16736 | -0.16236 | -0.1573 | -0.15223 | -0.1472 | -0.14227 | -0.1375 | -0.13293 | -0.12859 | -0.12451 | -0.12071 | -0.11721
Yes | SDG&E | Res | HVAC | 2022 T-24: MFNC - Indoor Air Quality - Central Ventilation Duct Sealing | Expected | Electric Energy (GWh/year) | 0.007203 | 0.0071186 | 0.0070358 | 0.006955 | 0.0068766 | 0.0068009 | 0.0067281 | 0.0066585 | 0.0065922 | 0.0065293 | 0.0064699 | 0.0064141 | 0.0063617
Yes | SDG&E | Res | HVAC | 2022 T-24: MFNC - Indoor Air Quality - Heat or Energy Recovery Ventilator | Expected | Electric Energy (GWh/year) | 0.0010396 | 0.0010274 | 0.0010154 | 0.0010038 | 0.00099246 | 0.00098153 | 0.00097103 | 0.00096098 | 0.00095141 | 0.00094234 | 0.00093377 | 0.00092571 | 0.00091815
Yes | SDG&E | Res | HVAC | 2022 T-24: MFNC - Restructuring - Airflow and Fan Watt Draw | Expected | Electric Energy (GWh/year) | 0.042623 | 0.042475 | 0.042358 | 0.042266 | 0.042193 | 0.042136 | 0.042091 | 0.042057 | 0.042029 | 0.042008 | 0.041992 | 0.041979 | 0.041969
Yes | SDG&E | Res | HVAC | 2022 T-24: MFNC - Restructuring - Refrigerant Charge Verification | Expected | Electric Energy (GWh/year) | 0.024203 | 0.02375 | 0.023307 | 0.022877 | 0.022462 | 0.022063 | 0.021682 | 0.021319 | 0.020974 | 0.020649 | 0.020344 | 0.020057 | 0.019789
Yes | SDG&E | Res | HVAC | 2025 T-24: Multifamily IAQ - Compartmentalization and Balanced or supply-only ventilation (New Construction + Additions) | Expected | Electric Energy (GWh/year) | 0 | 0.0083435 | 0.033026 | 0.032947 | 0.032863 | 0.032775 | 0.032683 | 0.032586 | 0.032485 | 0.03238 | 0.032271 | 0.032157 | 0.03204
Yes | SDG&E | Res | HVAC | 2025 T-24: Multifamily Restructuring - Central Ventilation Shaft Sealing (New Construction + Additions) | Expected | Electric Energy (GWh/year) | 0 | 0.00017875 | 0.000689 | 0.00066879 | 0.00064858 | 0.00062841 | 0.0006083 | 0.00058831 | 0.00056847 | 0.0005488 | 0.00052934 | 0.00051013 | 0.0004912
Yes | SDG&E | Res | HVAC | 2019 T-24: RA(MF)-MECH-Quality HVAC | Expected | Electric Energy (GWh/year) |  | 0.00068672 | 0.00063344 | 0.00057337 | 0.00050829 | 0.00044075 | 0.0003737 | 0.00031001 | 0.00025202 | 0.0002012 | 0.00015815 | 0.00012269 | 9.4184e-05
Yes | SDG&E | Res | HVAC | 2019 T-24: RA(SF)-MECH-Quality HVAC | Expected | Electric Energy (GWh/year) |  | 0.001672 | 0.0015423 | 0.0013961 | 0.0012376 | 0.0010731 | 0.00090987 | 0.00075482 | 0.00061363 | 0.00048989 | 0.00038505 | 0.00029873 | 0.00022932
Yes | SDG&E | Res | HVAC | 2019-21 Fed App: Residential boilers - gas-fired hot water and electric hot water | Expected | Electric Energy (GWh/year) |  | 0.00093801 | 0.00093295 | 0.00093009 | 0.0009303 | 0.00092998 | 0.00092737 | 0.0009251 | 0.00092315 | 0.00092147 | 0.00092003 | 0.00091881 | 0.00091778
Yes | SDG&E | Res | HVAC | 2019-21 Fed App: Residential boilers - gas-fired steam and electric steam | Expected | Electric Energy (GWh/year) |  | 5.7122e-05 | 5.3594e-05 | 5.0414e-05 | 4.7905e-05 | 4.537e-05 | 4.3442e-05 | 4.1767e-05 | 4.032e-05 | 3.9079e-05 | 3.8019e-05 | 3.7118e-05 | 3.6355e-05
Yes | SDG&E | Res | HVAC | 2022-24 Fed App: Residential central AC & HP | Expected | Electric Energy (GWh/year) |  | 1.8484 | 1.8144 | 1.7799 | 1.7587 | 1.7445 | 1.7074 | 1.6751 | 1.6473 | 1.6234 | 1.603 | 1.5857 | 1.571
Yes | SDG&E | Res | HVAC | 2019-21 Fed App: Residential furnace fans | Expected | Electric Energy (GWh/year) |  | 1.1298 | 1.1346 | 1.1392 | 1.1459 | 1.1541 | 1.154 | 1.154 | 1.154 | 1.154 | 1.154 | 1.154 | 1.154
Yes | SDG&E | Res | HVAC | 2025 T-24: Residential HVAC Performance - Multifamily Design (Alterations) | Expected | Electric Energy (GWh/year) |  | 0.1274 | 0.13919 | 0.13916 | 0.13912 | 0.13909 | 0.13906 | 0.13902 | 0.13899 | 0.13896 | 0.13892 | 0.13889 | 0.13886
Yes | SDG&E | Res | HVAC | 2025 T-24: Residential HVAC Performance - Refrigerant Charge Verification (Alterations) | Expected | Electric Energy (GWh/year) |  | 0.057745 | 0.063076 | 0.063046 | 0.063017 | 0.062988 | 0.062958 | 0.062929 | 0.062899 | 0.062869 | 0.062839 | 0.062809 | 0.062779
Yes | SDG&E | Res | HVAC | 2025 T-24: Residential HVAC Performance - Refrigerant Charge Verification (New Construction + Additions) | Expected | Electric Energy (GWh/year) |  | 0.006896 | 0.013673 | 0.013667 | 0.01366 | 0.013654 | 0.013648 | 0.013641 | 0.013635 | 0.013628 | 0.013622 | 0.013615 | 0.013609
Yes | SDG&E | Res | HVAC | 2025 T-24: Residential HVAC Performance - Single Family Defrost (Alterations) | Expected | Electric Energy (GWh/year) |  | 0.1192 | 0.13021 | 0.13015 | 0.1301 | 0.13004 | 0.12998 | 0.12993 | 0.12987 | 0.12981 | 0.12976 | 0.1297 | 0.12964
Yes | SDG&E | Res | HVAC | 2025 T-24: Residential HVAC Performance - Single Family Defrost (New Construction + Additions) | Expected | Electric Energy (GWh/year) |  | 0.031433 | 0.062327 | 0.0623 | 0.062273 | 0.062246 | 0.062219 | 0.062192 | 0.062165 | 0.062138 | 0.062111 | 0.062083 | 0.062056
Yes | SDG&E | Res | HVAC | 2025 T-24: Residential HVAC Performance - Single Family Design (Alterations) | Expected | Electric Energy (GWh/year) |  | 0.92956 | 1.0156 | 1.0154 | 1.0151 | 1.0149 | 1.0146 | 1.0144 | 1.0142 | 1.0139 | 1.0137 | 1.0134 | 1.0132
Yes | SDG&E | Res | HVAC | 2025 T-24: Residential HVAC Performance - Single Family Design (New Construction + Additions) | Expected | Electric Energy (GWh/year) |  | 0.00021222 | 0.00042088 | 0.00042078 | 0.00042068 | 0.00042058 | 0.00042048 | 0.00042038 | 0.00042028 | 0.00042018 | 0.00042008 | 0.00041998 | 0.00041988
Yes | SDG&E | Res | HVAC | 2019 T-24: RNC(MF)-MECH-Quality HVAC | Expected | Electric Energy (GWh/year) |  | 0.027351 | 0.025229 | 0.022836 | 0.020245 | 0.017554 | 0.014884 | 0.012347 | 0.010038 | 0.0080136 | 0.0062987 | 0.0048866 | 0.0037512
Yes | SDG&E | Res | HVAC | 2019 T-24: RNC(SF)-MECH-Quality HVAC | Expected | Electric Energy (GWh/year) |  | 0.098528 | 0.090884 | 0.082266 | 0.072929 | 0.063238 | 0.053617 | 0.04448 | 0.03616 | 0.028868 | 0.02269 | 0.017604 | 0.013513
Yes | SDG&E | Res | HVAC | 2022 T-24: SFA - Electric resistance space heating | Expected | Electric Energy (GWh/year) |  | 0.31179 | 0.30437 | 0.29619 | 0.28727 | 0.27765 | 0.2674 | 0.25661 | 0.24541 | 0.23394 | 0.22238 | 0.21087 | 0.19958
Yes | SDG&E | Res | HVAC | 2022 T-24: SFA - Prescriptive duct insulation | Expected | Electric Energy (GWh/year) |  | 0.0062162 | 0.0061641 | 0.0061152 | 0.0060698 | 0.0060278 | 0.0059892 | 0.0059539 | 0.0059218 | 0.0058927 | 0.0058665 | 0.0058429 | 0.0058218
Yes | SDG&E | Res | HVAC | 2022 T-24: SFA - Prescriptive duct sealing | Expected | Electric Energy (GWh/year) |  | 0.077806 | 0.07698 | 0.076305 | 0.075756 | 0.075311 | 0.074951 | 0.07466 | 0.074426 | 0.074238 | 0.074087 | 0.073966 | 0.073868
Yes | SDG&E | Res | HVAC | 2025 T-24: Single Family HVAC - Supplemental Heating Combined (New Construction + Additions) | Expected | Electric Energy (GWh/year) |  | 0.065034 | 0.12898 | 0.12895 | 0.12892 | 0.12889 | 0.12885 | 0.12882 | 0.12879 | 0.12876 | 0.12873 | 0.1287 | 0.12867
Yes | SDG&E | Res | HVAC | 2005 T-24: Duct improvement | Possible | Electric Energy (GWh/year) | 0 | 0 | 0 | 0 | 0 | 0 | 0 | 0 | 0 | 0 | 0 | 0 | 0
Yes | SDG&E | Res | HVAC | Fed Appliance: Residential Central AC, Heat Pumps and Furnaces | Possible | Electric Energy (GWh/year) | 0.27764 | 0.27212 | 0.26757 | 0.26384 | 0.26081 | 0.25836 | 0.25552 | 0.25294 | 0.038164 | 0.037761 | 0.037347 | 0.036941 | 0.03653
Yes | SDG&E | Res | HVAC | Fed Appliance: Residential Room AC | Possible | Electric Energy (GWh/year) | 0.085687 | 0.017623 | 0.017315 | 0.017062 | 0.016857 | 0.016691 | 0.016499 | 0.016325 | 0.016138 | 0.01596 | 0.015776 | 0.015596 | 0.015414
Yes | SDG&E | Res | HVAC | 2016 T-20: Air Filter Labeling | Possible | Electric Energy (GWh/year) | 0.0011516 | 0.0011476 | 0.0011443 | 0.0011417 | 0.0011396 | 0.001138 | 0.0011367 | 0.0011356 | 0.0011348 | 0.0011342 | 0.0011336 | 0.0011332 | 0.0011329
Yes | SDG&E | Res | HVAC | 2024 T-20: Air Filter Labeling | Possible | Electric Energy (GWh/year) | 0.003848 | 0.0038715 | 0.003895 | 0.0039185 | 0.003942 | 0.0039655 | 0.0039655 | 0.0039655 | 0.0039655 | 0.0039655 | 0.0039655 | 0.0039655 | 0.0039655
Yes | SDG&E | Res | HVAC | 2019-21 Fed App: Ceiling Fans | Possible | Electric Energy (GWh/year) | 7.9151e-05 | 7.7613e-05 | 7.6173e-05 | 7.48e-05 | 7.3984e-05 | 7.3483e-05 | 7.2418e-05 | 7.1508e-05 | 6.1709e-05 | 8.4983e-06 | 8.4312e-06 | 8.3747e-06 | 8.3272e-06
Yes | SDG&E | Res | HVAC | 2019-21 Fed App: Dehumidifiers | Possible | Electric Energy (GWh/year) |  | 0.11491 | 0.11156 | 0.10809 | 0.10439 | 0.06012 | 0.014423 | 0.013772 | 0.013183 | 0.01265 | 0.012168 | 0.011731 | 0.011336
Yes | SDG&E | Res | HVAC | 2022 T-24: MFA - Restructuring - Airflow and Fan Watt Draw | Possible | Electric Energy (GWh/year) | 0.097845 | 0.097506 | 0.097237 | 0.097025 | 0.096858 | 0.096727 | 0.096625 | 0.096545 | 0.096483 | 0.096434 | 0.096396 | 0.096367 | 0.096344
Yes | SDG&E | Res | HVAC | 2022 T-24: MFA - Restructuring - Duct Sealing and Testing | Possible | Electric Energy (GWh/year) | 0.014904 | 0.014851 | 0.014802 | 0.014757 | 0.014715 | 0.014676 | 0.014641 | 0.014608 | 0.014577 | 0.01455 | 0.014524 | 0.0145 | 0.014479
Yes | SDG&E | Res | HVAC | 2022 T-24: MFA - Restructuring - Refrigerant Charge Verification | Possible | Electric Energy (GWh/year) | 0.079922 | 0.078423 | 0.076961 | 0.075542 | 0.074172 | 0.072855 | 0.071595 | 0.070396 | 0.069259 | 0.068186 | 0.067176 | 0.06623 | 0.065346
Yes | SDG&E | Res | HVAC | 2022 T-24: MFNC - All Electric Package - Single Zone Heat Pump Electric Space Heating for Mid-rise and High-rise MF | Possible | Electric Energy (GWh/year) | -0.17223 | -0.16736 | -0.16236 | -0.1573 | -0.15223 | -0.1472 | -0.14227 | -0.1375 | -0.13293 | -0.12859 | -0.12451 | -0.12071 | -0.11721
Yes | SDG&E | Res | HVAC | 2022 T-24: MFNC - Indoor Air Quality - Central Ventilation Duct Sealing | Possible | Electric Energy (GWh/year) | 0.007203 | 0.0071186 | 0.0070358 | 0.006955 | 0.0068766 | 0.0068009 | 0.0067281 | 0.0066585 | 0.0065922 | 0.0065293 | 0.0064699 | 0.0064141 | 0.0063617
Yes | SDG&E | Res | HVAC | 2022 T-24: MFNC - Indoor Air Quality - Heat or Energy Recovery Ventilator | Possible | Electric Energy (GWh/year) | 0.0010396 | 0.0010274 | 0.0010154 | 0.0010038 | 0.00099246 | 0.00098153 | 0.00097103 | 0.00096098 | 0.00095141 | 0.00094234 | 0.00093377 | 0.00092571 | 0.00091815
Yes | SDG&E | Res | HVAC | 2022 T-24: MFNC - Restructuring - Airflow and Fan Watt Draw | Possible | Electric Energy (GWh/year) | 0.042623 | 0.042475 | 0.042358 | 0.042266 | 0.042193 | 0.042136 | 0.042091 | 0.042057 | 0.042029 | 0.042008 | 0.041992 | 0.041979 | 0.041969
Yes | SDG&E | Res | HVAC | 2022 T-24: MFNC - Restructuring - Refrigerant Charge Verification | Possible | Electric Energy (GWh/year) | 0.024203 | 0.02375 | 0.023307 | 0.022877 | 0.022462 | 0.022063 | 0.021682 | 0.021319 | 0.020974 | 0.020649 | 0.020344 | 0.020057 | 0.019789
Yes | SDG&E | Res | HVAC | 2025 T-24: Multifamily IAQ - Compartmentalization and Balanced or supply-only ventilation (New Construction + Additions) | Possible | Electric Energy (GWh/year) | 0 | 0.0083435 | 0.033026 | 0.032947 | 0.032863 | 0.032775 | 0.032683 | 0.032586 | 0.032485 | 0.03238 | 0.032271 | 0.032157 | 0.03204
Yes | SDG&E | Res | HVAC | 2025 T-24: Multifamily Restructuring - Central Ventilation Shaft Sealing (New Construction + Additions) | Possible | Electric Energy (GWh/year) | 0 | 0.00017875 | 0.000689 | 0.00066879 | 0.00064858 | 0.00062841 | 0.0006083 | 0.00058831 | 0.00056847 | 0.0005488 | 0.00052934 | 0.00051013 | 0.0004912
Yes | SDG&E | Res | HVAC | 2019 T-24: RA(MF)-MECH-Quality HVAC | Possible | Electric Energy (GWh/year) |  | 0.00068672 | 0.00063344 | 0.00057337 | 0.00050829 | 0.00044075 | 0.0003737 | 0.00031001 | 0.00025202 | 0.0002012 | 0.00015815 | 0.00012269 | 9.4184e-05
Yes | SDG&E | Res | HVAC | 2019 T-24: RA(SF)-MECH-Quality HVAC | Possible | Electric Energy (GWh/year) |  | 0.001672 | 0.0015423 | 0.0013961 | 0.0012376 | 0.0010731 | 0.00090987 | 0.00075482 | 0.00061363 | 0.00048989 | 0.00038505 | 0.00029873 | 0.00022932
Yes | SDG&E | Res | HVAC | 2019-21 Fed App: Residential boilers - gas-fired hot water and electric hot water | Possible | Electric Energy (GWh/year) |  | 0.00093801 | 0.00093295 | 0.00093009 | 0.0009303 | 0.00092998 | 0.00092737 | 0.0009251 | 0.00092315 | 0.00092147 | 0.00092003 | 0.00091881 | 0.00091778
Yes | SDG&E | Res | HVAC | 2019-21 Fed App: Residential boilers - gas-fired steam and electric steam | Possible | Electric Energy (GWh/year) |  | 5.7122e-05 | 5.3594e-05 | 5.0414e-05 | 4.7905e-05 | 4.537e-05 | 4.3442e-05 | 4.1767e-05 | 4.032e-05 | 3.9079e-05 | 3.8019e-05 | 3.7118e-05 | 3.6355e-05
Yes | SDG&E | Res | HVAC | 2022-24 Fed App: Residential central AC & HP | Possible | Electric Energy (GWh/year) |  | 1.8484 | 1.8144 | 1.7799 | 1.7587 | 1.7445 | 1.7074 | 1.6751 | 1.6473 | 1.6234 | 1.603 | 1.5857 | 1.571
Yes | SDG&E | Res | HVAC | 2019-21 Fed App: Residential furnace fans | Possible | Electric Energy (GWh/year) |  | 1.1298 | 1.1346 | 1.1392 | 1.1459 | 1.1541 | 1.154 | 1.154 | 1.154 | 1.154 | 1.154 | 1.154 | 1.154
Yes | SDG&E | Res | HVAC | 2025 T-24: Residential HVAC Performance - Multifamily Design (Alterations) | Possible | Electric Energy (GWh/year) |  | 0.1274 | 0.13919 | 0.13916 | 0.13912 | 0.13909 | 0.13906 | 0.13902 | 0.13899 | 0.13896 | 0.13892 | 0.13889 | 0.13886
Yes | SDG&E | Res | HVAC | 2025 T-24: Residential HVAC Performance - Refrigerant Charge Verification (Alterations) | Possible | Electric Energy (GWh/year) |  | 0.057745 | 0.063076 | 0.063046 | 0.063017 | 0.062988 | 0.062958 | 0.062929 | 0.062899 | 0.062869 | 0.062839 | 0.062809 | 0.062779
Yes | SDG&E | Res | HVAC | 2025 T-24: Residential HVAC Performance - Refrigerant Charge Verification (New Construction + Additions) | Possible | Electric Energy (GWh/year) |  | 0.006896 | 0.013673 | 0.013667 | 0.01366 | 0.013654 | 0.013648 | 0.013641 | 0.013635 | 0.013628 | 0.013622 | 0.013615 | 0.013609
Yes | SDG&E | Res | HVAC | 2025 T-24: Residential HVAC Performance - Single Family Defrost (Alterations) | Possible | Electric Energy (GWh/year) |  | 0.1192 | 0.13021 | 0.13015 | 0.1301 | 0.13004 | 0.12998 | 0.12993 | 0.12987 | 0.12981 | 0.12976 | 0.1297 | 0.12964
Yes | SDG&E | Res | HVAC | 2025 T-24: Residential HVAC Performance - Single Family Defrost (New Construction + Additions) | Possible | Electric Energy (GWh/year) |  | 0.031433 | 0.062327 | 0.0623 | 0.062273 | 0.062246 | 0.062219 | 0.062192 | 0.062165 | 0.062138 | 0.062111 | 0.062083 | 0.062056
Yes | SDG&E | Res | HVAC | 2025 T-24: Residential HVAC Performance - Single Family Design (Alterations) | Possible | Electric Energy (GWh/year) |  | 0.92956 | 1.0156 | 1.0154 | 1.0151 | 1.0149 | 1.0146 | 1.0144 | 1.0142 | 1.0139 | 1.0137 | 1.0134 | 1.0132
Yes | SDG&E | Res | HVAC | 2025 T-24: Residential HVAC Performance - Single Family Design (New Construction + Additions) | Possible | Electric Energy (GWh/year) |  | 0.00021222 | 0.00042088 | 0.00042078 | 0.00042068 | 0.00042058 | 0.00042048 | 0.00042038 | 0.00042028 | 0.00042018 | 0.00042008 | 0.00041998 | 0.00041988
Yes | SDG&E | Res | HVAC | 2019 T-24: RNC(MF)-MECH-Quality HVAC | Possible | Electric Energy (GWh/year) |  | 0.027351 | 0.025229 | 0.022836 | 0.020245 | 0.017554 | 0.014884 | 0.012347 | 0.010038 | 0.0080136 | 0.0062987 | 0.0048866 | 0.0037512
Yes | SDG&E | Res | HVAC | 2019 T-24: RNC(SF)-MECH-Quality HVAC | Possible | Electric Energy (GWh/year) |  | 0.098528 | 0.090884 | 0.082266 | 0.072929 | 0.063238 | 0.053617 | 0.04448 | 0.03616 | 0.028868 | 0.02269 | 0.017604 | 0.013513
Yes | SDG&E | Res | HVAC | 2022 T-24: SFA - Electric resistance space heating | Possible | Electric Energy (GWh/year) |  | 0.31179 | 0.30437 | 0.29619 | 0.28727 | 0.27765 | 0.2674 | 0.25661 | 0.24541 | 0.23394 | 0.22238 | 0.21087 | 0.19958
Yes | SDG&E | Res | HVAC | 2022 T-24: SFA - Prescriptive duct insulation | Possible | Electric Energy (GWh/year) |  | 0.0062162 | 0.0061641 | 0.0061152 | 0.0060698 | 0.0060278 | 0.0059892 | 0.0059539 | 0.0059218 | 0.0058927 | 0.0058665 | 0.0058429 | 0.0058218
Yes | SDG&E | Res | HVAC | 2022 T-24: SFA - Prescriptive duct sealing | Possible | Electric Energy (GWh/year) |  | 0.077806 | 0.07698 | 0.076305 | 0.075756 | 0.075311 | 0.074951 | 0.07466 | 0.074426 | 0.074238 | 0.074087 | 0.073966 | 0.073868
Yes | SDG&E | Res | HVAC | 2025 T-24: Single Family HVAC - Supplemental Heating Combined (New Construction + Additions) | Possible | Electric Energy (GWh/year) |  | 0.065034 | 0.12898 | 0.12895 | 0.12892 | 0.12889 | 0.12885 | 0.12882 | 0.12879 | 0.12876 | 0.12873 | 0.1287 | 0.12867
Yes | PG&E | Com | WaterHeat | 2013 T-24: NRNC-DHW-Solar Water Heating | On-the-books | Electric Energy (GWh/year) | 0.30366 | 0.30324 | 0.30291 | 0.30265 | 0.30244 | 0.30229 | 0.3021 | 0.30193 | 0.30175 | 0.30158 | 0.3014 | 0.30123 | 0.30105
Yes | PG&E | Com | WaterHeat | T-20: Public Lavatory Faucets | On-the-books | Electric Energy (GWh/year) | 0 | 0 | 0 | 0 | 0 | 0 | 0 | 0 | 0 | 0 | 0 | 0 | 0
Yes | PG&E | Com | WaterHeat | T-20: Showerheads - w/ Electric Water Heaters - Tier 1 | On-the-books | Electric Energy (GWh/year) | 0.59404 | 0 | 0 | 0 | 0 | 0 | 0 | 0 | 0 | 0 | 0 | 0 | 0
Yes | PG&E | Com | WaterHeat | 2019-21 Fed App: Pre-rinse spray valves | On-the-books | Electric Energy (GWh/year) |  | 0.17482 | 0.17655 | 0.17831 | 0.18008 | 0.18188 | 0.18187 | 0.18186 | 0.18186 | 0.18186 | 0.18185 | 0.18185 | 0.18185
Yes | PG&E | Com | WaterHeat | 2013 T-24: NRNC-DHW-Solar Water Heating | Expected | Electric Energy (GWh/year) | 0.30366 | 0.30324 | 0.30291 | 0.30265 | 0.30244 | 0.30229 | 0.3021 | 0.30193 | 0.30175 | 0.30158 | 0.3014 | 0.30123 | 0.30105
Yes | PG&E | Com | WaterHeat | T-20: Public Lavatory Faucets | Expected | Electric Energy (GWh/year) | 0 | 0 | 0 | 0 | 0 | 0 | 0 | 0 | 0 | 0 | 0 | 0 | 0
Yes | PG&E | Com | WaterHeat | T-20: Showerheads - w/ Electric Water Heaters - Tier 1 | Expected | Electric Energy (GWh/year) | 0.59404 | 0 | 0 | 0 | 0 | 0 | 0 | 0 | 0 | 0 | 0 | 0 | 0
Yes | PG&E | Com | WaterHeat | 2019-21 Fed App: Pre-rinse spray valves | Expected | Electric Energy (GWh/year) |  | 0.17482 | 0.17655 | 0.17831 | 0.18008 | 0.18188 | 0.18187 | 0.18186 | 0.18186 | 0.18186 | 0.18185 | 0.18185 | 0.18185
Yes | PG&E | Com | WaterHeat | 2013 T-24: NRNC-DHW-Solar Water Heating | Possible | Electric Energy (GWh/year) | 0.30366 | 0.30324 | 0.30291 | 0.30265 | 0.30244 | 0.30229 | 0.3021 | 0.30193 | 0.30175 | 0.30158 | 0.3014 | 0.30123 | 0.30105
Yes | PG&E | Com | WaterHeat | T-20: Public Lavatory Faucets | Possible | Electric Energy (GWh/year) | 0 | 0 | 0 | 0 | 0 | 0 | 0 | 0 | 0 | 0 | 0 | 0 | 0
Yes | PG&E | Com | WaterHeat | T-20: Showerheads - w/ Electric Water Heaters - Tier 1 | Possible | Electric Energy (GWh/year) | 0.59404 | 0 | 0 | 0 | 0 | 0 | 0 | 0 | 0 | 0 | 0 | 0 | 0
Yes | PG&E | Com | WaterHeat | 2019-21 Fed App: Pre-rinse spray valves | Possible | Electric Energy (GWh/year) |  | 0.17482 | 0.17655 | 0.17831 | 0.18008 | 0.18188 | 0.18187 | 0.18186 | 0.18186 | 0.18186 | 0.18185 | 0.18185 | 0.18185
Yes | SCE | Com | WaterHeat | 2013 T-24: NRNC-DHW-Solar Water Heating | On-the-books | Electric Energy (GWh/year) | 0.30366 | 0.30324 | 0.30291 | 0.30265 | 0.30244 | 0.30229 | 0.3021 | 0.30193 | 0.30175 | 0.30158 | 0.3014 | 0.30123 | 0.30105
Yes | SCE | Com | WaterHeat | T-20: Public Lavatory Faucets | On-the-books | Electric Energy (GWh/year) | 0 | 0 | 0 | 0 | 0 | 0 | 0 | 0 | 0 | 0 | 0 | 0 | 0
Yes | SCE | Com | WaterHeat | T-20: Showerheads - w/ Electric Water Heaters - Tier 1 | On-the-books | Electric Energy (GWh/year) | 0.59404 | 0 | 0 | 0 | 0 | 0 | 0 | 0 | 0 | 0 | 0 | 0 | 0
Yes | SCE | Com | WaterHeat | 2019-21 Fed App: Pre-rinse spray valves | On-the-books | Electric Energy (GWh/year) |  | 0.17482 | 0.17655 | 0.17831 | 0.18008 | 0.18188 | 0.18187 | 0.18186 | 0.18186 | 0.18186 | 0.18185 | 0.18185 | 0.18185
Yes | SCE | Com | WaterHeat | 2013 T-24: NRNC-DHW-Solar Water Heating | Expected | Electric Energy (GWh/year) | 0.30366 | 0.30324 | 0.30291 | 0.30265 | 0.30244 | 0.30229 | 0.3021 | 0.30193 | 0.30175 | 0.30158 | 0.3014 | 0.30123 | 0.30105
Yes | SCE | Com | WaterHeat | T-20: Public Lavatory Faucets | Expected | Electric Energy (GWh/year) | 0 | 0 | 0 | 0 | 0 | 0 | 0 | 0 | 0 | 0 | 0 | 0 | 0
Yes | SCE | Com | WaterHeat | T-20: Showerheads - w/ Electric Water Heaters - Tier 1 | Expected | Electric Energy (GWh/year) | 0.59404 | 0 | 0 | 0 | 0 | 0 | 0 | 0 | 0 | 0 | 0 | 0 | 0
Yes | SCE | Com | WaterHeat | 2019-21 Fed App: Pre-rinse spray valves | Expected | Electric Energy (GWh/year) |  | 0.17482 | 0.17655 | 0.17831 | 0.18008 | 0.18188 | 0.18187 | 0.18186 | 0.18186 | 0.18186 | 0.18185 | 0.18185 | 0.18185
Yes | SCE | Com | WaterHeat | 2013 T-24: NRNC-DHW-Solar Water Heating | Possible | Electric Energy (GWh/year) | 0.30366 | 0.30324 | 0.30291 | 0.30265 | 0.30244 | 0.30229 | 0.3021 | 0.30193 | 0.30175 | 0.30158 | 0.3014 | 0.30123 | 0.30105
Yes | SCE | Com | WaterHeat | T-20: Public Lavatory Faucets | Possible | Electric Energy (GWh/year) | 0 | 0 | 0 | 0 | 0 | 0 | 0 | 0 | 0 | 0 | 0 | 0 | 0
Yes | SCE | Com | WaterHeat | T-20: Showerheads - w/ Electric Water Heaters - Tier 1 | Possible | Electric Energy (GWh/year) | 0.59404 | 0 | 0 | 0 | 0 | 0 | 0 | 0 | 0 | 0 | 0 | 0 | 0
Yes | SCE | Com | WaterHeat | 2019-21 Fed App: Pre-rinse spray valves | Possible | Electric Energy (GWh/year) |  | 0.17482 | 0.17655 | 0.17831 | 0.18008 | 0.18188 | 0.18187 | 0.18186 | 0.18186 | 0.18186 | 0.18185 | 0.18185 | 0.18185
Yes | SDG&E | Com | WaterHeat | 2013 T-24: NRNC-DHW-Solar Water Heating | On-the-books | Electric Energy (GWh/year) | 0.06219 | 0.062103 | 0.062035 | 0.061981 | 0.061939 | 0.061907 | 0.061869 | 0.061834 | 0.061797 | 0.061762 | 0.061726 | 0.06169 | 0.061654
Yes | SDG&E | Com | WaterHeat | T-20: Public Lavatory Faucets | On-the-books | Electric Energy (GWh/year) | 0 | 0 | 0 | 0 | 0 | 0 | 0 | 0 | 0 | 0 | 0 | 0 | 0
Yes | SDG&E | Com | WaterHeat | T-20: Showerheads - w/ Electric Water Heaters - Tier 1 | On-the-books | Electric Energy (GWh/year) | 0.12166 | 0 | 0 | 0 | 0 | 0 | 0 | 0 | 0 | 0 | 0 | 0 | 0
Yes | SDG&E | Com | WaterHeat | 2019-21 Fed App: Pre-rinse spray valves | On-the-books | Electric Energy (GWh/year) |  | 0.035802 | 0.036158 | 0.036517 | 0.03688 | 0.037248 | 0.037246 | 0.037245 | 0.037244 | 0.037244 | 0.037243 | 0.037242 | 0.037242
Yes | SDG&E | Com | WaterHeat | 2013 T-24: NRNC-DHW-Solar Water Heating | Expected | Electric Energy (GWh/year) | 0.06219 | 0.062103 | 0.062035 | 0.061981 | 0.061939 | 0.061907 | 0.061869 | 0.061834 | 0.061797 | 0.061762 | 0.061726 | 0.06169 | 0.061654
Yes | SDG&E | Com | WaterHeat | T-20: Public Lavatory Faucets | Expected | Electric Energy (GWh/year) | 0 | 0 | 0 | 0 | 0 | 0 | 0 | 0 | 0 | 0 | 0 | 0 | 0
Yes | SDG&E | Com | WaterHeat | T-20: Showerheads - w/ Electric Water Heaters - Tier 1 | Expected | Electric Energy (GWh/year) | 0.12166 | 0 | 0 | 0 | 0 | 0 | 0 | 0 | 0 | 0 | 0 | 0 | 0
Yes | SDG&E | Com | WaterHeat | 2019-21 Fed App: Pre-rinse spray valves | Expected | Electric Energy (GWh/year) |  | 0.035802 | 0.036158 | 0.036517 | 0.03688 | 0.037248 | 0.037246 | 0.037245 | 0.037244 | 0.037244 | 0.037243 | 0.037242 | 0.037242
Yes | SDG&E | Com | WaterHeat | 2013 T-24: NRNC-DHW-Solar Water Heating | Possible | Electric Energy (GWh/year) | 0.06219 | 0.062103 | 0.062035 | 0.061981 | 0.061939 | 0.061907 | 0.061869 | 0.061834 | 0.061797 | 0.061762 | 0.061726 | 0.06169 | 0.061654
Yes | SDG&E | Com | WaterHeat | T-20: Public Lavatory Faucets | Possible | Electric Energy (GWh/year) | 0 | 0 | 0 | 0 | 0 | 0 | 0 | 0 | 0 | 0 | 0 | 0 | 0
Yes | SDG&E | Com | WaterHeat | T-20: Showerheads - w/ Electric Water Heaters - Tier 1 | Possible | Electric Energy (GWh/year) | 0.12166 | 0 | 0 | 0 | 0 | 0 | 0 | 0 | 0 | 0 | 0 | 0 | 0
Yes | SDG&E | Com | WaterHeat | 2019-21 Fed App: Pre-rinse spray valves | Possible | Electric Energy (GWh/year) |  | 0.035802 | 0.036158 | 0.036517 | 0.03688 | 0.037248 | 0.037246 | 0.037245 | 0.037244 | 0.037244 | 0.037243 | 0.037242 | 0.037242
Yes | PG&E | Res | WaterHeat | T-20: Residential Faucets & Aerators - Kitchen w/ Electric Water Heating | On-the-books | Electric Energy (GWh/year) | 3.6653 | 0 | 0 | 0 | 0 | 0 | 0 | 0 | 0 | 0 | 0 | 0 | 0
Yes | PG&E | Res | WaterHeat | T-20: Residential Faucets & Aerators - Lavatory w/ Electric Water Heating - Tier 1 | On-the-books | Electric Energy (GWh/year) | 0 | 0 | 0 | 0 | 0 | 0 | 0 | 0 | 0 | 0 | 0 | 0 | 0
Yes | PG&E | Res | WaterHeat | T-20: Residential Faucets & Aerators - Lavatory w/ Electric Water Heating - Tier 2 | On-the-books | Electric Energy (GWh/year) | 1.4192 | 0 | 0 | 0 | 0 | 0 | 0 | 0 | 0 | 0 | 0 | 0 | 0
Yes | PG&E | Res | WaterHeat | Fed Appliance: Residential Electric storage water heater | On-the-books | Electric Energy (GWh/year) | 0.93738 | 0.93729 | 0.93723 | 0.34802 | 0.10781 | 0.10781 | 0.10781 | 0.10781 | 0.1078 | 0.1078 | 0.1078 | 0.10779 | 0.10779
Yes | PG&E | Res | WaterHeat | Fed Appliance: Residential Gas-fired instantaneous water heater | On-the-books | Electric Energy (GWh/year) | -0.018 | -0.018 | -0.018 | -0.018 | -0.018 | -0.018 | -0.018 | -0.018 | -0.018 | -0.018 | -0.0073151 | -0.003 | -0.003
Yes | PG&E | Res | WaterHeat | 2013 T-24: RNC-DHW - MF DHW Control and Solar | On-the-books | Electric Energy (GWh/year) | -0.1009 | -0.10076 | -0.10065 | -0.10056 | -0.10049 | -0.10044 | -0.10038 | -0.10032 | -0.10026 | -0.10021 | -0.10015 | -0.10009 | -0.10003
Yes | PG&E | Res | WaterHeat | 2013 T-24: RNC-DHW - Solar for Electrically Heated Homes | On-the-books | Electric Energy (GWh/year) | 0.018899 | 0.018873 | 0.018852 | 0.018835 | 0.018823 | 0.018813 | 0.018801 | 0.018791 | 0.01878 | 0.018769 | 0.018758 | 0.018747 | 0.018736
Yes | PG&E | Res | WaterHeat | T-20: Showerheads - w/ Electric Water Heaters - Tier 1 | On-the-books | Electric Energy (GWh/year) | 5.3464 | 0 | 0 | 0 | 0 | 0 | 0 | 0 | 0 | 0 | 0 | 0 | 0
Yes | PG&E | Res | WaterHeat | 2022 T-24: MFNC - All Electric Package - Prescriptive Alternative for Central HPWH | On-the-books | Electric Energy (GWh/year) | -1.1205 | -1.1114 | -1.1011 | -1.0897 | -1.0774 | -1.0644 | -1.051 | -1.0376 | -1.0246 | -1.0121 | -1.0006 | -0.99013 | -0.98082
Yes | PG&E | Res | WaterHeat | 2025 T-24: Multifamily Domestic Hot Water - CPC Appendix M Pipe Sizing-HPWH (New Construction + Additions) | On-the-books | Electric Energy (GWh/year) | 0 | 0.016455 | 0.065181 | 0.065079 | 0.064975 | 0.06487 | 0.064764 | 0.064657 | 0.064548 | 0.064437 | 0.064326 | 0.049539 | 0.0058271
Yes | PG&E | Res | WaterHeat | 2025 T-24: Multifamily Domestic Hot Water - DHW Balancing Valves-HPWH (Alterations) | On-the-books | Electric Energy (GWh/year) | 0 | 0.004126 | 0.0043365 | 0.004159 | 0.0039775 | 0.0037928 | 0.0036061 | 0.0034186 | 0.0032312 | 0.0030453 | 0.0028618 | 0.00045031 | 0.00022786
Yes | PG&E | Res | WaterHeat | 2025 T-24: Multifamily Domestic Hot Water - DHW Balancing Valves-HPWH (New Construction + Additions) | On-the-books | Electric Energy (GWh/year) | 0 | 0.00013286 | 0.00050695 | 0.0004862 | 0.00046498 | 0.00044339 | 0.00042157 | 0.00039964 | 0.00037774 | 0.000356 | 0.00033456 | 0.00024188 | 2.6637e-05
Yes | PG&E | Res | WaterHeat | 2025 T-24: Multifamily Domestic Hot Water - DHW Master Mixing Valves-HPWH (New Construction + Additions) | On-the-books | Electric Energy (GWh/year) | 0 | 0.014357 | 0.056579 | 0.05619 | 0.055791 | 0.055383 | 0.054965 | 0.054539 | 0.054103 | 0.053658 | 0.053204 | 0.040688 | 0.0047516
Yes | PG&E | Res | WaterHeat | 2025 T-24: Multifamily Domestic Hot Water - DHW Pipe Insulation Enhancement-HPWH (New Construction + Additions) | On-the-books | Electric Energy (GWh/year) | 0 | 0.025644 | 0.10173 | 0.10172 | 0.1017 | 0.10169 | 0.10168 | 0.10167 | 0.10166 | 0.10165 | 0.10164 | 0.078402 | 0.0092375
Yes | PG&E | Res | WaterHeat | 2025 T-24: Multifamily Domestic Hot Water - Individual HPWH Ventilation - Exterior (Alterations) | On-the-books | Electric Energy (GWh/year) | 0 | 0.018529 | 0.019213 | 0.018168 | 0.017119 | 0.016075 | 0.015042 | 0.014028 | 0.013038 | 0.012079 | 0.011155 | 0.0017245 | 0.00085722
Yes | PG&E | Res | WaterHeat | 2025 T-24: Multifamily Domestic Hot Water - Individual HPWH Ventilation - Exterior (New Construction + Additions) | On-the-books | Electric Energy (GWh/year) | 0 | 0.024849 | 0.093545 | 0.088454 | 0.083349 | 0.078265 | 0.073236 | 0.068297 | 0.063478 | 0.058808 | 0.05431 | 0.038578 | 0.0041736
Yes | PG&E | Res | WaterHeat | 2025 T-24: Multifamily Domestic Hot Water - Individual HPWH Ventilation - Interior (Alterations) | On-the-books | Electric Energy (GWh/year) | 0 | 0.03036 | 0.031482 | 0.029769 | 0.028051 | 0.02634 | 0.024647 | 0.022985 | 0.021363 | 0.019791 | 0.018278 | 0.0028257 | 0.0014046
Yes | PG&E | Res | WaterHeat | 2025 T-24: Multifamily Domestic Hot Water - Individual HPWH Ventilation - Interior (New Construction + Additions) | On-the-books | Electric Energy (GWh/year) | 0 | 0.038242 | 0.14396 | 0.13613 | 0.12827 | 0.12045 | 0.11271 | 0.10511 | 0.097693 | 0.090505 | 0.083583 | 0.059372 | 0.0064231
Yes | PG&E | Res | WaterHeat | T-20: Residential Faucets & Aerators - Kitchen w/ Electric Water Heating | Expected | Electric Energy (GWh/year) | 3.6653 | 0 | 0 | 0 | 0 | 0 | 0 | 0 | 0 | 0 | 0 | 0 | 0
Yes | PG&E | Res | WaterHeat | T-20: Residential Faucets & Aerators - Lavatory w/ Electric Water Heating - Tier 1 | Expected | Electric Energy (GWh/year) | 0 | 0 | 0 | 0 | 0 | 0 | 0 | 0 | 0 | 0 | 0 | 0 | 0
Yes | PG&E | Res | WaterHeat | T-20: Residential Faucets & Aerators - Lavatory w/ Electric Water Heating - Tier 2 | Expected | Electric Energy (GWh/year) | 1.4192 | 0 | 0 | 0 | 0 | 0 | 0 | 0 | 0 | 0 | 0 | 0 | 0
Yes | PG&E | Res | WaterHeat | Fed Appliance: Residential Electric storage water heater | Expected | Electric Energy (GWh/year) | 0.93738 | 0.93729 | 0.93723 | 0.34802 | 0.10781 | 0.10781 | 0.10781 | 0.10781 | 0.1078 | 0.1078 | 0.1078 | 0.10779 | 0.10779
Yes | PG&E | Res | WaterHeat | Fed Appliance: Residential Gas-fired instantaneous water heater | Expected | Electric Energy (GWh/year) | -0.018 | -0.018 | -0.018 | -0.018 | -0.018 | -0.018 | -0.018 | -0.018 | -0.018 | -0.018 | -0.0073151 | -0.003 | -0.003
Yes | PG&E | Res | WaterHeat | 2013 T-24: RNC-DHW - MF DHW Control and Solar | Expected | Electric Energy (GWh/year) | -0.1009 | -0.10076 | -0.10065 | -0.10056 | -0.10049 | -0.10044 | -0.10038 | -0.10032 | -0.10026 | -0.10021 | -0.10015 | -0.10009 | -0.10003
Yes | PG&E | Res | WaterHeat | 2013 T-24: RNC-DHW - Solar for Electrically Heated Homes | Expected | Electric Energy (GWh/year) | 0.018899 | 0.018873 | 0.018852 | 0.018835 | 0.018823 | 0.018813 | 0.018801 | 0.018791 | 0.01878 | 0.018769 | 0.018758 | 0.018747 | 0.018736
Yes | PG&E | Res | WaterHeat | T-20: Showerheads - w/ Electric Water Heaters - Tier 1 | Expected | Electric Energy (GWh/year) | 5.3464 | 0 | 0 | 0 | 0 | 0 | 0 | 0 | 0 | 0 | 0 | 0 | 0
Yes | PG&E | Res | WaterHeat | 2022 T-24: MFNC - All Electric Package - Prescriptive Alternative for Central HPWH | Expected | Electric Energy (GWh/year) | -1.1205 | -1.1114 | -1.1011 | -1.0897 | -1.0774 | -1.0644 | -1.051 | -1.0376 | -1.0246 | -1.0121 | -1.0006 | -0.99013 | -0.98082
Yes | PG&E | Res | WaterHeat | 2025 T-24: Multifamily Domestic Hot Water - CPC Appendix M Pipe Sizing-HPWH (New Construction + Additions) | Expected | Electric Energy (GWh/year) | 0 | 0.016455 | 0.065181 | 0.065079 | 0.064975 | 0.06487 | 0.064764 | 0.064657 | 0.064548 | 0.064437 | 0.064326 | 0.049539 | 0.0058271
Yes | PG&E | Res | WaterHeat | 2025 T-24: Multifamily Domestic Hot Water - DHW Balancing Valves-HPWH (Alterations) | Expected | Electric Energy (GWh/year) | 0 | 0.004126 | 0.0043365 | 0.004159 | 0.0039775 | 0.0037928 | 0.0036061 | 0.0034186 | 0.0032312 | 0.0030453 | 0.0028618 | 0.00045031 | 0.00022786
Yes | PG&E | Res | WaterHeat | 2025 T-24: Multifamily Domestic Hot Water - DHW Balancing Valves-HPWH (New Construction + Additions) | Expected | Electric Energy (GWh/year) | 0 | 0.00013286 | 0.00050695 | 0.0004862 | 0.00046498 | 0.00044339 | 0.00042157 | 0.00039964 | 0.00037774 | 0.000356 | 0.00033456 | 0.00024188 | 2.6637e-05
Yes | PG&E | Res | WaterHeat | 2025 T-24: Multifamily Domestic Hot Water - DHW Master Mixing Valves-HPWH (New Construction + Additions) | Expected | Electric Energy (GWh/year) | 0 | 0.014357 | 0.056579 | 0.05619 | 0.055791 | 0.055383 | 0.054965 | 0.054539 | 0.054103 | 0.053658 | 0.053204 | 0.040688 | 0.0047516
Yes | PG&E | Res | WaterHeat | 2025 T-24: Multifamily Domestic Hot Water - DHW Pipe Insulation Enhancement-HPWH (New Construction + Additions) | Expected | Electric Energy (GWh/year) | 0 | 0.025644 | 0.10173 | 0.10172 | 0.1017 | 0.10169 | 0.10168 | 0.10167 | 0.10166 | 0.10165 | 0.10164 | 0.078402 | 0.0092375
Yes | PG&E | Res | WaterHeat | 2025 T-24: Multifamily Domestic Hot Water - Individual HPWH Ventilation - Exterior (Alterations) | Expected | Electric Energy (GWh/year) | 0 | 0.018529 | 0.019213 | 0.018168 | 0.017119 | 0.016075 | 0.015042 | 0.014028 | 0.013038 | 0.012079 | 0.011155 | 0.0017245 | 0.00085722
Yes | PG&E | Res | WaterHeat | 2025 T-24: Multifamily Domestic Hot Water - Individual HPWH Ventilation - Exterior (New Construction + Additions) | Expected | Electric Energy (GWh/year) | 0 | 0.024849 | 0.093545 | 0.088454 | 0.083349 | 0.078265 | 0.073236 | 0.068297 | 0.063478 | 0.058808 | 0.05431 | 0.038578 | 0.0041736
Yes | PG&E | Res | WaterHeat | 2025 T-24: Multifamily Domestic Hot Water - Individual HPWH Ventilation - Interior (Alterations) | Expected | Electric Energy (GWh/year) | 0 | 0.03036 | 0.031482 | 0.029769 | 0.028051 | 0.02634 | 0.024647 | 0.022985 | 0.021363 | 0.019791 | 0.018278 | 0.0028257 | 0.0014046
Yes | PG&E | Res | WaterHeat | 2025 T-24: Multifamily Domestic Hot Water - Individual HPWH Ventilation - Interior (New Construction + Additions) | Expected | Electric Energy (GWh/year) | 0 | 0.038242 | 0.14396 | 0.13613 | 0.12827 | 0.12045 | 0.11271 | 0.10511 | 0.097693 | 0.090505 | 0.083583 | 0.059372 | 0.0064231
Yes | PG&E | Res | WaterHeat | T-20: Residential Faucets & Aerators - Kitchen w/ Electric Water Heating | Possible | Electric Energy (GWh/year) | 3.6653 | 0 | 0 | 0 | 0 | 0 | 0 | 0 | 0 | 0 | 0 | 0 | 0
Yes | PG&E | Res | WaterHeat | T-20: Residential Faucets & Aerators - Lavatory w/ Electric Water Heating - Tier 1 | Possible | Electric Energy (GWh/year) | 0 | 0 | 0 | 0 | 0 | 0 | 0 | 0 | 0 | 0 | 0 | 0 | 0
Yes | PG&E | Res | WaterHeat | T-20: Residential Faucets & Aerators - Lavatory w/ Electric Water Heating - Tier 2 | Possible | Electric Energy (GWh/year) | 1.4192 | 0 | 0 | 0 | 0 | 0 | 0 | 0 | 0 | 0 | 0 | 0 | 0
Yes | PG&E | Res | WaterHeat | Fed Appliance: Residential Electric storage water heater | Possible | Electric Energy (GWh/year) | 0.93738 | 0.93729 | 0.93723 | 0.34802 | 0.10781 | 0.10781 | 0.10781 | 0.10781 | 0.1078 | 0.1078 | 0.1078 | 0.10779 | 0.10779
Yes | PG&E | Res | WaterHeat | Fed Appliance: Residential Gas-fired instantaneous water heater | Possible | Electric Energy (GWh/year) | -0.018 | -0.018 | -0.018 | -0.018 | -0.018 | -0.018 | -0.018 | -0.018 | -0.018 | -0.018 | -0.0073151 | -0.003 | -0.003
Yes | PG&E | Res | WaterHeat | 2013 T-24: RNC-DHW - MF DHW Control and Solar | Possible | Electric Energy (GWh/year) | -0.1009 | -0.10076 | -0.10065 | -0.10056 | -0.10049 | -0.10044 | -0.10038 | -0.10032 | -0.10026 | -0.10021 | -0.10015 | -0.10009 | -0.10003
Yes | PG&E | Res | WaterHeat | 2013 T-24: RNC-DHW - Solar for Electrically Heated Homes | Possible | Electric Energy (GWh/year) | 0.018899 | 0.018873 | 0.018852 | 0.018835 | 0.018823 | 0.018813 | 0.018801 | 0.018791 | 0.01878 | 0.018769 | 0.018758 | 0.018747 | 0.018736
Yes | PG&E | Res | WaterHeat | T-20: Showerheads - w/ Electric Water Heaters - Tier 1 | Possible | Electric Energy (GWh/year) | 5.3464 | 0 | 0 | 0 | 0 | 0 | 0 | 0 | 0 | 0 | 0 | 0 | 0
Yes | PG&E | Res | WaterHeat | 2022 T-24: MFNC - All Electric Package - Prescriptive Alternative for Central HPWH | Possible | Electric Energy (GWh/year) | -1.1205 | -1.1114 | -1.1011 | -1.0897 | -1.0774 | -1.0644 | -1.051 | -1.0376 | -1.0246 | -1.0121 | -1.0006 | -0.99013 | -0.98082
Yes | PG&E | Res | WaterHeat | 2025 T-24: Multifamily Domestic Hot Water - CPC Appendix M Pipe Sizing-HPWH (New Construction + Additions) | Possible | Electric Energy (GWh/year) | 0 | 0.016455 | 0.065181 | 0.065079 | 0.064975 | 0.06487 | 0.064764 | 0.064657 | 0.064548 | 0.064437 | 0.064326 | 0.049539 | 0.0058271
Yes | PG&E | Res | WaterHeat | 2025 T-24: Multifamily Domestic Hot Water - DHW Balancing Valves-HPWH (Alterations) | Possible | Electric Energy (GWh/year) | 0 | 0.004126 | 0.0043365 | 0.004159 | 0.0039775 | 0.0037928 | 0.0036061 | 0.0034186 | 0.0032312 | 0.0030453 | 0.0028618 | 0.00045031 | 0.00022786
Yes | PG&E | Res | WaterHeat | 2025 T-24: Multifamily Domestic Hot Water - DHW Balancing Valves-HPWH (New Construction + Additions) | Possible | Electric Energy (GWh/year) | 0 | 0.00013286 | 0.00050695 | 0.0004862 | 0.00046498 | 0.00044339 | 0.00042157 | 0.00039964 | 0.00037774 | 0.000356 | 0.00033456 | 0.00024188 | 2.6637e-05
Yes | PG&E | Res | WaterHeat | 2025 T-24: Multifamily Domestic Hot Water - DHW Master Mixing Valves-HPWH (New Construction + Additions) | Possible | Electric Energy (GWh/year) | 0 | 0.014357 | 0.056579 | 0.05619 | 0.055791 | 0.055383 | 0.054965 | 0.054539 | 0.054103 | 0.053658 | 0.053204 | 0.040688 | 0.0047516
Yes | PG&E | Res | WaterHeat | 2025 T-24: Multifamily Domestic Hot Water - DHW Pipe Insulation Enhancement-HPWH (New Construction + Additions) | Possible | Electric Energy (GWh/year) | 0 | 0.025644 | 0.10173 | 0.10172 | 0.1017 | 0.10169 | 0.10168 | 0.10167 | 0.10166 | 0.10165 | 0.10164 | 0.078402 | 0.0092375
Yes | PG&E | Res | WaterHeat | 2025 T-24: Multifamily Domestic Hot Water - Individual HPWH Ventilation - Exterior (Alterations) | Possible | Electric Energy (GWh/year) | 0 | 0.018529 | 0.019213 | 0.018168 | 0.017119 | 0.016075 | 0.015042 | 0.014028 | 0.013038 | 0.012079 | 0.011155 | 0.0017245 | 0.00085722
Yes | PG&E | Res | WaterHeat | 2025 T-24: Multifamily Domestic Hot Water - Individual HPWH Ventilation - Exterior (New Construction + Additions) | Possible | Electric Energy (GWh/year) | 0 | 0.024849 | 0.093545 | 0.088454 | 0.083349 | 0.078265 | 0.073236 | 0.068297 | 0.063478 | 0.058808 | 0.05431 | 0.038578 | 0.0041736
Yes | PG&E | Res | WaterHeat | 2025 T-24: Multifamily Domestic Hot Water - Individual HPWH Ventilation - Interior (Alterations) | Possible | Electric Energy (GWh/year) | 0 | 0.03036 | 0.031482 | 0.029769 | 0.028051 | 0.02634 | 0.024647 | 0.022985 | 0.021363 | 0.019791 | 0.018278 | 0.0028257 | 0.0014046
Yes | PG&E | Res | WaterHeat | 2025 T-24: Multifamily Domestic Hot Water - Individual HPWH Ventilation - Interior (New Construction + Additions) | Possible | Electric Energy (GWh/year) | 0 | 0.038242 | 0.14396 | 0.13613 | 0.12827 | 0.12045 | 0.11271 | 0.10511 | 0.097693 | 0.090505 | 0.083583 | 0.059372 | 0.0064231
Yes | SCE | Res | WaterHeat | T-20: Residential Faucets & Aerators - Kitchen w/ Electric Water Heating | On-the-books | Electric Energy (GWh/year) | 3.6653 | 0 | 0 | 0 | 0 | 0 | 0 | 0 | 0 | 0 | 0 | 0 | 0
Yes | SCE | Res | WaterHeat | T-20: Residential Faucets & Aerators - Lavatory w/ Electric Water Heating - Tier 1 | On-the-books | Electric Energy (GWh/year) | 0 | 0 | 0 | 0 | 0 | 0 | 0 | 0 | 0 | 0 | 0 | 0 | 0
Yes | SCE | Res | WaterHeat | T-20: Residential Faucets & Aerators - Lavatory w/ Electric Water Heating - Tier 2 | On-the-books | Electric Energy (GWh/year) | 1.4192 | 0 | 0 | 0 | 0 | 0 | 0 | 0 | 0 | 0 | 0 | 0 | 0
Yes | SCE | Res | WaterHeat | Fed Appliance: Residential Electric storage water heater | On-the-books | Electric Energy (GWh/year) | 0.93738 | 0.93729 | 0.93723 | 0.34802 | 0.10781 | 0.10781 | 0.10781 | 0.10781 | 0.1078 | 0.1078 | 0.1078 | 0.10779 | 0.10779
Yes | SCE | Res | WaterHeat | Fed Appliance: Residential Gas-fired instantaneous water heater | On-the-books | Electric Energy (GWh/year) | -0.018 | -0.018 | -0.018 | -0.018 | -0.018 | -0.018 | -0.018 | -0.018 | -0.018 | -0.018 | -0.0073151 | -0.003 | -0.003
Yes | SCE | Res | WaterHeat | 2013 T-24: RNC-DHW - MF DHW Control and Solar | On-the-books | Electric Energy (GWh/year) | -0.1009 | -0.10076 | -0.10065 | -0.10056 | -0.10049 | -0.10044 | -0.10038 | -0.10032 | -0.10026 | -0.10021 | -0.10015 | -0.10009 | -0.10003
Yes | SCE | Res | WaterHeat | 2013 T-24: RNC-DHW - Solar for Electrically Heated Homes | On-the-books | Electric Energy (GWh/year) | 0.018899 | 0.018873 | 0.018852 | 0.018835 | 0.018823 | 0.018813 | 0.018801 | 0.018791 | 0.01878 | 0.018769 | 0.018758 | 0.018747 | 0.018736
Yes | SCE | Res | WaterHeat | T-20: Showerheads - w/ Electric Water Heaters - Tier 1 | On-the-books | Electric Energy (GWh/year) | 5.3464 | 0 | 0 | 0 | 0 | 0 | 0 | 0 | 0 | 0 | 0 | 0 | 0
Yes | SCE | Res | WaterHeat | 2022 T-24: MFNC - All Electric Package - Prescriptive Alternative for Central HPWH | On-the-books | Electric Energy (GWh/year) | -1.1205 | -1.1114 | -1.1011 | -1.0897 | -1.0774 | -1.0644 | -1.051 | -1.0376 | -1.0246 | -1.0121 | -1.0006 | -0.99013 | -0.98082
Yes | SCE | Res | WaterHeat | 2025 T-24: Multifamily Domestic Hot Water - CPC Appendix M Pipe Sizing-HPWH (New Construction + Additions) | On-the-books | Electric Energy (GWh/year) | 0 | 0.016455 | 0.065181 | 0.065079 | 0.064975 | 0.06487 | 0.064764 | 0.064657 | 0.064548 | 0.064437 | 0.064326 | 0.049539 | 0.0058271
Yes | SCE | Res | WaterHeat | 2025 T-24: Multifamily Domestic Hot Water - DHW Balancing Valves-HPWH (Alterations) | On-the-books | Electric Energy (GWh/year) | 0 | 0.004126 | 0.0043365 | 0.004159 | 0.0039775 | 0.0037928 | 0.0036061 | 0.0034186 | 0.0032312 | 0.0030453 | 0.0028618 | 0.00045031 | 0.00022786
Yes | SCE | Res | WaterHeat | 2025 T-24: Multifamily Domestic Hot Water - DHW Balancing Valves-HPWH (New Construction + Additions) | On-the-books | Electric Energy (GWh/year) | 0 | 0.00013286 | 0.00050695 | 0.0004862 | 0.00046498 | 0.00044339 | 0.00042157 | 0.00039964 | 0.00037774 | 0.000356 | 0.00033456 | 0.00024188 | 2.6637e-05
Yes | SCE | Res | WaterHeat | 2025 T-24: Multifamily Domestic Hot Water - DHW Master Mixing Valves-HPWH (New Construction + Additions) | On-the-books | Electric Energy (GWh/year) | 0 | 0.014357 | 0.056579 | 0.05619 | 0.055791 | 0.055383 | 0.054965 | 0.054539 | 0.054103 | 0.053658 | 0.053204 | 0.040688 | 0.0047516
Yes | SCE | Res | WaterHeat | 2025 T-24: Multifamily Domestic Hot Water - DHW Pipe Insulation Enhancement-HPWH (New Construction + Additions) | On-the-books | Electric Energy (GWh/year) | 0 | 0.025644 | 0.10173 | 0.10172 | 0.1017 | 0.10169 | 0.10168 | 0.10167 | 0.10166 | 0.10165 | 0.10164 | 0.078402 | 0.0092375
Yes | SCE | Res | WaterHeat | 2025 T-24: Multifamily Domestic Hot Water - Individual HPWH Ventilation - Exterior (Alterations) | On-the-books | Electric Energy (GWh/year) | 0 | 0.018529 | 0.019213 | 0.018168 | 0.017119 | 0.016075 | 0.015042 | 0.014028 | 0.013038 | 0.012079 | 0.011155 | 0.0017245 | 0.00085722
Yes | SCE | Res | WaterHeat | 2025 T-24: Multifamily Domestic Hot Water - Individual HPWH Ventilation - Exterior (New Construction + Additions) | On-the-books | Electric Energy (GWh/year) | 0 | 0.024849 | 0.093545 | 0.088454 | 0.083349 | 0.078265 | 0.073236 | 0.068297 | 0.063478 | 0.058808 | 0.05431 | 0.038578 | 0.0041736
Yes | SCE | Res | WaterHeat | 2025 T-24: Multifamily Domestic Hot Water - Individual HPWH Ventilation - Interior (Alterations) | On-the-books | Electric Energy (GWh/year) | 0 | 0.03036 | 0.031482 | 0.029769 | 0.028051 | 0.02634 | 0.024647 | 0.022985 | 0.021363 | 0.019791 | 0.018278 | 0.0028257 | 0.0014046
Yes | SCE | Res | WaterHeat | 2025 T-24: Multifamily Domestic Hot Water - Individual HPWH Ventilation - Interior (New Construction + Additions) | On-the-books | Electric Energy (GWh/year) | 0 | 0.038242 | 0.14396 | 0.13613 | 0.12827 | 0.12045 | 0.11271 | 0.10511 | 0.097693 | 0.090505 | 0.083583 | 0.059372 | 0.0064231
Yes | SCE | Res | WaterHeat | T-20: Residential Faucets & Aerators - Kitchen w/ Electric Water Heating | Expected | Electric Energy (GWh/year) | 3.6653 | 0 | 0 | 0 | 0 | 0 | 0 | 0 | 0 | 0 | 0 | 0 | 0
Yes | SCE | Res | WaterHeat | T-20: Residential Faucets & Aerators - Lavatory w/ Electric Water Heating - Tier 1 | Expected | Electric Energy (GWh/year) | 0 | 0 | 0 | 0 | 0 | 0 | 0 | 0 | 0 | 0 | 0 | 0 | 0
Yes | SCE | Res | WaterHeat | T-20: Residential Faucets & Aerators - Lavatory w/ Electric Water Heating - Tier 2 | Expected | Electric Energy (GWh/year) | 1.4192 | 0 | 0 | 0 | 0 | 0 | 0 | 0 | 0 | 0 | 0 | 0 | 0
Yes | SCE | Res | WaterHeat | Fed Appliance: Residential Electric storage water heater | Expected | Electric Energy (GWh/year) | 0.93738 | 0.93729 | 0.93723 | 0.34802 | 0.10781 | 0.10781 | 0.10781 | 0.10781 | 0.1078 | 0.1078 | 0.1078 | 0.10779 | 0.10779
Yes | SCE | Res | WaterHeat | Fed Appliance: Residential Gas-fired instantaneous water heater | Expected | Electric Energy (GWh/year) | -0.018 | -0.018 | -0.018 | -0.018 | -0.018 | -0.018 | -0.018 | -0.018 | -0.018 | -0.018 | -0.0073151 | -0.003 | -0.003
Yes | SCE | Res | WaterHeat | 2013 T-24: RNC-DHW - MF DHW Control and Solar | Expected | Electric Energy (GWh/year) | -0.1009 | -0.10076 | -0.10065 | -0.10056 | -0.10049 | -0.10044 | -0.10038 | -0.10032 | -0.10026 | -0.10021 | -0.10015 | -0.10009 | -0.10003
Yes | SCE | Res | WaterHeat | 2013 T-24: RNC-DHW - Solar for Electrically Heated Homes | Expected | Electric Energy (GWh/year) | 0.018899 | 0.018873 | 0.018852 | 0.018835 | 0.018823 | 0.018813 | 0.018801 | 0.018791 | 0.01878 | 0.018769 | 0.018758 | 0.018747 | 0.018736
Yes | SCE | Res | WaterHeat | T-20: Showerheads - w/ Electric Water Heaters - Tier 1 | Expected | Electric Energy (GWh/year) | 5.3464 | 0 | 0 | 0 | 0 | 0 | 0 | 0 | 0 | 0 | 0 | 0 | 0
Yes | SCE | Res | WaterHeat | 2022 T-24: MFNC - All Electric Package - Prescriptive Alternative for Central HPWH | Expected | Electric Energy (GWh/year) | -1.1205 | -1.1114 | -1.1011 | -1.0897 | -1.0774 | -1.0644 | -1.051 | -1.0376 | -1.0246 | -1.0121 | -1.0006 | -0.99013 | -0.98082
Yes | SCE | Res | WaterHeat | 2025 T-24: Multifamily Domestic Hot Water - CPC Appendix M Pipe Sizing-HPWH (New Construction + Additions) | Expected | Electric Energy (GWh/year) | 0 | 0.016455 | 0.065181 | 0.065079 | 0.064975 | 0.06487 | 0.064764 | 0.064657 | 0.064548 | 0.064437 | 0.064326 | 0.049539 | 0.0058271
Yes | SCE | Res | WaterHeat | 2025 T-24: Multifamily Domestic Hot Water - DHW Balancing Valves-HPWH (Alterations) | Expected | Electric Energy (GWh/year) | 0 | 0.004126 | 0.0043365 | 0.004159 | 0.0039775 | 0.0037928 | 0.0036061 | 0.0034186 | 0.0032312 | 0.0030453 | 0.0028618 | 0.00045031 | 0.00022786
Yes | SCE | Res | WaterHeat | 2025 T-24: Multifamily Domestic Hot Water - DHW Balancing Valves-HPWH (New Construction + Additions) | Expected | Electric Energy (GWh/year) | 0 | 0.00013286 | 0.00050695 | 0.0004862 | 0.00046498 | 0.00044339 | 0.00042157 | 0.00039964 | 0.00037774 | 0.000356 | 0.00033456 | 0.00024188 | 2.6637e-05
Yes | SCE | Res | WaterHeat | 2025 T-24: Multifamily Domestic Hot Water - DHW Master Mixing Valves-HPWH (New Construction + Additions) | Expected | Electric Energy (GWh/year) | 0 | 0.014357 | 0.056579 | 0.05619 | 0.055791 | 0.055383 | 0.054965 | 0.054539 | 0.054103 | 0.053658 | 0.053204 | 0.040688 | 0.0047516
Yes | SCE | Res | WaterHeat | 2025 T-24: Multifamily Domestic Hot Water - DHW Pipe Insulation Enhancement-HPWH (New Construction + Additions) | Expected | Electric Energy (GWh/year) | 0 | 0.025644 | 0.10173 | 0.10172 | 0.1017 | 0.10169 | 0.10168 | 0.10167 | 0.10166 | 0.10165 | 0.10164 | 0.078402 | 0.0092375
Yes | SCE | Res | WaterHeat | 2025 T-24: Multifamily Domestic Hot Water - Individual HPWH Ventilation - Exterior (Alterations) | Expected | Electric Energy (GWh/year) | 0 | 0.018529 | 0.019213 | 0.018168 | 0.017119 | 0.016075 | 0.015042 | 0.014028 | 0.013038 | 0.012079 | 0.011155 | 0.0017245 | 0.00085722
Yes | SCE | Res | WaterHeat | 2025 T-24: Multifamily Domestic Hot Water - Individual HPWH Ventilation - Exterior (New Construction + Additions) | Expected | Electric Energy (GWh/year) | 0 | 0.024849 | 0.093545 | 0.088454 | 0.083349 | 0.078265 | 0.073236 | 0.068297 | 0.063478 | 0.058808 | 0.05431 | 0.038578 | 0.0041736
Yes | SCE | Res | WaterHeat | 2025 T-24: Multifamily Domestic Hot Water - Individual HPWH Ventilation - Interior (Alterations) | Expected | Electric Energy (GWh/year) | 0 | 0.03036 | 0.031482 | 0.029769 | 0.028051 | 0.02634 | 0.024647 | 0.022985 | 0.021363 | 0.019791 | 0.018278 | 0.0028257 | 0.0014046
Yes | SCE | Res | WaterHeat | 2025 T-24: Multifamily Domestic Hot Water - Individual HPWH Ventilation - Interior (New Construction + Additions) | Expected | Electric Energy (GWh/year) | 0 | 0.038242 | 0.14396 | 0.13613 | 0.12827 | 0.12045 | 0.11271 | 0.10511 | 0.097693 | 0.090505 | 0.083583 | 0.059372 | 0.0064231
Yes | SCE | Res | WaterHeat | T-20: Residential Faucets & Aerators - Kitchen w/ Electric Water Heating | Possible | Electric Energy (GWh/year) | 3.6653 | 0 | 0 | 0 | 0 | 0 | 0 | 0 | 0 | 0 | 0 | 0 | 0
Yes | SCE | Res | WaterHeat | T-20: Residential Faucets & Aerators - Lavatory w/ Electric Water Heating - Tier 1 | Possible | Electric Energy (GWh/year) | 0 | 0 | 0 | 0 | 0 | 0 | 0 | 0 | 0 | 0 | 0 | 0 | 0
Yes | SCE | Res | WaterHeat | T-20: Residential Faucets & Aerators - Lavatory w/ Electric Water Heating - Tier 2 | Possible | Electric Energy (GWh/year) | 1.4192 | 0 | 0 | 0 | 0 | 0 | 0 | 0 | 0 | 0 | 0 | 0 | 0
Yes | SCE | Res | WaterHeat | Fed Appliance: Residential Electric storage water heater | Possible | Electric Energy (GWh/year) | 0.93738 | 0.93729 | 0.93723 | 0.34802 | 0.10781 | 0.10781 | 0.10781 | 0.10781 | 0.1078 | 0.1078 | 0.1078 | 0.10779 | 0.10779
Yes | SCE | Res | WaterHeat | Fed Appliance: Residential Gas-fired instantaneous water heater | Possible | Electric Energy (GWh/year) | -0.018 | -0.018 | -0.018 | -0.018 | -0.018 | -0.018 | -0.018 | -0.018 | -0.018 | -0.018 | -0.0073151 | -0.003 | -0.003
Yes | SCE | Res | WaterHeat | 2013 T-24: RNC-DHW - MF DHW Control and Solar | Possible | Electric Energy (GWh/year) | -0.1009 | -0.10076 | -0.10065 | -0.10056 | -0.10049 | -0.10044 | -0.10038 | -0.10032 | -0.10026 | -0.10021 | -0.10015 | -0.10009 | -0.10003
Yes | SCE | Res | WaterHeat | 2013 T-24: RNC-DHW - Solar for Electrically Heated Homes | Possible | Electric Energy (GWh/year) | 0.018899 | 0.018873 | 0.018852 | 0.018835 | 0.018823 | 0.018813 | 0.018801 | 0.018791 | 0.01878 | 0.018769 | 0.018758 | 0.018747 | 0.018736
Yes | SCE | Res | WaterHeat | T-20: Showerheads - w/ Electric Water Heaters - Tier 1 | Possible | Electric Energy (GWh/year) | 5.3464 | 0 | 0 | 0 | 0 | 0 | 0 | 0 | 0 | 0 | 0 | 0 | 0
Yes | SCE | Res | WaterHeat | 2022 T-24: MFNC - All Electric Package - Prescriptive Alternative for Central HPWH | Possible | Electric Energy (GWh/year) | -1.1205 | -1.1114 | -1.1011 | -1.0897 | -1.0774 | -1.0644 | -1.051 | -1.0376 | -1.0246 | -1.0121 | -1.0006 | -0.99013 | -0.98082
Yes | SCE | Res | WaterHeat | 2025 T-24: Multifamily Domestic Hot Water - CPC Appendix M Pipe Sizing-HPWH (New Construction + Additions) | Possible | Electric Energy (GWh/year) | 0 | 0.016455 | 0.065181 | 0.065079 | 0.064975 | 0.06487 | 0.064764 | 0.064657 | 0.064548 | 0.064437 | 0.064326 | 0.049539 | 0.0058271
Yes | SCE | Res | WaterHeat | 2025 T-24: Multifamily Domestic Hot Water - DHW Balancing Valves-HPWH (Alterations) | Possible | Electric Energy (GWh/year) | 0 | 0.004126 | 0.0043365 | 0.004159 | 0.0039775 | 0.0037928 | 0.0036061 | 0.0034186 | 0.0032312 | 0.0030453 | 0.0028618 | 0.00045031 | 0.00022786
Yes | SCE | Res | WaterHeat | 2025 T-24: Multifamily Domestic Hot Water - DHW Balancing Valves-HPWH (New Construction + Additions) | Possible | Electric Energy (GWh/year) | 0 | 0.00013286 | 0.00050695 | 0.0004862 | 0.00046498 | 0.00044339 | 0.00042157 | 0.00039964 | 0.00037774 | 0.000356 | 0.00033456 | 0.00024188 | 2.6637e-05
Yes | SCE | Res | WaterHeat | 2025 T-24: Multifamily Domestic Hot Water - DHW Master Mixing Valves-HPWH (New Construction + Additions) | Possible | Electric Energy (GWh/year) | 0 | 0.014357 | 0.056579 | 0.05619 | 0.055791 | 0.055383 | 0.054965 | 0.054539 | 0.054103 | 0.053658 | 0.053204 | 0.040688 | 0.0047516
Yes | SCE | Res | WaterHeat | 2025 T-24: Multifamily Domestic Hot Water - DHW Pipe Insulation Enhancement-HPWH (New Construction + Additions) | Possible | Electric Energy (GWh/year) | 0 | 0.025644 | 0.10173 | 0.10172 | 0.1017 | 0.10169 | 0.10168 | 0.10167 | 0.10166 | 0.10165 | 0.10164 | 0.078402 | 0.0092375
Yes | SCE | Res | WaterHeat | 2025 T-24: Multifamily Domestic Hot Water - Individual HPWH Ventilation - Exterior (Alterations) | Possible | Electric Energy (GWh/year) | 0 | 0.018529 | 0.019213 | 0.018168 | 0.017119 | 0.016075 | 0.015042 | 0.014028 | 0.013038 | 0.012079 | 0.011155 | 0.0017245 | 0.00085722
Yes | SCE | Res | WaterHeat | 2025 T-24: Multifamily Domestic Hot Water - Individual HPWH Ventilation - Exterior (New Construction + Additions) | Possible | Electric Energy (GWh/year) | 0 | 0.024849 | 0.093545 | 0.088454 | 0.083349 | 0.078265 | 0.073236 | 0.068297 | 0.063478 | 0.058808 | 0.05431 | 0.038578 | 0.0041736
Yes | SCE | Res | WaterHeat | 2025 T-24: Multifamily Domestic Hot Water - Individual HPWH Ventilation - Interior (Alterations) | Possible | Electric Energy (GWh/year) | 0 | 0.03036 | 0.031482 | 0.029769 | 0.028051 | 0.02634 | 0.024647 | 0.022985 | 0.021363 | 0.019791 | 0.018278 | 0.0028257 | 0.0014046
Yes | SCE | Res | WaterHeat | 2025 T-24: Multifamily Domestic Hot Water - Individual HPWH Ventilation - Interior (New Construction + Additions) | Possible | Electric Energy (GWh/year) | 0 | 0.038242 | 0.14396 | 0.13613 | 0.12827 | 0.12045 | 0.11271 | 0.10511 | 0.097693 | 0.090505 | 0.083583 | 0.059372 | 0.0064231
Yes | SDG&E | Res | WaterHeat | T-20: Residential Faucets & Aerators - Kitchen w/ Electric Water Heating | On-the-books | Electric Energy (GWh/year) | 0.75064 | 0 | 0 | 0 | 0 | 0 | 0 | 0 | 0 | 0 | 0 | 0 | 0
Yes | SDG&E | Res | WaterHeat | T-20: Residential Faucets & Aerators - Lavatory w/ Electric Water Heating - Tier 1 | On-the-books | Electric Energy (GWh/year) | 0 | 0 | 0 | 0 | 0 | 0 | 0 | 0 | 0 | 0 | 0 | 0 | 0
Yes | SDG&E | Res | WaterHeat | T-20: Residential Faucets & Aerators - Lavatory w/ Electric Water Heating - Tier 2 | On-the-books | Electric Energy (GWh/year) | 0.29065 | 0 | 0 | 0 | 0 | 0 | 0 | 0 | 0 | 0 | 0 | 0 | 0
Yes | SDG&E | Res | WaterHeat | Fed Appliance: Residential Electric storage water heater | On-the-books | Electric Energy (GWh/year) | 0.19197 | 0.19195 | 0.19194 | 0.071273 | 0.02208 | 0.02208 | 0.022079 | 0.022078 | 0.022078 | 0.022077 | 0.022076 | 0.022076 | 0.022075
Yes | SDG&E | Res | WaterHeat | Fed Appliance: Residential Gas-fired instantaneous water heater | On-the-books | Electric Energy (GWh/year) | -0.0036863 | -0.0036863 | -0.0036863 | -0.0036863 | -0.0036863 | -0.0036863 | -0.0036863 | -0.0036863 | -0.0036863 | -0.0036863 | -0.0014981 | -0.00061439 | -0.00061439
Yes | SDG&E | Res | WaterHeat | 2013 T-24: RNC-DHW - MF DHW Control and Solar | On-the-books | Electric Energy (GWh/year) | -0.020664 | -0.020635 | -0.020613 | -0.020595 | -0.020581 | -0.02057 | -0.020558 | -0.020546 | -0.020534 | -0.020522 | -0.02051 | -0.020498 | -0.020486
Yes | SDG&E | Res | WaterHeat | 2013 T-24: RNC-DHW - Solar for Electrically Heated Homes | On-the-books | Electric Energy (GWh/year) | 0.0038704 | 0.003865 | 0.0038608 | 0.0038574 | 0.0038549 | 0.0038529 | 0.0038505 | 0.0038483 | 0.003846 | 0.0038438 | 0.0038416 | 0.0038393 | 0.0038371
Yes | SDG&E | Res | WaterHeat | T-20: Showerheads - w/ Electric Water Heaters - Tier 1 | On-the-books | Electric Energy (GWh/year) | 1.0949 | 0 | 0 | 0 | 0 | 0 | 0 | 0 | 0 | 0 | 0 | 0 | 0
Yes | SDG&E | Res | WaterHeat | 2022 T-24: MFNC - All Electric Package - Prescriptive Alternative for Central HPWH | On-the-books | Electric Energy (GWh/year) | -0.22948 | -0.22761 | -0.2255 | -0.22317 | -0.22065 | -0.21799 | -0.21525 | -0.21251 | -0.20983 | -0.20728 | -0.20492 | -0.20278 | -0.20087
Yes | SDG&E | Res | WaterHeat | 2025 T-24: Multifamily Domestic Hot Water - CPC Appendix M Pipe Sizing-HPWH (New Construction + Additions) | On-the-books | Electric Energy (GWh/year) | 0 | 0.0033698 | 0.013349 | 0.013328 | 0.013307 | 0.013285 | 0.013264 | 0.013241 | 0.013219 | 0.013197 | 0.013174 | 0.010145 | 0.0011934
Yes | SDG&E | Res | WaterHeat | 2025 T-24: Multifamily Domestic Hot Water - DHW Balancing Valves-HPWH (Alterations) | On-the-books | Electric Energy (GWh/year) | 0 | 0.000845 | 0.0008881 | 0.00085175 | 0.00081457 | 0.00077676 | 0.00073853 | 0.00070011 | 0.00066175 | 0.00062367 | 0.0005861 | 9.2223e-05 | 4.6665e-05
Yes | SDG&E | Res | WaterHeat | 2025 T-24: Multifamily Domestic Hot Water - DHW Balancing Valves-HPWH (New Construction + Additions) | On-the-books | Electric Energy (GWh/year) | 0 | 2.721e-05 | 0.00010382 | 9.9573e-05 | 9.5226e-05 | 9.0805e-05 | 8.6336e-05 | 8.1845e-05 | 7.736e-05 | 7.2909e-05 | 6.8516e-05 | 4.9536e-05 | 5.4553e-06
Yes | SDG&E | Res | WaterHeat | 2025 T-24: Multifamily Domestic Hot Water - DHW Master Mixing Valves-HPWH (New Construction + Additions) | On-the-books | Electric Energy (GWh/year) | 0 | 0.0029403 | 0.011587 | 0.011507 | 0.011426 | 0.011342 | 0.011257 | 0.011169 | 0.01108 | 0.010989 | 0.010896 | 0.0083329 | 0.00097312
Yes | SDG&E | Res | WaterHeat | 2025 T-24: Multifamily Domestic Hot Water - DHW Pipe Insulation Enhancement-HPWH (New Construction + Additions) | On-the-books | Electric Energy (GWh/year) | 0 | 0.0052517 | 0.020833 | 0.020831 | 0.020829 | 0.020826 | 0.020824 | 0.020822 | 0.020819 | 0.020817 | 0.020815 | 0.016056 | 0.0018918
Yes | SDG&E | Res | WaterHeat | 2025 T-24: Multifamily Domestic Hot Water - Individual HPWH Ventilation - Exterior (Alterations) | On-the-books | Electric Energy (GWh/year) | 0 | 0.0037947 | 0.0039349 | 0.0037207 | 0.003506 | 0.0032921 | 0.0030806 | 0.0028728 | 0.0026701 | 0.0024737 | 0.0022845 | 0.00035318 | 0.00017556
Yes | SDG&E | Res | WaterHeat | 2025 T-24: Multifamily Domestic Hot Water - Individual HPWH Ventilation - Exterior (New Construction + Additions) | On-the-books | Electric Energy (GWh/year) | 0 | 0.005089 | 0.019158 | 0.018115 | 0.01707 | 0.016028 | 0.014999 | 0.013987 | 0.013 | 0.012044 | 0.011123 | 0.0079007 | 0.00085473
Yes | SDG&E | Res | WaterHeat | 2025 T-24: Multifamily Domestic Hot Water - Individual HPWH Ventilation - Interior (Alterations) | On-the-books | Electric Energy (GWh/year) | 0 | 0.0062177 | 0.0064474 | 0.0060965 | 0.0057447 | 0.0053943 | 0.0050477 | 0.0047072 | 0.0043751 | 0.0040532 | 0.0037432 | 0.0005787 | 0.00028766
Yes | SDG&E | Res | WaterHeat | 2025 T-24: Multifamily Domestic Hot Water - Individual HPWH Ventilation - Interior (New Construction + Additions) | On-the-books | Electric Energy (GWh/year) | 0 | 0.0078319 | 0.029484 | 0.027879 | 0.02627 | 0.024668 | 0.023083 | 0.021526 | 0.020007 | 0.018535 | 0.017118 | 0.012159 | 0.0013154
Yes | SDG&E | Res | WaterHeat | T-20: Residential Faucets & Aerators - Kitchen w/ Electric Water Heating | Expected | Electric Energy (GWh/year) | 0.75064 | 0 | 0 | 0 | 0 | 0 | 0 | 0 | 0 | 0 | 0 | 0 | 0
Yes | SDG&E | Res | WaterHeat | T-20: Residential Faucets & Aerators - Lavatory w/ Electric Water Heating - Tier 1 | Expected | Electric Energy (GWh/year) | 0 | 0 | 0 | 0 | 0 | 0 | 0 | 0 | 0 | 0 | 0 | 0 | 0
Yes | SDG&E | Res | WaterHeat | T-20: Residential Faucets & Aerators - Lavatory w/ Electric Water Heating - Tier 2 | Expected | Electric Energy (GWh/year) | 0.29065 | 0 | 0 | 0 | 0 | 0 | 0 | 0 | 0 | 0 | 0 | 0 | 0
Yes | SDG&E | Res | WaterHeat | Fed Appliance: Residential Electric storage water heater | Expected | Electric Energy (GWh/year) | 0.19197 | 0.19195 | 0.19194 | 0.071273 | 0.02208 | 0.02208 | 0.022079 | 0.022078 | 0.022078 | 0.022077 | 0.022076 | 0.022076 | 0.022075
Yes | SDG&E | Res | WaterHeat | Fed Appliance: Residential Gas-fired instantaneous water heater | Expected | Electric Energy (GWh/year) | -0.0036863 | -0.0036863 | -0.0036863 | -0.0036863 | -0.0036863 | -0.0036863 | -0.0036863 | -0.0036863 | -0.0036863 | -0.0036863 | -0.0014981 | -0.00061439 | -0.00061439
Yes | SDG&E | Res | WaterHeat | 2013 T-24: RNC-DHW - MF DHW Control and Solar | Expected | Electric Energy (GWh/year) | -0.020664 | -0.020635 | -0.020613 | -0.020595 | -0.020581 | -0.02057 | -0.020558 | -0.020546 | -0.020534 | -0.020522 | -0.02051 | -0.020498 | -0.020486
Yes | SDG&E | Res | WaterHeat | 2013 T-24: RNC-DHW - Solar for Electrically Heated Homes | Expected | Electric Energy (GWh/year) | 0.0038704 | 0.003865 | 0.0038608 | 0.0038574 | 0.0038549 | 0.0038529 | 0.0038505 | 0.0038483 | 0.003846 | 0.0038438 | 0.0038416 | 0.0038393 | 0.0038371
Yes | SDG&E | Res | WaterHeat | T-20: Showerheads - w/ Electric Water Heaters - Tier 1 | Expected | Electric Energy (GWh/year) | 1.0949 | 0 | 0 | 0 | 0 | 0 | 0 | 0 | 0 | 0 | 0 | 0 | 0
Yes | SDG&E | Res | WaterHeat | 2022 T-24: MFNC - All Electric Package - Prescriptive Alternative for Central HPWH | Expected | Electric Energy (GWh/year) | -0.22948 | -0.22761 | -0.2255 | -0.22317 | -0.22065 | -0.21799 | -0.21525 | -0.21251 | -0.20983 | -0.20728 | -0.20492 | -0.20278 | -0.20087
Yes | SDG&E | Res | WaterHeat | 2025 T-24: Multifamily Domestic Hot Water - CPC Appendix M Pipe Sizing-HPWH (New Construction + Additions) | Expected | Electric Energy (GWh/year) | 0 | 0.0033698 | 0.013349 | 0.013328 | 0.013307 | 0.013285 | 0.013264 | 0.013241 | 0.013219 | 0.013197 | 0.013174 | 0.010145 | 0.0011934
Yes | SDG&E | Res | WaterHeat | 2025 T-24: Multifamily Domestic Hot Water - DHW Balancing Valves-HPWH (Alterations) | Expected | Electric Energy (GWh/year) | 0 | 0.000845 | 0.0008881 | 0.00085175 | 0.00081457 | 0.00077676 | 0.00073853 | 0.00070011 | 0.00066175 | 0.00062367 | 0.0005861 | 9.2223e-05 | 4.6665e-05
Yes | SDG&E | Res | WaterHeat | 2025 T-24: Multifamily Domestic Hot Water - DHW Balancing Valves-HPWH (New Construction + Additions) | Expected | Electric Energy (GWh/year) | 0 | 2.721e-05 | 0.00010382 | 9.9573e-05 | 9.5226e-05 | 9.0805e-05 | 8.6336e-05 | 8.1845e-05 | 7.736e-05 | 7.2909e-05 | 6.8516e-05 | 4.9536e-05 | 5.4553e-06
Yes | SDG&E | Res | WaterHeat | 2025 T-24: Multifamily Domestic Hot Water - DHW Master Mixing Valves-HPWH (New Construction + Additions) | Expected | Electric Energy (GWh/year) | 0 | 0.0029403 | 0.011587 | 0.011507 | 0.011426 | 0.011342 | 0.011257 | 0.011169 | 0.01108 | 0.010989 | 0.010896 | 0.0083329 | 0.00097312
Yes | SDG&E | Res | WaterHeat | 2025 T-24: Multifamily Domestic Hot Water - DHW Pipe Insulation Enhancement-HPWH (New Construction + Additions) | Expected | Electric Energy (GWh/year) | 0 | 0.0052517 | 0.020833 | 0.020831 | 0.020829 | 0.020826 | 0.020824 | 0.020822 | 0.020819 | 0.020817 | 0.020815 | 0.016056 | 0.0018918
Yes | SDG&E | Res | WaterHeat | 2025 T-24: Multifamily Domestic Hot Water - Individual HPWH Ventilation - Exterior (Alterations) | Expected | Electric Energy (GWh/year) | 0 | 0.0037947 | 0.0039349 | 0.0037207 | 0.003506 | 0.0032921 | 0.0030806 | 0.0028728 | 0.0026701 | 0.0024737 | 0.0022845 | 0.00035318 | 0.00017556
Yes | SDG&E | Res | WaterHeat | 2025 T-24: Multifamily Domestic Hot Water - Individual HPWH Ventilation - Exterior (New Construction + Additions) | Expected | Electric Energy (GWh/year) | 0 | 0.005089 | 0.019158 | 0.018115 | 0.01707 | 0.016028 | 0.014999 | 0.013987 | 0.013 | 0.012044 | 0.011123 | 0.0079007 | 0.00085473
Yes | SDG&E | Res | WaterHeat | 2025 T-24: Multifamily Domestic Hot Water - Individual HPWH Ventilation - Interior (Alterations) | Expected | Electric Energy (GWh/year) | 0 | 0.0062177 | 0.0064474 | 0.0060965 | 0.0057447 | 0.0053943 | 0.0050477 | 0.0047072 | 0.0043751 | 0.0040532 | 0.0037432 | 0.0005787 | 0.00028766
Yes | SDG&E | Res | WaterHeat | 2025 T-24: Multifamily Domestic Hot Water - Individual HPWH Ventilation - Interior (New Construction + Additions) | Expected | Electric Energy (GWh/year) | 0 | 0.0078319 | 0.029484 | 0.027879 | 0.02627 | 0.024668 | 0.023083 | 0.021526 | 0.020007 | 0.018535 | 0.017118 | 0.012159 | 0.0013154
Yes | SDG&E | Res | WaterHeat | T-20: Residential Faucets & Aerators - Kitchen w/ Electric Water Heating | Possible | Electric Energy (GWh/year) | 0.75064 | 0 | 0 | 0 | 0 | 0 | 0 | 0 | 0 | 0 | 0 | 0 | 0
Yes | SDG&E | Res | WaterHeat | T-20: Residential Faucets & Aerators - Lavatory w/ Electric Water Heating - Tier 1 | Possible | Electric Energy (GWh/year) | 0 | 0 | 0 | 0 | 0 | 0 | 0 | 0 | 0 | 0 | 0 | 0 | 0
Yes | SDG&E | Res | WaterHeat | T-20: Residential Faucets & Aerators - Lavatory w/ Electric Water Heating - Tier 2 | Possible | Electric Energy (GWh/year) | 0.29065 | 0 | 0 | 0 | 0 | 0 | 0 | 0 | 0 | 0 | 0 | 0 | 0
Yes | SDG&E | Res | WaterHeat | Fed Appliance: Residential Electric storage water heater | Possible | Electric Energy (GWh/year) | 0.19197 | 0.19195 | 0.19194 | 0.071273 | 0.02208 | 0.02208 | 0.022079 | 0.022078 | 0.022078 | 0.022077 | 0.022076 | 0.022076 | 0.022075
Yes | SDG&E | Res | WaterHeat | Fed Appliance: Residential Gas-fired instantaneous water heater | Possible | Electric Energy (GWh/year) | -0.0036863 | -0.0036863 | -0.0036863 | -0.0036863 | -0.0036863 | -0.0036863 | -0.0036863 | -0.0036863 | -0.0036863 | -0.0036863 | -0.0014981 | -0.00061439 | -0.00061439
Yes | SDG&E | Res | WaterHeat | 2013 T-24: RNC-DHW - MF DHW Control and Solar | Possible | Electric Energy (GWh/year) | -0.020664 | -0.020635 | -0.020613 | -0.020595 | -0.020581 | -0.02057 | -0.020558 | -0.020546 | -0.020534 | -0.020522 | -0.02051 | -0.020498 | -0.020486
Yes | SDG&E | Res | WaterHeat | 2013 T-24: RNC-DHW - Solar for Electrically Heated Homes | Possible | Electric Energy (GWh/year) | 0.0038704 | 0.003865 | 0.0038608 | 0.0038574 | 0.0038549 | 0.0038529 | 0.0038505 | 0.0038483 | 0.003846 | 0.0038438 | 0.0038416 | 0.0038393 | 0.0038371
Yes | SDG&E | Res | WaterHeat | T-20: Showerheads - w/ Electric Water Heaters - Tier 1 | Possible | Electric Energy (GWh/year) | 1.0949 | 0 | 0 | 0 | 0 | 0 | 0 | 0 | 0 | 0 | 0 | 0 | 0
Yes | SDG&E | Res | WaterHeat | 2022 T-24: MFNC - All Electric Package - Prescriptive Alternative for Central HPWH | Possible | Electric Energy (GWh/year) | -0.22948 | -0.22761 | -0.2255 | -0.22317 | -0.22065 | -0.21799 | -0.21525 | -0.21251 | -0.20983 | -0.20728 | -0.20492 | -0.20278 | -0.20087
Yes | SDG&E | Res | WaterHeat | 2025 T-24: Multifamily Domestic Hot Water - CPC Appendix M Pipe Sizing-HPWH (New Construction + Additions) | Possible | Electric Energy (GWh/year) | 0 | 0.0033698 | 0.013349 | 0.013328 | 0.013307 | 0.013285 | 0.013264 | 0.013241 | 0.013219 | 0.013197 | 0.013174 | 0.010145 | 0.0011934
Yes | SDG&E | Res | WaterHeat | 2025 T-24: Multifamily Domestic Hot Water - DHW Balancing Valves-HPWH (Alterations) | Possible | Electric Energy (GWh/year) | 0 | 0.000845 | 0.0008881 | 0.00085175 | 0.00081457 | 0.00077676 | 0.00073853 | 0.00070011 | 0.00066175 | 0.00062367 | 0.0005861 | 9.2223e-05 | 4.6665e-05
Yes | SDG&E | Res | WaterHeat | 2025 T-24: Multifamily Domestic Hot Water - DHW Balancing Valves-HPWH (New Construction + Additions) | Possible | Electric Energy (GWh/year) | 0 | 2.721e-05 | 0.00010382 | 9.9573e-05 | 9.5226e-05 | 9.0805e-05 | 8.6336e-05 | 8.1845e-05 | 7.736e-05 | 7.2909e-05 | 6.8516e-05 | 4.9536e-05 | 5.4553e-06
Yes | SDG&E | Res | WaterHeat | 2025 T-24: Multifamily Domestic Hot Water - DHW Master Mixing Valves-HPWH (New Construction + Additions) | Possible | Electric Energy (GWh/year) | 0 | 0.0029403 | 0.011587 | 0.011507 | 0.011426 | 0.011342 | 0.011257 | 0.011169 | 0.01108 | 0.010989 | 0.010896 | 0.0083329 | 0.00097312
Yes | SDG&E | Res | WaterHeat | 2025 T-24: Multifamily Domestic Hot Water - DHW Pipe Insulation Enhancement-HPWH (New Construction + Additions) | Possible | Electric Energy (GWh/year) | 0 | 0.0052517 | 0.020833 | 0.020831 | 0.020829 | 0.020826 | 0.020824 | 0.020822 | 0.020819 | 0.020817 | 0.020815 | 0.016056 | 0.0018918
Yes | SDG&E | Res | WaterHeat | 2025 T-24: Multifamily Domestic Hot Water - Individual HPWH Ventilation - Exterior (Alterations) | Possible | Electric Energy (GWh/year) | 0 | 0.0037947 | 0.0039349 | 0.0037207 | 0.003506 | 0.0032921 | 0.0030806 | 0.0028728 | 0.0026701 | 0.0024737 | 0.0022845 | 0.00035318 | 0.00017556
Yes | SDG&E | Res | WaterHeat | 2025 T-24: Multifamily Domestic Hot Water - Individual HPWH Ventilation - Exterior (New Construction + Additions) | Possible | Electric Energy (GWh/year) | 0 | 0.005089 | 0.019158 | 0.018115 | 0.01707 | 0.016028 | 0.014999 | 0.013987 | 0.013 | 0.012044 | 0.011123 | 0.0079007 | 0.00085473
Yes | SDG&E | Res | WaterHeat | 2025 T-24: Multifamily Domestic Hot Water - Individual HPWH Ventilation - Interior (Alterations) | Possible | Electric Energy (GWh/year) | 0 | 0.0062177 | 0.0064474 | 0.0060965 | 0.0057447 | 0.0053943 | 0.0050477 | 0.0047072 | 0.0043751 | 0.0040532 | 0.0037432 | 0.0005787 | 0.00028766
Yes | SDG&E | Res | WaterHeat | 2025 T-24: Multifamily Domestic Hot Water - Individual HPWH Ventilation - Interior (New Construction + Additions) | Possible | Electric Energy (GWh/year) | 0 | 0.0078319 | 0.029484 | 0.027879 | 0.02627 | 0.024668 | 0.023083 | 0.021526 | 0.020007 | 0.018535 | 0.017118 | 0.012159 | 0.0013154
Yes | PG&E | Com | ComRefrig | Fed Appliance: Commercial Ice Makers | On-the-books | Electric Energy (GWh/year) | 1.2889 | 1.2889 | 1.2889 | 1.2889 | 1.2889 | 1.2889 | 1.2889 | 1.2889 | 1.2889 | 1.2889 | 1.2889 | 1.2889 | 1.2889
Yes | PG&E | Com | ComRefrig | Fed Appliance: Commercial Refrigeration | On-the-books | Electric Energy (GWh/year) | 0.3182 | 0.31814 | 0.3181 | 0.31807 | 0.31806 | 0.31804 | 0.31803 | 0.31801 | 0.31799 | 0.31798 | 0.31796 | 0.31795 | 0.31793
Yes | PG&E | Com | ComRefrig | Fed Appliance: Commercial Refrigeration Equipment | On-the-books | Electric Energy (GWh/year) | 11.5946 | 11.5519 | 4.2724 | 0 | 0 | 0 | 0 | 0 | 0 | 0 | 0 | 0 | 0
Yes | PG&E | Com | ComRefrig | 2013 T-24: NRNC-Refrigeration-Supermarket | On-the-books | Electric Energy (GWh/year) | 2.5981 | 2.5675 | 2.5302 | 2.486 | 2.4352 | 2.3789 | 2.3263 | 2.2712 | 2.2178 | 2.1632 | 2.1094 | 2.0551 | 2.0012
Yes | PG&E | Com | ComRefrig | 2013 T-24: NRNC-Refrigeration-Warehouse | On-the-books | Electric Energy (GWh/year) | 0.26315 | 0.26006 | 0.25628 | 0.2518 | 0.24665 | 0.24095 | 0.23562 | 0.23005 | 0.22463 | 0.21911 | 0.21366 | 0.20816 | 0.2027
Yes | PG&E | Com | ComRefrig | Fed Appliance: Refrigerated Beverage Vending Machines | On-the-books | Electric Energy (GWh/year) | 0.0066168 | 0.0066165 | 0.0066163 | 0.0066162 | 0.0066162 | 0.0066162 | 0.0066161 | 0.0066161 | 0.0066161 | 0.006616 | 0.006616 | 0.006616 | 0.0066159
Yes | PG&E | Com | ComRefrig | 2008 T-24: Refrigerated warehouses | On-the-books | Electric Energy (GWh/year) | 0.13699 | 0.13674 | 0.13656 | 0.13643 | 0.13632 | 0.13625 | 0.13616 | 0.13608 | 0.13599 | 0.1359 | 0.13582 | 0.13573 | 0.13564
Yes | PG&E | Com | ComRefrig | Fed Appliance: Walk-in coolers and freezers | On-the-books | Electric Energy (GWh/year) | 32.8878 | 32.5801 | 32.2724 | 17.1979 | 0 | 0 | 0 | 0 | 0 | 0 | 0 | 0 | 0
Yes | PG&E | Com | ComRefrig | 2005 T-20: Walk-In Refrigerators / Freezers | On-the-books | Electric Energy (GWh/year) | 0 | 0 | 0 | 0 | 0 | 0 | 0 | 0 | 0 | 0 | 0 | 0 | 0
Yes | PG&E | Com | ComRefrig | 2025 T-24: NR Refrigeration - Evaporator Specific Efficiency for Refrigerated Warehouses (Alterations) | On-the-books | Electric Energy (GWh/year) | 0 | 0.01042 | 0.010616 | 0.0099283 | 0.0093246 | 0.008801 | 0.0083517 | 0.0079697 | 0.0076476 | 0.0073777 | 0.0071528 | 0.0069663 | 0.0068123
Yes | PG&E | Com | ComRefrig | 2025 T-24: NR Refrigeration - Evaporator Specific Efficiency for Refrigerated Warehouses (New Construction + Additions) | On-the-books | Electric Energy (GWh/year) | 0 | 0.0014253 | 0.0079507 | 0.0074359 | 0.0069838 | 0.0065916 | 0.0062551 | 0.005969 | 0.0057277 | 0.0055256 | 0.0053572 | 0.0052175 | 0.0051022
Yes | PG&E | Com | ComRefrig | 2022 T-24: NRA - Refrigeration System - Automatic Door Closers​ for Refrigerated Spaces | On-the-books | Electric Energy (GWh/year) | 0.019351 | 0.018329 | 0.01742 | 0.016613 | 0.015898 | 0.015268 | 0.014712 | 0.014223 | 0.013793 | 0.0044934 | 0 | 0 | 0
Yes | PG&E | Com | ComRefrig | 2022 T-24: NRNC - Refrigeration System - Automatic Door Closers​ for Refrigerated Spaces | On-the-books | Electric Energy (GWh/year) |  | 0.0079388 | 0.0075448 | 0.0071953 | 0.0068859 | 0.0066128 | 0.006372 | 0.0061601 | 0.005974 | 0.0058107 | 0.0056676 | 0.0055423 | 0.0054327
Yes | PG&E | Com | ComRefrig | 2022 T-24: NRNC - Refrigeration System - Design and Control Requirements for Transcritical CO2 Systems - Adiabatic Condenser | On-the-books | Electric Energy (GWh/year) |  | 0.11013 | 0.10466 | 0.099812 | 0.095521 | 0.091731 | 0.088391 | 0.085452 | 0.08287 | 0.080605 | 0.07862 | 0.076882 | 0.075362
Yes | PG&E | Com | ComRefrig | 2019 T-24: NRNC-MECH-Adiabatic Condensers for Refrigeration | On-the-books | Electric Energy (GWh/year) |  | 0.088772 | 0.081885 | 0.07412 | 0.065708 | 0.056976 | 0.048308 | 0.040076 | 0.032579 | 0.02601 | 0.020444 | 0.015861 | 0.012175
Yes | PG&E | Com | ComRefrig | 2019-21 Fed App: Refrigerated beverage vending machines | On-the-books | Electric Energy (GWh/year) |  | 0.22592 | 0.22713 | 0.2289 | 0.22904 | 0.22972 | 0.22204 | 0.11201 | 0.036864 | 0.03586 | 0.034951 | 0.034129 | 0.033385
Yes | PG&E | Com | ComRefrig | Fed Appliance: Commercial Ice Makers | Expected | Electric Energy (GWh/year) | 1.2889 | 1.2889 | 1.2889 | 1.2889 | 1.2889 | 1.2889 | 1.2889 | 1.2889 | 1.2889 | 1.2889 | 1.2889 | 1.2889 | 1.2889
Yes | PG&E | Com | ComRefrig | Fed Appliance: Commercial Refrigeration | Expected | Electric Energy (GWh/year) | 0.3182 | 0.31814 | 0.3181 | 0.31807 | 0.31806 | 0.31804 | 0.31803 | 0.31801 | 0.31799 | 0.31798 | 0.31796 | 0.31795 | 0.31793
Yes | PG&E | Com | ComRefrig | Fed Appliance: Commercial Refrigeration Equipment | Expected | Electric Energy (GWh/year) | 11.5946 | 11.5519 | 4.2724 | 0 | 0 | 0 | 0 | 0 | 0 | 0 | 0 | 0 | 0
Yes | PG&E | Com | ComRefrig | 2013 T-24: NRNC-Refrigeration-Supermarket | Expected | Electric Energy (GWh/year) | 2.5981 | 2.5675 | 2.5302 | 2.486 | 2.4352 | 2.3789 | 2.3263 | 2.2712 | 2.2178 | 2.1632 | 2.1094 | 2.0551 | 2.0012
Yes | PG&E | Com | ComRefrig | 2013 T-24: NRNC-Refrigeration-Warehouse | Expected | Electric Energy (GWh/year) | 0.26315 | 0.26006 | 0.25628 | 0.2518 | 0.24665 | 0.24095 | 0.23562 | 0.23005 | 0.22463 | 0.21911 | 0.21366 | 0.20816 | 0.2027
Yes | PG&E | Com | ComRefrig | Fed Appliance: Refrigerated Beverage Vending Machines | Expected | Electric Energy (GWh/year) | 0.0066168 | 0.0066165 | 0.0066163 | 0.0066162 | 0.0066162 | 0.0066162 | 0.0066161 | 0.0066161 | 0.0066161 | 0.006616 | 0.006616 | 0.006616 | 0.0066159
Yes | PG&E | Com | ComRefrig | 2008 T-24: Refrigerated warehouses | Expected | Electric Energy (GWh/year) | 0.13699 | 0.13674 | 0.13656 | 0.13643 | 0.13632 | 0.13625 | 0.13616 | 0.13608 | 0.13599 | 0.1359 | 0.13582 | 0.13573 | 0.13564
Yes | PG&E | Com | ComRefrig | Fed Appliance: Walk-in coolers and freezers | Expected | Electric Energy (GWh/year) | 32.8878 | 32.5801 | 32.2724 | 17.1979 | 0 | 0 | 0 | 0 | 0 | 0 | 0 | 0 | 0
Yes | PG&E | Com | ComRefrig | 2005 T-20: Walk-In Refrigerators / Freezers | Expected | Electric Energy (GWh/year) | 0 | 0 | 0 | 0 | 0 | 0 | 0 | 0 | 0 | 0 | 0 | 0 | 0
Yes | PG&E | Com | ComRefrig | 2025 T-24: NR Refrigeration - Evaporator Specific Efficiency for Refrigerated Warehouses (Alterations) | Expected | Electric Energy (GWh/year) | 0 | 0.01042 | 0.010616 | 0.0099283 | 0.0093246 | 0.008801 | 0.0083517 | 0.0079697 | 0.0076476 | 0.0073777 | 0.0071528 | 0.0069663 | 0.0068123
Yes | PG&E | Com | ComRefrig | 2025 T-24: NR Refrigeration - Evaporator Specific Efficiency for Refrigerated Warehouses (New Construction + Additions) | Expected | Electric Energy (GWh/year) | 0 | 0.0014253 | 0.0079507 | 0.0074359 | 0.0069838 | 0.0065916 | 0.0062551 | 0.005969 | 0.0057277 | 0.0055256 | 0.0053572 | 0.0052175 | 0.0051022
Yes | PG&E | Com | ComRefrig | 2022 T-24: NRA - Refrigeration System - Automatic Door Closers​ for Refrigerated Spaces | Expected | Electric Energy (GWh/year) | 0.019351 | 0.018329 | 0.01742 | 0.016613 | 0.015898 | 0.015268 | 0.014712 | 0.014223 | 0.013793 | 0.0044934 | 0 | 0 | 0
Yes | PG&E | Com | ComRefrig | 2022 T-24: NRNC - Refrigeration System - Automatic Door Closers​ for Refrigerated Spaces | Expected | Electric Energy (GWh/year) |  | 0.0079388 | 0.0075448 | 0.0071953 | 0.0068859 | 0.0066128 | 0.006372 | 0.0061601 | 0.005974 | 0.0058107 | 0.0056676 | 0.0055423 | 0.0054327
Yes | PG&E | Com | ComRefrig | 2022 T-24: NRNC - Refrigeration System - Design and Control Requirements for Transcritical CO2 Systems - Adiabatic Condenser | Expected | Electric Energy (GWh/year) |  | 0.11013 | 0.10466 | 0.099812 | 0.095521 | 0.091731 | 0.088391 | 0.085452 | 0.08287 | 0.080605 | 0.07862 | 0.076882 | 0.075362
Yes | PG&E | Com | ComRefrig | 2019 T-24: NRNC-MECH-Adiabatic Condensers for Refrigeration | Expected | Electric Energy (GWh/year) |  | 0.088772 | 0.081885 | 0.07412 | 0.065708 | 0.056976 | 0.048308 | 0.040076 | 0.032579 | 0.02601 | 0.020444 | 0.015861 | 0.012175
Yes | PG&E | Com | ComRefrig | 2019-21 Fed App: Refrigerated beverage vending machines | Expected | Electric Energy (GWh/year) |  | 0.22592 | 0.22713 | 0.2289 | 0.22904 | 0.22972 | 0.22204 | 0.11201 | 0.036864 | 0.03586 | 0.034951 | 0.034129 | 0.033385
Yes | PG&E | Com | ComRefrig | Fed Appliance: Commercial Ice Makers | Possible | Electric Energy (GWh/year) | 1.2889 | 1.2889 | 1.2889 | 1.2889 | 1.2889 | 1.2889 | 1.2889 | 1.2889 | 1.2889 | 1.2889 | 1.2889 | 1.2889 | 1.2889
Yes | PG&E | Com | ComRefrig | Fed Appliance: Commercial Refrigeration | Possible | Electric Energy (GWh/year) | 0.3182 | 0.31814 | 0.3181 | 0.31807 | 0.31806 | 0.31804 | 0.31803 | 0.31801 | 0.31799 | 0.31798 | 0.31796 | 0.31795 | 0.31793
Yes | PG&E | Com | ComRefrig | Fed Appliance: Commercial Refrigeration Equipment | Possible | Electric Energy (GWh/year) | 11.5946 | 11.5519 | 4.2724 | 0 | 0 | 0 | 0 | 0 | 0 | 0 | 0 | 0 | 0
Yes | PG&E | Com | ComRefrig | 2013 T-24: NRNC-Refrigeration-Supermarket | Possible | Electric Energy (GWh/year) | 2.5981 | 2.5675 | 2.5302 | 2.486 | 2.4352 | 2.3789 | 2.3263 | 2.2712 | 2.2178 | 2.1632 | 2.1094 | 2.0551 | 2.0012
Yes | PG&E | Com | ComRefrig | 2013 T-24: NRNC-Refrigeration-Warehouse | Possible | Electric Energy (GWh/year) | 0.26315 | 0.26006 | 0.25628 | 0.2518 | 0.24665 | 0.24095 | 0.23562 | 0.23005 | 0.22463 | 0.21911 | 0.21366 | 0.20816 | 0.2027
Yes | PG&E | Com | ComRefrig | Fed Appliance: Refrigerated Beverage Vending Machines | Possible | Electric Energy (GWh/year) | 0.0066168 | 0.0066165 | 0.0066163 | 0.0066162 | 0.0066162 | 0.0066162 | 0.0066161 | 0.0066161 | 0.0066161 | 0.006616 | 0.006616 | 0.006616 | 0.0066159
Yes | PG&E | Com | ComRefrig | 2008 T-24: Refrigerated warehouses | Possible | Electric Energy (GWh/year) | 0.13699 | 0.13674 | 0.13656 | 0.13643 | 0.13632 | 0.13625 | 0.13616 | 0.13608 | 0.13599 | 0.1359 | 0.13582 | 0.13573 | 0.13564
Yes | PG&E | Com | ComRefrig | Fed Appliance: Walk-in coolers and freezers | Possible | Electric Energy (GWh/year) | 32.8878 | 32.5801 | 32.2724 | 17.1979 | 0 | 0 | 0 | 0 | 0 | 0 | 0 | 0 | 0
Yes | PG&E | Com | ComRefrig | 2005 T-20: Walk-In Refrigerators / Freezers | Possible | Electric Energy (GWh/year) | 0 | 0 | 0 | 0 | 0 | 0 | 0 | 0 | 0 | 0 | 0 | 0 | 0
Yes | PG&E | Com | ComRefrig | 2025 T-24: NR Refrigeration - Evaporator Specific Efficiency for Refrigerated Warehouses (Alterations) | Possible | Electric Energy (GWh/year) | 0 | 0.01042 | 0.010616 | 0.0099283 | 0.0093246 | 0.008801 | 0.0083517 | 0.0079697 | 0.0076476 | 0.0073777 | 0.0071528 | 0.0069663 | 0.0068123
Yes | PG&E | Com | ComRefrig | 2025 T-24: NR Refrigeration - Evaporator Specific Efficiency for Refrigerated Warehouses (New Construction + Additions) | Possible | Electric Energy (GWh/year) | 0 | 0.0014253 | 0.0079507 | 0.0074359 | 0.0069838 | 0.0065916 | 0.0062551 | 0.005969 | 0.0057277 | 0.0055256 | 0.0053572 | 0.0052175 | 0.0051022
Yes | PG&E | Com | ComRefrig | 2022 T-24: NRA - Refrigeration System - Automatic Door Closers​ for Refrigerated Spaces | Possible | Electric Energy (GWh/year) | 0.019351 | 0.018329 | 0.01742 | 0.016613 | 0.015898 | 0.015268 | 0.014712 | 0.014223 | 0.013793 | 0.0044934 | 0 | 0 | 0
Yes | PG&E | Com | ComRefrig | 2022 T-24: NRNC - Refrigeration System - Automatic Door Closers​ for Refrigerated Spaces | Possible | Electric Energy (GWh/year) |  | 0.0079388 | 0.0075448 | 0.0071953 | 0.0068859 | 0.0066128 | 0.006372 | 0.0061601 | 0.005974 | 0.0058107 | 0.0056676 | 0.0055423 | 0.0054327
Yes | PG&E | Com | ComRefrig | 2022 T-24: NRNC - Refrigeration System - Design and Control Requirements for Transcritical CO2 Systems - Adiabatic Condenser | Possible | Electric Energy (GWh/year) |  | 0.11013 | 0.10466 | 0.099812 | 0.095521 | 0.091731 | 0.088391 | 0.085452 | 0.08287 | 0.080605 | 0.07862 | 0.076882 | 0.075362
Yes | PG&E | Com | ComRefrig | 2019 T-24: NRNC-MECH-Adiabatic Condensers for Refrigeration | Possible | Electric Energy (GWh/year) |  | 0.088772 | 0.081885 | 0.07412 | 0.065708 | 0.056976 | 0.048308 | 0.040076 | 0.032579 | 0.02601 | 0.020444 | 0.015861 | 0.012175
Yes | PG&E | Com | ComRefrig | 2019-21 Fed App: Refrigerated beverage vending machines | Possible | Electric Energy (GWh/year) |  | 0.22592 | 0.22713 | 0.2289 | 0.22904 | 0.22972 | 0.22204 | 0.11201 | 0.036864 | 0.03586 | 0.034951 | 0.034129 | 0.033385
Yes | SCE | Com | ComRefrig | Fed Appliance: Commercial Ice Makers | On-the-books | Electric Energy (GWh/year) | 1.2889 | 1.2889 | 1.2889 | 1.2889 | 1.2889 | 1.2889 | 1.2889 | 1.2889 | 1.2889 | 1.2889 | 1.2889 | 1.2889 | 1.2889
Yes | SCE | Com | ComRefrig | Fed Appliance: Commercial Refrigeration | On-the-books | Electric Energy (GWh/year) | 0.3182 | 0.31814 | 0.3181 | 0.31807 | 0.31806 | 0.31804 | 0.31803 | 0.31801 | 0.31799 | 0.31798 | 0.31796 | 0.31795 | 0.31793
Yes | SCE | Com | ComRefrig | Fed Appliance: Commercial Refrigeration Equipment | On-the-books | Electric Energy (GWh/year) | 11.5946 | 11.5519 | 4.2724 | 0 | 0 | 0 | 0 | 0 | 0 | 0 | 0 | 0 | 0
Yes | SCE | Com | ComRefrig | 2013 T-24: NRNC-Refrigeration-Supermarket | On-the-books | Electric Energy (GWh/year) | 2.5981 | 2.5675 | 2.5302 | 2.486 | 2.4352 | 2.3789 | 2.3263 | 2.2712 | 2.2178 | 2.1632 | 2.1094 | 2.0551 | 2.0012
Yes | SCE | Com | ComRefrig | 2013 T-24: NRNC-Refrigeration-Warehouse | On-the-books | Electric Energy (GWh/year) | 0.26315 | 0.26006 | 0.25628 | 0.2518 | 0.24665 | 0.24095 | 0.23562 | 0.23005 | 0.22463 | 0.21911 | 0.21366 | 0.20816 | 0.2027
Yes | SCE | Com | ComRefrig | Fed Appliance: Refrigerated Beverage Vending Machines | On-the-books | Electric Energy (GWh/year) | 0.0066168 | 0.0066165 | 0.0066163 | 0.0066162 | 0.0066162 | 0.0066162 | 0.0066161 | 0.0066161 | 0.0066161 | 0.006616 | 0.006616 | 0.006616 | 0.0066159
Yes | SCE | Com | ComRefrig | 2008 T-24: Refrigerated warehouses | On-the-books | Electric Energy (GWh/year) | 0.13699 | 0.13674 | 0.13656 | 0.13643 | 0.13632 | 0.13625 | 0.13616 | 0.13608 | 0.13599 | 0.1359 | 0.13582 | 0.13573 | 0.13564
Yes | SCE | Com | ComRefrig | Fed Appliance: Walk-in coolers and freezers | On-the-books | Electric Energy (GWh/year) | 32.8878 | 32.5801 | 32.2724 | 17.1979 | 0 | 0 | 0 | 0 | 0 | 0 | 0 | 0 | 0
Yes | SCE | Com | ComRefrig | 2005 T-20: Walk-In Refrigerators / Freezers | On-the-books | Electric Energy (GWh/year) | 0 | 0 | 0 | 0 | 0 | 0 | 0 | 0 | 0 | 0 | 0 | 0 | 0
Yes | SCE | Com | ComRefrig | 2025 T-24: NR Refrigeration - Evaporator Specific Efficiency for Refrigerated Warehouses (Alterations) | On-the-books | Electric Energy (GWh/year) | 0 | 0.01042 | 0.010616 | 0.0099283 | 0.0093246 | 0.008801 | 0.0083517 | 0.0079697 | 0.0076476 | 0.0073777 | 0.0071528 | 0.0069663 | 0.0068123
Yes | SCE | Com | ComRefrig | 2025 T-24: NR Refrigeration - Evaporator Specific Efficiency for Refrigerated Warehouses (New Construction + Additions) | On-the-books | Electric Energy (GWh/year) | 0 | 0.0014253 | 0.0079507 | 0.0074359 | 0.0069838 | 0.0065916 | 0.0062551 | 0.005969 | 0.0057277 | 0.0055256 | 0.0053572 | 0.0052175 | 0.0051022
Yes | SCE | Com | ComRefrig | 2022 T-24: NRA - Refrigeration System - Automatic Door Closers​ for Refrigerated Spaces | On-the-books | Electric Energy (GWh/year) | 0.019351 | 0.018329 | 0.01742 | 0.016613 | 0.015898 | 0.015268 | 0.014712 | 0.014223 | 0.013793 | 0.0044934 | 0 | 0 | 0
Yes | SCE | Com | ComRefrig | 2022 T-24: NRNC - Refrigeration System - Automatic Door Closers​ for Refrigerated Spaces | On-the-books | Electric Energy (GWh/year) |  | 0.0079388 | 0.0075448 | 0.0071953 | 0.0068859 | 0.0066128 | 0.006372 | 0.0061601 | 0.005974 | 0.0058107 | 0.0056676 | 0.0055423 | 0.0054327
Yes | SCE | Com | ComRefrig | 2022 T-24: NRNC - Refrigeration System - Design and Control Requirements for Transcritical CO2 Systems - Adiabatic Condenser | On-the-books | Electric Energy (GWh/year) |  | 0.11013 | 0.10466 | 0.099812 | 0.095521 | 0.091731 | 0.088391 | 0.085452 | 0.08287 | 0.080605 | 0.07862 | 0.076882 | 0.075362
Yes | SCE | Com | ComRefrig | 2019 T-24: NRNC-MECH-Adiabatic Condensers for Refrigeration | On-the-books | Electric Energy (GWh/year) |  | 0.088772 | 0.081885 | 0.07412 | 0.065708 | 0.056976 | 0.048308 | 0.040076 | 0.032579 | 0.02601 | 0.020444 | 0.015861 | 0.012175
Yes | SCE | Com | ComRefrig | 2019-21 Fed App: Refrigerated beverage vending machines | On-the-books | Electric Energy (GWh/year) |  | 0.22592 | 0.22713 | 0.2289 | 0.22904 | 0.22972 | 0.22204 | 0.11201 | 0.036864 | 0.03586 | 0.034951 | 0.034129 | 0.033385
Yes | SCE | Com | ComRefrig | Fed Appliance: Commercial Ice Makers | Expected | Electric Energy (GWh/year) | 1.2889 | 1.2889 | 1.2889 | 1.2889 | 1.2889 | 1.2889 | 1.2889 | 1.2889 | 1.2889 | 1.2889 | 1.2889 | 1.2889 | 1.2889
Yes | SCE | Com | ComRefrig | Fed Appliance: Commercial Refrigeration | Expected | Electric Energy (GWh/year) | 0.3182 | 0.31814 | 0.3181 | 0.31807 | 0.31806 | 0.31804 | 0.31803 | 0.31801 | 0.31799 | 0.31798 | 0.31796 | 0.31795 | 0.31793
Yes | SCE | Com | ComRefrig | Fed Appliance: Commercial Refrigeration Equipment | Expected | Electric Energy (GWh/year) | 11.5946 | 11.5519 | 4.2724 | 0 | 0 | 0 | 0 | 0 | 0 | 0 | 0 | 0 | 0
Yes | SCE | Com | ComRefrig | 2013 T-24: NRNC-Refrigeration-Supermarket | Expected | Electric Energy (GWh/year) | 2.5981 | 2.5675 | 2.5302 | 2.486 | 2.4352 | 2.3789 | 2.3263 | 2.2712 | 2.2178 | 2.1632 | 2.1094 | 2.0551 | 2.0012
Yes | SCE | Com | ComRefrig | 2013 T-24: NRNC-Refrigeration-Warehouse | Expected | Electric Energy (GWh/year) | 0.26315 | 0.26006 | 0.25628 | 0.2518 | 0.24665 | 0.24095 | 0.23562 | 0.23005 | 0.22463 | 0.21911 | 0.21366 | 0.20816 | 0.2027
Yes | SCE | Com | ComRefrig | Fed Appliance: Refrigerated Beverage Vending Machines | Expected | Electric Energy (GWh/year) | 0.0066168 | 0.0066165 | 0.0066163 | 0.0066162 | 0.0066162 | 0.0066162 | 0.0066161 | 0.0066161 | 0.0066161 | 0.006616 | 0.006616 | 0.006616 | 0.0066159
Yes | SCE | Com | ComRefrig | 2008 T-24: Refrigerated warehouses | Expected | Electric Energy (GWh/year) | 0.13699 | 0.13674 | 0.13656 | 0.13643 | 0.13632 | 0.13625 | 0.13616 | 0.13608 | 0.13599 | 0.1359 | 0.13582 | 0.13573 | 0.13564
Yes | SCE | Com | ComRefrig | Fed Appliance: Walk-in coolers and freezers | Expected | Electric Energy (GWh/year) | 32.8878 | 32.5801 | 32.2724 | 17.1979 | 0 | 0 | 0 | 0 | 0 | 0 | 0 | 0 | 0
Yes | SCE | Com | ComRefrig | 2005 T-20: Walk-In Refrigerators / Freezers | Expected | Electric Energy (GWh/year) | 0 | 0 | 0 | 0 | 0 | 0 | 0 | 0 | 0 | 0 | 0 | 0 | 0
Yes | SCE | Com | ComRefrig | 2025 T-24: NR Refrigeration - Evaporator Specific Efficiency for Refrigerated Warehouses (Alterations) | Expected | Electric Energy (GWh/year) | 0 | 0.01042 | 0.010616 | 0.0099283 | 0.0093246 | 0.008801 | 0.0083517 | 0.0079697 | 0.0076476 | 0.0073777 | 0.0071528 | 0.0069663 | 0.0068123
Yes | SCE | Com | ComRefrig | 2025 T-24: NR Refrigeration - Evaporator Specific Efficiency for Refrigerated Warehouses (New Construction + Additions) | Expected | Electric Energy (GWh/year) | 0 | 0.0014253 | 0.0079507 | 0.0074359 | 0.0069838 | 0.0065916 | 0.0062551 | 0.005969 | 0.0057277 | 0.0055256 | 0.0053572 | 0.0052175 | 0.0051022
Yes | SCE | Com | ComRefrig | 2022 T-24: NRA - Refrigeration System - Automatic Door Closers​ for Refrigerated Spaces | Expected | Electric Energy (GWh/year) | 0.019351 | 0.018329 | 0.01742 | 0.016613 | 0.015898 | 0.015268 | 0.014712 | 0.014223 | 0.013793 | 0.0044934 | 0 | 0 | 0
Yes | SCE | Com | ComRefrig | 2022 T-24: NRNC - Refrigeration System - Automatic Door Closers​ for Refrigerated Spaces | Expected | Electric Energy (GWh/year) |  | 0.0079388 | 0.0075448 | 0.0071953 | 0.0068859 | 0.0066128 | 0.006372 | 0.0061601 | 0.005974 | 0.0058107 | 0.0056676 | 0.0055423 | 0.0054327
Yes | SCE | Com | ComRefrig | 2022 T-24: NRNC - Refrigeration System - Design and Control Requirements for Transcritical CO2 Systems - Adiabatic Condenser | Expected | Electric Energy (GWh/year) |  | 0.11013 | 0.10466 | 0.099812 | 0.095521 | 0.091731 | 0.088391 | 0.085452 | 0.08287 | 0.080605 | 0.07862 | 0.076882 | 0.075362
Yes | SCE | Com | ComRefrig | 2019 T-24: NRNC-MECH-Adiabatic Condensers for Refrigeration | Expected | Electric Energy (GWh/year) |  | 0.088772 | 0.081885 | 0.07412 | 0.065708 | 0.056976 | 0.048308 | 0.040076 | 0.032579 | 0.02601 | 0.020444 | 0.015861 | 0.012175
Yes | SCE | Com | ComRefrig | 2019-21 Fed App: Refrigerated beverage vending machines | Expected | Electric Energy (GWh/year) |  | 0.22592 | 0.22713 | 0.2289 | 0.22904 | 0.22972 | 0.22204 | 0.11201 | 0.036864 | 0.03586 | 0.034951 | 0.034129 | 0.033385
Yes | SCE | Com | ComRefrig | Fed Appliance: Commercial Ice Makers | Possible | Electric Energy (GWh/year) | 1.2889 | 1.2889 | 1.2889 | 1.2889 | 1.2889 | 1.2889 | 1.2889 | 1.2889 | 1.2889 | 1.2889 | 1.2889 | 1.2889 | 1.2889
Yes | SCE | Com | ComRefrig | Fed Appliance: Commercial Refrigeration | Possible | Electric Energy (GWh/year) | 0.3182 | 0.31814 | 0.3181 | 0.31807 | 0.31806 | 0.31804 | 0.31803 | 0.31801 | 0.31799 | 0.31798 | 0.31796 | 0.31795 | 0.31793
Yes | SCE | Com | ComRefrig | Fed Appliance: Commercial Refrigeration Equipment | Possible | Electric Energy (GWh/year) | 11.5946 | 11.5519 | 4.2724 | 0 | 0 | 0 | 0 | 0 | 0 | 0 | 0 | 0 | 0
Yes | SCE | Com | ComRefrig | 2013 T-24: NRNC-Refrigeration-Supermarket | Possible | Electric Energy (GWh/year) | 2.5981 | 2.5675 | 2.5302 | 2.486 | 2.4352 | 2.3789 | 2.3263 | 2.2712 | 2.2178 | 2.1632 | 2.1094 | 2.0551 | 2.0012
Yes | SCE | Com | ComRefrig | 2013 T-24: NRNC-Refrigeration-Warehouse | Possible | Electric Energy (GWh/year) | 0.26315 | 0.26006 | 0.25628 | 0.2518 | 0.24665 | 0.24095 | 0.23562 | 0.23005 | 0.22463 | 0.21911 | 0.21366 | 0.20816 | 0.2027
Yes | SCE | Com | ComRefrig | Fed Appliance: Refrigerated Beverage Vending Machines | Possible | Electric Energy (GWh/year) | 0.0066168 | 0.0066165 | 0.0066163 | 0.0066162 | 0.0066162 | 0.0066162 | 0.0066161 | 0.0066161 | 0.0066161 | 0.006616 | 0.006616 | 0.006616 | 0.0066159
Yes | SCE | Com | ComRefrig | 2008 T-24: Refrigerated warehouses | Possible | Electric Energy (GWh/year) | 0.13699 | 0.13674 | 0.13656 | 0.13643 | 0.13632 | 0.13625 | 0.13616 | 0.13608 | 0.13599 | 0.1359 | 0.13582 | 0.13573 | 0.13564
Yes | SCE | Com | ComRefrig | Fed Appliance: Walk-in coolers and freezers | Possible | Electric Energy (GWh/year) | 32.8878 | 32.5801 | 32.2724 | 17.1979 | 0 | 0 | 0 | 0 | 0 | 0 | 0 | 0 | 0
Yes | SCE | Com | ComRefrig | 2005 T-20: Walk-In Refrigerators / Freezers | Possible | Electric Energy (GWh/year) | 0 | 0 | 0 | 0 | 0 | 0 | 0 | 0 | 0 | 0 | 0 | 0 | 0
Yes | SCE | Com | ComRefrig | 2025 T-24: NR Refrigeration - Evaporator Specific Efficiency for Refrigerated Warehouses (Alterations) | Possible | Electric Energy (GWh/year) | 0 | 0.01042 | 0.010616 | 0.0099283 | 0.0093246 | 0.008801 | 0.0083517 | 0.0079697 | 0.0076476 | 0.0073777 | 0.0071528 | 0.0069663 | 0.0068123
Yes | SCE | Com | ComRefrig | 2025 T-24: NR Refrigeration - Evaporator Specific Efficiency for Refrigerated Warehouses (New Construction + Additions) | Possible | Electric Energy (GWh/year) | 0 | 0.0014253 | 0.0079507 | 0.0074359 | 0.0069838 | 0.0065916 | 0.0062551 | 0.005969 | 0.0057277 | 0.0055256 | 0.0053572 | 0.0052175 | 0.0051022
Yes | SCE | Com | ComRefrig | 2022 T-24: NRA - Refrigeration System - Automatic Door Closers​ for Refrigerated Spaces | Possible | Electric Energy (GWh/year) | 0.019351 | 0.018329 | 0.01742 | 0.016613 | 0.015898 | 0.015268 | 0.014712 | 0.014223 | 0.013793 | 0.0044934 | 0 | 0 | 0
Yes | SCE | Com | ComRefrig | 2022 T-24: NRNC - Refrigeration System - Automatic Door Closers​ for Refrigerated Spaces | Possible | Electric Energy (GWh/year) |  | 0.0079388 | 0.0075448 | 0.0071953 | 0.0068859 | 0.0066128 | 0.006372 | 0.0061601 | 0.005974 | 0.0058107 | 0.0056676 | 0.0055423 | 0.0054327
Yes | SCE | Com | ComRefrig | 2022 T-24: NRNC - Refrigeration System - Design and Control Requirements for Transcritical CO2 Systems - Adiabatic Condenser | Possible | Electric Energy (GWh/year) |  | 0.11013 | 0.10466 | 0.099812 | 0.095521 | 0.091731 | 0.088391 | 0.085452 | 0.08287 | 0.080605 | 0.07862 | 0.076882 | 0.075362
Yes | SCE | Com | ComRefrig | 2019 T-24: NRNC-MECH-Adiabatic Condensers for Refrigeration | Possible | Electric Energy (GWh/year) |  | 0.088772 | 0.081885 | 0.07412 | 0.065708 | 0.056976 | 0.048308 | 0.040076 | 0.032579 | 0.02601 | 0.020444 | 0.015861 | 0.012175
Yes | SCE | Com | ComRefrig | 2019-21 Fed App: Refrigerated beverage vending machines | Possible | Electric Energy (GWh/year) |  | 0.22592 | 0.22713 | 0.2289 | 0.22904 | 0.22972 | 0.22204 | 0.11201 | 0.036864 | 0.03586 | 0.034951 | 0.034129 | 0.033385
Yes | SDG&E | Com | ComRefrig | Fed Appliance: Commercial Ice Makers | On-the-books | Electric Energy (GWh/year) | 0.26396 | 0.26396 | 0.26396 | 0.26396 | 0.26396 | 0.26396 | 0.26396 | 0.26396 | 0.26396 | 0.26396 | 0.26396 | 0.26396 | 0.26396
Yes | SDG&E | Com | ComRefrig | Fed Appliance: Commercial Refrigeration | On-the-books | Electric Energy (GWh/year) | 0.065166 | 0.065154 | 0.065146 | 0.065141 | 0.065137 | 0.065134 | 0.065131 | 0.065128 | 0.065124 | 0.065121 | 0.065118 | 0.065115 | 0.065112
Yes | SDG&E | Com | ComRefrig | Fed Appliance: Commercial Refrigeration Equipment | On-the-books | Electric Energy (GWh/year) | 2.3745 | 2.3658 | 0.87497 | 0 | 0 | 0 | 0 | 0 | 0 | 0 | 0 | 0 | 0
Yes | SDG&E | Com | ComRefrig | 2013 T-24: NRNC-Refrigeration-Supermarket | On-the-books | Electric Energy (GWh/year) | 0.53207 | 0.52582 | 0.51819 | 0.50913 | 0.49871 | 0.48719 | 0.47641 | 0.46514 | 0.45419 | 0.44302 | 0.432 | 0.42089 | 0.40984
Yes | SDG&E | Com | ComRefrig | 2013 T-24: NRNC-Refrigeration-Warehouse | On-the-books | Electric Energy (GWh/year) | 0.053893 | 0.053259 | 0.052486 | 0.051568 | 0.050514 | 0.049347 | 0.048255 | 0.047113 | 0.046004 | 0.044873 | 0.043757 | 0.042631 | 0.041512
Yes | SDG&E | Com | ComRefrig | Fed Appliance: Refrigerated Beverage Vending Machines | On-the-books | Electric Energy (GWh/year) | 0.0013551 | 0.001355 | 0.001355 | 0.001355 | 0.001355 | 0.001355 | 0.001355 | 0.001355 | 0.0013549 | 0.0013549 | 0.0013549 | 0.0013549 | 0.0013549
Yes | SDG&E | Com | ComRefrig | 2008 T-24: Refrigerated warehouses | On-the-books | Electric Energy (GWh/year) | 0.028055 | 0.028005 | 0.027967 | 0.02794 | 0.027919 | 0.027903 | 0.027884 | 0.027868 | 0.02785 | 0.027833 | 0.027815 | 0.027797 | 0.02778
Yes | SDG&E | Com | ComRefrig | Fed Appliance: Walk-in coolers and freezers | On-the-books | Electric Energy (GWh/year) | 6.7353 | 6.6723 | 6.6093 | 3.5221 | 0 | 0 | 0 | 0 | 0 | 0 | 0 | 0 | 0
Yes | SDG&E | Com | ComRefrig | 2005 T-20: Walk-In Refrigerators / Freezers | On-the-books | Electric Energy (GWh/year) | 0 | 0 | 0 | 0 | 0 | 0 | 0 | 0 | 0 | 0 | 0 | 0 | 0
Yes | SDG&E | Com | ComRefrig | 2025 T-24: NR Refrigeration - Evaporator Specific Efficiency for Refrigerated Warehouses (Alterations) | On-the-books | Electric Energy (GWh/year) | 0 | 0.002134 | 0.002174 | 0.0020333 | 0.0019097 | 0.0018024 | 0.0017104 | 0.0016322 | 0.0015662 | 0.0015109 | 0.0014649 | 0.0014267 | 0.0013951
Yes | SDG&E | Com | ComRefrig | 2025 T-24: NR Refrigeration - Evaporator Specific Efficiency for Refrigerated Warehouses (New Construction + Additions) | On-the-books | Electric Energy (GWh/year) | 0 | 0.0002919 | 0.0016283 | 0.0015229 | 0.0014303 | 0.0013499 | 0.001281 | 0.0012224 | 0.001173 | 0.0011316 | 0.0010971 | 0.0010685 | 0.0010449
Yes | SDG&E | Com | ComRefrig | 2022 T-24: NRA - Refrigeration System - Automatic Door Closers​ for Refrigerated Spaces | On-the-books | Electric Energy (GWh/year) | 0.0039631 | 0.0037537 | 0.0035675 | 0.0034022 | 0.0032559 | 0.0031268 | 0.0030129 | 0.0029127 | 0.0028247 | 0.00092023 | 0 | 0 | 0
Yes | SDG&E | Com | ComRefrig | 2022 T-24: NRNC - Refrigeration System - Automatic Door Closers​ for Refrigerated Spaces | On-the-books | Electric Energy (GWh/year) |  | 0.0016258 | 0.0015452 | 0.0014736 | 0.0014102 | 0.0013543 | 0.001305 | 0.0012616 | 0.0012235 | 0.00119 | 0.0011607 | 0.001135 | 0.0011126
Yes | SDG&E | Com | ComRefrig | 2022 T-24: NRNC - Refrigeration System - Design and Control Requirements for Transcritical CO2 Systems - Adiabatic Condenser | On-the-books | Electric Energy (GWh/year) |  | 0.022553 | 0.021434 | 0.020441 | 0.019562 | 0.018786 | 0.018102 | 0.0175 | 0.016972 | 0.016508 | 0.016101 | 0.015745 | 0.015434
Yes | SDG&E | Com | ComRefrig | 2019 T-24: NRNC-MECH-Adiabatic Condensers for Refrigeration | On-the-books | Electric Energy (GWh/year) |  | 0.01818 | 0.01677 | 0.01518 | 0.013457 | 0.011668 | 0.0098933 | 0.0082074 | 0.0066721 | 0.0053267 | 0.0041868 | 0.0032482 | 0.0024934
Yes | SDG&E | Com | ComRefrig | 2019-21 Fed App: Refrigerated beverage vending machines | On-the-books | Electric Energy (GWh/year) |  | 0.046267 | 0.046516 | 0.046878 | 0.046907 | 0.047045 | 0.045473 | 0.02294 | 0.0075497 | 0.007344 | 0.0071579 | 0.0069896 | 0.0068372
Yes | SDG&E | Com | ComRefrig | Fed Appliance: Commercial Ice Makers | Expected | Electric Energy (GWh/year) | 0.26396 | 0.26396 | 0.26396 | 0.26396 | 0.26396 | 0.26396 | 0.26396 | 0.26396 | 0.26396 | 0.26396 | 0.26396 | 0.26396 | 0.26396
Yes | SDG&E | Com | ComRefrig | Fed Appliance: Commercial Refrigeration | Expected | Electric Energy (GWh/year) | 0.065166 | 0.065154 | 0.065146 | 0.065141 | 0.065137 | 0.065134 | 0.065131 | 0.065128 | 0.065124 | 0.065121 | 0.065118 | 0.065115 | 0.065112
Yes | SDG&E | Com | ComRefrig | Fed Appliance: Commercial Refrigeration Equipment | Expected | Electric Energy (GWh/year) | 2.3745 | 2.3658 | 0.87497 | 0 | 0 | 0 | 0 | 0 | 0 | 0 | 0 | 0 | 0
Yes | SDG&E | Com | ComRefrig | 2013 T-24: NRNC-Refrigeration-Supermarket | Expected | Electric Energy (GWh/year) | 0.53207 | 0.52582 | 0.51819 | 0.50913 | 0.49871 | 0.48719 | 0.47641 | 0.46514 | 0.45419 | 0.44302 | 0.432 | 0.42089 | 0.40984
Yes | SDG&E | Com | ComRefrig | 2013 T-24: NRNC-Refrigeration-Warehouse | Expected | Electric Energy (GWh/year) | 0.053893 | 0.053259 | 0.052486 | 0.051568 | 0.050514 | 0.049347 | 0.048255 | 0.047113 | 0.046004 | 0.044873 | 0.043757 | 0.042631 | 0.041512
Yes | SDG&E | Com | ComRefrig | Fed Appliance: Refrigerated Beverage Vending Machines | Expected | Electric Energy (GWh/year) | 0.0013551 | 0.001355 | 0.001355 | 0.001355 | 0.001355 | 0.001355 | 0.001355 | 0.001355 | 0.0013549 | 0.0013549 | 0.0013549 | 0.0013549 | 0.0013549
Yes | SDG&E | Com | ComRefrig | 2008 T-24: Refrigerated warehouses | Expected | Electric Energy (GWh/year) | 0.028055 | 0.028005 | 0.027967 | 0.02794 | 0.027919 | 0.027903 | 0.027884 | 0.027868 | 0.02785 | 0.027833 | 0.027815 | 0.027797 | 0.02778
Yes | SDG&E | Com | ComRefrig | Fed Appliance: Walk-in coolers and freezers | Expected | Electric Energy (GWh/year) | 6.7353 | 6.6723 | 6.6093 | 3.5221 | 0 | 0 | 0 | 0 | 0 | 0 | 0 | 0 | 0
Yes | SDG&E | Com | ComRefrig | 2005 T-20: Walk-In Refrigerators / Freezers | Expected | Electric Energy (GWh/year) | 0 | 0 | 0 | 0 | 0 | 0 | 0 | 0 | 0 | 0 | 0 | 0 | 0
Yes | SDG&E | Com | ComRefrig | 2025 T-24: NR Refrigeration - Evaporator Specific Efficiency for Refrigerated Warehouses (Alterations) | Expected | Electric Energy (GWh/year) | 0 | 0.002134 | 0.002174 | 0.0020333 | 0.0019097 | 0.0018024 | 0.0017104 | 0.0016322 | 0.0015662 | 0.0015109 | 0.0014649 | 0.0014267 | 0.0013951
Yes | SDG&E | Com | ComRefrig | 2025 T-24: NR Refrigeration - Evaporator Specific Efficiency for Refrigerated Warehouses (New Construction + Additions) | Expected | Electric Energy (GWh/year) | 0 | 0.0002919 | 0.0016283 | 0.0015229 | 0.0014303 | 0.0013499 | 0.001281 | 0.0012224 | 0.001173 | 0.0011316 | 0.0010971 | 0.0010685 | 0.0010449
Yes | SDG&E | Com | ComRefrig | 2022 T-24: NRA - Refrigeration System - Automatic Door Closers​ for Refrigerated Spaces | Expected | Electric Energy (GWh/year) | 0.0039631 | 0.0037537 | 0.0035675 | 0.0034022 | 0.0032559 | 0.0031268 | 0.0030129 | 0.0029127 | 0.0028247 | 0.00092023 | 0 | 0 | 0
Yes | SDG&E | Com | ComRefrig | 2022 T-24: NRNC - Refrigeration System - Automatic Door Closers​ for Refrigerated Spaces | Expected | Electric Energy (GWh/year) |  | 0.0016258 | 0.0015452 | 0.0014736 | 0.0014102 | 0.0013543 | 0.001305 | 0.0012616 | 0.0012235 | 0.00119 | 0.0011607 | 0.001135 | 0.0011126
Yes | SDG&E | Com | ComRefrig | 2022 T-24: NRNC - Refrigeration System - Design and Control Requirements for Transcritical CO2 Systems - Adiabatic Condenser | Expected | Electric Energy (GWh/year) |  | 0.022553 | 0.021434 | 0.020441 | 0.019562 | 0.018786 | 0.018102 | 0.0175 | 0.016972 | 0.016508 | 0.016101 | 0.015745 | 0.015434
Yes | SDG&E | Com | ComRefrig | 2019 T-24: NRNC-MECH-Adiabatic Condensers for Refrigeration | Expected | Electric Energy (GWh/year) |  | 0.01818 | 0.01677 | 0.01518 | 0.013457 | 0.011668 | 0.0098933 | 0.0082074 | 0.0066721 | 0.0053267 | 0.0041868 | 0.0032482 | 0.0024934
Yes | SDG&E | Com | ComRefrig | 2019-21 Fed App: Refrigerated beverage vending machines | Expected | Electric Energy (GWh/year) |  | 0.046267 | 0.046516 | 0.046878 | 0.046907 | 0.047045 | 0.045473 | 0.02294 | 0.0075497 | 0.007344 | 0.0071579 | 0.0069896 | 0.0068372
Yes | SDG&E | Com | ComRefrig | Fed Appliance: Commercial Ice Makers | Possible | Electric Energy (GWh/year) | 0.26396 | 0.26396 | 0.26396 | 0.26396 | 0.26396 | 0.26396 | 0.26396 | 0.26396 | 0.26396 | 0.26396 | 0.26396 | 0.26396 | 0.26396
Yes | SDG&E | Com | ComRefrig | Fed Appliance: Commercial Refrigeration | Possible | Electric Energy (GWh/year) | 0.065166 | 0.065154 | 0.065146 | 0.065141 | 0.065137 | 0.065134 | 0.065131 | 0.065128 | 0.065124 | 0.065121 | 0.065118 | 0.065115 | 0.065112
Yes | SDG&E | Com | ComRefrig | Fed Appliance: Commercial Refrigeration Equipment | Possible | Electric Energy (GWh/year) | 2.3745 | 2.3658 | 0.87497 | 0 | 0 | 0 | 0 | 0 | 0 | 0 | 0 | 0 | 0
Yes | SDG&E | Com | ComRefrig | 2013 T-24: NRNC-Refrigeration-Supermarket | Possible | Electric Energy (GWh/year) | 0.53207 | 0.52582 | 0.51819 | 0.50913 | 0.49871 | 0.48719 | 0.47641 | 0.46514 | 0.45419 | 0.44302 | 0.432 | 0.42089 | 0.40984
Yes | SDG&E | Com | ComRefrig | 2013 T-24: NRNC-Refrigeration-Warehouse | Possible | Electric Energy (GWh/year) | 0.053893 | 0.053259 | 0.052486 | 0.051568 | 0.050514 | 0.049347 | 0.048255 | 0.047113 | 0.046004 | 0.044873 | 0.043757 | 0.042631 | 0.041512
Yes | SDG&E | Com | ComRefrig | Fed Appliance: Refrigerated Beverage Vending Machines | Possible | Electric Energy (GWh/year) | 0.0013551 | 0.001355 | 0.001355 | 0.001355 | 0.001355 | 0.001355 | 0.001355 | 0.001355 | 0.0013549 | 0.0013549 | 0.0013549 | 0.0013549 | 0.0013549
Yes | SDG&E | Com | ComRefrig | 2008 T-24: Refrigerated warehouses | Possible | Electric Energy (GWh/year) | 0.028055 | 0.028005 | 0.027967 | 0.02794 | 0.027919 | 0.027903 | 0.027884 | 0.027868 | 0.02785 | 0.027833 | 0.027815 | 0.027797 | 0.02778
Yes | SDG&E | Com | ComRefrig | Fed Appliance: Walk-in coolers and freezers | Possible | Electric Energy (GWh/year) | 6.7353 | 6.6723 | 6.6093 | 3.5221 | 0 | 0 | 0 | 0 | 0 | 0 | 0 | 0 | 0
Yes | SDG&E | Com | ComRefrig | 2005 T-20: Walk-In Refrigerators / Freezers | Possible | Electric Energy (GWh/year) | 0 | 0 | 0 | 0 | 0 | 0 | 0 | 0 | 0 | 0 | 0 | 0 | 0
Yes | SDG&E | Com | ComRefrig | 2025 T-24: NR Refrigeration - Evaporator Specific Efficiency for Refrigerated Warehouses (Alterations) | Possible | Electric Energy (GWh/year) | 0 | 0.002134 | 0.002174 | 0.0020333 | 0.0019097 | 0.0018024 | 0.0017104 | 0.0016322 | 0.0015662 | 0.0015109 | 0.0014649 | 0.0014267 | 0.0013951
Yes | SDG&E | Com | ComRefrig | 2025 T-24: NR Refrigeration - Evaporator Specific Efficiency for Refrigerated Warehouses (New Construction + Additions) | Possible | Electric Energy (GWh/year) | 0 | 0.0002919 | 0.0016283 | 0.0015229 | 0.0014303 | 0.0013499 | 0.001281 | 0.0012224 | 0.001173 | 0.0011316 | 0.0010971 | 0.0010685 | 0.0010449
Yes | SDG&E | Com | ComRefrig | 2022 T-24: NRA - Refrigeration System - Automatic Door Closers​ for Refrigerated Spaces | Possible | Electric Energy (GWh/year) | 0.0039631 | 0.0037537 | 0.0035675 | 0.0034022 | 0.0032559 | 0.0031268 | 0.0030129 | 0.0029127 | 0.0028247 | 0.00092023 | 0 | 0 | 0
Yes | SDG&E | Com | ComRefrig | 2022 T-24: NRNC - Refrigeration System - Automatic Door Closers​ for Refrigerated Spaces | Possible | Electric Energy (GWh/year) |  | 0.0016258 | 0.0015452 | 0.0014736 | 0.0014102 | 0.0013543 | 0.001305 | 0.0012616 | 0.0012235 | 0.00119 | 0.0011607 | 0.001135 | 0.0011126
Yes | SDG&E | Com | ComRefrig | 2022 T-24: NRNC - Refrigeration System - Design and Control Requirements for Transcritical CO2 Systems - Adiabatic Condenser | Possible | Electric Energy (GWh/year) |  | 0.022553 | 0.021434 | 0.020441 | 0.019562 | 0.018786 | 0.018102 | 0.0175 | 0.016972 | 0.016508 | 0.016101 | 0.015745 | 0.015434
Yes | SDG&E | Com | ComRefrig | 2019 T-24: NRNC-MECH-Adiabatic Condensers for Refrigeration | Possible | Electric Energy (GWh/year) |  | 0.01818 | 0.01677 | 0.01518 | 0.013457 | 0.011668 | 0.0098933 | 0.0082074 | 0.0066721 | 0.0053267 | 0.0041868 | 0.0032482 | 0.0024934
Yes | SDG&E | Com | ComRefrig | 2019-21 Fed App: Refrigerated beverage vending machines | Possible | Electric Energy (GWh/year) |  | 0.046267 | 0.046516 | 0.046878 | 0.046907 | 0.047045 | 0.045473 | 0.02294 | 0.0075497 | 0.007344 | 0.0071579 | 0.0069896 | 0.0068372
Yes | PG&E | Com | FoodServ | 2005 T-20: Hot Food Holding Cabinets | On-the-books | Electric Energy (GWh/year) | 0.043481 | 0.043451 | 0.043432 | 0.043421 | 0.043414 | 0.043409 | 0.043403 | 0.043398 | 0.043392 | 0.043387 | 0.043382 | 0.043376 | 0.043371
Yes | PG&E | Com | FoodServ | 2005 T-20: Hot Food Holding Cabinets | Expected | Electric Energy (GWh/year) | 0.043481 | 0.043451 | 0.043432 | 0.043421 | 0.043414 | 0.043409 | 0.043403 | 0.043398 | 0.043392 | 0.043387 | 0.043382 | 0.043376 | 0.043371
Yes | PG&E | Com | FoodServ | 2005 T-20: Hot Food Holding Cabinets | Possible | Electric Energy (GWh/year) | 0.043481 | 0.043451 | 0.043432 | 0.043421 | 0.043414 | 0.043409 | 0.043403 | 0.043398 | 0.043392 | 0.043387 | 0.043382 | 0.043376 | 0.043371
Yes | SCE | Com | FoodServ | 2005 T-20: Hot Food Holding Cabinets | On-the-books | Electric Energy (GWh/year) | 0.043481 | 0.043451 | 0.043432 | 0.043421 | 0.043414 | 0.043409 | 0.043403 | 0.043398 | 0.043392 | 0.043387 | 0.043382 | 0.043376 | 0.043371
Yes | SCE | Com | FoodServ | 2005 T-20: Hot Food Holding Cabinets | Expected | Electric Energy (GWh/year) | 0.043481 | 0.043451 | 0.043432 | 0.043421 | 0.043414 | 0.043409 | 0.043403 | 0.043398 | 0.043392 | 0.043387 | 0.043382 | 0.043376 | 0.043371
Yes | SCE | Com | FoodServ | 2005 T-20: Hot Food Holding Cabinets | Possible | Electric Energy (GWh/year) | 0.043481 | 0.043451 | 0.043432 | 0.043421 | 0.043414 | 0.043409 | 0.043403 | 0.043398 | 0.043392 | 0.043387 | 0.043382 | 0.043376 | 0.043371
Yes | SDG&E | Com | FoodServ | 2005 T-20: Hot Food Holding Cabinets | On-the-books | Electric Energy (GWh/year) | 0.0089049 | 0.0088986 | 0.0088948 | 0.0088924 | 0.008891 | 0.0088901 | 0.0088888 | 0.0088878 | 0.0088866 | 0.0088856 | 0.0088844 | 0.0088833 | 0.0088822
Yes | SDG&E | Com | FoodServ | 2005 T-20: Hot Food Holding Cabinets | Expected | Electric Energy (GWh/year) | 0.0089049 | 0.0088986 | 0.0088948 | 0.0088924 | 0.008891 | 0.0088901 | 0.0088888 | 0.0088878 | 0.0088866 | 0.0088856 | 0.0088844 | 0.0088833 | 0.0088822
Yes | SDG&E | Com | FoodServ | 2005 T-20: Hot Food Holding Cabinets | Possible | Electric Energy (GWh/year) | 0.0089049 | 0.0088986 | 0.0088948 | 0.0088924 | 0.008891 | 0.0088901 | 0.0088888 | 0.0088878 | 0.0088866 | 0.0088856 | 0.0088844 | 0.0088833 | 0.0088822
Yes | PG&E | Com | Lighting | 2005 T-24: Bi-level lighting control credits | On-the-books | Electric Energy (GWh/year) | 0.015522 | 0.015426 | 0.015336 | 0.015251 | 0.015172 | 0.015098 | 0.01502 | 0.014945 | 0.014868 | 0.014792 | 0.014716 | 0.01464 | 0.014563
Yes | PG&E | Com | Lighting | T-20: Dimming Ballasts | On-the-books | Electric Energy (GWh/year) | 3.8969 | 3.9071 | 3.9174 | 3.9276 | 0 | 0 | 0 | 0 | 0 | 0 | 0 | 0 | 0
Yes | PG&E | Com | Lighting | 2008 T-20: General Purpose Lighting -- 60 and 40 watt | On-the-books | Electric Energy (GWh/year) | 0 | 0 | 0 | 0 | 0 | 0 | 0 | 0 | 0 | 0 | 0 | 0 | 0
Yes | PG&E | Com | Lighting | Fed Appliance: General Service Fluorescent Lamps #1 | On-the-books | Electric Energy (GWh/year) | 1.2561 | 1.2531 | 1.2511 | 1.2496 | 1.2485 | 1.2477 | 1.2468 | 1.2459 | 1.245 | 1.2442 | 1.2433 | 1.2424 | 1.2415
Yes | PG&E | Com | Lighting | Fed Appliance: GSFLs | On-the-books | Electric Energy (GWh/year) | 33.8822 | 33.9658 | 34.0495 | 34.1331 | 0 | 0 | 0 | 0 | 0 | 0 | 0 | 0 | 0
Yes | PG&E | Com | Lighting | 2006 T-20: General Service Incandescent Lamps, Tier 2 #3 | On-the-books | Electric Energy (GWh/year) | 0.00058099 | 0.00058073 | 0.00058052 | 0.00058035 | 0.00058021 | 0.0005801 | 0.00057996 | 0.00057984 | 0.00057972 | 0.0005796 | 0.00057947 | 0.00057935 | 0.00057922
Yes | PG&E | Com | Lighting | T-20: GSLs - Original Scope - Tier 2 | On-the-books | Electric Energy (GWh/year) | 7.6223 | 7.2894 | 6.9564 | 6.6235 | 6.2906 | 5.9577 | 5.6247 | 5.2918 | 4.9589 | 0.63806 | 0.59214 | 0.54622 | 0.5003
Yes | PG&E | Com | Lighting | T-20: LED Lamps - Tier 1 | On-the-books | Electric Energy (GWh/year) | 0.70533 | 0.66023 | 0.61513 | 0.57003 | 0.52492 | 0.47982 | 0.43472 | 0.38961 | 0.34451 | 0.29941 | 0.03695 | 0.030397 | 0.023843
Yes | PG&E | Com | Lighting | Fed Appliance: Incandescent Reflector Lamps | On-the-books | Electric Energy (GWh/year) | 0.0051159 | 0.0049905 | 0.0048889 | 0.0048084 | 0.0047455 | 0.0046971 | 0.004639 | 0.0045874 | 0.0045314 | 0.0044784 | 0.0044234 | 0.0043697 | 0.0043151
Yes | PG&E | Com | Lighting | 2005 T-24: Lighting controls under skylights | On-the-books | Electric Energy (GWh/year) | 0.19062 | 0.18997 | 0.18949 | 0.18914 | 0.18888 | 0.18869 | 0.18845 | 0.18824 | 0.18802 | 0.1878 | 0.18758 | 0.18736 | 0.18714
Yes | PG&E | Com | Lighting | Fed Appliance: Metal Halide Lamp Fixtures | On-the-books | Electric Energy (GWh/year) | 0.41246 | 0.39741 | 0.38237 | 0.36732 | 0.35227 | 0.33722 | 0.32217 | 0.30712 | 0.29207 | 0.27702 | 0.26197 | 0.24692 | 0.23187
Yes | PG&E | Com | Lighting | 2005 T-20: Modular Furniture Task Lighting Fixtures | On-the-books | Electric Energy (GWh/year) | 0.017322 | 0.017272 | 0.017237 | 0.017211 | 0.017192 | 0.017179 | 0.017162 | 0.017148 | 0.017132 | 0.017117 | 0.017101 | 0.017086 | 0.01707
Yes | PG&E | Com | Lighting | 2016 T-24: Nonresidential Lighting Alterations (Units = sq ft) | On-the-books | Electric Energy (GWh/year) | 14.5745 | 14.3905 | 14.1963 | 13.9981 | 13.802 | 13.6038 | 13.4014 | 0 | 0 | 0 | 0 | 0 | 0
Yes | PG&E | Com | Lighting | 2013 T-24: NRA-Lighting-Alterations-Existing Measures | On-the-books | Electric Energy (GWh/year) | 20.0096 | 19.7556 | 19.5556 | 19.3996 | 9.5601 | 0 | 0 | 0 | 0 | 0 | 0 | 0 | 0
Yes | PG&E | Com | Lighting | 2013 T-24: NRA-Lighting-Alterations-New Measures | On-the-books | Electric Energy (GWh/year) | 26.2556 | 25.9389 | 25.6702 | 25.4435 | 12.5227 | 0 | 0 | 0 | 0 | 0 | 0 | 0 | 0
Yes | PG&E | Com | Lighting | 2016 T-24: NRA-Lighting-ASHRAE Elevator Lighting & Ventilation | On-the-books | Electric Energy (GWh/year) | 0.13774 | 0.13654 | 0.13572 | 0.13517 | 0.13479 | 0.13454 | 0.1342 | 0 | 0 | 0 | 0 | 0 | 0
Yes | PG&E | Com | Lighting | 2013 T-24: NRA-Lighting-Egress Lighting Control | On-the-books | Electric Energy (GWh/year) | 16.9527 | 16.661 | 16.3909 | 16.1426 | 7.8924 | 0 | 0 | 0 | 0 | 0 | 0 | 0 | 0
Yes | PG&E | Com | Lighting | 2013 T-24: NRA-Lighting-Hotel Corridors | On-the-books | Electric Energy (GWh/year) | 0.31652 | 0.31292 | 0.30984 | 0.30722 | 0.15125 | 0 | 0 | 0 | 0 | 0 | 0 | 0 | 0
Yes | PG&E | Com | Lighting | 2013 T-24: NRA-Lighting-MF Building Corridors | On-the-books | Electric Energy (GWh/year) | 1.0009 | 0.99162 | 0.98318 | 0.97557 | 0.4804 | 0 | 0 | 0 | 0 | 0 | 0 | 0 | 0
Yes | PG&E | Com | Lighting | 2016 T-24: NRA-Lighting-Outdoor Lighting Controls (unit = control) | On-the-books | Electric Energy (GWh/year) | 0.094795 | 0.09397 | 0.093409 | 0.093028 | 0.092769 | 0.092593 | 0.092362 | 0 | 0 | 0 | 0 | 0 | 0
Yes | PG&E | Com | Lighting | 2013 T-24: NRA-Lighting-Warehouses and Libraries | On-the-books | Electric Energy (GWh/year) | 8.5607 | 8.4492 | 8.3584 | 8.2848 | 4.0789 | -2.0191e-15 | -2.0191e-15 | -2.0191e-15 | -2.0191e-15 | -2.0191e-15 | -2.0191e-15 | -2.0191e-15 | -2.0191e-15
Yes | PG&E | Com | Lighting | 2013 T-24: NRNC-Lighting-Controllable Lighting | On-the-books | Electric Energy (GWh/year) | 5.8017 | 5.6495 | 5.5156 | 5.3992 | 5.2989 | 5.2131 | 5.1177 | 5.0287 | 4.9354 | 4.8449 | 4.7526 | 4.6615 | 4.5696
Yes | PG&E | Com | Lighting | 2013 T-24: NRNC-Lighting-DR Lighting Controls | On-the-books | Electric Energy (GWh/year) | 0.16751 | 0.16671 | 0.16622 | 0.16591 | 0.16572 | 0.1656 | 0.16543 | 0.1653 | 0.16515 | 0.16501 | 0.16486 | 0.16471 | 0.16457
Yes | PG&E | Com | Lighting | 2013 T-24: NRNC-Lighting-Egress Lighting Control | On-the-books | Electric Energy (GWh/year) | 8.2575 | 8.0888 | 7.9262 | 7.7709 | 7.6238 | 7.4856 | 7.3415 | 7.2014 | 7.0586 | 6.9176 | 6.7754 | 6.6339 | 6.492
Yes | PG&E | Com | Lighting | 2013 T-24: NRNC-Lighting-Hotel Corridors | On-the-books | Electric Energy (GWh/year) | 0.16033 | 0.15718 | 0.15434 | 0.15181 | 0.14957 | 0.14763 | 0.14549 | 0.14348 | 0.14138 | 0.13935 | 0.13727 | 0.13522 | 0.13315
Yes | PG&E | Com | Lighting | 2013 T-24: NRNC-Lighting-MF Building Corridors | On-the-books | Electric Energy (GWh/year) | 1.158 | 1.1437 | 1.1301 | 1.1173 | 1.1052 | 1.0942 | 1.0825 | 1.0712 | 1.0596 | 1.0482 | 1.0367 | 1.0253 | 1.0138
Yes | PG&E | Com | Lighting | 2013 T-24: NRNC-Lighting-Office Plug Load Control | On-the-books | Electric Energy (GWh/year) | 1.769 | 1.7315 | 1.6975 | 1.6674 | 1.6411 | 1.6185 | 1.5934 | 1.5699 | 1.5454 | 1.5216 | 1.4973 | 1.4733 | 1.4491
Yes | PG&E | Com | Lighting | 2013 T-24: NRNC-Lighting-Outdoor Lighting & Controls | On-the-books | Electric Energy (GWh/year) | 0.91046 | 0.90316 | 0.89759 | 0.89334 | 0.89012 | 0.88768 | 0.88471 | 0.8821 | 0.87925 | 0.87656 | 0.87376 | 0.87104 | 0.86826
Yes | PG&E | Com | Lighting | 2013 T-24: NRNC-Lighting-Parking Garage | On-the-books | Electric Energy (GWh/year) | 1.6856 | 1.6738 | 1.6655 | 1.6598 | 1.6558 | 1.653 | 1.6495 | 1.6465 | 1.6431 | 1.6399 | 1.6366 | 1.6334 | 1.6302
Yes | PG&E | Com | Lighting | 2013 T-24: NRNC-Lighting-Warehouses and Libraries | On-the-books | Electric Energy (GWh/year) | 2.2966 | 2.2303 | 2.1738 | 2.1263 | 2.0867 | 2.054 | 2.0167 | 1.9825 | 1.9463 | 1.9114 | 1.8756 | 1.8404 | 1.8048
Yes | PG&E | Com | Lighting | 2008 T-24: Outdoor Lighting | On-the-books | Electric Energy (GWh/year) | 0.38007 | 0.37681 | 0.37412 | 0.37189 | 0.37005 | 0.36853 | 0.3668 | 0.36521 | 0.36353 | 0.36191 | 0.36025 | 0.35861 | 0.35696
Yes | PG&E | Com | Lighting | 2008 T-24: Sidelighting | On-the-books | Electric Energy (GWh/year) | 1.0901 | 1.0847 | 1.0801 | 1.0763 | 1.0731 | 1.0705 | 1.0676 | 1.0648 | 1.0619 | 1.0591 | 1.0563 | 1.0535 | 1.0506
Yes | PG&E | Com | Lighting | 2008 T-24: Skylighting | On-the-books | Electric Energy (GWh/year) | 2.8747 | 2.8692 | 2.8651 | 2.8621 | 2.8599 | 2.8583 | 2.8563 | 2.8545 | 2.8526 | 2.8508 | 2.8489 | 2.8471 | 2.8452
Yes | PG&E | Com | Lighting | T-20: Small Diameter Directional Lamps | On-the-books | Electric Energy (GWh/year) | 15.0578 | 14.4779 | 0 | 0 | 0 | 0 | 0 | 0 | 0 | 0 | 0 | 0 | 0
Yes | PG&E | Com | Lighting | 2008 T-24: Tailored Indoor lighting | On-the-books | Electric Energy (GWh/year) | 1.0108 | 1.0087 | 1.0071 | 1.0059 | 1.005 | 1.0043 | 1.0034 | 1.0027 | 1.0019 | 1.0012 | 1.0004 | 0.99961 | 0.99883
Yes | PG&E | Com | Lighting | 2019-21 Fed App: Ceiling fan light kits | On-the-books | Electric Energy (GWh/year) | 0.020171 | 0.019106 | 0.018113 | 0.017179 | 0.016413 | 0.015749 | 0.015001 | 0.014323 | 0.011961 | 0.0015954 | 0.0015346 | 0.0014796 | 0.0014298
Yes | PG&E | Com | Lighting | 2025 T-24: Daylighting - Revise Automatic Daylighting Controls Exceptions (Alterations) | On-the-books | Electric Energy (GWh/year) |  | 1.2557 | 1.3332 | 1.2941 | 1.255 | 1.216 | 1.1771 | 1.1384 | 1.1 | 1.0619 | 1.0243 | 0.98711 | 0.95047
Yes | PG&E | Com | Lighting | 2025 T-24: Daylighting - Revise Automatic Daylighting Controls Exceptions (New Construction + Additions) | On-the-books | Electric Energy (GWh/year) | 0 | 0.057288 | 0.33304 | 0.32327 | 0.3135 | 0.30374 | 0.29403 | 0.28437 | 0.27477 | 0.26527 | 0.25586 | 0.24658 | 0.23742
Yes | PG&E | Com | Lighting | 2019 T-20: General Service Lamps - Expanded Scope | On-the-books | Electric Energy (GWh/year) |  | 1.628 | 1.7246 | 1.5751 | 0.19669 | 0.24417 | 0.24287 | 0.24224 | 0.24194 | 0.24179 | 0.24172 | 0.24168 | 0.24166
Yes | PG&E | Com | Lighting | 2016 T-20: LED Quality - Tier 2 | On-the-books | Electric Energy (GWh/year) | 0.016093 | 0.015748 | 0.015374 | 0.015 | 0.014383 | 0.013813 | 0.013295 | 0.012832 | 0.012425 | 0.012071 | 0.011767 | 0.011508 | 0.0042151
Yes | PG&E | Com | Lighting | 2022 T-24: NRA - Controlled Environment Horticulture - Lighting Efficacy | On-the-books | Electric Energy (GWh/year) | 5.4359 | 5.0917 | 4.78 | 4.5007 | 4.2526 | 4.0338 | 3.8424 | 3.6759 | 0.29996 | 0 | 0 | 0 | 0
Yes | PG&E | Com | Lighting | 2022 T-24: NRA - Daylighting - Automatic Daylight Dimming to 10% | On-the-books | Electric Energy (GWh/year) | 6.71 | 6.5101 | 6.2605 | 5.9559 | 5.5943 | 5.1787 | 0.40077 | 0 | 0 | 0 | 0 | 0 | 0
Yes | PG&E | Com | Lighting | 2022 T-24: NRA - Grid Integration - Demand Responsive Lighting Systems | On-the-books | Electric Energy (GWh/year) | 0.034439 | 0.030784 | 0.028557 | 0.027202 | 0.026378 | 0.015137 | 0 | 0 | 0 | 0 | 0 | 0 | 0
Yes | PG&E | Com | Lighting | 2022 T-24: NRA - Indoor Lighting - Lighting Power Densities | On-the-books | Electric Energy (GWh/year) | 12.9169 | 12.8038 | 12.6632 | 12.4953 | 12.3043 | 12.0984 | 11.8891 | 11.6885 | 11.5068 | 11.3507 | 11.2223 | 11.1206 | 11.0423
Yes | PG&E | Com | Lighting | 2022 T-24: NRA - Indoor Lighting - Multi-zone Occupancy Sensing in Large Offices | On-the-books | Electric Energy (GWh/year) | 8.4762 | 8.1621 | 7.8354 | 7.5067 | 7.1869 | 6.886 | 0.56151 | 0 | 0 | 0 | 0 | 0 | 0
Yes | PG&E | Com | Lighting | 2022 T-24: NRA - Outdoor Lighting - Lighting Power Allowances for General Hardscapes | On-the-books | Electric Energy (GWh/year) | 2.5275 | 2.5275 | 2.5275 | 2.5275 | 2.5275 | 2.5275 | 2.5275 | 2.5275 | 2.5275 | 2.5275 | 2.5275 | 2.5275 | 2.5275
Yes | PG&E | Com | Lighting | 2022 T-24: NRA - Outdoor Lighting - Lighting Zone Reclassification | On-the-books | Electric Energy (GWh/year) | 0.29259 | 0.29259 | 0.29259 | 0.29259 | 0.29259 | 0.29259 | 0.29259 | 0.29259 | 0.29259 | 0.29259 | 0.29259 | 0.29259 | 0.29259
Yes | PG&E | Com | Lighting | 2019 T-24: NRA-Indoor Lighting-Alterations (Control) | On-the-books | Electric Energy (GWh/year) | 0.044411 | 0.041645 | 0.038414 | 0.034771 | 0.030825 | 0.026728 | 0.022662 | 0.0188 | 0.015283 | 0.012202 | 0.00081453 | 0 | 0
Yes | PG&E | Com | Lighting | 2019 T-24: NRA-Indoor Lighting-Alterations (LPD) | On-the-books | Electric Energy (GWh/year) | 1.4939 | 1.1002 | 0.79049 | 0.55729 | 0.3874 | 0.26659 | 0.18215 | 0.12384 | 0.083906 | 0.05672 | 0.0032513 | 0 | 0
Yes | PG&E | Com | Lighting | 2019 T-24: NRA-Indoor Lighting-New Controls | On-the-books | Electric Energy (GWh/year) | 2.7719 | 2.5992 | 2.3975 | 2.1702 | 1.9239 | 1.6682 | 1.4144 | 1.1734 | 0.9539 | 0.76155 | 0.050838 | 0 | 0
Yes | PG&E | Com | Lighting | 2019 T-24: NRA-Indoor Lighting-New LPD | On-the-books | Electric Energy (GWh/year) | 13.6799 | 10.0746 | 7.2386 | 5.1032 | 3.5475 | 2.4412 | 1.6679 | 1.134 | 0.76835 | 0.51939 | 0.029772 | 0 | 0
Yes | PG&E | Com | Lighting | 2019 T-24: NRA-Outdoor Lighting-Controls | On-the-books | Electric Energy (GWh/year) | 2.7858 | 2.6123 | 2.4096 | 2.1811 | 1.9335 | 1.6766 | 1.4215 | 1.1793 | 0.95869 | 0.76538 | 0.051093 | 0 | 0
Yes | PG&E | Com | Lighting | 2019 T-24: NRA-Outdoor Lighting-LPA (General Hardscape) | On-the-books | Electric Energy (GWh/year) | 2.0185 | 1.4865 | 1.0681 | 0.75299 | 0.52344 | 0.3602 | 0.24611 | 0.16732 | 0.11337 | 0.076638 | 0.004393 | 0 | 0
Yes | PG&E | Com | Lighting | 2019 T-24: NRA-Outdoor Lighting-LPA (Specific Applications) | On-the-books | Electric Energy (GWh/year) | 1.984 | 1.4611 | 1.0498 | 0.74011 | 0.51449 | 0.35404 | 0.2419 | 0.16446 | 0.11143 | 0.075327 | 0.0043179 | 0 | 0
Yes | PG&E | Com | Lighting | 2022 T-24: NRNC - Controlled Environment Horticulture - Lighting Efficacy | On-the-books | Electric Energy (GWh/year) | 14.8127 | 13.8747 | 13.0255 | 12.2643 | 11.5881 | 10.9921 | 10.4704 | 10.0167 | 9.6241 | 9.2859 | 8.9958 | 8.7478 | 8.5364
Yes | PG&E | Com | Lighting | 2022 T-24: NRNC - Daylighting - Automatic Daylight Dimming to 10% | On-the-books | Electric Energy (GWh/year) | 1.3442 | 1.3042 | 1.2542 | 1.1932 | 1.1207 | 1.0375 | 0.94533 | 0.84748 | 0.74803 | 0.65138 | 0.56144 | 0.48105 | 0.41175
Yes | PG&E | Com | Lighting | 2022 T-24: NRNC - Grid Integration - Demand Responsive Lighting Systems | On-the-books | Electric Energy (GWh/year) |  | 0.0011342 | 0.0010521 | 0.0010022 | 0.00097186 | 0.00095344 | 0.00094226 | 0.00093548 | 0.00093137 | 0.00092887 | 0.00092736 | 0.00092644 | 0.00092588
Yes | PG&E | Com | Lighting | 2022 T-24: NRNC - Indoor Lighting - Lighting Power Densities | On-the-books | Electric Energy (GWh/year) |  | 2.8248 | 2.7938 | 2.7568 | 2.7146 | 2.6692 | 2.623 | 2.5788 | 2.5387 | 2.5042 | 2.4759 | 2.4535 | 2.4362
Yes | PG&E | Com | Lighting | 2022 T-24: NRNC - Indoor Lighting - Multi-zone Occupancy Sensing in Large Offices | On-the-books | Electric Energy (GWh/year) |  | 5.2544 | 5.044 | 4.8324 | 4.6266 | 4.4329 | 4.256 | 4.0992 | 3.9634 | 3.8485 | 3.753 | 3.6749 | 3.6117
Yes | PG&E | Com | Lighting | 2022 T-24: NRNC - Outdoor Lighting - Nonresidential Lighting Power Allowances for General Hardscapes | On-the-books | Electric Energy (GWh/year) |  | 0.81182 | 0.81182 | 0.81182 | 0.81182 | 0.81182 | 0.81182 | 0.81182 | 0.81182 | 0.81182 | 0.81182 | 0.81182 | 0.81182
Yes | PG&E | Com | Lighting | 2022 T-24: NRNC - Outdoor Lighting - Nonresidential Lighting Zone Reclassification | On-the-books | Electric Energy (GWh/year) |  | 0.094781 | 0.094781 | 0.094781 | 0.094781 | 0.094781 | 0.094781 | 0.094781 | 0.094781 | 0.094781 | 0.094781 | 0.094781 | 0.094781
Yes | PG&E | Com | Lighting | 2019 T-24: NRNC-Indoor Lighting-Controls | On-the-books | Electric Energy (GWh/year) |  | 1.6946 | 1.5632 | 1.4149 | 1.2543 | 1.0877 | 0.92219 | 0.76504 | 0.62193 | 0.49652 | 0.39027 | 0.30278 | 0.23242
Yes | PG&E | Com | Lighting | 2019 T-24: NRNC-Indoor Lighting-LPD | On-the-books | Electric Energy (GWh/year) |  | 3.4661 | 2.4904 | 1.7557 | 1.2205 | 0.83988 | 0.57385 | 0.39015 | 0.26435 | 0.17869 | 0.1206 | 0.081311 | 0.054779
Yes | PG&E | Com | Lighting | 2019 T-24: NRNC-Outdoor Lighting-Controls | On-the-books | Electric Energy (GWh/year) |  | 0.89164 | 0.82246 | 0.74447 | 0.65998 | 0.57227 | 0.48521 | 0.40252 | 0.32723 | 0.26125 | 0.20534 | 0.15931 | 0.12229
Yes | PG&E | Com | Lighting | 2019 T-24: NRNC-Outdoor Lighting-LPA (General Hardscape) | On-the-books | Electric Energy (GWh/year) |  | 1.0713 | 0.88873 | 0.72249 | 0.5768 | 0.45337 | 0.35173 | 0.27 | 0.20552 | 0.15541 | 0.11692 | 0.087614 | 0.065462
Yes | PG&E | Com | Lighting | 2019 T-24: NRNC-Outdoor Lighting-LPA (Specific Applications) | On-the-books | Electric Energy (GWh/year) |  | 1.0479 | 0.86929 | 0.70668 | 0.56418 | 0.44345 | 0.34404 | 0.26409 | 0.20102 | 0.15201 | 0.11436 | 0.085697 | 0.064029
Yes | PG&E | Com | Lighting | 2005 T-24: Bi-level lighting control credits | Expected | Electric Energy (GWh/year) | 0.015522 | 0.015426 | 0.015336 | 0.015251 | 0.015172 | 0.015098 | 0.01502 | 0.014945 | 0.014868 | 0.014792 | 0.014716 | 0.01464 | 0.014563
Yes | PG&E | Com | Lighting | T-20: Dimming Ballasts | Expected | Electric Energy (GWh/year) | 3.8969 | 3.9071 | 3.9174 | 3.9276 | 0 | 0 | 0 | 0 | 0 | 0 | 0 | 0 | 0
Yes | PG&E | Com | Lighting | 2008 T-20: General Purpose Lighting -- 60 and 40 watt | Expected | Electric Energy (GWh/year) | 0 | 0 | 0 | 0 | 0 | 0 | 0 | 0 | 0 | 0 | 0 | 0 | 0
Yes | PG&E | Com | Lighting | Fed Appliance: General Service Fluorescent Lamps #1 | Expected | Electric Energy (GWh/year) | 1.2561 | 1.2531 | 1.2511 | 1.2496 | 1.2485 | 1.2477 | 1.2468 | 1.2459 | 1.245 | 1.2442 | 1.2433 | 1.2424 | 1.2415
Yes | PG&E | Com | Lighting | Fed Appliance: GSFLs | Expected | Electric Energy (GWh/year) | 33.8822 | 33.9658 | 34.0495 | 34.1331 | 0 | 0 | 0 | 0 | 0 | 0 | 0 | 0 | 0
Yes | PG&E | Com | Lighting | 2006 T-20: General Service Incandescent Lamps, Tier 2 #3 | Expected | Electric Energy (GWh/year) | 0.00058099 | 0.00058073 | 0.00058052 | 0.00058035 | 0.00058021 | 0.0005801 | 0.00057996 | 0.00057984 | 0.00057972 | 0.0005796 | 0.00057947 | 0.00057935 | 0.00057922
Yes | PG&E | Com | Lighting | T-20: GSLs - Original Scope - Tier 2 | Expected | Electric Energy (GWh/year) | 7.6223 | 7.2894 | 6.9564 | 6.6235 | 6.2906 | 5.9577 | 5.6247 | 5.2918 | 4.9589 | 0.63806 | 0.59214 | 0.54622 | 0.5003
Yes | PG&E | Com | Lighting | T-20: LED Lamps - Tier 1 | Expected | Electric Energy (GWh/year) | 0.70533 | 0.66023 | 0.61513 | 0.57003 | 0.52492 | 0.47982 | 0.43472 | 0.38961 | 0.34451 | 0.29941 | 0.03695 | 0.030397 | 0.023843
Yes | PG&E | Com | Lighting | Fed Appliance: Incandescent Reflector Lamps | Expected | Electric Energy (GWh/year) | 0.0051159 | 0.0049905 | 0.0048889 | 0.0048084 | 0.0047455 | 0.0046971 | 0.004639 | 0.0045874 | 0.0045314 | 0.0044784 | 0.0044234 | 0.0043697 | 0.0043151
Yes | PG&E | Com | Lighting | 2005 T-24: Lighting controls under skylights | Expected | Electric Energy (GWh/year) | 0.19062 | 0.18997 | 0.18949 | 0.18914 | 0.18888 | 0.18869 | 0.18845 | 0.18824 | 0.18802 | 0.1878 | 0.18758 | 0.18736 | 0.18714
Yes | PG&E | Com | Lighting | Fed Appliance: Metal Halide Lamp Fixtures | Expected | Electric Energy (GWh/year) | 0.41246 | 0.39741 | 0.38237 | 0.36732 | 0.35227 | 0.33722 | 0.32217 | 0.30712 | 0.29207 | 0.27702 | 0.26197 | 0.24692 | 0.23187
Yes | PG&E | Com | Lighting | 2005 T-20: Modular Furniture Task Lighting Fixtures | Expected | Electric Energy (GWh/year) | 0.017322 | 0.017272 | 0.017237 | 0.017211 | 0.017192 | 0.017179 | 0.017162 | 0.017148 | 0.017132 | 0.017117 | 0.017101 | 0.017086 | 0.01707
Yes | PG&E | Com | Lighting | 2016 T-24: Nonresidential Lighting Alterations (Units = sq ft) | Expected | Electric Energy (GWh/year) | 14.5745 | 14.3905 | 14.1963 | 13.9981 | 13.802 | 13.6038 | 13.4014 | 0 | 0 | 0 | 0 | 0 | 0
Yes | PG&E | Com | Lighting | 2013 T-24: NRA-Lighting-Alterations-Existing Measures | Expected | Electric Energy (GWh/year) | 20.0096 | 19.7556 | 19.5556 | 19.3996 | 9.5601 | 0 | 0 | 0 | 0 | 0 | 0 | 0 | 0
Yes | PG&E | Com | Lighting | 2013 T-24: NRA-Lighting-Alterations-New Measures | Expected | Electric Energy (GWh/year) | 26.2556 | 25.9389 | 25.6702 | 25.4435 | 12.5227 | 0 | 0 | 0 | 0 | 0 | 0 | 0 | 0
Yes | PG&E | Com | Lighting | 2016 T-24: NRA-Lighting-ASHRAE Elevator Lighting & Ventilation | Expected | Electric Energy (GWh/year) | 0.13774 | 0.13654 | 0.13572 | 0.13517 | 0.13479 | 0.13454 | 0.1342 | 0 | 0 | 0 | 0 | 0 | 0
Yes | PG&E | Com | Lighting | 2013 T-24: NRA-Lighting-Egress Lighting Control | Expected | Electric Energy (GWh/year) | 16.9527 | 16.661 | 16.3909 | 16.1426 | 7.8924 | 0 | 0 | 0 | 0 | 0 | 0 | 0 | 0
Yes | PG&E | Com | Lighting | 2013 T-24: NRA-Lighting-Hotel Corridors | Expected | Electric Energy (GWh/year) | 0.31652 | 0.31292 | 0.30984 | 0.30722 | 0.15125 | 0 | 0 | 0 | 0 | 0 | 0 | 0 | 0
Yes | PG&E | Com | Lighting | 2013 T-24: NRA-Lighting-MF Building Corridors | Expected | Electric Energy (GWh/year) | 1.0009 | 0.99162 | 0.98318 | 0.97557 | 0.4804 | 0 | 0 | 0 | 0 | 0 | 0 | 0 | 0
Yes | PG&E | Com | Lighting | 2016 T-24: NRA-Lighting-Outdoor Lighting Controls (unit = control) | Expected | Electric Energy (GWh/year) | 0.094795 | 0.09397 | 0.093409 | 0.093028 | 0.092769 | 0.092593 | 0.092362 | 0 | 0 | 0 | 0 | 0 | 0
Yes | PG&E | Com | Lighting | 2013 T-24: NRA-Lighting-Warehouses and Libraries | Expected | Electric Energy (GWh/year) | 8.5607 | 8.4492 | 8.3584 | 8.2848 | 4.0789 | -2.0191e-15 | -2.0191e-15 | -2.0191e-15 | -2.0191e-15 | -2.0191e-15 | -2.0191e-15 | -2.0191e-15 | -2.0191e-15
Yes | PG&E | Com | Lighting | 2013 T-24: NRNC-Lighting-Controllable Lighting | Expected | Electric Energy (GWh/year) | 5.8017 | 5.6495 | 5.5156 | 5.3992 | 5.2989 | 5.2131 | 5.1177 | 5.0287 | 4.9354 | 4.8449 | 4.7526 | 4.6615 | 4.5696
Yes | PG&E | Com | Lighting | 2013 T-24: NRNC-Lighting-DR Lighting Controls | Expected | Electric Energy (GWh/year) | 0.16751 | 0.16671 | 0.16622 | 0.16591 | 0.16572 | 0.1656 | 0.16543 | 0.1653 | 0.16515 | 0.16501 | 0.16486 | 0.16471 | 0.16457
Yes | PG&E | Com | Lighting | 2013 T-24: NRNC-Lighting-Egress Lighting Control | Expected | Electric Energy (GWh/year) | 8.2575 | 8.0888 | 7.9262 | 7.7709 | 7.6238 | 7.4856 | 7.3415 | 7.2014 | 7.0586 | 6.9176 | 6.7754 | 6.6339 | 6.492
Yes | PG&E | Com | Lighting | 2013 T-24: NRNC-Lighting-Hotel Corridors | Expected | Electric Energy (GWh/year) | 0.16033 | 0.15718 | 0.15434 | 0.15181 | 0.14957 | 0.14763 | 0.14549 | 0.14348 | 0.14138 | 0.13935 | 0.13727 | 0.13522 | 0.13315
Yes | PG&E | Com | Lighting | 2013 T-24: NRNC-Lighting-MF Building Corridors | Expected | Electric Energy (GWh/year) | 1.158 | 1.1437 | 1.1301 | 1.1173 | 1.1052 | 1.0942 | 1.0825 | 1.0712 | 1.0596 | 1.0482 | 1.0367 | 1.0253 | 1.0138
Yes | PG&E | Com | Lighting | 2013 T-24: NRNC-Lighting-Office Plug Load Control | Expected | Electric Energy (GWh/year) | 1.769 | 1.7315 | 1.6975 | 1.6674 | 1.6411 | 1.6185 | 1.5934 | 1.5699 | 1.5454 | 1.5216 | 1.4973 | 1.4733 | 1.4491
Yes | PG&E | Com | Lighting | 2013 T-24: NRNC-Lighting-Outdoor Lighting & Controls | Expected | Electric Energy (GWh/year) | 0.91046 | 0.90316 | 0.89759 | 0.89334 | 0.89012 | 0.88768 | 0.88471 | 0.8821 | 0.87925 | 0.87656 | 0.87376 | 0.87104 | 0.86826
Yes | PG&E | Com | Lighting | 2013 T-24: NRNC-Lighting-Parking Garage | Expected | Electric Energy (GWh/year) | 1.6856 | 1.6738 | 1.6655 | 1.6598 | 1.6558 | 1.653 | 1.6495 | 1.6465 | 1.6431 | 1.6399 | 1.6366 | 1.6334 | 1.6302
Yes | PG&E | Com | Lighting | 2013 T-24: NRNC-Lighting-Warehouses and Libraries | Expected | Electric Energy (GWh/year) | 2.2966 | 2.2303 | 2.1738 | 2.1263 | 2.0867 | 2.054 | 2.0167 | 1.9825 | 1.9463 | 1.9114 | 1.8756 | 1.8404 | 1.8048
Yes | PG&E | Com | Lighting | 2008 T-24: Outdoor Lighting | Expected | Electric Energy (GWh/year) | 0.38007 | 0.37681 | 0.37412 | 0.37189 | 0.37005 | 0.36853 | 0.3668 | 0.36521 | 0.36353 | 0.36191 | 0.36025 | 0.35861 | 0.35696
Yes | PG&E | Com | Lighting | 2008 T-24: Sidelighting | Expected | Electric Energy (GWh/year) | 1.0901 | 1.0847 | 1.0801 | 1.0763 | 1.0731 | 1.0705 | 1.0676 | 1.0648 | 1.0619 | 1.0591 | 1.0563 | 1.0535 | 1.0506
Yes | PG&E | Com | Lighting | 2008 T-24: Skylighting | Expected | Electric Energy (GWh/year) | 2.8747 | 2.8692 | 2.8651 | 2.8621 | 2.8599 | 2.8583 | 2.8563 | 2.8545 | 2.8526 | 2.8508 | 2.8489 | 2.8471 | 2.8452
Yes | PG&E | Com | Lighting | T-20: Small Diameter Directional Lamps | Expected | Electric Energy (GWh/year) | 15.0578 | 14.4779 | 0 | 0 | 0 | 0 | 0 | 0 | 0 | 0 | 0 | 0 | 0
Yes | PG&E | Com | Lighting | 2008 T-24: Tailored Indoor lighting | Expected | Electric Energy (GWh/year) | 1.0108 | 1.0087 | 1.0071 | 1.0059 | 1.005 | 1.0043 | 1.0034 | 1.0027 | 1.0019 | 1.0012 | 1.0004 | 0.99961 | 0.99883
Yes | PG&E | Com | Lighting | 2019-21 Fed App: Ceiling fan light kits | Expected | Electric Energy (GWh/year) | 0.020171 | 0.019106 | 0.018113 | 0.017179 | 0.016413 | 0.015749 | 0.015001 | 0.014323 | 0.011961 | 0.0015954 | 0.0015346 | 0.0014796 | 0.0014298
Yes | PG&E | Com | Lighting | 2025 T-24: Daylighting - Revise Automatic Daylighting Controls Exceptions (Alterations) | Expected | Electric Energy (GWh/year) |  | 1.2557 | 1.3332 | 1.2941 | 1.255 | 1.216 | 1.1771 | 1.1384 | 1.1 | 1.0619 | 1.0243 | 0.98711 | 0.95047
Yes | PG&E | Com | Lighting | 2025 T-24: Daylighting - Revise Automatic Daylighting Controls Exceptions (New Construction + Additions) | Expected | Electric Energy (GWh/year) | 0 | 0.057288 | 0.33304 | 0.32327 | 0.3135 | 0.30374 | 0.29403 | 0.28437 | 0.27477 | 0.26527 | 0.25586 | 0.24658 | 0.23742
Yes | PG&E | Com | Lighting | 2019 T-20: General Service Lamps - Expanded Scope | Expected | Electric Energy (GWh/year) |  | 1.628 | 1.7246 | 1.5751 | 0.19669 | 0.24417 | 0.24287 | 0.24224 | 0.24194 | 0.24179 | 0.24172 | 0.24168 | 0.24166
Yes | PG&E | Com | Lighting | 2016 T-20: LED Quality - Tier 2 | Expected | Electric Energy (GWh/year) | 0.016093 | 0.015748 | 0.015374 | 0.015 | 0.014383 | 0.013813 | 0.013295 | 0.012832 | 0.012425 | 0.012071 | 0.011767 | 0.011508 | 0.0042151
Yes | PG&E | Com | Lighting | 2022 T-24: NRA - Controlled Environment Horticulture - Lighting Efficacy | Expected | Electric Energy (GWh/year) | 5.4359 | 5.0917 | 4.78 | 4.5007 | 4.2526 | 4.0338 | 3.8424 | 3.6759 | 0.29996 | 0 | 0 | 0 | 0
Yes | PG&E | Com | Lighting | 2022 T-24: NRA - Daylighting - Automatic Daylight Dimming to 10% | Expected | Electric Energy (GWh/year) | 6.71 | 6.5101 | 6.2605 | 5.9559 | 5.5943 | 5.1787 | 0.40077 | 0 | 0 | 0 | 0 | 0 | 0
Yes | PG&E | Com | Lighting | 2022 T-24: NRA - Grid Integration - Demand Responsive Lighting Systems | Expected | Electric Energy (GWh/year) | 0.034439 | 0.030784 | 0.028557 | 0.027202 | 0.026378 | 0.015137 | 0 | 0 | 0 | 0 | 0 | 0 | 0
Yes | PG&E | Com | Lighting | 2022 T-24: NRA - Indoor Lighting - Lighting Power Densities | Expected | Electric Energy (GWh/year) | 12.9169 | 12.8038 | 12.6632 | 12.4953 | 12.3043 | 12.0984 | 11.8891 | 11.6885 | 11.5068 | 11.3507 | 11.2223 | 11.1206 | 11.0423
Yes | PG&E | Com | Lighting | 2022 T-24: NRA - Indoor Lighting - Multi-zone Occupancy Sensing in Large Offices | Expected | Electric Energy (GWh/year) | 8.4762 | 8.1621 | 7.8354 | 7.5067 | 7.1869 | 6.886 | 0.56151 | 0 | 0 | 0 | 0 | 0 | 0
Yes | PG&E | Com | Lighting | 2022 T-24: NRA - Outdoor Lighting - Lighting Power Allowances for General Hardscapes | Expected | Electric Energy (GWh/year) | 2.5275 | 2.5275 | 2.5275 | 2.5275 | 2.5275 | 2.5275 | 2.5275 | 2.5275 | 2.5275 | 2.5275 | 2.5275 | 2.5275 | 2.5275
Yes | PG&E | Com | Lighting | 2022 T-24: NRA - Outdoor Lighting - Lighting Zone Reclassification | Expected | Electric Energy (GWh/year) | 0.29259 | 0.29259 | 0.29259 | 0.29259 | 0.29259 | 0.29259 | 0.29259 | 0.29259 | 0.29259 | 0.29259 | 0.29259 | 0.29259 | 0.29259
Yes | PG&E | Com | Lighting | 2019 T-24: NRA-Indoor Lighting-Alterations (Control) | Expected | Electric Energy (GWh/year) | 0.044411 | 0.041645 | 0.038414 | 0.034771 | 0.030825 | 0.026728 | 0.022662 | 0.0188 | 0.015283 | 0.012202 | 0.00081453 | 0 | 0
Yes | PG&E | Com | Lighting | 2019 T-24: NRA-Indoor Lighting-Alterations (LPD) | Expected | Electric Energy (GWh/year) | 1.4939 | 1.1002 | 0.79049 | 0.55729 | 0.3874 | 0.26659 | 0.18215 | 0.12384 | 0.083906 | 0.05672 | 0.0032513 | 0 | 0
Yes | PG&E | Com | Lighting | 2019 T-24: NRA-Indoor Lighting-New Controls | Expected | Electric Energy (GWh/year) | 2.7719 | 2.5992 | 2.3975 | 2.1702 | 1.9239 | 1.6682 | 1.4144 | 1.1734 | 0.9539 | 0.76155 | 0.050838 | 0 | 0
Yes | PG&E | Com | Lighting | 2019 T-24: NRA-Indoor Lighting-New LPD | Expected | Electric Energy (GWh/year) | 13.6799 | 10.0746 | 7.2386 | 5.1032 | 3.5475 | 2.4412 | 1.6679 | 1.134 | 0.76835 | 0.51939 | 0.029772 | 0 | 0
Yes | PG&E | Com | Lighting | 2019 T-24: NRA-Outdoor Lighting-Controls | Expected | Electric Energy (GWh/year) | 2.7858 | 2.6123 | 2.4096 | 2.1811 | 1.9335 | 1.6766 | 1.4215 | 1.1793 | 0.95869 | 0.76538 | 0.051093 | 0 | 0
Yes | PG&E | Com | Lighting | 2019 T-24: NRA-Outdoor Lighting-LPA (General Hardscape) | Expected | Electric Energy (GWh/year) | 2.0185 | 1.4865 | 1.0681 | 0.75299 | 0.52344 | 0.3602 | 0.24611 | 0.16732 | 0.11337 | 0.076638 | 0.004393 | 0 | 0
Yes | PG&E | Com | Lighting | 2019 T-24: NRA-Outdoor Lighting-LPA (Specific Applications) | Expected | Electric Energy (GWh/year) | 1.984 | 1.4611 | 1.0498 | 0.74011 | 0.51449 | 0.35404 | 0.2419 | 0.16446 | 0.11143 | 0.075327 | 0.0043179 | 0 | 0
Yes | PG&E | Com | Lighting | 2022 T-24: NRNC - Controlled Environment Horticulture - Lighting Efficacy | Expected | Electric Energy (GWh/year) | 14.8127 | 13.8747 | 13.0255 | 12.2643 | 11.5881 | 10.9921 | 10.4704 | 10.0167 | 9.6241 | 9.2859 | 8.9958 | 8.7478 | 8.5364
Yes | PG&E | Com | Lighting | 2022 T-24: NRNC - Daylighting - Automatic Daylight Dimming to 10% | Expected | Electric Energy (GWh/year) | 1.3442 | 1.3042 | 1.2542 | 1.1932 | 1.1207 | 1.0375 | 0.94533 | 0.84748 | 0.74803 | 0.65138 | 0.56144 | 0.48105 | 0.41175
Yes | PG&E | Com | Lighting | 2022 T-24: NRNC - Grid Integration - Demand Responsive Lighting Systems | Expected | Electric Energy (GWh/year) |  | 0.0011342 | 0.0010521 | 0.0010022 | 0.00097186 | 0.00095344 | 0.00094226 | 0.00093548 | 0.00093137 | 0.00092887 | 0.00092736 | 0.00092644 | 0.00092588
Yes | PG&E | Com | Lighting | 2022 T-24: NRNC - Indoor Lighting - Lighting Power Densities | Expected | Electric Energy (GWh/year) |  | 2.8248 | 2.7938 | 2.7568 | 2.7146 | 2.6692 | 2.623 | 2.5788 | 2.5387 | 2.5042 | 2.4759 | 2.4535 | 2.4362
Yes | PG&E | Com | Lighting | 2022 T-24: NRNC - Indoor Lighting - Multi-zone Occupancy Sensing in Large Offices | Expected | Electric Energy (GWh/year) |  | 5.2544 | 5.044 | 4.8324 | 4.6266 | 4.4329 | 4.256 | 4.0992 | 3.9634 | 3.8485 | 3.753 | 3.6749 | 3.6117
Yes | PG&E | Com | Lighting | 2022 T-24: NRNC - Outdoor Lighting - Nonresidential Lighting Power Allowances for General Hardscapes | Expected | Electric Energy (GWh/year) |  | 0.81182 | 0.81182 | 0.81182 | 0.81182 | 0.81182 | 0.81182 | 0.81182 | 0.81182 | 0.81182 | 0.81182 | 0.81182 | 0.81182
Yes | PG&E | Com | Lighting | 2022 T-24: NRNC - Outdoor Lighting - Nonresidential Lighting Zone Reclassification | Expected | Electric Energy (GWh/year) |  | 0.094781 | 0.094781 | 0.094781 | 0.094781 | 0.094781 | 0.094781 | 0.094781 | 0.094781 | 0.094781 | 0.094781 | 0.094781 | 0.094781
Yes | PG&E | Com | Lighting | 2019 T-24: NRNC-Indoor Lighting-Controls | Expected | Electric Energy (GWh/year) |  | 1.6946 | 1.5632 | 1.4149 | 1.2543 | 1.0877 | 0.92219 | 0.76504 | 0.62193 | 0.49652 | 0.39027 | 0.30278 | 0.23242
Yes | PG&E | Com | Lighting | 2019 T-24: NRNC-Indoor Lighting-LPD | Expected | Electric Energy (GWh/year) |  | 3.4661 | 2.4904 | 1.7557 | 1.2205 | 0.83988 | 0.57385 | 0.39015 | 0.26435 | 0.17869 | 0.1206 | 0.081311 | 0.054779
Yes | PG&E | Com | Lighting | 2019 T-24: NRNC-Outdoor Lighting-Controls | Expected | Electric Energy (GWh/year) |  | 0.89164 | 0.82246 | 0.74447 | 0.65998 | 0.57227 | 0.48521 | 0.40252 | 0.32723 | 0.26125 | 0.20534 | 0.15931 | 0.12229
Yes | PG&E | Com | Lighting | 2019 T-24: NRNC-Outdoor Lighting-LPA (General Hardscape) | Expected | Electric Energy (GWh/year) |  | 1.0713 | 0.88873 | 0.72249 | 0.5768 | 0.45337 | 0.35173 | 0.27 | 0.20552 | 0.15541 | 0.11692 | 0.087614 | 0.065462
Yes | PG&E | Com | Lighting | 2019 T-24: NRNC-Outdoor Lighting-LPA (Specific Applications) | Expected | Electric Energy (GWh/year) |  | 1.0479 | 0.86929 | 0.70668 | 0.56418 | 0.44345 | 0.34404 | 0.26409 | 0.20102 | 0.15201 | 0.11436 | 0.085697 | 0.064029
Yes | PG&E | Com | Lighting | 2005 T-24: Bi-level lighting control credits | Possible | Electric Energy (GWh/year) | 0.015522 | 0.015426 | 0.015336 | 0.015251 | 0.015172 | 0.015098 | 0.01502 | 0.014945 | 0.014868 | 0.014792 | 0.014716 | 0.01464 | 0.014563
Yes | PG&E | Com | Lighting | T-20: Dimming Ballasts | Possible | Electric Energy (GWh/year) | 3.8969 | 3.9071 | 3.9174 | 3.9276 | 0 | 0 | 0 | 0 | 0 | 0 | 0 | 0 | 0
Yes | PG&E | Com | Lighting | 2008 T-20: General Purpose Lighting -- 60 and 40 watt | Possible | Electric Energy (GWh/year) | 0 | 0 | 0 | 0 | 0 | 0 | 0 | 0 | 0 | 0 | 0 | 0 | 0
Yes | PG&E | Com | Lighting | Fed Appliance: General Service Fluorescent Lamps #1 | Possible | Electric Energy (GWh/year) | 1.2561 | 1.2531 | 1.2511 | 1.2496 | 1.2485 | 1.2477 | 1.2468 | 1.2459 | 1.245 | 1.2442 | 1.2433 | 1.2424 | 1.2415
Yes | PG&E | Com | Lighting | Fed Appliance: GSFLs | Possible | Electric Energy (GWh/year) | 33.8822 | 33.9658 | 34.0495 | 34.1331 | 0 | 0 | 0 | 0 | 0 | 0 | 0 | 0 | 0
Yes | PG&E | Com | Lighting | 2006 T-20: General Service Incandescent Lamps, Tier 2 #3 | Possible | Electric Energy (GWh/year) | 0.00058099 | 0.00058073 | 0.00058052 | 0.00058035 | 0.00058021 | 0.0005801 | 0.00057996 | 0.00057984 | 0.00057972 | 0.0005796 | 0.00057947 | 0.00057935 | 0.00057922
Yes | PG&E | Com | Lighting | T-20: GSLs - Original Scope - Tier 2 | Possible | Electric Energy (GWh/year) | 7.6223 | 7.2894 | 6.9564 | 6.6235 | 6.2906 | 5.9577 | 5.6247 | 5.2918 | 4.9589 | 0.63806 | 0.59214 | 0.54622 | 0.5003
Yes | PG&E | Com | Lighting | T-20: LED Lamps - Tier 1 | Possible | Electric Energy (GWh/year) | 0.70533 | 0.66023 | 0.61513 | 0.57003 | 0.52492 | 0.47982 | 0.43472 | 0.38961 | 0.34451 | 0.29941 | 0.03695 | 0.030397 | 0.023843
Yes | PG&E | Com | Lighting | Fed Appliance: Incandescent Reflector Lamps | Possible | Electric Energy (GWh/year) | 0.0051159 | 0.0049905 | 0.0048889 | 0.0048084 | 0.0047455 | 0.0046971 | 0.004639 | 0.0045874 | 0.0045314 | 0.0044784 | 0.0044234 | 0.0043697 | 0.0043151
Yes | PG&E | Com | Lighting | 2005 T-24: Lighting controls under skylights | Possible | Electric Energy (GWh/year) | 0.19062 | 0.18997 | 0.18949 | 0.18914 | 0.18888 | 0.18869 | 0.18845 | 0.18824 | 0.18802 | 0.1878 | 0.18758 | 0.18736 | 0.18714
Yes | PG&E | Com | Lighting | Fed Appliance: Metal Halide Lamp Fixtures | Possible | Electric Energy (GWh/year) | 0.41246 | 0.39741 | 0.38237 | 0.36732 | 0.35227 | 0.33722 | 0.32217 | 0.30712 | 0.29207 | 0.27702 | 0.26197 | 0.24692 | 0.23187
Yes | PG&E | Com | Lighting | 2005 T-20: Modular Furniture Task Lighting Fixtures | Possible | Electric Energy (GWh/year) | 0.017322 | 0.017272 | 0.017237 | 0.017211 | 0.017192 | 0.017179 | 0.017162 | 0.017148 | 0.017132 | 0.017117 | 0.017101 | 0.017086 | 0.01707
Yes | PG&E | Com | Lighting | 2016 T-24: Nonresidential Lighting Alterations (Units = sq ft) | Possible | Electric Energy (GWh/year) | 14.5745 | 14.3905 | 14.1963 | 13.9981 | 13.802 | 13.6038 | 13.4014 | 0 | 0 | 0 | 0 | 0 | 0
Yes | PG&E | Com | Lighting | 2013 T-24: NRA-Lighting-Alterations-Existing Measures | Possible | Electric Energy (GWh/year) | 20.0096 | 19.7556 | 19.5556 | 19.3996 | 9.5601 | 0 | 0 | 0 | 0 | 0 | 0 | 0 | 0
Yes | PG&E | Com | Lighting | 2013 T-24: NRA-Lighting-Alterations-New Measures | Possible | Electric Energy (GWh/year) | 26.2556 | 25.9389 | 25.6702 | 25.4435 | 12.5227 | 0 | 0 | 0 | 0 | 0 | 0 | 0 | 0
Yes | PG&E | Com | Lighting | 2016 T-24: NRA-Lighting-ASHRAE Elevator Lighting & Ventilation | Possible | Electric Energy (GWh/year) | 0.13774 | 0.13654 | 0.13572 | 0.13517 | 0.13479 | 0.13454 | 0.1342 | 0 | 0 | 0 | 0 | 0 | 0
Yes | PG&E | Com | Lighting | 2013 T-24: NRA-Lighting-Egress Lighting Control | Possible | Electric Energy (GWh/year) | 16.9527 | 16.661 | 16.3909 | 16.1426 | 7.8924 | 0 | 0 | 0 | 0 | 0 | 0 | 0 | 0
Yes | PG&E | Com | Lighting | 2013 T-24: NRA-Lighting-Hotel Corridors | Possible | Electric Energy (GWh/year) | 0.31652 | 0.31292 | 0.30984 | 0.30722 | 0.15125 | 0 | 0 | 0 | 0 | 0 | 0 | 0 | 0
Yes | PG&E | Com | Lighting | 2013 T-24: NRA-Lighting-MF Building Corridors | Possible | Electric Energy (GWh/year) | 1.0009 | 0.99162 | 0.98318 | 0.97557 | 0.4804 | 0 | 0 | 0 | 0 | 0 | 0 | 0 | 0
Yes | PG&E | Com | Lighting | 2016 T-24: NRA-Lighting-Outdoor Lighting Controls (unit = control) | Possible | Electric Energy (GWh/year) | 0.094795 | 0.09397 | 0.093409 | 0.093028 | 0.092769 | 0.092593 | 0.092362 | 0 | 0 | 0 | 0 | 0 | 0
Yes | PG&E | Com | Lighting | 2013 T-24: NRA-Lighting-Warehouses and Libraries | Possible | Electric Energy (GWh/year) | 8.5607 | 8.4492 | 8.3584 | 8.2848 | 4.0789 | -2.0191e-15 | -2.0191e-15 | -2.0191e-15 | -2.0191e-15 | -2.0191e-15 | -2.0191e-15 | -2.0191e-15 | -2.0191e-15
Yes | PG&E | Com | Lighting | 2013 T-24: NRNC-Lighting-Controllable Lighting | Possible | Electric Energy (GWh/year) | 5.8017 | 5.6495 | 5.5156 | 5.3992 | 5.2989 | 5.2131 | 5.1177 | 5.0287 | 4.9354 | 4.8449 | 4.7526 | 4.6615 | 4.5696
Yes | PG&E | Com | Lighting | 2013 T-24: NRNC-Lighting-DR Lighting Controls | Possible | Electric Energy (GWh/year) | 0.16751 | 0.16671 | 0.16622 | 0.16591 | 0.16572 | 0.1656 | 0.16543 | 0.1653 | 0.16515 | 0.16501 | 0.16486 | 0.16471 | 0.16457
Yes | PG&E | Com | Lighting | 2013 T-24: NRNC-Lighting-Egress Lighting Control | Possible | Electric Energy (GWh/year) | 8.2575 | 8.0888 | 7.9262 | 7.7709 | 7.6238 | 7.4856 | 7.3415 | 7.2014 | 7.0586 | 6.9176 | 6.7754 | 6.6339 | 6.492
Yes | PG&E | Com | Lighting | 2013 T-24: NRNC-Lighting-Hotel Corridors | Possible | Electric Energy (GWh/year) | 0.16033 | 0.15718 | 0.15434 | 0.15181 | 0.14957 | 0.14763 | 0.14549 | 0.14348 | 0.14138 | 0.13935 | 0.13727 | 0.13522 | 0.13315
Yes | PG&E | Com | Lighting | 2013 T-24: NRNC-Lighting-MF Building Corridors | Possible | Electric Energy (GWh/year) | 1.158 | 1.1437 | 1.1301 | 1.1173 | 1.1052 | 1.0942 | 1.0825 | 1.0712 | 1.0596 | 1.0482 | 1.0367 | 1.0253 | 1.0138
Yes | PG&E | Com | Lighting | 2013 T-24: NRNC-Lighting-Office Plug Load Control | Possible | Electric Energy (GWh/year) | 1.769 | 1.7315 | 1.6975 | 1.6674 | 1.6411 | 1.6185 | 1.5934 | 1.5699 | 1.5454 | 1.5216 | 1.4973 | 1.4733 | 1.4491
Yes | PG&E | Com | Lighting | 2013 T-24: NRNC-Lighting-Outdoor Lighting & Controls | Possible | Electric Energy (GWh/year) | 0.91046 | 0.90316 | 0.89759 | 0.89334 | 0.89012 | 0.88768 | 0.88471 | 0.8821 | 0.87925 | 0.87656 | 0.87376 | 0.87104 | 0.86826
Yes | PG&E | Com | Lighting | 2013 T-24: NRNC-Lighting-Parking Garage | Possible | Electric Energy (GWh/year) | 1.6856 | 1.6738 | 1.6655 | 1.6598 | 1.6558 | 1.653 | 1.6495 | 1.6465 | 1.6431 | 1.6399 | 1.6366 | 1.6334 | 1.6302
Yes | PG&E | Com | Lighting | 2013 T-24: NRNC-Lighting-Warehouses and Libraries | Possible | Electric Energy (GWh/year) | 2.2966 | 2.2303 | 2.1738 | 2.1263 | 2.0867 | 2.054 | 2.0167 | 1.9825 | 1.9463 | 1.9114 | 1.8756 | 1.8404 | 1.8048
Yes | PG&E | Com | Lighting | 2008 T-24: Outdoor Lighting | Possible | Electric Energy (GWh/year) | 0.38007 | 0.37681 | 0.37412 | 0.37189 | 0.37005 | 0.36853 | 0.3668 | 0.36521 | 0.36353 | 0.36191 | 0.36025 | 0.35861 | 0.35696
Yes | PG&E | Com | Lighting | 2008 T-24: Sidelighting | Possible | Electric Energy (GWh/year) | 1.0901 | 1.0847 | 1.0801 | 1.0763 | 1.0731 | 1.0705 | 1.0676 | 1.0648 | 1.0619 | 1.0591 | 1.0563 | 1.0535 | 1.0506
Yes | PG&E | Com | Lighting | 2008 T-24: Skylighting | Possible | Electric Energy (GWh/year) | 2.8747 | 2.8692 | 2.8651 | 2.8621 | 2.8599 | 2.8583 | 2.8563 | 2.8545 | 2.8526 | 2.8508 | 2.8489 | 2.8471 | 2.8452
Yes | PG&E | Com | Lighting | T-20: Small Diameter Directional Lamps | Possible | Electric Energy (GWh/year) | 15.0578 | 14.4779 | 0 | 0 | 0 | 0 | 0 | 0 | 0 | 0 | 0 | 0 | 0
Yes | PG&E | Com | Lighting | 2008 T-24: Tailored Indoor lighting | Possible | Electric Energy (GWh/year) | 1.0108 | 1.0087 | 1.0071 | 1.0059 | 1.005 | 1.0043 | 1.0034 | 1.0027 | 1.0019 | 1.0012 | 1.0004 | 0.99961 | 0.99883
Yes | PG&E | Com | Lighting | 2019-21 Fed App: Ceiling fan light kits | Possible | Electric Energy (GWh/year) | 0.020171 | 0.019106 | 0.018113 | 0.017179 | 0.016413 | 0.015749 | 0.015001 | 0.014323 | 0.011961 | 0.0015954 | 0.0015346 | 0.0014796 | 0.0014298
Yes | PG&E | Com | Lighting | 2025 T-24: Daylighting - Revise Automatic Daylighting Controls Exceptions (Alterations) | Possible | Electric Energy (GWh/year) |  | 1.2557 | 1.3332 | 1.2941 | 1.255 | 1.216 | 1.1771 | 1.1384 | 1.1 | 1.0619 | 1.0243 | 0.98711 | 0.95047
Yes | PG&E | Com | Lighting | 2025 T-24: Daylighting - Revise Automatic Daylighting Controls Exceptions (New Construction + Additions) | Possible | Electric Energy (GWh/year) | 0 | 0.057288 | 0.33304 | 0.32327 | 0.3135 | 0.30374 | 0.29403 | 0.28437 | 0.27477 | 0.26527 | 0.25586 | 0.24658 | 0.23742
Yes | PG&E | Com | Lighting | 2019 T-20: General Service Lamps - Expanded Scope | Possible | Electric Energy (GWh/year) |  | 1.628 | 1.7246 | 1.5751 | 0.19669 | 0.24417 | 0.24287 | 0.24224 | 0.24194 | 0.24179 | 0.24172 | 0.24168 | 0.24166
Yes | PG&E | Com | Lighting | 2016 T-20: LED Quality - Tier 2 | Possible | Electric Energy (GWh/year) | 0.016093 | 0.015748 | 0.015374 | 0.015 | 0.014383 | 0.013813 | 0.013295 | 0.012832 | 0.012425 | 0.012071 | 0.011767 | 0.011508 | 0.0042151
Yes | PG&E | Com | Lighting | 2022 T-24: NRA - Controlled Environment Horticulture - Lighting Efficacy | Possible | Electric Energy (GWh/year) | 5.4359 | 5.0917 | 4.78 | 4.5007 | 4.2526 | 4.0338 | 3.8424 | 3.6759 | 0.29996 | 0 | 0 | 0 | 0
Yes | PG&E | Com | Lighting | 2022 T-24: NRA - Daylighting - Automatic Daylight Dimming to 10% | Possible | Electric Energy (GWh/year) | 6.71 | 6.5101 | 6.2605 | 5.9559 | 5.5943 | 5.1787 | 0.40077 | 0 | 0 | 0 | 0 | 0 | 0
Yes | PG&E | Com | Lighting | 2022 T-24: NRA - Grid Integration - Demand Responsive Lighting Systems | Possible | Electric Energy (GWh/year) | 0.034439 | 0.030784 | 0.028557 | 0.027202 | 0.026378 | 0.015137 | 0 | 0 | 0 | 0 | 0 | 0 | 0
Yes | PG&E | Com | Lighting | 2022 T-24: NRA - Indoor Lighting - Lighting Power Densities | Possible | Electric Energy (GWh/year) | 12.9169 | 12.8038 | 12.6632 | 12.4953 | 12.3043 | 12.0984 | 11.8891 | 11.6885 | 11.5068 | 11.3507 | 11.2223 | 11.1206 | 11.0423
Yes | PG&E | Com | Lighting | 2022 T-24: NRA - Indoor Lighting - Multi-zone Occupancy Sensing in Large Offices | Possible | Electric Energy (GWh/year) | 8.4762 | 8.1621 | 7.8354 | 7.5067 | 7.1869 | 6.886 | 0.56151 | 0 | 0 | 0 | 0 | 0 | 0
Yes | PG&E | Com | Lighting | 2022 T-24: NRA - Outdoor Lighting - Lighting Power Allowances for General Hardscapes | Possible | Electric Energy (GWh/year) | 2.5275 | 2.5275 | 2.5275 | 2.5275 | 2.5275 | 2.5275 | 2.5275 | 2.5275 | 2.5275 | 2.5275 | 2.5275 | 2.5275 | 2.5275
Yes | PG&E | Com | Lighting | 2022 T-24: NRA - Outdoor Lighting - Lighting Zone Reclassification | Possible | Electric Energy (GWh/year) | 0.29259 | 0.29259 | 0.29259 | 0.29259 | 0.29259 | 0.29259 | 0.29259 | 0.29259 | 0.29259 | 0.29259 | 0.29259 | 0.29259 | 0.29259
Yes | PG&E | Com | Lighting | 2019 T-24: NRA-Indoor Lighting-Alterations (Control) | Possible | Electric Energy (GWh/year) | 0.044411 | 0.041645 | 0.038414 | 0.034771 | 0.030825 | 0.026728 | 0.022662 | 0.0188 | 0.015283 | 0.012202 | 0.00081453 | 0 | 0
Yes | PG&E | Com | Lighting | 2019 T-24: NRA-Indoor Lighting-Alterations (LPD) | Possible | Electric Energy (GWh/year) | 1.4939 | 1.1002 | 0.79049 | 0.55729 | 0.3874 | 0.26659 | 0.18215 | 0.12384 | 0.083906 | 0.05672 | 0.0032513 | 0 | 0
Yes | PG&E | Com | Lighting | 2019 T-24: NRA-Indoor Lighting-New Controls | Possible | Electric Energy (GWh/year) | 2.7719 | 2.5992 | 2.3975 | 2.1702 | 1.9239 | 1.6682 | 1.4144 | 1.1734 | 0.9539 | 0.76155 | 0.050838 | 0 | 0
Yes | PG&E | Com | Lighting | 2019 T-24: NRA-Indoor Lighting-New LPD | Possible | Electric Energy (GWh/year) | 13.6799 | 10.0746 | 7.2386 | 5.1032 | 3.5475 | 2.4412 | 1.6679 | 1.134 | 0.76835 | 0.51939 | 0.029772 | 0 | 0
Yes | PG&E | Com | Lighting | 2019 T-24: NRA-Outdoor Lighting-Controls | Possible | Electric Energy (GWh/year) | 2.7858 | 2.6123 | 2.4096 | 2.1811 | 1.9335 | 1.6766 | 1.4215 | 1.1793 | 0.95869 | 0.76538 | 0.051093 | 0 | 0
Yes | PG&E | Com | Lighting | 2019 T-24: NRA-Outdoor Lighting-LPA (General Hardscape) | Possible | Electric Energy (GWh/year) | 2.0185 | 1.4865 | 1.0681 | 0.75299 | 0.52344 | 0.3602 | 0.24611 | 0.16732 | 0.11337 | 0.076638 | 0.004393 | 0 | 0
Yes | PG&E | Com | Lighting | 2019 T-24: NRA-Outdoor Lighting-LPA (Specific Applications) | Possible | Electric Energy (GWh/year) | 1.984 | 1.4611 | 1.0498 | 0.74011 | 0.51449 | 0.35404 | 0.2419 | 0.16446 | 0.11143 | 0.075327 | 0.0043179 | 0 | 0
Yes | PG&E | Com | Lighting | 2022 T-24: NRNC - Controlled Environment Horticulture - Lighting Efficacy | Possible | Electric Energy (GWh/year) | 14.8127 | 13.8747 | 13.0255 | 12.2643 | 11.5881 | 10.9921 | 10.4704 | 10.0167 | 9.6241 | 9.2859 | 8.9958 | 8.7478 | 8.5364
Yes | PG&E | Com | Lighting | 2022 T-24: NRNC - Daylighting - Automatic Daylight Dimming to 10% | Possible | Electric Energy (GWh/year) | 1.3442 | 1.3042 | 1.2542 | 1.1932 | 1.1207 | 1.0375 | 0.94533 | 0.84748 | 0.74803 | 0.65138 | 0.56144 | 0.48105 | 0.41175
Yes | PG&E | Com | Lighting | 2022 T-24: NRNC - Grid Integration - Demand Responsive Lighting Systems | Possible | Electric Energy (GWh/year) |  | 0.0011342 | 0.0010521 | 0.0010022 | 0.00097186 | 0.00095344 | 0.00094226 | 0.00093548 | 0.00093137 | 0.00092887 | 0.00092736 | 0.00092644 | 0.00092588
Yes | PG&E | Com | Lighting | 2022 T-24: NRNC - Indoor Lighting - Lighting Power Densities | Possible | Electric Energy (GWh/year) |  | 2.8248 | 2.7938 | 2.7568 | 2.7146 | 2.6692 | 2.623 | 2.5788 | 2.5387 | 2.5042 | 2.4759 | 2.4535 | 2.4362
Yes | PG&E | Com | Lighting | 2022 T-24: NRNC - Indoor Lighting - Multi-zone Occupancy Sensing in Large Offices | Possible | Electric Energy (GWh/year) |  | 5.2544 | 5.044 | 4.8324 | 4.6266 | 4.4329 | 4.256 | 4.0992 | 3.9634 | 3.8485 | 3.753 | 3.6749 | 3.6117
Yes | PG&E | Com | Lighting | 2022 T-24: NRNC - Outdoor Lighting - Nonresidential Lighting Power Allowances for General Hardscapes | Possible | Electric Energy (GWh/year) |  | 0.81182 | 0.81182 | 0.81182 | 0.81182 | 0.81182 | 0.81182 | 0.81182 | 0.81182 | 0.81182 | 0.81182 | 0.81182 | 0.81182
Yes | PG&E | Com | Lighting | 2022 T-24: NRNC - Outdoor Lighting - Nonresidential Lighting Zone Reclassification | Possible | Electric Energy (GWh/year) |  | 0.094781 | 0.094781 | 0.094781 | 0.094781 | 0.094781 | 0.094781 | 0.094781 | 0.094781 | 0.094781 | 0.094781 | 0.094781 | 0.094781
Yes | PG&E | Com | Lighting | 2019 T-24: NRNC-Indoor Lighting-Controls | Possible | Electric Energy (GWh/year) |  | 1.6946 | 1.5632 | 1.4149 | 1.2543 | 1.0877 | 0.92219 | 0.76504 | 0.62193 | 0.49652 | 0.39027 | 0.30278 | 0.23242
Yes | PG&E | Com | Lighting | 2019 T-24: NRNC-Indoor Lighting-LPD | Possible | Electric Energy (GWh/year) |  | 3.4661 | 2.4904 | 1.7557 | 1.2205 | 0.83988 | 0.57385 | 0.39015 | 0.26435 | 0.17869 | 0.1206 | 0.081311 | 0.054779
Yes | PG&E | Com | Lighting | 2019 T-24: NRNC-Outdoor Lighting-Controls | Possible | Electric Energy (GWh/year) |  | 0.89164 | 0.82246 | 0.74447 | 0.65998 | 0.57227 | 0.48521 | 0.40252 | 0.32723 | 0.26125 | 0.20534 | 0.15931 | 0.12229
Yes | PG&E | Com | Lighting | 2019 T-24: NRNC-Outdoor Lighting-LPA (General Hardscape) | Possible | Electric Energy (GWh/year) |  | 1.0713 | 0.88873 | 0.72249 | 0.5768 | 0.45337 | 0.35173 | 0.27 | 0.20552 | 0.15541 | 0.11692 | 0.087614 | 0.065462
Yes | PG&E | Com | Lighting | 2019 T-24: NRNC-Outdoor Lighting-LPA (Specific Applications) | Possible | Electric Energy (GWh/year) |  | 1.0479 | 0.86929 | 0.70668 | 0.56418 | 0.44345 | 0.34404 | 0.26409 | 0.20102 | 0.15201 | 0.11436 | 0.085697 | 0.064029
Yes | SCE | Com | Lighting | 2005 T-24: Bi-level lighting control credits | On-the-books | Electric Energy (GWh/year) | 0.015522 | 0.015426 | 0.015336 | 0.015251 | 0.015172 | 0.015098 | 0.01502 | 0.014945 | 0.014868 | 0.014792 | 0.014716 | 0.01464 | 0.014563
Yes | SCE | Com | Lighting | T-20: Dimming Ballasts | On-the-books | Electric Energy (GWh/year) | 3.8969 | 3.9071 | 3.9174 | 3.9276 | 0 | 0 | 0 | 0 | 0 | 0 | 0 | 0 | 0
Yes | SCE | Com | Lighting | 2008 T-20: General Purpose Lighting -- 60 and 40 watt | On-the-books | Electric Energy (GWh/year) | 0 | 0 | 0 | 0 | 0 | 0 | 0 | 0 | 0 | 0 | 0 | 0 | 0
Yes | SCE | Com | Lighting | Fed Appliance: General Service Fluorescent Lamps #1 | On-the-books | Electric Energy (GWh/year) | 1.2561 | 1.2531 | 1.2511 | 1.2496 | 1.2485 | 1.2477 | 1.2468 | 1.2459 | 1.245 | 1.2442 | 1.2433 | 1.2424 | 1.2415
Yes | SCE | Com | Lighting | Fed Appliance: GSFLs | On-the-books | Electric Energy (GWh/year) | 33.8822 | 33.9658 | 34.0495 | 34.1331 | 0 | 0 | 0 | 0 | 0 | 0 | 0 | 0 | 0
Yes | SCE | Com | Lighting | 2006 T-20: General Service Incandescent Lamps, Tier 2 #3 | On-the-books | Electric Energy (GWh/year) | 0.00058099 | 0.00058073 | 0.00058052 | 0.00058035 | 0.00058021 | 0.0005801 | 0.00057996 | 0.00057984 | 0.00057972 | 0.0005796 | 0.00057947 | 0.00057935 | 0.00057922
Yes | SCE | Com | Lighting | T-20: GSLs - Original Scope - Tier 2 | On-the-books | Electric Energy (GWh/year) | 7.6223 | 7.2894 | 6.9564 | 6.6235 | 6.2906 | 5.9577 | 5.6247 | 5.2918 | 4.9589 | 0.63806 | 0.59214 | 0.54622 | 0.5003
Yes | SCE | Com | Lighting | T-20: LED Lamps - Tier 1 | On-the-books | Electric Energy (GWh/year) | 0.70533 | 0.66023 | 0.61513 | 0.57003 | 0.52492 | 0.47982 | 0.43472 | 0.38961 | 0.34451 | 0.29941 | 0.03695 | 0.030397 | 0.023843
Yes | SCE | Com | Lighting | Fed Appliance: Incandescent Reflector Lamps | On-the-books | Electric Energy (GWh/year) | 0.0051159 | 0.0049905 | 0.0048889 | 0.0048084 | 0.0047455 | 0.0046971 | 0.004639 | 0.0045874 | 0.0045314 | 0.0044784 | 0.0044234 | 0.0043697 | 0.0043151
Yes | SCE | Com | Lighting | 2005 T-24: Lighting controls under skylights | On-the-books | Electric Energy (GWh/year) | 0.19062 | 0.18997 | 0.18949 | 0.18914 | 0.18888 | 0.18869 | 0.18845 | 0.18824 | 0.18802 | 0.1878 | 0.18758 | 0.18736 | 0.18714
Yes | SCE | Com | Lighting | Fed Appliance: Metal Halide Lamp Fixtures | On-the-books | Electric Energy (GWh/year) | 0.41246 | 0.39741 | 0.38237 | 0.36732 | 0.35227 | 0.33722 | 0.32217 | 0.30712 | 0.29207 | 0.27702 | 0.26197 | 0.24692 | 0.23187
Yes | SCE | Com | Lighting | 2005 T-20: Modular Furniture Task Lighting Fixtures | On-the-books | Electric Energy (GWh/year) | 0.017322 | 0.017272 | 0.017237 | 0.017211 | 0.017192 | 0.017179 | 0.017162 | 0.017148 | 0.017132 | 0.017117 | 0.017101 | 0.017086 | 0.01707
Yes | SCE | Com | Lighting | 2016 T-24: Nonresidential Lighting Alterations (Units = sq ft) | On-the-books | Electric Energy (GWh/year) | 14.5745 | 14.3905 | 14.1963 | 13.9981 | 13.802 | 13.6038 | 13.4014 | 0 | 0 | 0 | 0 | 0 | 0
Yes | SCE | Com | Lighting | 2013 T-24: NRA-Lighting-Alterations-Existing Measures | On-the-books | Electric Energy (GWh/year) | 20.0096 | 19.7556 | 19.5556 | 19.3996 | 9.5601 | 0 | 0 | 0 | 0 | 0 | 0 | 0 | 0
Yes | SCE | Com | Lighting | 2013 T-24: NRA-Lighting-Alterations-New Measures | On-the-books | Electric Energy (GWh/year) | 26.2556 | 25.9389 | 25.6702 | 25.4435 | 12.5227 | 0 | 0 | 0 | 0 | 0 | 0 | 0 | 0
Yes | SCE | Com | Lighting | 2016 T-24: NRA-Lighting-ASHRAE Elevator Lighting & Ventilation | On-the-books | Electric Energy (GWh/year) | 0.13774 | 0.13654 | 0.13572 | 0.13517 | 0.13479 | 0.13454 | 0.1342 | 0 | 0 | 0 | 0 | 0 | 0
Yes | SCE | Com | Lighting | 2013 T-24: NRA-Lighting-Egress Lighting Control | On-the-books | Electric Energy (GWh/year) | 16.9527 | 16.661 | 16.3909 | 16.1426 | 7.8924 | 0 | 0 | 0 | 0 | 0 | 0 | 0 | 0
Yes | SCE | Com | Lighting | 2013 T-24: NRA-Lighting-Hotel Corridors | On-the-books | Electric Energy (GWh/year) | 0.31652 | 0.31292 | 0.30984 | 0.30722 | 0.15125 | 0 | 0 | 0 | 0 | 0 | 0 | 0 | 0
Yes | SCE | Com | Lighting | 2013 T-24: NRA-Lighting-MF Building Corridors | On-the-books | Electric Energy (GWh/year) | 1.0009 | 0.99162 | 0.98318 | 0.97557 | 0.4804 | 0 | 0 | 0 | 0 | 0 | 0 | 0 | 0
Yes | SCE | Com | Lighting | 2016 T-24: NRA-Lighting-Outdoor Lighting Controls (unit = control) | On-the-books | Electric Energy (GWh/year) | 0.094795 | 0.09397 | 0.093409 | 0.093028 | 0.092769 | 0.092593 | 0.092362 | 0 | 0 | 0 | 0 | 0 | 0
Yes | SCE | Com | Lighting | 2013 T-24: NRA-Lighting-Warehouses and Libraries | On-the-books | Electric Energy (GWh/year) | 8.5607 | 8.4492 | 8.3584 | 8.2848 | 4.0789 | -2.0191e-15 | -2.0191e-15 | -2.0191e-15 | -2.0191e-15 | -2.0191e-15 | -2.0191e-15 | -2.0191e-15 | -2.0191e-15
Yes | SCE | Com | Lighting | 2013 T-24: NRNC-Lighting-Controllable Lighting | On-the-books | Electric Energy (GWh/year) | 5.8017 | 5.6495 | 5.5156 | 5.3992 | 5.2989 | 5.2131 | 5.1177 | 5.0287 | 4.9354 | 4.8449 | 4.7526 | 4.6615 | 4.5696
Yes | SCE | Com | Lighting | 2013 T-24: NRNC-Lighting-DR Lighting Controls | On-the-books | Electric Energy (GWh/year) | 0.16751 | 0.16671 | 0.16622 | 0.16591 | 0.16572 | 0.1656 | 0.16543 | 0.1653 | 0.16515 | 0.16501 | 0.16486 | 0.16471 | 0.16457
Yes | SCE | Com | Lighting | 2013 T-24: NRNC-Lighting-Egress Lighting Control | On-the-books | Electric Energy (GWh/year) | 8.2575 | 8.0888 | 7.9262 | 7.7709 | 7.6238 | 7.4856 | 7.3415 | 7.2014 | 7.0586 | 6.9176 | 6.7754 | 6.6339 | 6.492
Yes | SCE | Com | Lighting | 2013 T-24: NRNC-Lighting-Hotel Corridors | On-the-books | Electric Energy (GWh/year) | 0.16033 | 0.15718 | 0.15434 | 0.15181 | 0.14957 | 0.14763 | 0.14549 | 0.14348 | 0.14138 | 0.13935 | 0.13727 | 0.13522 | 0.13315
Yes | SCE | Com | Lighting | 2013 T-24: NRNC-Lighting-MF Building Corridors | On-the-books | Electric Energy (GWh/year) | 1.158 | 1.1437 | 1.1301 | 1.1173 | 1.1052 | 1.0942 | 1.0825 | 1.0712 | 1.0596 | 1.0482 | 1.0367 | 1.0253 | 1.0138
Yes | SCE | Com | Lighting | 2013 T-24: NRNC-Lighting-Office Plug Load Control | On-the-books | Electric Energy (GWh/year) | 1.769 | 1.7315 | 1.6975 | 1.6674 | 1.6411 | 1.6185 | 1.5934 | 1.5699 | 1.5454 | 1.5216 | 1.4973 | 1.4733 | 1.4491
Yes | SCE | Com | Lighting | 2013 T-24: NRNC-Lighting-Outdoor Lighting & Controls | On-the-books | Electric Energy (GWh/year) | 0.91046 | 0.90316 | 0.89759 | 0.89334 | 0.89012 | 0.88768 | 0.88471 | 0.8821 | 0.87925 | 0.87656 | 0.87376 | 0.87104 | 0.86826
Yes | SCE | Com | Lighting | 2013 T-24: NRNC-Lighting-Parking Garage | On-the-books | Electric Energy (GWh/year) | 1.6856 | 1.6738 | 1.6655 | 1.6598 | 1.6558 | 1.653 | 1.6495 | 1.6465 | 1.6431 | 1.6399 | 1.6366 | 1.6334 | 1.6302
Yes | SCE | Com | Lighting | 2013 T-24: NRNC-Lighting-Warehouses and Libraries | On-the-books | Electric Energy (GWh/year) | 2.2966 | 2.2303 | 2.1738 | 2.1263 | 2.0867 | 2.054 | 2.0167 | 1.9825 | 1.9463 | 1.9114 | 1.8756 | 1.8404 | 1.8048
Yes | SCE | Com | Lighting | 2008 T-24: Outdoor Lighting | On-the-books | Electric Energy (GWh/year) | 0.38007 | 0.37681 | 0.37412 | 0.37189 | 0.37005 | 0.36853 | 0.3668 | 0.36521 | 0.36353 | 0.36191 | 0.36025 | 0.35861 | 0.35696
Yes | SCE | Com | Lighting | 2008 T-24: Sidelighting | On-the-books | Electric Energy (GWh/year) | 1.0901 | 1.0847 | 1.0801 | 1.0763 | 1.0731 | 1.0705 | 1.0676 | 1.0648 | 1.0619 | 1.0591 | 1.0563 | 1.0535 | 1.0506
Yes | SCE | Com | Lighting | 2008 T-24: Skylighting | On-the-books | Electric Energy (GWh/year) | 2.8747 | 2.8692 | 2.8651 | 2.8621 | 2.8599 | 2.8583 | 2.8563 | 2.8545 | 2.8526 | 2.8508 | 2.8489 | 2.8471 | 2.8452
Yes | SCE | Com | Lighting | T-20: Small Diameter Directional Lamps | On-the-books | Electric Energy (GWh/year) | 15.0578 | 14.4779 | 0 | 0 | 0 | 0 | 0 | 0 | 0 | 0 | 0 | 0 | 0
Yes | SCE | Com | Lighting | 2008 T-24: Tailored Indoor lighting | On-the-books | Electric Energy (GWh/year) | 1.0108 | 1.0087 | 1.0071 | 1.0059 | 1.005 | 1.0043 | 1.0034 | 1.0027 | 1.0019 | 1.0012 | 1.0004 | 0.99961 | 0.99883
Yes | SCE | Com | Lighting | 2019-21 Fed App: Ceiling fan light kits | On-the-books | Electric Energy (GWh/year) | 0.020171 | 0.019106 | 0.018113 | 0.017179 | 0.016413 | 0.015749 | 0.015001 | 0.014323 | 0.011961 | 0.0015954 | 0.0015346 | 0.0014796 | 0.0014298
Yes | SCE | Com | Lighting | 2025 T-24: Daylighting - Revise Automatic Daylighting Controls Exceptions (Alterations) | On-the-books | Electric Energy (GWh/year) |  | 1.2557 | 1.3332 | 1.2941 | 1.255 | 1.216 | 1.1771 | 1.1384 | 1.1 | 1.0619 | 1.0243 | 0.98711 | 0.95047
Yes | SCE | Com | Lighting | 2025 T-24: Daylighting - Revise Automatic Daylighting Controls Exceptions (New Construction + Additions) | On-the-books | Electric Energy (GWh/year) | 0 | 0.057288 | 0.33304 | 0.32327 | 0.3135 | 0.30374 | 0.29403 | 0.28437 | 0.27477 | 0.26527 | 0.25586 | 0.24658 | 0.23742
Yes | SCE | Com | Lighting | 2019 T-20: General Service Lamps - Expanded Scope | On-the-books | Electric Energy (GWh/year) |  | 1.628 | 1.7246 | 1.5751 | 0.19669 | 0.24417 | 0.24287 | 0.24224 | 0.24194 | 0.24179 | 0.24172 | 0.24168 | 0.24166
Yes | SCE | Com | Lighting | 2016 T-20: LED Quality - Tier 2 | On-the-books | Electric Energy (GWh/year) | 0.016093 | 0.015748 | 0.015374 | 0.015 | 0.014383 | 0.013813 | 0.013295 | 0.012832 | 0.012425 | 0.012071 | 0.011767 | 0.011508 | 0.0042151
Yes | SCE | Com | Lighting | 2022 T-24: NRA - Controlled Environment Horticulture - Lighting Efficacy | On-the-books | Electric Energy (GWh/year) | 5.4359 | 5.0917 | 4.78 | 4.5007 | 4.2526 | 4.0338 | 3.8424 | 3.6759 | 0.29996 | 0 | 0 | 0 | 0
Yes | SCE | Com | Lighting | 2022 T-24: NRA - Daylighting - Automatic Daylight Dimming to 10% | On-the-books | Electric Energy (GWh/year) | 6.71 | 6.5101 | 6.2605 | 5.9559 | 5.5943 | 5.1787 | 0.40077 | 0 | 0 | 0 | 0 | 0 | 0
Yes | SCE | Com | Lighting | 2022 T-24: NRA - Grid Integration - Demand Responsive Lighting Systems | On-the-books | Electric Energy (GWh/year) | 0.034439 | 0.030784 | 0.028557 | 0.027202 | 0.026378 | 0.015137 | 0 | 0 | 0 | 0 | 0 | 0 | 0
Yes | SCE | Com | Lighting | 2022 T-24: NRA - Indoor Lighting - Lighting Power Densities | On-the-books | Electric Energy (GWh/year) | 12.9169 | 12.8038 | 12.6632 | 12.4953 | 12.3043 | 12.0984 | 11.8891 | 11.6885 | 11.5068 | 11.3507 | 11.2223 | 11.1206 | 11.0423
Yes | SCE | Com | Lighting | 2022 T-24: NRA - Indoor Lighting - Multi-zone Occupancy Sensing in Large Offices | On-the-books | Electric Energy (GWh/year) | 8.4762 | 8.1621 | 7.8354 | 7.5067 | 7.1869 | 6.886 | 0.56151 | 0 | 0 | 0 | 0 | 0 | 0
Yes | SCE | Com | Lighting | 2022 T-24: NRA - Outdoor Lighting - Lighting Power Allowances for General Hardscapes | On-the-books | Electric Energy (GWh/year) | 2.5275 | 2.5275 | 2.5275 | 2.5275 | 2.5275 | 2.5275 | 2.5275 | 2.5275 | 2.5275 | 2.5275 | 2.5275 | 2.5275 | 2.5275
Yes | SCE | Com | Lighting | 2022 T-24: NRA - Outdoor Lighting - Lighting Zone Reclassification | On-the-books | Electric Energy (GWh/year) | 0.29259 | 0.29259 | 0.29259 | 0.29259 | 0.29259 | 0.29259 | 0.29259 | 0.29259 | 0.29259 | 0.29259 | 0.29259 | 0.29259 | 0.29259
Yes | SCE | Com | Lighting | 2019 T-24: NRA-Indoor Lighting-Alterations (Control) | On-the-books | Electric Energy (GWh/year) | 0.044411 | 0.041645 | 0.038414 | 0.034771 | 0.030825 | 0.026728 | 0.022662 | 0.0188 | 0.015283 | 0.012202 | 0.00081453 | 0 | 0
Yes | SCE | Com | Lighting | 2019 T-24: NRA-Indoor Lighting-Alterations (LPD) | On-the-books | Electric Energy (GWh/year) | 1.4939 | 1.1002 | 0.79049 | 0.55729 | 0.3874 | 0.26659 | 0.18215 | 0.12384 | 0.083906 | 0.05672 | 0.0032513 | 0 | 0
Yes | SCE | Com | Lighting | 2019 T-24: NRA-Indoor Lighting-New Controls | On-the-books | Electric Energy (GWh/year) | 2.7719 | 2.5992 | 2.3975 | 2.1702 | 1.9239 | 1.6682 | 1.4144 | 1.1734 | 0.9539 | 0.76155 | 0.050838 | 0 | 0
Yes | SCE | Com | Lighting | 2019 T-24: NRA-Indoor Lighting-New LPD | On-the-books | Electric Energy (GWh/year) | 13.6799 | 10.0746 | 7.2386 | 5.1032 | 3.5475 | 2.4412 | 1.6679 | 1.134 | 0.76835 | 0.51939 | 0.029772 | 0 | 0
Yes | SCE | Com | Lighting | 2019 T-24: NRA-Outdoor Lighting-Controls | On-the-books | Electric Energy (GWh/year) | 2.7858 | 2.6123 | 2.4096 | 2.1811 | 1.9335 | 1.6766 | 1.4215 | 1.1793 | 0.95869 | 0.76538 | 0.051093 | 0 | 0
Yes | SCE | Com | Lighting | 2019 T-24: NRA-Outdoor Lighting-LPA (General Hardscape) | On-the-books | Electric Energy (GWh/year) | 2.0185 | 1.4865 | 1.0681 | 0.75299 | 0.52344 | 0.3602 | 0.24611 | 0.16732 | 0.11337 | 0.076638 | 0.004393 | 0 | 0
Yes | SCE | Com | Lighting | 2019 T-24: NRA-Outdoor Lighting-LPA (Specific Applications) | On-the-books | Electric Energy (GWh/year) | 1.984 | 1.4611 | 1.0498 | 0.74011 | 0.51449 | 0.35404 | 0.2419 | 0.16446 | 0.11143 | 0.075327 | 0.0043179 | 0 | 0
Yes | SCE | Com | Lighting | 2022 T-24: NRNC - Controlled Environment Horticulture - Lighting Efficacy | On-the-books | Electric Energy (GWh/year) | 14.8127 | 13.8747 | 13.0255 | 12.2643 | 11.5881 | 10.9921 | 10.4704 | 10.0167 | 9.6241 | 9.2859 | 8.9958 | 8.7478 | 8.5364
Yes | SCE | Com | Lighting | 2022 T-24: NRNC - Daylighting - Automatic Daylight Dimming to 10% | On-the-books | Electric Energy (GWh/year) | 1.3442 | 1.3042 | 1.2542 | 1.1932 | 1.1207 | 1.0375 | 0.94533 | 0.84748 | 0.74803 | 0.65138 | 0.56144 | 0.48105 | 0.41175
Yes | SCE | Com | Lighting | 2022 T-24: NRNC - Grid Integration - Demand Responsive Lighting Systems | On-the-books | Electric Energy (GWh/year) |  | 0.0011342 | 0.0010521 | 0.0010022 | 0.00097186 | 0.00095344 | 0.00094226 | 0.00093548 | 0.00093137 | 0.00092887 | 0.00092736 | 0.00092644 | 0.00092588
Yes | SCE | Com | Lighting | 2022 T-24: NRNC - Indoor Lighting - Lighting Power Densities | On-the-books | Electric Energy (GWh/year) |  | 2.8248 | 2.7938 | 2.7568 | 2.7146 | 2.6692 | 2.623 | 2.5788 | 2.5387 | 2.5042 | 2.4759 | 2.4535 | 2.4362
Yes | SCE | Com | Lighting | 2022 T-24: NRNC - Indoor Lighting - Multi-zone Occupancy Sensing in Large Offices | On-the-books | Electric Energy (GWh/year) |  | 5.2544 | 5.044 | 4.8324 | 4.6266 | 4.4329 | 4.256 | 4.0992 | 3.9634 | 3.8485 | 3.753 | 3.6749 | 3.6117
Yes | SCE | Com | Lighting | 2022 T-24: NRNC - Outdoor Lighting - Nonresidential Lighting Power Allowances for General Hardscapes | On-the-books | Electric Energy (GWh/year) |  | 0.81182 | 0.81182 | 0.81182 | 0.81182 | 0.81182 | 0.81182 | 0.81182 | 0.81182 | 0.81182 | 0.81182 | 0.81182 | 0.81182
Yes | SCE | Com | Lighting | 2022 T-24: NRNC - Outdoor Lighting - Nonresidential Lighting Zone Reclassification | On-the-books | Electric Energy (GWh/year) |  | 0.094781 | 0.094781 | 0.094781 | 0.094781 | 0.094781 | 0.094781 | 0.094781 | 0.094781 | 0.094781 | 0.094781 | 0.094781 | 0.094781
Yes | SCE | Com | Lighting | 2019 T-24: NRNC-Indoor Lighting-Controls | On-the-books | Electric Energy (GWh/year) |  | 1.6946 | 1.5632 | 1.4149 | 1.2543 | 1.0877 | 0.92219 | 0.76504 | 0.62193 | 0.49652 | 0.39027 | 0.30278 | 0.23242
Yes | SCE | Com | Lighting | 2019 T-24: NRNC-Indoor Lighting-LPD | On-the-books | Electric Energy (GWh/year) |  | 3.4661 | 2.4904 | 1.7557 | 1.2205 | 0.83988 | 0.57385 | 0.39015 | 0.26435 | 0.17869 | 0.1206 | 0.081311 | 0.054779
Yes | SCE | Com | Lighting | 2019 T-24: NRNC-Outdoor Lighting-Controls | On-the-books | Electric Energy (GWh/year) |  | 0.89164 | 0.82246 | 0.74447 | 0.65998 | 0.57227 | 0.48521 | 0.40252 | 0.32723 | 0.26125 | 0.20534 | 0.15931 | 0.12229
Yes | SCE | Com | Lighting | 2019 T-24: NRNC-Outdoor Lighting-LPA (General Hardscape) | On-the-books | Electric Energy (GWh/year) |  | 1.0713 | 0.88873 | 0.72249 | 0.5768 | 0.45337 | 0.35173 | 0.27 | 0.20552 | 0.15541 | 0.11692 | 0.087614 | 0.065462
Yes | SCE | Com | Lighting | 2019 T-24: NRNC-Outdoor Lighting-LPA (Specific Applications) | On-the-books | Electric Energy (GWh/year) |  | 1.0479 | 0.86929 | 0.70668 | 0.56418 | 0.44345 | 0.34404 | 0.26409 | 0.20102 | 0.15201 | 0.11436 | 0.085697 | 0.064029
Yes | SCE | Com | Lighting | 2005 T-24: Bi-level lighting control credits | Expected | Electric Energy (GWh/year) | 0.015522 | 0.015426 | 0.015336 | 0.015251 | 0.015172 | 0.015098 | 0.01502 | 0.014945 | 0.014868 | 0.014792 | 0.014716 | 0.01464 | 0.014563
Yes | SCE | Com | Lighting | T-20: Dimming Ballasts | Expected | Electric Energy (GWh/year) | 3.8969 | 3.9071 | 3.9174 | 3.9276 | 0 | 0 | 0 | 0 | 0 | 0 | 0 | 0 | 0
Yes | SCE | Com | Lighting | 2008 T-20: General Purpose Lighting -- 60 and 40 watt | Expected | Electric Energy (GWh/year) | 0 | 0 | 0 | 0 | 0 | 0 | 0 | 0 | 0 | 0 | 0 | 0 | 0
Yes | SCE | Com | Lighting | Fed Appliance: General Service Fluorescent Lamps #1 | Expected | Electric Energy (GWh/year) | 1.2561 | 1.2531 | 1.2511 | 1.2496 | 1.2485 | 1.2477 | 1.2468 | 1.2459 | 1.245 | 1.2442 | 1.2433 | 1.2424 | 1.2415
Yes | SCE | Com | Lighting | Fed Appliance: GSFLs | Expected | Electric Energy (GWh/year) | 33.8822 | 33.9658 | 34.0495 | 34.1331 | 0 | 0 | 0 | 0 | 0 | 0 | 0 | 0 | 0
Yes | SCE | Com | Lighting | 2006 T-20: General Service Incandescent Lamps, Tier 2 #3 | Expected | Electric Energy (GWh/year) | 0.00058099 | 0.00058073 | 0.00058052 | 0.00058035 | 0.00058021 | 0.0005801 | 0.00057996 | 0.00057984 | 0.00057972 | 0.0005796 | 0.00057947 | 0.00057935 | 0.00057922
Yes | SCE | Com | Lighting | T-20: GSLs - Original Scope - Tier 2 | Expected | Electric Energy (GWh/year) | 7.6223 | 7.2894 | 6.9564 | 6.6235 | 6.2906 | 5.9577 | 5.6247 | 5.2918 | 4.9589 | 0.63806 | 0.59214 | 0.54622 | 0.5003
Yes | SCE | Com | Lighting | T-20: LED Lamps - Tier 1 | Expected | Electric Energy (GWh/year) | 0.70533 | 0.66023 | 0.61513 | 0.57003 | 0.52492 | 0.47982 | 0.43472 | 0.38961 | 0.34451 | 0.29941 | 0.03695 | 0.030397 | 0.023843
Yes | SCE | Com | Lighting | Fed Appliance: Incandescent Reflector Lamps | Expected | Electric Energy (GWh/year) | 0.0051159 | 0.0049905 | 0.0048889 | 0.0048084 | 0.0047455 | 0.0046971 | 0.004639 | 0.0045874 | 0.0045314 | 0.0044784 | 0.0044234 | 0.0043697 | 0.0043151
Yes | SCE | Com | Lighting | 2005 T-24: Lighting controls under skylights | Expected | Electric Energy (GWh/year) | 0.19062 | 0.18997 | 0.18949 | 0.18914 | 0.18888 | 0.18869 | 0.18845 | 0.18824 | 0.18802 | 0.1878 | 0.18758 | 0.18736 | 0.18714
Yes | SCE | Com | Lighting | Fed Appliance: Metal Halide Lamp Fixtures | Expected | Electric Energy (GWh/year) | 0.41246 | 0.39741 | 0.38237 | 0.36732 | 0.35227 | 0.33722 | 0.32217 | 0.30712 | 0.29207 | 0.27702 | 0.26197 | 0.24692 | 0.23187
Yes | SCE | Com | Lighting | 2005 T-20: Modular Furniture Task Lighting Fixtures | Expected | Electric Energy (GWh/year) | 0.017322 | 0.017272 | 0.017237 | 0.017211 | 0.017192 | 0.017179 | 0.017162 | 0.017148 | 0.017132 | 0.017117 | 0.017101 | 0.017086 | 0.01707
Yes | SCE | Com | Lighting | 2016 T-24: Nonresidential Lighting Alterations (Units = sq ft) | Expected | Electric Energy (GWh/year) | 14.5745 | 14.3905 | 14.1963 | 13.9981 | 13.802 | 13.6038 | 13.4014 | 0 | 0 | 0 | 0 | 0 | 0
Yes | SCE | Com | Lighting | 2013 T-24: NRA-Lighting-Alterations-Existing Measures | Expected | Electric Energy (GWh/year) | 20.0096 | 19.7556 | 19.5556 | 19.3996 | 9.5601 | 0 | 0 | 0 | 0 | 0 | 0 | 0 | 0
Yes | SCE | Com | Lighting | 2013 T-24: NRA-Lighting-Alterations-New Measures | Expected | Electric Energy (GWh/year) | 26.2556 | 25.9389 | 25.6702 | 25.4435 | 12.5227 | 0 | 0 | 0 | 0 | 0 | 0 | 0 | 0
Yes | SCE | Com | Lighting | 2016 T-24: NRA-Lighting-ASHRAE Elevator Lighting & Ventilation | Expected | Electric Energy (GWh/year) | 0.13774 | 0.13654 | 0.13572 | 0.13517 | 0.13479 | 0.13454 | 0.1342 | 0 | 0 | 0 | 0 | 0 | 0
Yes | SCE | Com | Lighting | 2013 T-24: NRA-Lighting-Egress Lighting Control | Expected | Electric Energy (GWh/year) | 16.9527 | 16.661 | 16.3909 | 16.1426 | 7.8924 | 0 | 0 | 0 | 0 | 0 | 0 | 0 | 0
Yes | SCE | Com | Lighting | 2013 T-24: NRA-Lighting-Hotel Corridors | Expected | Electric Energy (GWh/year) | 0.31652 | 0.31292 | 0.30984 | 0.30722 | 0.15125 | 0 | 0 | 0 | 0 | 0 | 0 | 0 | 0
Yes | SCE | Com | Lighting | 2013 T-24: NRA-Lighting-MF Building Corridors | Expected | Electric Energy (GWh/year) | 1.0009 | 0.99162 | 0.98318 | 0.97557 | 0.4804 | 0 | 0 | 0 | 0 | 0 | 0 | 0 | 0
Yes | SCE | Com | Lighting | 2016 T-24: NRA-Lighting-Outdoor Lighting Controls (unit = control) | Expected | Electric Energy (GWh/year) | 0.094795 | 0.09397 | 0.093409 | 0.093028 | 0.092769 | 0.092593 | 0.092362 | 0 | 0 | 0 | 0 | 0 | 0
Yes | SCE | Com | Lighting | 2013 T-24: NRA-Lighting-Warehouses and Libraries | Expected | Electric Energy (GWh/year) | 8.5607 | 8.4492 | 8.3584 | 8.2848 | 4.0789 | -2.0191e-15 | -2.0191e-15 | -2.0191e-15 | -2.0191e-15 | -2.0191e-15 | -2.0191e-15 | -2.0191e-15 | -2.0191e-15
Yes | SCE | Com | Lighting | 2013 T-24: NRNC-Lighting-Controllable Lighting | Expected | Electric Energy (GWh/year) | 5.8017 | 5.6495 | 5.5156 | 5.3992 | 5.2989 | 5.2131 | 5.1177 | 5.0287 | 4.9354 | 4.8449 | 4.7526 | 4.6615 | 4.5696
Yes | SCE | Com | Lighting | 2013 T-24: NRNC-Lighting-DR Lighting Controls | Expected | Electric Energy (GWh/year) | 0.16751 | 0.16671 | 0.16622 | 0.16591 | 0.16572 | 0.1656 | 0.16543 | 0.1653 | 0.16515 | 0.16501 | 0.16486 | 0.16471 | 0.16457
Yes | SCE | Com | Lighting | 2013 T-24: NRNC-Lighting-Egress Lighting Control | Expected | Electric Energy (GWh/year) | 8.2575 | 8.0888 | 7.9262 | 7.7709 | 7.6238 | 7.4856 | 7.3415 | 7.2014 | 7.0586 | 6.9176 | 6.7754 | 6.6339 | 6.492
Yes | SCE | Com | Lighting | 2013 T-24: NRNC-Lighting-Hotel Corridors | Expected | Electric Energy (GWh/year) | 0.16033 | 0.15718 | 0.15434 | 0.15181 | 0.14957 | 0.14763 | 0.14549 | 0.14348 | 0.14138 | 0.13935 | 0.13727 | 0.13522 | 0.13315
Yes | SCE | Com | Lighting | 2013 T-24: NRNC-Lighting-MF Building Corridors | Expected | Electric Energy (GWh/year) | 1.158 | 1.1437 | 1.1301 | 1.1173 | 1.1052 | 1.0942 | 1.0825 | 1.0712 | 1.0596 | 1.0482 | 1.0367 | 1.0253 | 1.0138
Yes | SCE | Com | Lighting | 2013 T-24: NRNC-Lighting-Office Plug Load Control | Expected | Electric Energy (GWh/year) | 1.769 | 1.7315 | 1.6975 | 1.6674 | 1.6411 | 1.6185 | 1.5934 | 1.5699 | 1.5454 | 1.5216 | 1.4973 | 1.4733 | 1.4491
Yes | SCE | Com | Lighting | 2013 T-24: NRNC-Lighting-Outdoor Lighting & Controls | Expected | Electric Energy (GWh/year) | 0.91046 | 0.90316 | 0.89759 | 0.89334 | 0.89012 | 0.88768 | 0.88471 | 0.8821 | 0.87925 | 0.87656 | 0.87376 | 0.87104 | 0.86826
Yes | SCE | Com | Lighting | 2013 T-24: NRNC-Lighting-Parking Garage | Expected | Electric Energy (GWh/year) | 1.6856 | 1.6738 | 1.6655 | 1.6598 | 1.6558 | 1.653 | 1.6495 | 1.6465 | 1.6431 | 1.6399 | 1.6366 | 1.6334 | 1.6302
Yes | SCE | Com | Lighting | 2013 T-24: NRNC-Lighting-Warehouses and Libraries | Expected | Electric Energy (GWh/year) | 2.2966 | 2.2303 | 2.1738 | 2.1263 | 2.0867 | 2.054 | 2.0167 | 1.9825 | 1.9463 | 1.9114 | 1.8756 | 1.8404 | 1.8048
Yes | SCE | Com | Lighting | 2008 T-24: Outdoor Lighting | Expected | Electric Energy (GWh/year) | 0.38007 | 0.37681 | 0.37412 | 0.37189 | 0.37005 | 0.36853 | 0.3668 | 0.36521 | 0.36353 | 0.36191 | 0.36025 | 0.35861 | 0.35696
Yes | SCE | Com | Lighting | 2008 T-24: Sidelighting | Expected | Electric Energy (GWh/year) | 1.0901 | 1.0847 | 1.0801 | 1.0763 | 1.0731 | 1.0705 | 1.0676 | 1.0648 | 1.0619 | 1.0591 | 1.0563 | 1.0535 | 1.0506
Yes | SCE | Com | Lighting | 2008 T-24: Skylighting | Expected | Electric Energy (GWh/year) | 2.8747 | 2.8692 | 2.8651 | 2.8621 | 2.8599 | 2.8583 | 2.8563 | 2.8545 | 2.8526 | 2.8508 | 2.8489 | 2.8471 | 2.8452
Yes | SCE | Com | Lighting | T-20: Small Diameter Directional Lamps | Expected | Electric Energy (GWh/year) | 15.0578 | 14.4779 | 0 | 0 | 0 | 0 | 0 | 0 | 0 | 0 | 0 | 0 | 0
Yes | SCE | Com | Lighting | 2008 T-24: Tailored Indoor lighting | Expected | Electric Energy (GWh/year) | 1.0108 | 1.0087 | 1.0071 | 1.0059 | 1.005 | 1.0043 | 1.0034 | 1.0027 | 1.0019 | 1.0012 | 1.0004 | 0.99961 | 0.99883
Yes | SCE | Com | Lighting | 2019-21 Fed App: Ceiling fan light kits | Expected | Electric Energy (GWh/year) | 0.020171 | 0.019106 | 0.018113 | 0.017179 | 0.016413 | 0.015749 | 0.015001 | 0.014323 | 0.011961 | 0.0015954 | 0.0015346 | 0.0014796 | 0.0014298
Yes | SCE | Com | Lighting | 2025 T-24: Daylighting - Revise Automatic Daylighting Controls Exceptions (Alterations) | Expected | Electric Energy (GWh/year) |  | 1.2557 | 1.3332 | 1.2941 | 1.255 | 1.216 | 1.1771 | 1.1384 | 1.1 | 1.0619 | 1.0243 | 0.98711 | 0.95047
Yes | SCE | Com | Lighting | 2025 T-24: Daylighting - Revise Automatic Daylighting Controls Exceptions (New Construction + Additions) | Expected | Electric Energy (GWh/year) | 0 | 0.057288 | 0.33304 | 0.32327 | 0.3135 | 0.30374 | 0.29403 | 0.28437 | 0.27477 | 0.26527 | 0.25586 | 0.24658 | 0.23742
Yes | SCE | Com | Lighting | 2019 T-20: General Service Lamps - Expanded Scope | Expected | Electric Energy (GWh/year) |  | 1.628 | 1.7246 | 1.5751 | 0.19669 | 0.24417 | 0.24287 | 0.24224 | 0.24194 | 0.24179 | 0.24172 | 0.24168 | 0.24166
Yes | SCE | Com | Lighting | 2016 T-20: LED Quality - Tier 2 | Expected | Electric Energy (GWh/year) | 0.016093 | 0.015748 | 0.015374 | 0.015 | 0.014383 | 0.013813 | 0.013295 | 0.012832 | 0.012425 | 0.012071 | 0.011767 | 0.011508 | 0.0042151
Yes | SCE | Com | Lighting | 2022 T-24: NRA - Controlled Environment Horticulture - Lighting Efficacy | Expected | Electric Energy (GWh/year) | 5.4359 | 5.0917 | 4.78 | 4.5007 | 4.2526 | 4.0338 | 3.8424 | 3.6759 | 0.29996 | 0 | 0 | 0 | 0
Yes | SCE | Com | Lighting | 2022 T-24: NRA - Daylighting - Automatic Daylight Dimming to 10% | Expected | Electric Energy (GWh/year) | 6.71 | 6.5101 | 6.2605 | 5.9559 | 5.5943 | 5.1787 | 0.40077 | 0 | 0 | 0 | 0 | 0 | 0
Yes | SCE | Com | Lighting | 2022 T-24: NRA - Grid Integration - Demand Responsive Lighting Systems | Expected | Electric Energy (GWh/year) | 0.034439 | 0.030784 | 0.028557 | 0.027202 | 0.026378 | 0.015137 | 0 | 0 | 0 | 0 | 0 | 0 | 0
Yes | SCE | Com | Lighting | 2022 T-24: NRA - Indoor Lighting - Lighting Power Densities | Expected | Electric Energy (GWh/year) | 12.9169 | 12.8038 | 12.6632 | 12.4953 | 12.3043 | 12.0984 | 11.8891 | 11.6885 | 11.5068 | 11.3507 | 11.2223 | 11.1206 | 11.0423
Yes | SCE | Com | Lighting | 2022 T-24: NRA - Indoor Lighting - Multi-zone Occupancy Sensing in Large Offices | Expected | Electric Energy (GWh/year) | 8.4762 | 8.1621 | 7.8354 | 7.5067 | 7.1869 | 6.886 | 0.56151 | 0 | 0 | 0 | 0 | 0 | 0
Yes | SCE | Com | Lighting | 2022 T-24: NRA - Outdoor Lighting - Lighting Power Allowances for General Hardscapes | Expected | Electric Energy (GWh/year) | 2.5275 | 2.5275 | 2.5275 | 2.5275 | 2.5275 | 2.5275 | 2.5275 | 2.5275 | 2.5275 | 2.5275 | 2.5275 | 2.5275 | 2.5275
Yes | SCE | Com | Lighting | 2022 T-24: NRA - Outdoor Lighting - Lighting Zone Reclassification | Expected | Electric Energy (GWh/year) | 0.29259 | 0.29259 | 0.29259 | 0.29259 | 0.29259 | 0.29259 | 0.29259 | 0.29259 | 0.29259 | 0.29259 | 0.29259 | 0.29259 | 0.29259
Yes | SCE | Com | Lighting | 2019 T-24: NRA-Indoor Lighting-Alterations (Control) | Expected | Electric Energy (GWh/year) | 0.044411 | 0.041645 | 0.038414 | 0.034771 | 0.030825 | 0.026728 | 0.022662 | 0.0188 | 0.015283 | 0.012202 | 0.00081453 | 0 | 0
Yes | SCE | Com | Lighting | 2019 T-24: NRA-Indoor Lighting-Alterations (LPD) | Expected | Electric Energy (GWh/year) | 1.4939 | 1.1002 | 0.79049 | 0.55729 | 0.3874 | 0.26659 | 0.18215 | 0.12384 | 0.083906 | 0.05672 | 0.0032513 | 0 | 0
Yes | SCE | Com | Lighting | 2019 T-24: NRA-Indoor Lighting-New Controls | Expected | Electric Energy (GWh/year) | 2.7719 | 2.5992 | 2.3975 | 2.1702 | 1.9239 | 1.6682 | 1.4144 | 1.1734 | 0.9539 | 0.76155 | 0.050838 | 0 | 0
Yes | SCE | Com | Lighting | 2019 T-24: NRA-Indoor Lighting-New LPD | Expected | Electric Energy (GWh/year) | 13.6799 | 10.0746 | 7.2386 | 5.1032 | 3.5475 | 2.4412 | 1.6679 | 1.134 | 0.76835 | 0.51939 | 0.029772 | 0 | 0
Yes | SCE | Com | Lighting | 2019 T-24: NRA-Outdoor Lighting-Controls | Expected | Electric Energy (GWh/year) | 2.7858 | 2.6123 | 2.4096 | 2.1811 | 1.9335 | 1.6766 | 1.4215 | 1.1793 | 0.95869 | 0.76538 | 0.051093 | 0 | 0
Yes | SCE | Com | Lighting | 2019 T-24: NRA-Outdoor Lighting-LPA (General Hardscape) | Expected | Electric Energy (GWh/year) | 2.0185 | 1.4865 | 1.0681 | 0.75299 | 0.52344 | 0.3602 | 0.24611 | 0.16732 | 0.11337 | 0.076638 | 0.004393 | 0 | 0
Yes | SCE | Com | Lighting | 2019 T-24: NRA-Outdoor Lighting-LPA (Specific Applications) | Expected | Electric Energy (GWh/year) | 1.984 | 1.4611 | 1.0498 | 0.74011 | 0.51449 | 0.35404 | 0.2419 | 0.16446 | 0.11143 | 0.075327 | 0.0043179 | 0 | 0
Yes | SCE | Com | Lighting | 2022 T-24: NRNC - Controlled Environment Horticulture - Lighting Efficacy | Expected | Electric Energy (GWh/year) | 14.8127 | 13.8747 | 13.0255 | 12.2643 | 11.5881 | 10.9921 | 10.4704 | 10.0167 | 9.6241 | 9.2859 | 8.9958 | 8.7478 | 8.5364
Yes | SCE | Com | Lighting | 2022 T-24: NRNC - Daylighting - Automatic Daylight Dimming to 10% | Expected | Electric Energy (GWh/year) | 1.3442 | 1.3042 | 1.2542 | 1.1932 | 1.1207 | 1.0375 | 0.94533 | 0.84748 | 0.74803 | 0.65138 | 0.56144 | 0.48105 | 0.41175
Yes | SCE | Com | Lighting | 2022 T-24: NRNC - Grid Integration - Demand Responsive Lighting Systems | Expected | Electric Energy (GWh/year) |  | 0.0011342 | 0.0010521 | 0.0010022 | 0.00097186 | 0.00095344 | 0.00094226 | 0.00093548 | 0.00093137 | 0.00092887 | 0.00092736 | 0.00092644 | 0.00092588
Yes | SCE | Com | Lighting | 2022 T-24: NRNC - Indoor Lighting - Lighting Power Densities | Expected | Electric Energy (GWh/year) |  | 2.8248 | 2.7938 | 2.7568 | 2.7146 | 2.6692 | 2.623 | 2.5788 | 2.5387 | 2.5042 | 2.4759 | 2.4535 | 2.4362
Yes | SCE | Com | Lighting | 2022 T-24: NRNC - Indoor Lighting - Multi-zone Occupancy Sensing in Large Offices | Expected | Electric Energy (GWh/year) |  | 5.2544 | 5.044 | 4.8324 | 4.6266 | 4.4329 | 4.256 | 4.0992 | 3.9634 | 3.8485 | 3.753 | 3.6749 | 3.6117
Yes | SCE | Com | Lighting | 2022 T-24: NRNC - Outdoor Lighting - Nonresidential Lighting Power Allowances for General Hardscapes | Expected | Electric Energy (GWh/year) |  | 0.81182 | 0.81182 | 0.81182 | 0.81182 | 0.81182 | 0.81182 | 0.81182 | 0.81182 | 0.81182 | 0.81182 | 0.81182 | 0.81182
Yes | SCE | Com | Lighting | 2022 T-24: NRNC - Outdoor Lighting - Nonresidential Lighting Zone Reclassification | Expected | Electric Energy (GWh/year) |  | 0.094781 | 0.094781 | 0.094781 | 0.094781 | 0.094781 | 0.094781 | 0.094781 | 0.094781 | 0.094781 | 0.094781 | 0.094781 | 0.094781
Yes | SCE | Com | Lighting | 2019 T-24: NRNC-Indoor Lighting-Controls | Expected | Electric Energy (GWh/year) |  | 1.6946 | 1.5632 | 1.4149 | 1.2543 | 1.0877 | 0.92219 | 0.76504 | 0.62193 | 0.49652 | 0.39027 | 0.30278 | 0.23242
Yes | SCE | Com | Lighting | 2019 T-24: NRNC-Indoor Lighting-LPD | Expected | Electric Energy (GWh/year) |  | 3.4661 | 2.4904 | 1.7557 | 1.2205 | 0.83988 | 0.57385 | 0.39015 | 0.26435 | 0.17869 | 0.1206 | 0.081311 | 0.054779
Yes | SCE | Com | Lighting | 2019 T-24: NRNC-Outdoor Lighting-Controls | Expected | Electric Energy (GWh/year) |  | 0.89164 | 0.82246 | 0.74447 | 0.65998 | 0.57227 | 0.48521 | 0.40252 | 0.32723 | 0.26125 | 0.20534 | 0.15931 | 0.12229
Yes | SCE | Com | Lighting | 2019 T-24: NRNC-Outdoor Lighting-LPA (General Hardscape) | Expected | Electric Energy (GWh/year) |  | 1.0713 | 0.88873 | 0.72249 | 0.5768 | 0.45337 | 0.35173 | 0.27 | 0.20552 | 0.15541 | 0.11692 | 0.087614 | 0.065462
Yes | SCE | Com | Lighting | 2019 T-24: NRNC-Outdoor Lighting-LPA (Specific Applications) | Expected | Electric Energy (GWh/year) |  | 1.0479 | 0.86929 | 0.70668 | 0.56418 | 0.44345 | 0.34404 | 0.26409 | 0.20102 | 0.15201 | 0.11436 | 0.085697 | 0.064029
Yes | SCE | Com | Lighting | 2005 T-24: Bi-level lighting control credits | Possible | Electric Energy (GWh/year) | 0.015522 | 0.015426 | 0.015336 | 0.015251 | 0.015172 | 0.015098 | 0.01502 | 0.014945 | 0.014868 | 0.014792 | 0.014716 | 0.01464 | 0.014563
Yes | SCE | Com | Lighting | T-20: Dimming Ballasts | Possible | Electric Energy (GWh/year) | 3.8969 | 3.9071 | 3.9174 | 3.9276 | 0 | 0 | 0 | 0 | 0 | 0 | 0 | 0 | 0
Yes | SCE | Com | Lighting | 2008 T-20: General Purpose Lighting -- 60 and 40 watt | Possible | Electric Energy (GWh/year) | 0 | 0 | 0 | 0 | 0 | 0 | 0 | 0 | 0 | 0 | 0 | 0 | 0
Yes | SCE | Com | Lighting | Fed Appliance: General Service Fluorescent Lamps #1 | Possible | Electric Energy (GWh/year) | 1.2561 | 1.2531 | 1.2511 | 1.2496 | 1.2485 | 1.2477 | 1.2468 | 1.2459 | 1.245 | 1.2442 | 1.2433 | 1.2424 | 1.2415
Yes | SCE | Com | Lighting | Fed Appliance: GSFLs | Possible | Electric Energy (GWh/year) | 33.8822 | 33.9658 | 34.0495 | 34.1331 | 0 | 0 | 0 | 0 | 0 | 0 | 0 | 0 | 0
Yes | SCE | Com | Lighting | 2006 T-20: General Service Incandescent Lamps, Tier 2 #3 | Possible | Electric Energy (GWh/year) | 0.00058099 | 0.00058073 | 0.00058052 | 0.00058035 | 0.00058021 | 0.0005801 | 0.00057996 | 0.00057984 | 0.00057972 | 0.0005796 | 0.00057947 | 0.00057935 | 0.00057922
Yes | SCE | Com | Lighting | T-20: GSLs - Original Scope - Tier 2 | Possible | Electric Energy (GWh/year) | 7.6223 | 7.2894 | 6.9564 | 6.6235 | 6.2906 | 5.9577 | 5.6247 | 5.2918 | 4.9589 | 0.63806 | 0.59214 | 0.54622 | 0.5003
Yes | SCE | Com | Lighting | T-20: LED Lamps - Tier 1 | Possible | Electric Energy (GWh/year) | 0.70533 | 0.66023 | 0.61513 | 0.57003 | 0.52492 | 0.47982 | 0.43472 | 0.38961 | 0.34451 | 0.29941 | 0.03695 | 0.030397 | 0.023843
Yes | SCE | Com | Lighting | Fed Appliance: Incandescent Reflector Lamps | Possible | Electric Energy (GWh/year) | 0.0051159 | 0.0049905 | 0.0048889 | 0.0048084 | 0.0047455 | 0.0046971 | 0.004639 | 0.0045874 | 0.0045314 | 0.0044784 | 0.0044234 | 0.0043697 | 0.0043151
Yes | SCE | Com | Lighting | 2005 T-24: Lighting controls under skylights | Possible | Electric Energy (GWh/year) | 0.19062 | 0.18997 | 0.18949 | 0.18914 | 0.18888 | 0.18869 | 0.18845 | 0.18824 | 0.18802 | 0.1878 | 0.18758 | 0.18736 | 0.18714
Yes | SCE | Com | Lighting | Fed Appliance: Metal Halide Lamp Fixtures | Possible | Electric Energy (GWh/year) | 0.41246 | 0.39741 | 0.38237 | 0.36732 | 0.35227 | 0.33722 | 0.32217 | 0.30712 | 0.29207 | 0.27702 | 0.26197 | 0.24692 | 0.23187
Yes | SCE | Com | Lighting | 2005 T-20: Modular Furniture Task Lighting Fixtures | Possible | Electric Energy (GWh/year) | 0.017322 | 0.017272 | 0.017237 | 0.017211 | 0.017192 | 0.017179 | 0.017162 | 0.017148 | 0.017132 | 0.017117 | 0.017101 | 0.017086 | 0.01707
Yes | SCE | Com | Lighting | 2016 T-24: Nonresidential Lighting Alterations (Units = sq ft) | Possible | Electric Energy (GWh/year) | 14.5745 | 14.3905 | 14.1963 | 13.9981 | 13.802 | 13.6038 | 13.4014 | 0 | 0 | 0 | 0 | 0 | 0
Yes | SCE | Com | Lighting | 2013 T-24: NRA-Lighting-Alterations-Existing Measures | Possible | Electric Energy (GWh/year) | 20.0096 | 19.7556 | 19.5556 | 19.3996 | 9.5601 | 0 | 0 | 0 | 0 | 0 | 0 | 0 | 0
Yes | SCE | Com | Lighting | 2013 T-24: NRA-Lighting-Alterations-New Measures | Possible | Electric Energy (GWh/year) | 26.2556 | 25.9389 | 25.6702 | 25.4435 | 12.5227 | 0 | 0 | 0 | 0 | 0 | 0 | 0 | 0
Yes | SCE | Com | Lighting | 2016 T-24: NRA-Lighting-ASHRAE Elevator Lighting & Ventilation | Possible | Electric Energy (GWh/year) | 0.13774 | 0.13654 | 0.13572 | 0.13517 | 0.13479 | 0.13454 | 0.1342 | 0 | 0 | 0 | 0 | 0 | 0
Yes | SCE | Com | Lighting | 2013 T-24: NRA-Lighting-Egress Lighting Control | Possible | Electric Energy (GWh/year) | 16.9527 | 16.661 | 16.3909 | 16.1426 | 7.8924 | 0 | 0 | 0 | 0 | 0 | 0 | 0 | 0
Yes | SCE | Com | Lighting | 2013 T-24: NRA-Lighting-Hotel Corridors | Possible | Electric Energy (GWh/year) | 0.31652 | 0.31292 | 0.30984 | 0.30722 | 0.15125 | 0 | 0 | 0 | 0 | 0 | 0 | 0 | 0
Yes | SCE | Com | Lighting | 2013 T-24: NRA-Lighting-MF Building Corridors | Possible | Electric Energy (GWh/year) | 1.0009 | 0.99162 | 0.98318 | 0.97557 | 0.4804 | 0 | 0 | 0 | 0 | 0 | 0 | 0 | 0
Yes | SCE | Com | Lighting | 2016 T-24: NRA-Lighting-Outdoor Lighting Controls (unit = control) | Possible | Electric Energy (GWh/year) | 0.094795 | 0.09397 | 0.093409 | 0.093028 | 0.092769 | 0.092593 | 0.092362 | 0 | 0 | 0 | 0 | 0 | 0
Yes | SCE | Com | Lighting | 2013 T-24: NRA-Lighting-Warehouses and Libraries | Possible | Electric Energy (GWh/year) | 8.5607 | 8.4492 | 8.3584 | 8.2848 | 4.0789 | -2.0191e-15 | -2.0191e-15 | -2.0191e-15 | -2.0191e-15 | -2.0191e-15 | -2.0191e-15 | -2.0191e-15 | -2.0191e-15
Yes | SCE | Com | Lighting | 2013 T-24: NRNC-Lighting-Controllable Lighting | Possible | Electric Energy (GWh/year) | 5.8017 | 5.6495 | 5.5156 | 5.3992 | 5.2989 | 5.2131 | 5.1177 | 5.0287 | 4.9354 | 4.8449 | 4.7526 | 4.6615 | 4.5696
Yes | SCE | Com | Lighting | 2013 T-24: NRNC-Lighting-DR Lighting Controls | Possible | Electric Energy (GWh/year) | 0.16751 | 0.16671 | 0.16622 | 0.16591 | 0.16572 | 0.1656 | 0.16543 | 0.1653 | 0.16515 | 0.16501 | 0.16486 | 0.16471 | 0.16457
Yes | SCE | Com | Lighting | 2013 T-24: NRNC-Lighting-Egress Lighting Control | Possible | Electric Energy (GWh/year) | 8.2575 | 8.0888 | 7.9262 | 7.7709 | 7.6238 | 7.4856 | 7.3415 | 7.2014 | 7.0586 | 6.9176 | 6.7754 | 6.6339 | 6.492
Yes | SCE | Com | Lighting | 2013 T-24: NRNC-Lighting-Hotel Corridors | Possible | Electric Energy (GWh/year) | 0.16033 | 0.15718 | 0.15434 | 0.15181 | 0.14957 | 0.14763 | 0.14549 | 0.14348 | 0.14138 | 0.13935 | 0.13727 | 0.13522 | 0.13315
Yes | SCE | Com | Lighting | 2013 T-24: NRNC-Lighting-MF Building Corridors | Possible | Electric Energy (GWh/year) | 1.158 | 1.1437 | 1.1301 | 1.1173 | 1.1052 | 1.0942 | 1.0825 | 1.0712 | 1.0596 | 1.0482 | 1.0367 | 1.0253 | 1.0138
Yes | SCE | Com | Lighting | 2013 T-24: NRNC-Lighting-Office Plug Load Control | Possible | Electric Energy (GWh/year) | 1.769 | 1.7315 | 1.6975 | 1.6674 | 1.6411 | 1.6185 | 1.5934 | 1.5699 | 1.5454 | 1.5216 | 1.4973 | 1.4733 | 1.4491
Yes | SCE | Com | Lighting | 2013 T-24: NRNC-Lighting-Outdoor Lighting & Controls | Possible | Electric Energy (GWh/year) | 0.91046 | 0.90316 | 0.89759 | 0.89334 | 0.89012 | 0.88768 | 0.88471 | 0.8821 | 0.87925 | 0.87656 | 0.87376 | 0.87104 | 0.86826
Yes | SCE | Com | Lighting | 2013 T-24: NRNC-Lighting-Parking Garage | Possible | Electric Energy (GWh/year) | 1.6856 | 1.6738 | 1.6655 | 1.6598 | 1.6558 | 1.653 | 1.6495 | 1.6465 | 1.6431 | 1.6399 | 1.6366 | 1.6334 | 1.6302
Yes | SCE | Com | Lighting | 2013 T-24: NRNC-Lighting-Warehouses and Libraries | Possible | Electric Energy (GWh/year) | 2.2966 | 2.2303 | 2.1738 | 2.1263 | 2.0867 | 2.054 | 2.0167 | 1.9825 | 1.9463 | 1.9114 | 1.8756 | 1.8404 | 1.8048
Yes | SCE | Com | Lighting | 2008 T-24: Outdoor Lighting | Possible | Electric Energy (GWh/year) | 0.38007 | 0.37681 | 0.37412 | 0.37189 | 0.37005 | 0.36853 | 0.3668 | 0.36521 | 0.36353 | 0.36191 | 0.36025 | 0.35861 | 0.35696
Yes | SCE | Com | Lighting | 2008 T-24: Sidelighting | Possible | Electric Energy (GWh/year) | 1.0901 | 1.0847 | 1.0801 | 1.0763 | 1.0731 | 1.0705 | 1.0676 | 1.0648 | 1.0619 | 1.0591 | 1.0563 | 1.0535 | 1.0506
Yes | SCE | Com | Lighting | 2008 T-24: Skylighting | Possible | Electric Energy (GWh/year) | 2.8747 | 2.8692 | 2.8651 | 2.8621 | 2.8599 | 2.8583 | 2.8563 | 2.8545 | 2.8526 | 2.8508 | 2.8489 | 2.8471 | 2.8452
Yes | SCE | Com | Lighting | T-20: Small Diameter Directional Lamps | Possible | Electric Energy (GWh/year) | 15.0578 | 14.4779 | 0 | 0 | 0 | 0 | 0 | 0 | 0 | 0 | 0 | 0 | 0
Yes | SCE | Com | Lighting | 2008 T-24: Tailored Indoor lighting | Possible | Electric Energy (GWh/year) | 1.0108 | 1.0087 | 1.0071 | 1.0059 | 1.005 | 1.0043 | 1.0034 | 1.0027 | 1.0019 | 1.0012 | 1.0004 | 0.99961 | 0.99883
Yes | SCE | Com | Lighting | 2019-21 Fed App: Ceiling fan light kits | Possible | Electric Energy (GWh/year) | 0.020171 | 0.019106 | 0.018113 | 0.017179 | 0.016413 | 0.015749 | 0.015001 | 0.014323 | 0.011961 | 0.0015954 | 0.0015346 | 0.0014796 | 0.0014298
Yes | SCE | Com | Lighting | 2025 T-24: Daylighting - Revise Automatic Daylighting Controls Exceptions (Alterations) | Possible | Electric Energy (GWh/year) |  | 1.2557 | 1.3332 | 1.2941 | 1.255 | 1.216 | 1.1771 | 1.1384 | 1.1 | 1.0619 | 1.0243 | 0.98711 | 0.95047
Yes | SCE | Com | Lighting | 2025 T-24: Daylighting - Revise Automatic Daylighting Controls Exceptions (New Construction + Additions) | Possible | Electric Energy (GWh/year) | 0 | 0.057288 | 0.33304 | 0.32327 | 0.3135 | 0.30374 | 0.29403 | 0.28437 | 0.27477 | 0.26527 | 0.25586 | 0.24658 | 0.23742
Yes | SCE | Com | Lighting | 2019 T-20: General Service Lamps - Expanded Scope | Possible | Electric Energy (GWh/year) |  | 1.628 | 1.7246 | 1.5751 | 0.19669 | 0.24417 | 0.24287 | 0.24224 | 0.24194 | 0.24179 | 0.24172 | 0.24168 | 0.24166
Yes | SCE | Com | Lighting | 2016 T-20: LED Quality - Tier 2 | Possible | Electric Energy (GWh/year) | 0.016093 | 0.015748 | 0.015374 | 0.015 | 0.014383 | 0.013813 | 0.013295 | 0.012832 | 0.012425 | 0.012071 | 0.011767 | 0.011508 | 0.0042151
Yes | SCE | Com | Lighting | 2022 T-24: NRA - Controlled Environment Horticulture - Lighting Efficacy | Possible | Electric Energy (GWh/year) | 5.4359 | 5.0917 | 4.78 | 4.5007 | 4.2526 | 4.0338 | 3.8424 | 3.6759 | 0.29996 | 0 | 0 | 0 | 0
Yes | SCE | Com | Lighting | 2022 T-24: NRA - Daylighting - Automatic Daylight Dimming to 10% | Possible | Electric Energy (GWh/year) | 6.71 | 6.5101 | 6.2605 | 5.9559 | 5.5943 | 5.1787 | 0.40077 | 0 | 0 | 0 | 0 | 0 | 0
Yes | SCE | Com | Lighting | 2022 T-24: NRA - Grid Integration - Demand Responsive Lighting Systems | Possible | Electric Energy (GWh/year) | 0.034439 | 0.030784 | 0.028557 | 0.027202 | 0.026378 | 0.015137 | 0 | 0 | 0 | 0 | 0 | 0 | 0
Yes | SCE | Com | Lighting | 2022 T-24: NRA - Indoor Lighting - Lighting Power Densities | Possible | Electric Energy (GWh/year) | 12.9169 | 12.8038 | 12.6632 | 12.4953 | 12.3043 | 12.0984 | 11.8891 | 11.6885 | 11.5068 | 11.3507 | 11.2223 | 11.1206 | 11.0423
Yes | SCE | Com | Lighting | 2022 T-24: NRA - Indoor Lighting - Multi-zone Occupancy Sensing in Large Offices | Possible | Electric Energy (GWh/year) | 8.4762 | 8.1621 | 7.8354 | 7.5067 | 7.1869 | 6.886 | 0.56151 | 0 | 0 | 0 | 0 | 0 | 0
Yes | SCE | Com | Lighting | 2022 T-24: NRA - Outdoor Lighting - Lighting Power Allowances for General Hardscapes | Possible | Electric Energy (GWh/year) | 2.5275 | 2.5275 | 2.5275 | 2.5275 | 2.5275 | 2.5275 | 2.5275 | 2.5275 | 2.5275 | 2.5275 | 2.5275 | 2.5275 | 2.5275
Yes | SCE | Com | Lighting | 2022 T-24: NRA - Outdoor Lighting - Lighting Zone Reclassification | Possible | Electric Energy (GWh/year) | 0.29259 | 0.29259 | 0.29259 | 0.29259 | 0.29259 | 0.29259 | 0.29259 | 0.29259 | 0.29259 | 0.29259 | 0.29259 | 0.29259 | 0.29259
Yes | SCE | Com | Lighting | 2019 T-24: NRA-Indoor Lighting-Alterations (Control) | Possible | Electric Energy (GWh/year) | 0.044411 | 0.041645 | 0.038414 | 0.034771 | 0.030825 | 0.026728 | 0.022662 | 0.0188 | 0.015283 | 0.012202 | 0.00081453 | 0 | 0
Yes | SCE | Com | Lighting | 2019 T-24: NRA-Indoor Lighting-Alterations (LPD) | Possible | Electric Energy (GWh/year) | 1.4939 | 1.1002 | 0.79049 | 0.55729 | 0.3874 | 0.26659 | 0.18215 | 0.12384 | 0.083906 | 0.05672 | 0.0032513 | 0 | 0
Yes | SCE | Com | Lighting | 2019 T-24: NRA-Indoor Lighting-New Controls | Possible | Electric Energy (GWh/year) | 2.7719 | 2.5992 | 2.3975 | 2.1702 | 1.9239 | 1.6682 | 1.4144 | 1.1734 | 0.9539 | 0.76155 | 0.050838 | 0 | 0
Yes | SCE | Com | Lighting | 2019 T-24: NRA-Indoor Lighting-New LPD | Possible | Electric Energy (GWh/year) | 13.6799 | 10.0746 | 7.2386 | 5.1032 | 3.5475 | 2.4412 | 1.6679 | 1.134 | 0.76835 | 0.51939 | 0.029772 | 0 | 0
Yes | SCE | Com | Lighting | 2019 T-24: NRA-Outdoor Lighting-Controls | Possible | Electric Energy (GWh/year) | 2.7858 | 2.6123 | 2.4096 | 2.1811 | 1.9335 | 1.6766 | 1.4215 | 1.1793 | 0.95869 | 0.76538 | 0.051093 | 0 | 0
Yes | SCE | Com | Lighting | 2019 T-24: NRA-Outdoor Lighting-LPA (General Hardscape) | Possible | Electric Energy (GWh/year) | 2.0185 | 1.4865 | 1.0681 | 0.75299 | 0.52344 | 0.3602 | 0.24611 | 0.16732 | 0.11337 | 0.076638 | 0.004393 | 0 | 0
Yes | SCE | Com | Lighting | 2019 T-24: NRA-Outdoor Lighting-LPA (Specific Applications) | Possible | Electric Energy (GWh/year) | 1.984 | 1.4611 | 1.0498 | 0.74011 | 0.51449 | 0.35404 | 0.2419 | 0.16446 | 0.11143 | 0.075327 | 0.0043179 | 0 | 0
Yes | SCE | Com | Lighting | 2022 T-24: NRNC - Controlled Environment Horticulture - Lighting Efficacy | Possible | Electric Energy (GWh/year) | 14.8127 | 13.8747 | 13.0255 | 12.2643 | 11.5881 | 10.9921 | 10.4704 | 10.0167 | 9.6241 | 9.2859 | 8.9958 | 8.7478 | 8.5364
Yes | SCE | Com | Lighting | 2022 T-24: NRNC - Daylighting - Automatic Daylight Dimming to 10% | Possible | Electric Energy (GWh/year) | 1.3442 | 1.3042 | 1.2542 | 1.1932 | 1.1207 | 1.0375 | 0.94533 | 0.84748 | 0.74803 | 0.65138 | 0.56144 | 0.48105 | 0.41175
Yes | SCE | Com | Lighting | 2022 T-24: NRNC - Grid Integration - Demand Responsive Lighting Systems | Possible | Electric Energy (GWh/year) |  | 0.0011342 | 0.0010521 | 0.0010022 | 0.00097186 | 0.00095344 | 0.00094226 | 0.00093548 | 0.00093137 | 0.00092887 | 0.00092736 | 0.00092644 | 0.00092588
Yes | SCE | Com | Lighting | 2022 T-24: NRNC - Indoor Lighting - Lighting Power Densities | Possible | Electric Energy (GWh/year) |  | 2.8248 | 2.7938 | 2.7568 | 2.7146 | 2.6692 | 2.623 | 2.5788 | 2.5387 | 2.5042 | 2.4759 | 2.4535 | 2.4362
Yes | SCE | Com | Lighting | 2022 T-24: NRNC - Indoor Lighting - Multi-zone Occupancy Sensing in Large Offices | Possible | Electric Energy (GWh/year) |  | 5.2544 | 5.044 | 4.8324 | 4.6266 | 4.4329 | 4.256 | 4.0992 | 3.9634 | 3.8485 | 3.753 | 3.6749 | 3.6117
Yes | SCE | Com | Lighting | 2022 T-24: NRNC - Outdoor Lighting - Nonresidential Lighting Power Allowances for General Hardscapes | Possible | Electric Energy (GWh/year) |  | 0.81182 | 0.81182 | 0.81182 | 0.81182 | 0.81182 | 0.81182 | 0.81182 | 0.81182 | 0.81182 | 0.81182 | 0.81182 | 0.81182
Yes | SCE | Com | Lighting | 2022 T-24: NRNC - Outdoor Lighting - Nonresidential Lighting Zone Reclassification | Possible | Electric Energy (GWh/year) |  | 0.094781 | 0.094781 | 0.094781 | 0.094781 | 0.094781 | 0.094781 | 0.094781 | 0.094781 | 0.094781 | 0.094781 | 0.094781 | 0.094781
Yes | SCE | Com | Lighting | 2019 T-24: NRNC-Indoor Lighting-Controls | Possible | Electric Energy (GWh/year) |  | 1.6946 | 1.5632 | 1.4149 | 1.2543 | 1.0877 | 0.92219 | 0.76504 | 0.62193 | 0.49652 | 0.39027 | 0.30278 | 0.23242
Yes | SCE | Com | Lighting | 2019 T-24: NRNC-Indoor Lighting-LPD | Possible | Electric Energy (GWh/year) |  | 3.4661 | 2.4904 | 1.7557 | 1.2205 | 0.83988 | 0.57385 | 0.39015 | 0.26435 | 0.17869 | 0.1206 | 0.081311 | 0.054779
Yes | SCE | Com | Lighting | 2019 T-24: NRNC-Outdoor Lighting-Controls | Possible | Electric Energy (GWh/year) |  | 0.89164 | 0.82246 | 0.74447 | 0.65998 | 0.57227 | 0.48521 | 0.40252 | 0.32723 | 0.26125 | 0.20534 | 0.15931 | 0.12229
Yes | SCE | Com | Lighting | 2019 T-24: NRNC-Outdoor Lighting-LPA (General Hardscape) | Possible | Electric Energy (GWh/year) |  | 1.0713 | 0.88873 | 0.72249 | 0.5768 | 0.45337 | 0.35173 | 0.27 | 0.20552 | 0.15541 | 0.11692 | 0.087614 | 0.065462
Yes | SCE | Com | Lighting | 2019 T-24: NRNC-Outdoor Lighting-LPA (Specific Applications) | Possible | Electric Energy (GWh/year) |  | 1.0479 | 0.86929 | 0.70668 | 0.56418 | 0.44345 | 0.34404 | 0.26409 | 0.20102 | 0.15201 | 0.11436 | 0.085697 | 0.064029
Yes | SDG&E | Com | Lighting | 2005 T-24: Bi-level lighting control credits | On-the-books | Electric Energy (GWh/year) | 0.0031788 | 0.0031592 | 0.0031408 | 0.0031235 | 0.0031072 | 0.003092 | 0.0030761 | 0.0030607 | 0.0030449 | 0.0030294 | 0.0030137 | 0.0029981 | 0.0029825
Yes | SDG&E | Com | Lighting | T-20: Dimming Ballasts | On-the-books | Electric Energy (GWh/year) | 0.79807 | 0.80017 | 0.80227 | 0.80437 | 0 | 0 | 0 | 0 | 0 | 0 | 0 | 0 | 0
Yes | SDG&E | Com | Lighting | 2008 T-20: General Purpose Lighting -- 60 and 40 watt | On-the-books | Electric Energy (GWh/year) | 0 | 0 | 0 | 0 | 0 | 0 | 0 | 0 | 0 | 0 | 0 | 0 | 0
Yes | SDG&E | Com | Lighting | Fed Appliance: General Service Fluorescent Lamps #1 | On-the-books | Electric Energy (GWh/year) | 0.25724 | 0.25664 | 0.25621 | 0.25591 | 0.25569 | 0.25553 | 0.25533 | 0.25516 | 0.25498 | 0.2548 | 0.25462 | 0.25444 | 0.25426
Yes | SDG&E | Com | Lighting | Fed Appliance: GSFLs | On-the-books | Electric Energy (GWh/year) | 6.939 | 6.9561 | 6.9732 | 6.9904 | 0 | 0 | 0 | 0 | 0 | 0 | 0 | 0 | 0
Yes | SDG&E | Com | Lighting | 2006 T-20: General Service Incandescent Lamps, Tier 2 #3 | On-the-books | Electric Energy (GWh/year) | 0.00011899 | 0.00011893 | 0.00011889 | 0.00011885 | 0.00011883 | 0.0001188 | 0.00011877 | 0.00011875 | 0.00011872 | 0.0001187 | 0.00011867 | 0.00011865 | 0.00011862
Yes | SDG&E | Com | Lighting | T-20: GSLs - Original Scope - Tier 2 | On-the-books | Electric Energy (GWh/year) | 1.561 | 1.4928 | 1.4247 | 1.3565 | 1.2883 | 1.2201 | 1.1519 | 1.0837 | 1.0156 | 0.13067 | 0.12127 | 0.11186 | 0.10246
Yes | SDG&E | Com | Lighting | T-20: LED Lamps - Tier 1 | On-the-books | Electric Energy (GWh/year) | 0.14445 | 0.13521 | 0.12598 | 0.11674 | 0.1075 | 0.098266 | 0.089029 | 0.079792 | 0.070555 | 0.061318 | 0.0075673 | 0.0062252 | 0.004883
Yes | SDG&E | Com | Lighting | Fed Appliance: Incandescent Reflector Lamps | On-the-books | Electric Energy (GWh/year) | 0.0010477 | 0.001022 | 0.0010012 | 0.00098475 | 0.00097187 | 0.00096195 | 0.00095006 | 0.00093948 | 0.00092803 | 0.00091716 | 0.0009059 | 0.0008949 | 0.00088372
Yes | SDG&E | Com | Lighting | 2005 T-24: Lighting controls under skylights | On-the-books | Electric Energy (GWh/year) | 0.039039 | 0.038906 | 0.038808 | 0.038735 | 0.038682 | 0.038643 | 0.038594 | 0.038552 | 0.038505 | 0.038461 | 0.038416 | 0.038371 | 0.038326
Yes | SDG&E | Com | Lighting | Fed Appliance: Metal Halide Lamp Fixtures | On-the-books | Electric Energy (GWh/year) | 0.084471 | 0.081389 | 0.078307 | 0.075225 | 0.072143 | 0.069061 | 0.065979 | 0.062897 | 0.059815 | 0.056733 | 0.053651 | 0.050569 | 0.047487
Yes | SDG&E | Com | Lighting | 2005 T-20: Modular Furniture Task Lighting Fixtures | On-the-books | Electric Energy (GWh/year) | 0.0035475 | 0.0035373 | 0.00353 | 0.0035247 | 0.0035209 | 0.0035182 | 0.0035148 | 0.0035118 | 0.0035085 | 0.0035055 | 0.0035022 | 0.0034991 | 0.0034959
Yes | SDG&E | Com | Lighting | 2016 T-24: Nonresidential Lighting Alterations (Units = sq ft) | On-the-books | Electric Energy (GWh/year) | 2.9848 | 2.9471 | 2.9074 | 2.8668 | 2.8266 | 2.786 | 2.7446 | 0 | 0 | 0 | 0 | 0 | 0
Yes | SDG&E | Com | Lighting | 2013 T-24: NRA-Lighting-Alterations-Existing Measures | On-the-books | Electric Energy (GWh/year) | 4.0979 | 4.0459 | 4.0049 | 3.973 | 1.9579 | 0 | 0 | 0 | 0 | 0 | 0 | 0 | 0
Yes | SDG&E | Com | Lighting | 2013 T-24: NRA-Lighting-Alterations-New Measures | On-the-books | Electric Energy (GWh/year) | 5.3771 | 5.3122 | 5.2572 | 5.2108 | 2.5646 | 0 | 0 | 0 | 0 | 0 | 0 | 0 | 0
Yes | SDG&E | Com | Lighting | 2016 T-24: NRA-Lighting-ASHRAE Elevator Lighting & Ventilation | On-the-books | Electric Energy (GWh/year) | 0.028209 | 0.027963 | 0.027796 | 0.027683 | 0.027606 | 0.027553 | 0.027484 | 0 | 0 | 0 | 0 | 0 | 0
Yes | SDG&E | Com | Lighting | 2013 T-24: NRA-Lighting-Egress Lighting Control | On-the-books | Electric Energy (GWh/year) | 3.4719 | 3.4121 | 3.3568 | 3.306 | 1.6163 | 0 | 0 | 0 | 0 | 0 | 0 | 0 | 0
Yes | SDG&E | Com | Lighting | 2013 T-24: NRA-Lighting-Hotel Corridors | On-the-books | Electric Energy (GWh/year) | 0.064823 | 0.064086 | 0.063455 | 0.062918 | 0.030976 | 0 | 0 | 0 | 0 | 0 | 0 | 0 | 0
Yes | SDG&E | Com | Lighting | 2013 T-24: NRA-Lighting-MF Building Corridors | On-the-books | Electric Energy (GWh/year) | 0.20498 | 0.20308 | 0.20135 | 0.19979 | 0.098385 | 0 | 0 | 0 | 0 | 0 | 0 | 0 | 0
Yes | SDG&E | Com | Lighting | 2016 T-24: NRA-Lighting-Outdoor Lighting Controls (unit = control) | On-the-books | Electric Energy (GWh/year) | 0.019414 | 0.019245 | 0.01913 | 0.019052 | 0.018999 | 0.018963 | 0.018915 | 0 | 0 | 0 | 0 | 0 | 0
Yes | SDG&E | Com | Lighting | 2013 T-24: NRA-Lighting-Warehouses and Libraries | On-the-books | Electric Energy (GWh/year) | 1.7532 | 1.7304 | 1.7118 | 1.6967 | 0.83536 | -4.1351e-16 | -4.1351e-16 | -4.1351e-16 | -4.1351e-16 | -4.1351e-16 | -4.1351e-16 | -4.1351e-16 | -4.1351e-16
Yes | SDG&E | Com | Lighting | 2013 T-24: NRNC-Lighting-Controllable Lighting | On-the-books | Electric Energy (GWh/year) | 1.1882 | 1.157 | 1.1296 | 1.1057 | 1.0852 | 1.0676 | 1.0481 | 1.0299 | 1.0107 | 0.99223 | 0.97332 | 0.95467 | 0.93585
Yes | SDG&E | Com | Lighting | 2013 T-24: NRNC-Lighting-DR Lighting Controls | On-the-books | Electric Energy (GWh/year) | 0.034305 | 0.034142 | 0.03404 | 0.033977 | 0.033938 | 0.033914 | 0.03388 | 0.033853 | 0.033822 | 0.033793 | 0.033762 | 0.033733 | 0.033703
Yes | SDG&E | Com | Lighting | 2013 T-24: NRNC-Lighting-Egress Lighting Control | On-the-books | Electric Energy (GWh/year) | 1.6911 | 1.6566 | 1.6233 | 1.5915 | 1.5613 | 1.533 | 1.5035 | 1.4748 | 1.4456 | 1.4167 | 1.3876 | 1.3586 | 1.3295
Yes | SDG&E | Com | Lighting | 2013 T-24: NRNC-Lighting-Hotel Corridors | On-the-books | Electric Energy (GWh/year) | 0.032834 | 0.032191 | 0.031609 | 0.031089 | 0.030632 | 0.030233 | 0.029796 | 0.029384 | 0.028955 | 0.028538 | 0.028112 | 0.027692 | 0.027269
Yes | SDG&E | Com | Lighting | 2013 T-24: NRNC-Lighting-MF Building Corridors | On-the-books | Electric Energy (GWh/year) | 0.23716 | 0.23423 | 0.23144 | 0.22881 | 0.22635 | 0.22408 | 0.22168 | 0.21937 | 0.217 | 0.21467 | 0.21231 | 0.20997 | 0.20762
Yes | SDG&E | Com | Lighting | 2013 T-24: NRNC-Lighting-Office Plug Load Control | On-the-books | Electric Energy (GWh/year) | 0.3623 | 0.3546 | 0.34765 | 0.34149 | 0.3361 | 0.33146 | 0.32632 | 0.32152 | 0.31649 | 0.31161 | 0.30663 | 0.30172 | 0.29676
Yes | SDG&E | Com | Lighting | 2013 T-24: NRNC-Lighting-Outdoor Lighting & Controls | On-the-books | Electric Energy (GWh/year) | 0.18646 | 0.18496 | 0.18382 | 0.18295 | 0.18229 | 0.18179 | 0.18119 | 0.18065 | 0.18007 | 0.17952 | 0.17894 | 0.17839 | 0.17782
Yes | SDG&E | Com | Lighting | 2013 T-24: NRNC-Lighting-Parking Garage | On-the-books | Electric Energy (GWh/year) | 0.34521 | 0.34278 | 0.34109 | 0.33991 | 0.3391 | 0.33854 | 0.33781 | 0.33719 | 0.3365 | 0.33585 | 0.33517 | 0.33452 | 0.33385
Yes | SDG&E | Com | Lighting | 2013 T-24: NRNC-Lighting-Warehouses and Libraries | On-the-books | Electric Energy (GWh/year) | 0.47034 | 0.45677 | 0.44519 | 0.43546 | 0.42735 | 0.42066 | 0.41302 | 0.40601 | 0.39859 | 0.39144 | 0.38411 | 0.3769 | 0.36961
Yes | SDG&E | Com | Lighting | 2008 T-24: Outdoor Lighting | On-the-books | Electric Energy (GWh/year) | 0.077837 | 0.07717 | 0.076618 | 0.076162 | 0.075785 | 0.075475 | 0.07512 | 0.074795 | 0.07445 | 0.074118 | 0.073778 | 0.073443 | 0.073104
Yes | SDG&E | Com | Lighting | 2008 T-24: Sidelighting | On-the-books | Electric Energy (GWh/year) | 0.22325 | 0.22214 | 0.2212 | 0.22042 | 0.21978 | 0.21924 | 0.21863 | 0.21807 | 0.21748 | 0.21691 | 0.21633 | 0.21575 | 0.21517
Yes | SDG&E | Com | Lighting | 2008 T-24: Skylighting | On-the-books | Electric Energy (GWh/year) | 0.58872 | 0.58759 | 0.58676 | 0.58615 | 0.5857 | 0.58536 | 0.58495 | 0.5846 | 0.5842 | 0.58383 | 0.58345 | 0.58307 | 0.58269
Yes | SDG&E | Com | Lighting | T-20: Small Diameter Directional Lamps | On-the-books | Electric Energy (GWh/year) | 3.0838 | 2.965 | 0 | 0 | 0 | 0 | 0 | 0 | 0 | 0 | 0 | 0 | 0
Yes | SDG&E | Com | Lighting | 2008 T-24: Tailored Indoor lighting | On-the-books | Electric Energy (GWh/year) | 0.207 | 0.20657 | 0.20624 | 0.206 | 0.20581 | 0.20567 | 0.2055 | 0.20535 | 0.20519 | 0.20503 | 0.20487 | 0.20472 | 0.20456
Yes | SDG&E | Com | Lighting | 2019-21 Fed App: Ceiling fan light kits | On-the-books | Electric Energy (GWh/year) | 0.0041309 | 0.0039129 | 0.0037094 | 0.0035182 | 0.0033613 | 0.0032253 | 0.0030721 | 0.0029334 | 0.0024497 | 0.00032674 | 0.00031428 | 0.00030301 | 0.00029281
Yes | SDG&E | Com | Lighting | 2025 T-24: Daylighting - Revise Automatic Daylighting Controls Exceptions (Alterations) | On-the-books | Electric Energy (GWh/year) |  | 0.25717 | 0.27304 | 0.26503 | 0.25702 | 0.24903 | 0.24106 | 0.23314 | 0.22527 | 0.21748 | 0.20977 | 0.20216 | 0.19465
Yes | SDG&E | Com | Lighting | 2025 T-24: Daylighting - Revise Automatic Daylighting Controls Exceptions (New Construction + Additions) | On-the-books | Electric Energy (GWh/year) | 0 | 0.011732 | 0.068205 | 0.066204 | 0.064203 | 0.062206 | 0.060216 | 0.058237 | 0.056273 | 0.054326 | 0.0524 | 0.050498 | 0.048624
Yes | SDG&E | Com | Lighting | 2019 T-20: General Service Lamps - Expanded Scope | On-the-books | Electric Energy (GWh/year) |  | 0.3334 | 0.3532 | 0.32257 | 0.040282 | 0.050005 | 0.049739 | 0.04961 | 0.049548 | 0.049517 | 0.049503 | 0.049496 | 0.049492
Yes | SDG&E | Com | Lighting | 2016 T-20: LED Quality - Tier 2 | On-the-books | Electric Energy (GWh/year) | 0.0032958 | 0.0032251 | 0.0031485 | 0.003072 | 0.0029457 | 0.0028289 | 0.0027228 | 0.002628 | 0.0025446 | 0.0024721 | 0.0024098 | 0.0023568 | 0.00086324
Yes | SDG&E | Com | Lighting | 2022 T-24: NRA - Controlled Environment Horticulture - Lighting Efficacy | On-the-books | Electric Energy (GWh/year) | 1.1133 | 1.0428 | 0.97894 | 0.92173 | 0.87091 | 0.82612 | 0.78691 | 0.75281 | 0.061431 | 0 | 0 | 0 | 0
Yes | SDG&E | Com | Lighting | 2022 T-24: NRA - Daylighting - Automatic Daylight Dimming to 10% | On-the-books | Electric Energy (GWh/year) | 1.3742 | 1.3332 | 1.2821 | 1.2198 | 1.1457 | 1.0606 | 0.082076 | 0 | 0 | 0 | 0 | 0 | 0
Yes | SDG&E | Com | Lighting | 2022 T-24: NRA - Grid Integration - Demand Responsive Lighting Systems | On-the-books | Electric Energy (GWh/year) | 0.007053 | 0.0063045 | 0.0058483 | 0.0055708 | 0.0054022 | 0.0031 | 0 | 0 | 0 | 0 | 0 | 0 | 0
Yes | SDG&E | Com | Lighting | 2022 T-24: NRA - Indoor Lighting - Lighting Power Densities | On-the-books | Electric Energy (GWh/year) | 2.6453 | 2.6222 | 2.5934 | 2.559 | 2.5199 | 2.4777 | 2.4348 | 2.3938 | 2.3566 | 2.3246 | 2.2983 | 2.2775 | 2.2614
Yes | SDG&E | Com | Lighting | 2022 T-24: NRA - Indoor Lighting - Multi-zone Occupancy Sensing in Large Offices | On-the-books | Electric Energy (GWh/year) | 1.7359 | 1.6716 | 1.6047 | 1.5373 | 1.4719 | 1.4102 | 0.115 | 0 | 0 | 0 | 0 | 0 | 0
Yes | SDG&E | Com | Lighting | 2022 T-24: NRA - Outdoor Lighting - Lighting Power Allowances for General Hardscapes | On-the-books | Electric Energy (GWh/year) | 0.51763 | 0.51763 | 0.51763 | 0.51763 | 0.51763 | 0.51763 | 0.51763 | 0.51763 | 0.51763 | 0.51763 | 0.51763 | 0.51763 | 0.51763
Yes | SDG&E | Com | Lighting | 2022 T-24: NRA - Outdoor Lighting - Lighting Zone Reclassification | On-the-books | Electric Energy (GWh/year) | 0.059921 | 0.059921 | 0.059921 | 0.059921 | 0.059921 | 0.059921 | 0.059921 | 0.059921 | 0.059921 | 0.059921 | 0.059921 | 0.059921 | 0.059921
Yes | SDG&E | Com | Lighting | 2019 T-24: NRA-Indoor Lighting-Alterations (Control) | On-the-books | Electric Energy (GWh/year) | 0.0090952 | 0.0085287 | 0.007867 | 0.007121 | 0.0063128 | 0.0054739 | 0.0046411 | 0.0038502 | 0.00313 | 0.0024989 | 0.00016681 | 0 | 0
Yes | SDG&E | Com | Lighting | 2019 T-24: NRA-Indoor Lighting-Alterations (LPD) | On-the-books | Electric Energy (GWh/year) | 0.30595 | 0.22531 | 0.16189 | 0.11413 | 0.079338 | 0.054596 | 0.037303 | 0.025361 | 0.017184 | 0.011616 | 0.00066585 | 0 | 0
Yes | SDG&E | Com | Lighting | 2019 T-24: NRA-Indoor Lighting-New Controls | On-the-books | Electric Energy (GWh/year) | 0.56767 | 0.53231 | 0.49101 | 0.44445 | 0.39401 | 0.34165 | 0.28967 | 0.24031 | 0.19536 | 0.15596 | 0.010411 | 0 | 0
Yes | SDG&E | Com | Lighting | 2019 T-24: NRA-Indoor Lighting-New LPD | On-the-books | Electric Energy (GWh/year) | 2.8016 | 2.0632 | 1.4825 | 1.0451 | 0.72651 | 0.49995 | 0.34159 | 0.23224 | 0.15736 | 0.10637 | 0.0060973 | 0 | 0
Yes | SDG&E | Com | Lighting | 2019 T-24: NRA-Outdoor Lighting-Controls | On-the-books | Electric Energy (GWh/year) | 0.57052 | 0.53498 | 0.49348 | 0.44668 | 0.39598 | 0.34336 | 0.29112 | 0.24151 | 0.19634 | 0.15675 | 0.010464 | 0 | 0
Yes | SDG&E | Com | Lighting | 2019 T-24: NRA-Outdoor Lighting-LPA (General Hardscape) | On-the-books | Electric Energy (GWh/year) | 0.41338 | 0.30444 | 0.21874 | 0.15421 | 0.1072 | 0.073768 | 0.050403 | 0.034267 | 0.023218 | 0.015695 | 0.00089967 | 0 | 0
Yes | SDG&E | Com | Lighting | 2019 T-24: NRA-Outdoor Lighting-LPA (Specific Applications) | On-the-books | Electric Energy (GWh/year) | 0.40632 | 0.29923 | 0.215 | 0.15157 | 0.10537 | 0.072507 | 0.049541 | 0.033681 | 0.022821 | 0.015427 | 0.00088429 | 0 | 0
Yes | SDG&E | Com | Lighting | 2022 T-24: NRNC - Controlled Environment Horticulture - Lighting Efficacy | On-the-books | Electric Energy (GWh/year) | 3.0336 | 2.8415 | 2.6676 | 2.5117 | 2.3732 | 2.2511 | 2.1443 | 2.0514 | 1.971 | 1.9017 | 1.8423 | 1.7915 | 1.7482
Yes | SDG&E | Com | Lighting | 2022 T-24: NRNC - Daylighting - Automatic Daylight Dimming to 10% | On-the-books | Electric Energy (GWh/year) | 0.2753 | 0.2671 | 0.25686 | 0.24436 | 0.22952 | 0.21247 | 0.1936 | 0.17356 | 0.1532 | 0.1334 | 0.11498 | 0.098517 | 0.084326
Yes | SDG&E | Com | Lighting | 2022 T-24: NRNC - Grid Integration - Demand Responsive Lighting Systems | On-the-books | Electric Energy (GWh/year) |  | 0.00023228 | 0.00021547 | 0.00020525 | 0.00019903 | 0.00019526 | 0.00019297 | 0.00019158 | 0.00019074 | 0.00019023 | 0.00018992 | 0.00018973 | 0.00018962
Yes | SDG&E | Com | Lighting | 2022 T-24: NRNC - Indoor Lighting - Lighting Power Densities | On-the-books | Electric Energy (GWh/year) |  | 0.57852 | 0.57216 | 0.56458 | 0.55595 | 0.54665 | 0.53719 | 0.52812 | 0.51992 | 0.51286 | 0.50706 | 0.50246 | 0.49893
Yes | SDG&E | Com | Lighting | 2022 T-24: NRNC - Indoor Lighting - Multi-zone Occupancy Sensing in Large Offices | On-the-books | Electric Energy (GWh/year) |  | 1.0761 | 1.033 | 0.98967 | 0.94751 | 0.90784 | 0.87162 | 0.8395 | 0.8117 | 0.78817 | 0.76861 | 0.7526 | 0.73967
Yes | SDG&E | Com | Lighting | 2022 T-24: NRNC - Outdoor Lighting - Nonresidential Lighting Power Allowances for General Hardscapes | On-the-books | Electric Energy (GWh/year) |  | 0.16626 | 0.16626 | 0.16626 | 0.16626 | 0.16626 | 0.16626 | 0.16626 | 0.16626 | 0.16626 | 0.16626 | 0.16626 | 0.16626
Yes | SDG&E | Com | Lighting | 2022 T-24: NRNC - Outdoor Lighting - Nonresidential Lighting Zone Reclassification | On-the-books | Electric Energy (GWh/year) |  | 0.019411 | 0.019411 | 0.019411 | 0.019411 | 0.019411 | 0.019411 | 0.019411 | 0.019411 | 0.019411 | 0.019411 | 0.019411 | 0.019411
Yes | SDG&E | Com | Lighting | 2019 T-24: NRNC-Indoor Lighting-Controls | On-the-books | Electric Energy (GWh/year) |  | 0.34706 | 0.32013 | 0.28978 | 0.25689 | 0.22275 | 0.18886 | 0.15668 | 0.12737 | 0.10169 | 0.079925 | 0.062008 | 0.0476
Yes | SDG&E | Com | Lighting | 2019 T-24: NRNC-Indoor Lighting-LPD | On-the-books | Electric Energy (GWh/year) |  | 0.70985 | 0.51003 | 0.35957 | 0.24995 | 0.172 | 0.11752 | 0.079901 | 0.054138 | 0.036596 | 0.024699 | 0.016652 | 0.011219
Yes | SDG&E | Com | Lighting | 2019 T-24: NRNC-Outdoor Lighting-Controls | On-the-books | Electric Energy (GWh/year) |  | 0.1826 | 0.16844 | 0.15247 | 0.13516 | 0.1172 | 0.099369 | 0.082436 | 0.067015 | 0.053502 | 0.042053 | 0.032625 | 0.025045
Yes | SDG&E | Com | Lighting | 2019 T-24: NRNC-Outdoor Lighting-LPA (General Hardscape) | On-the-books | Electric Energy (GWh/year) |  | 0.2194 | 0.18201 | 0.14796 | 0.11813 | 0.092848 | 0.072034 | 0.055296 | 0.04209 | 0.031827 | 0.023944 | 0.017943 | 0.013406
Yes | SDG&E | Com | Lighting | 2019 T-24: NRNC-Outdoor Lighting-LPA (Specific Applications) | On-the-books | Electric Energy (GWh/year) |  | 0.2146 | 0.17803 | 0.14473 | 0.11554 | 0.090816 | 0.070457 | 0.054086 | 0.041169 | 0.031131 | 0.02342 | 0.017551 | 0.013113
Yes | SDG&E | Com | Lighting | 2005 T-24: Bi-level lighting control credits | Expected | Electric Energy (GWh/year) | 0.0031788 | 0.0031592 | 0.0031408 | 0.0031235 | 0.0031072 | 0.003092 | 0.0030761 | 0.0030607 | 0.0030449 | 0.0030294 | 0.0030137 | 0.0029981 | 0.0029825
Yes | SDG&E | Com | Lighting | T-20: Dimming Ballasts | Expected | Electric Energy (GWh/year) | 0.79807 | 0.80017 | 0.80227 | 0.80437 | 0 | 0 | 0 | 0 | 0 | 0 | 0 | 0 | 0
Yes | SDG&E | Com | Lighting | 2008 T-20: General Purpose Lighting -- 60 and 40 watt | Expected | Electric Energy (GWh/year) | 0 | 0 | 0 | 0 | 0 | 0 | 0 | 0 | 0 | 0 | 0 | 0 | 0
Yes | SDG&E | Com | Lighting | Fed Appliance: General Service Fluorescent Lamps #1 | Expected | Electric Energy (GWh/year) | 0.25724 | 0.25664 | 0.25621 | 0.25591 | 0.25569 | 0.25553 | 0.25533 | 0.25516 | 0.25498 | 0.2548 | 0.25462 | 0.25444 | 0.25426
Yes | SDG&E | Com | Lighting | Fed Appliance: GSFLs | Expected | Electric Energy (GWh/year) | 6.939 | 6.9561 | 6.9732 | 6.9904 | 0 | 0 | 0 | 0 | 0 | 0 | 0 | 0 | 0
Yes | SDG&E | Com | Lighting | 2006 T-20: General Service Incandescent Lamps, Tier 2 #3 | Expected | Electric Energy (GWh/year) | 0.00011899 | 0.00011893 | 0.00011889 | 0.00011885 | 0.00011883 | 0.0001188 | 0.00011877 | 0.00011875 | 0.00011872 | 0.0001187 | 0.00011867 | 0.00011865 | 0.00011862
Yes | SDG&E | Com | Lighting | T-20: GSLs - Original Scope - Tier 2 | Expected | Electric Energy (GWh/year) | 1.561 | 1.4928 | 1.4247 | 1.3565 | 1.2883 | 1.2201 | 1.1519 | 1.0837 | 1.0156 | 0.13067 | 0.12127 | 0.11186 | 0.10246
Yes | SDG&E | Com | Lighting | T-20: LED Lamps - Tier 1 | Expected | Electric Energy (GWh/year) | 0.14445 | 0.13521 | 0.12598 | 0.11674 | 0.1075 | 0.098266 | 0.089029 | 0.079792 | 0.070555 | 0.061318 | 0.0075673 | 0.0062252 | 0.004883
Yes | SDG&E | Com | Lighting | Fed Appliance: Incandescent Reflector Lamps | Expected | Electric Energy (GWh/year) | 0.0010477 | 0.001022 | 0.0010012 | 0.00098475 | 0.00097187 | 0.00096195 | 0.00095006 | 0.00093948 | 0.00092803 | 0.00091716 | 0.0009059 | 0.0008949 | 0.00088372
Yes | SDG&E | Com | Lighting | 2005 T-24: Lighting controls under skylights | Expected | Electric Energy (GWh/year) | 0.039039 | 0.038906 | 0.038808 | 0.038735 | 0.038682 | 0.038643 | 0.038594 | 0.038552 | 0.038505 | 0.038461 | 0.038416 | 0.038371 | 0.038326
Yes | SDG&E | Com | Lighting | Fed Appliance: Metal Halide Lamp Fixtures | Expected | Electric Energy (GWh/year) | 0.084471 | 0.081389 | 0.078307 | 0.075225 | 0.072143 | 0.069061 | 0.065979 | 0.062897 | 0.059815 | 0.056733 | 0.053651 | 0.050569 | 0.047487
Yes | SDG&E | Com | Lighting | 2005 T-20: Modular Furniture Task Lighting Fixtures | Expected | Electric Energy (GWh/year) | 0.0035475 | 0.0035373 | 0.00353 | 0.0035247 | 0.0035209 | 0.0035182 | 0.0035148 | 0.0035118 | 0.0035085 | 0.0035055 | 0.0035022 | 0.0034991 | 0.0034959
Yes | SDG&E | Com | Lighting | 2016 T-24: Nonresidential Lighting Alterations (Units = sq ft) | Expected | Electric Energy (GWh/year) | 2.9848 | 2.9471 | 2.9074 | 2.8668 | 2.8266 | 2.786 | 2.7446 | 0 | 0 | 0 | 0 | 0 | 0
Yes | SDG&E | Com | Lighting | 2013 T-24: NRA-Lighting-Alterations-Existing Measures | Expected | Electric Energy (GWh/year) | 4.0979 | 4.0459 | 4.0049 | 3.973 | 1.9579 | 0 | 0 | 0 | 0 | 0 | 0 | 0 | 0
Yes | SDG&E | Com | Lighting | 2013 T-24: NRA-Lighting-Alterations-New Measures | Expected | Electric Energy (GWh/year) | 5.3771 | 5.3122 | 5.2572 | 5.2108 | 2.5646 | 0 | 0 | 0 | 0 | 0 | 0 | 0 | 0
Yes | SDG&E | Com | Lighting | 2016 T-24: NRA-Lighting-ASHRAE Elevator Lighting & Ventilation | Expected | Electric Energy (GWh/year) | 0.028209 | 0.027963 | 0.027796 | 0.027683 | 0.027606 | 0.027553 | 0.027484 | 0 | 0 | 0 | 0 | 0 | 0
Yes | SDG&E | Com | Lighting | 2013 T-24: NRA-Lighting-Egress Lighting Control | Expected | Electric Energy (GWh/year) | 3.4719 | 3.4121 | 3.3568 | 3.306 | 1.6163 | 0 | 0 | 0 | 0 | 0 | 0 | 0 | 0
Yes | SDG&E | Com | Lighting | 2013 T-24: NRA-Lighting-Hotel Corridors | Expected | Electric Energy (GWh/year) | 0.064823 | 0.064086 | 0.063455 | 0.062918 | 0.030976 | 0 | 0 | 0 | 0 | 0 | 0 | 0 | 0
Yes | SDG&E | Com | Lighting | 2013 T-24: NRA-Lighting-MF Building Corridors | Expected | Electric Energy (GWh/year) | 0.20498 | 0.20308 | 0.20135 | 0.19979 | 0.098385 | 0 | 0 | 0 | 0 | 0 | 0 | 0 | 0
Yes | SDG&E | Com | Lighting | 2016 T-24: NRA-Lighting-Outdoor Lighting Controls (unit = control) | Expected | Electric Energy (GWh/year) | 0.019414 | 0.019245 | 0.01913 | 0.019052 | 0.018999 | 0.018963 | 0.018915 | 0 | 0 | 0 | 0 | 0 | 0
Yes | SDG&E | Com | Lighting | 2013 T-24: NRA-Lighting-Warehouses and Libraries | Expected | Electric Energy (GWh/year) | 1.7532 | 1.7304 | 1.7118 | 1.6967 | 0.83536 | -4.1351e-16 | -4.1351e-16 | -4.1351e-16 | -4.1351e-16 | -4.1351e-16 | -4.1351e-16 | -4.1351e-16 | -4.1351e-16
Yes | SDG&E | Com | Lighting | 2013 T-24: NRNC-Lighting-Controllable Lighting | Expected | Electric Energy (GWh/year) | 1.1882 | 1.157 | 1.1296 | 1.1057 | 1.0852 | 1.0676 | 1.0481 | 1.0299 | 1.0107 | 0.99223 | 0.97332 | 0.95467 | 0.93585
Yes | SDG&E | Com | Lighting | 2013 T-24: NRNC-Lighting-DR Lighting Controls | Expected | Electric Energy (GWh/year) | 0.034305 | 0.034142 | 0.03404 | 0.033977 | 0.033938 | 0.033914 | 0.03388 | 0.033853 | 0.033822 | 0.033793 | 0.033762 | 0.033733 | 0.033703
Yes | SDG&E | Com | Lighting | 2013 T-24: NRNC-Lighting-Egress Lighting Control | Expected | Electric Energy (GWh/year) | 1.6911 | 1.6566 | 1.6233 | 1.5915 | 1.5613 | 1.533 | 1.5035 | 1.4748 | 1.4456 | 1.4167 | 1.3876 | 1.3586 | 1.3295
Yes | SDG&E | Com | Lighting | 2013 T-24: NRNC-Lighting-Hotel Corridors | Expected | Electric Energy (GWh/year) | 0.032834 | 0.032191 | 0.031609 | 0.031089 | 0.030632 | 0.030233 | 0.029796 | 0.029384 | 0.028955 | 0.028538 | 0.028112 | 0.027692 | 0.027269
Yes | SDG&E | Com | Lighting | 2013 T-24: NRNC-Lighting-MF Building Corridors | Expected | Electric Energy (GWh/year) | 0.23716 | 0.23423 | 0.23144 | 0.22881 | 0.22635 | 0.22408 | 0.22168 | 0.21937 | 0.217 | 0.21467 | 0.21231 | 0.20997 | 0.20762
Yes | SDG&E | Com | Lighting | 2013 T-24: NRNC-Lighting-Office Plug Load Control | Expected | Electric Energy (GWh/year) | 0.3623 | 0.3546 | 0.34765 | 0.34149 | 0.3361 | 0.33146 | 0.32632 | 0.32152 | 0.31649 | 0.31161 | 0.30663 | 0.30172 | 0.29676
Yes | SDG&E | Com | Lighting | 2013 T-24: NRNC-Lighting-Outdoor Lighting & Controls | Expected | Electric Energy (GWh/year) | 0.18646 | 0.18496 | 0.18382 | 0.18295 | 0.18229 | 0.18179 | 0.18119 | 0.18065 | 0.18007 | 0.17952 | 0.17894 | 0.17839 | 0.17782
Yes | SDG&E | Com | Lighting | 2013 T-24: NRNC-Lighting-Parking Garage | Expected | Electric Energy (GWh/year) | 0.34521 | 0.34278 | 0.34109 | 0.33991 | 0.3391 | 0.33854 | 0.33781 | 0.33719 | 0.3365 | 0.33585 | 0.33517 | 0.33452 | 0.33385
Yes | SDG&E | Com | Lighting | 2013 T-24: NRNC-Lighting-Warehouses and Libraries | Expected | Electric Energy (GWh/year) | 0.47034 | 0.45677 | 0.44519 | 0.43546 | 0.42735 | 0.42066 | 0.41302 | 0.40601 | 0.39859 | 0.39144 | 0.38411 | 0.3769 | 0.36961
Yes | SDG&E | Com | Lighting | 2008 T-24: Outdoor Lighting | Expected | Electric Energy (GWh/year) | 0.077837 | 0.07717 | 0.076618 | 0.076162 | 0.075785 | 0.075475 | 0.07512 | 0.074795 | 0.07445 | 0.074118 | 0.073778 | 0.073443 | 0.073104
Yes | SDG&E | Com | Lighting | 2008 T-24: Sidelighting | Expected | Electric Energy (GWh/year) | 0.22325 | 0.22214 | 0.2212 | 0.22042 | 0.21978 | 0.21924 | 0.21863 | 0.21807 | 0.21748 | 0.21691 | 0.21633 | 0.21575 | 0.21517
Yes | SDG&E | Com | Lighting | 2008 T-24: Skylighting | Expected | Electric Energy (GWh/year) | 0.58872 | 0.58759 | 0.58676 | 0.58615 | 0.5857 | 0.58536 | 0.58495 | 0.5846 | 0.5842 | 0.58383 | 0.58345 | 0.58307 | 0.58269
Yes | SDG&E | Com | Lighting | T-20: Small Diameter Directional Lamps | Expected | Electric Energy (GWh/year) | 3.0838 | 2.965 | 0 | 0 | 0 | 0 | 0 | 0 | 0 | 0 | 0 | 0 | 0
Yes | SDG&E | Com | Lighting | 2008 T-24: Tailored Indoor lighting | Expected | Electric Energy (GWh/year) | 0.207 | 0.20657 | 0.20624 | 0.206 | 0.20581 | 0.20567 | 0.2055 | 0.20535 | 0.20519 | 0.20503 | 0.20487 | 0.20472 | 0.20456
Yes | SDG&E | Com | Lighting | 2019-21 Fed App: Ceiling fan light kits | Expected | Electric Energy (GWh/year) | 0.0041309 | 0.0039129 | 0.0037094 | 0.0035182 | 0.0033613 | 0.0032253 | 0.0030721 | 0.0029334 | 0.0024497 | 0.00032674 | 0.00031428 | 0.00030301 | 0.00029281
Yes | SDG&E | Com | Lighting | 2025 T-24: Daylighting - Revise Automatic Daylighting Controls Exceptions (Alterations) | Expected | Electric Energy (GWh/year) |  | 0.25717 | 0.27304 | 0.26503 | 0.25702 | 0.24903 | 0.24106 | 0.23314 | 0.22527 | 0.21748 | 0.20977 | 0.20216 | 0.19465
Yes | SDG&E | Com | Lighting | 2025 T-24: Daylighting - Revise Automatic Daylighting Controls Exceptions (New Construction + Additions) | Expected | Electric Energy (GWh/year) | 0 | 0.011732 | 0.068205 | 0.066204 | 0.064203 | 0.062206 | 0.060216 | 0.058237 | 0.056273 | 0.054326 | 0.0524 | 0.050498 | 0.048624
Yes | SDG&E | Com | Lighting | 2019 T-20: General Service Lamps - Expanded Scope | Expected | Electric Energy (GWh/year) |  | 0.3334 | 0.3532 | 0.32257 | 0.040282 | 0.050005 | 0.049739 | 0.04961 | 0.049548 | 0.049517 | 0.049503 | 0.049496 | 0.049492
Yes | SDG&E | Com | Lighting | 2016 T-20: LED Quality - Tier 2 | Expected | Electric Energy (GWh/year) | 0.0032958 | 0.0032251 | 0.0031485 | 0.003072 | 0.0029457 | 0.0028289 | 0.0027228 | 0.002628 | 0.0025446 | 0.0024721 | 0.0024098 | 0.0023568 | 0.00086324
Yes | SDG&E | Com | Lighting | 2022 T-24: NRA - Controlled Environment Horticulture - Lighting Efficacy | Expected | Electric Energy (GWh/year) | 1.1133 | 1.0428 | 0.97894 | 0.92173 | 0.87091 | 0.82612 | 0.78691 | 0.75281 | 0.061431 | 0 | 0 | 0 | 0
Yes | SDG&E | Com | Lighting | 2022 T-24: NRA - Daylighting - Automatic Daylight Dimming to 10% | Expected | Electric Energy (GWh/year) | 1.3742 | 1.3332 | 1.2821 | 1.2198 | 1.1457 | 1.0606 | 0.082076 | 0 | 0 | 0 | 0 | 0 | 0
Yes | SDG&E | Com | Lighting | 2022 T-24: NRA - Grid Integration - Demand Responsive Lighting Systems | Expected | Electric Energy (GWh/year) | 0.007053 | 0.0063045 | 0.0058483 | 0.0055708 | 0.0054022 | 0.0031 | 0 | 0 | 0 | 0 | 0 | 0 | 0
Yes | SDG&E | Com | Lighting | 2022 T-24: NRA - Indoor Lighting - Lighting Power Densities | Expected | Electric Energy (GWh/year) | 2.6453 | 2.6222 | 2.5934 | 2.559 | 2.5199 | 2.4777 | 2.4348 | 2.3938 | 2.3566 | 2.3246 | 2.2983 | 2.2775 | 2.2614
Yes | SDG&E | Com | Lighting | 2022 T-24: NRA - Indoor Lighting - Multi-zone Occupancy Sensing in Large Offices | Expected | Electric Energy (GWh/year) | 1.7359 | 1.6716 | 1.6047 | 1.5373 | 1.4719 | 1.4102 | 0.115 | 0 | 0 | 0 | 0 | 0 | 0
Yes | SDG&E | Com | Lighting | 2022 T-24: NRA - Outdoor Lighting - Lighting Power Allowances for General Hardscapes | Expected | Electric Energy (GWh/year) | 0.51763 | 0.51763 | 0.51763 | 0.51763 | 0.51763 | 0.51763 | 0.51763 | 0.51763 | 0.51763 | 0.51763 | 0.51763 | 0.51763 | 0.51763
Yes | SDG&E | Com | Lighting | 2022 T-24: NRA - Outdoor Lighting - Lighting Zone Reclassification | Expected | Electric Energy (GWh/year) | 0.059921 | 0.059921 | 0.059921 | 0.059921 | 0.059921 | 0.059921 | 0.059921 | 0.059921 | 0.059921 | 0.059921 | 0.059921 | 0.059921 | 0.059921
Yes | SDG&E | Com | Lighting | 2019 T-24: NRA-Indoor Lighting-Alterations (Control) | Expected | Electric Energy (GWh/year) | 0.0090952 | 0.0085287 | 0.007867 | 0.007121 | 0.0063128 | 0.0054739 | 0.0046411 | 0.0038502 | 0.00313 | 0.0024989 | 0.00016681 | 0 | 0
Yes | SDG&E | Com | Lighting | 2019 T-24: NRA-Indoor Lighting-Alterations (LPD) | Expected | Electric Energy (GWh/year) | 0.30595 | 0.22531 | 0.16189 | 0.11413 | 0.079338 | 0.054596 | 0.037303 | 0.025361 | 0.017184 | 0.011616 | 0.00066585 | 0 | 0
Yes | SDG&E | Com | Lighting | 2019 T-24: NRA-Indoor Lighting-New Controls | Expected | Electric Energy (GWh/year) | 0.56767 | 0.53231 | 0.49101 | 0.44445 | 0.39401 | 0.34165 | 0.28967 | 0.24031 | 0.19536 | 0.15596 | 0.010411 | 0 | 0
Yes | SDG&E | Com | Lighting | 2019 T-24: NRA-Indoor Lighting-New LPD | Expected | Electric Energy (GWh/year) | 2.8016 | 2.0632 | 1.4825 | 1.0451 | 0.72651 | 0.49995 | 0.34159 | 0.23224 | 0.15736 | 0.10637 | 0.0060973 | 0 | 0
Yes | SDG&E | Com | Lighting | 2019 T-24: NRA-Outdoor Lighting-Controls | Expected | Electric Energy (GWh/year) | 0.57052 | 0.53498 | 0.49348 | 0.44668 | 0.39598 | 0.34336 | 0.29112 | 0.24151 | 0.19634 | 0.15675 | 0.010464 | 0 | 0
Yes | SDG&E | Com | Lighting | 2019 T-24: NRA-Outdoor Lighting-LPA (General Hardscape) | Expected | Electric Energy (GWh/year) | 0.41338 | 0.30444 | 0.21874 | 0.15421 | 0.1072 | 0.073768 | 0.050403 | 0.034267 | 0.023218 | 0.015695 | 0.00089967 | 0 | 0
Yes | SDG&E | Com | Lighting | 2019 T-24: NRA-Outdoor Lighting-LPA (Specific Applications) | Expected | Electric Energy (GWh/year) | 0.40632 | 0.29923 | 0.215 | 0.15157 | 0.10537 | 0.072507 | 0.049541 | 0.033681 | 0.022821 | 0.015427 | 0.00088429 | 0 | 0
Yes | SDG&E | Com | Lighting | 2022 T-24: NRNC - Controlled Environment Horticulture - Lighting Efficacy | Expected | Electric Energy (GWh/year) | 3.0336 | 2.8415 | 2.6676 | 2.5117 | 2.3732 | 2.2511 | 2.1443 | 2.0514 | 1.971 | 1.9017 | 1.8423 | 1.7915 | 1.7482
Yes | SDG&E | Com | Lighting | 2022 T-24: NRNC - Daylighting - Automatic Daylight Dimming to 10% | Expected | Electric Energy (GWh/year) | 0.2753 | 0.2671 | 0.25686 | 0.24436 | 0.22952 | 0.21247 | 0.1936 | 0.17356 | 0.1532 | 0.1334 | 0.11498 | 0.098517 | 0.084326
Yes | SDG&E | Com | Lighting | 2022 T-24: NRNC - Grid Integration - Demand Responsive Lighting Systems | Expected | Electric Energy (GWh/year) |  | 0.00023228 | 0.00021547 | 0.00020525 | 0.00019903 | 0.00019526 | 0.00019297 | 0.00019158 | 0.00019074 | 0.00019023 | 0.00018992 | 0.00018973 | 0.00018962
Yes | SDG&E | Com | Lighting | 2022 T-24: NRNC - Indoor Lighting - Lighting Power Densities | Expected | Electric Energy (GWh/year) |  | 0.57852 | 0.57216 | 0.56458 | 0.55595 | 0.54665 | 0.53719 | 0.52812 | 0.51992 | 0.51286 | 0.50706 | 0.50246 | 0.49893
Yes | SDG&E | Com | Lighting | 2022 T-24: NRNC - Indoor Lighting - Multi-zone Occupancy Sensing in Large Offices | Expected | Electric Energy (GWh/year) |  | 1.0761 | 1.033 | 0.98967 | 0.94751 | 0.90784 | 0.87162 | 0.8395 | 0.8117 | 0.78817 | 0.76861 | 0.7526 | 0.73967
Yes | SDG&E | Com | Lighting | 2022 T-24: NRNC - Outdoor Lighting - Nonresidential Lighting Power Allowances for General Hardscapes | Expected | Electric Energy (GWh/year) |  | 0.16626 | 0.16626 | 0.16626 | 0.16626 | 0.16626 | 0.16626 | 0.16626 | 0.16626 | 0.16626 | 0.16626 | 0.16626 | 0.16626
Yes | SDG&E | Com | Lighting | 2022 T-24: NRNC - Outdoor Lighting - Nonresidential Lighting Zone Reclassification | Expected | Electric Energy (GWh/year) |  | 0.019411 | 0.019411 | 0.019411 | 0.019411 | 0.019411 | 0.019411 | 0.019411 | 0.019411 | 0.019411 | 0.019411 | 0.019411 | 0.019411
Yes | SDG&E | Com | Lighting | 2019 T-24: NRNC-Indoor Lighting-Controls | Expected | Electric Energy (GWh/year) |  | 0.34706 | 0.32013 | 0.28978 | 0.25689 | 0.22275 | 0.18886 | 0.15668 | 0.12737 | 0.10169 | 0.079925 | 0.062008 | 0.0476
Yes | SDG&E | Com | Lighting | 2019 T-24: NRNC-Indoor Lighting-LPD | Expected | Electric Energy (GWh/year) |  | 0.70985 | 0.51003 | 0.35957 | 0.24995 | 0.172 | 0.11752 | 0.079901 | 0.054138 | 0.036596 | 0.024699 | 0.016652 | 0.011219
Yes | SDG&E | Com | Lighting | 2019 T-24: NRNC-Outdoor Lighting-Controls | Expected | Electric Energy (GWh/year) |  | 0.1826 | 0.16844 | 0.15247 | 0.13516 | 0.1172 | 0.099369 | 0.082436 | 0.067015 | 0.053502 | 0.042053 | 0.032625 | 0.025045
Yes | SDG&E | Com | Lighting | 2019 T-24: NRNC-Outdoor Lighting-LPA (General Hardscape) | Expected | Electric Energy (GWh/year) |  | 0.2194 | 0.18201 | 0.14796 | 0.11813 | 0.092848 | 0.072034 | 0.055296 | 0.04209 | 0.031827 | 0.023944 | 0.017943 | 0.013406
Yes | SDG&E | Com | Lighting | 2019 T-24: NRNC-Outdoor Lighting-LPA (Specific Applications) | Expected | Electric Energy (GWh/year) |  | 0.2146 | 0.17803 | 0.14473 | 0.11554 | 0.090816 | 0.070457 | 0.054086 | 0.041169 | 0.031131 | 0.02342 | 0.017551 | 0.013113
Yes | SDG&E | Com | Lighting | 2005 T-24: Bi-level lighting control credits | Possible | Electric Energy (GWh/year) | 0.0031788 | 0.0031592 | 0.0031408 | 0.0031235 | 0.0031072 | 0.003092 | 0.0030761 | 0.0030607 | 0.0030449 | 0.0030294 | 0.0030137 | 0.0029981 | 0.0029825
Yes | SDG&E | Com | Lighting | T-20: Dimming Ballasts | Possible | Electric Energy (GWh/year) | 0.79807 | 0.80017 | 0.80227 | 0.80437 | 0 | 0 | 0 | 0 | 0 | 0 | 0 | 0 | 0
Yes | SDG&E | Com | Lighting | 2008 T-20: General Purpose Lighting -- 60 and 40 watt | Possible | Electric Energy (GWh/year) | 0 | 0 | 0 | 0 | 0 | 0 | 0 | 0 | 0 | 0 | 0 | 0 | 0
Yes | SDG&E | Com | Lighting | Fed Appliance: General Service Fluorescent Lamps #1 | Possible | Electric Energy (GWh/year) | 0.25724 | 0.25664 | 0.25621 | 0.25591 | 0.25569 | 0.25553 | 0.25533 | 0.25516 | 0.25498 | 0.2548 | 0.25462 | 0.25444 | 0.25426
Yes | SDG&E | Com | Lighting | Fed Appliance: GSFLs | Possible | Electric Energy (GWh/year) | 6.939 | 6.9561 | 6.9732 | 6.9904 | 0 | 0 | 0 | 0 | 0 | 0 | 0 | 0 | 0
Yes | SDG&E | Com | Lighting | 2006 T-20: General Service Incandescent Lamps, Tier 2 #3 | Possible | Electric Energy (GWh/year) | 0.00011899 | 0.00011893 | 0.00011889 | 0.00011885 | 0.00011883 | 0.0001188 | 0.00011877 | 0.00011875 | 0.00011872 | 0.0001187 | 0.00011867 | 0.00011865 | 0.00011862
Yes | SDG&E | Com | Lighting | T-20: GSLs - Original Scope - Tier 2 | Possible | Electric Energy (GWh/year) | 1.561 | 1.4928 | 1.4247 | 1.3565 | 1.2883 | 1.2201 | 1.1519 | 1.0837 | 1.0156 | 0.13067 | 0.12127 | 0.11186 | 0.10246
Yes | SDG&E | Com | Lighting | T-20: LED Lamps - Tier 1 | Possible | Electric Energy (GWh/year) | 0.14445 | 0.13521 | 0.12598 | 0.11674 | 0.1075 | 0.098266 | 0.089029 | 0.079792 | 0.070555 | 0.061318 | 0.0075673 | 0.0062252 | 0.004883
Yes | SDG&E | Com | Lighting | Fed Appliance: Incandescent Reflector Lamps | Possible | Electric Energy (GWh/year) | 0.0010477 | 0.001022 | 0.0010012 | 0.00098475 | 0.00097187 | 0.00096195 | 0.00095006 | 0.00093948 | 0.00092803 | 0.00091716 | 0.0009059 | 0.0008949 | 0.00088372
Yes | SDG&E | Com | Lighting | 2005 T-24: Lighting controls under skylights | Possible | Electric Energy (GWh/year) | 0.039039 | 0.038906 | 0.038808 | 0.038735 | 0.038682 | 0.038643 | 0.038594 | 0.038552 | 0.038505 | 0.038461 | 0.038416 | 0.038371 | 0.038326
Yes | SDG&E | Com | Lighting | Fed Appliance: Metal Halide Lamp Fixtures | Possible | Electric Energy (GWh/year) | 0.084471 | 0.081389 | 0.078307 | 0.075225 | 0.072143 | 0.069061 | 0.065979 | 0.062897 | 0.059815 | 0.056733 | 0.053651 | 0.050569 | 0.047487
Yes | SDG&E | Com | Lighting | 2005 T-20: Modular Furniture Task Lighting Fixtures | Possible | Electric Energy (GWh/year) | 0.0035475 | 0.0035373 | 0.00353 | 0.0035247 | 0.0035209 | 0.0035182 | 0.0035148 | 0.0035118 | 0.0035085 | 0.0035055 | 0.0035022 | 0.0034991 | 0.0034959
Yes | SDG&E | Com | Lighting | 2016 T-24: Nonresidential Lighting Alterations (Units = sq ft) | Possible | Electric Energy (GWh/year) | 2.9848 | 2.9471 | 2.9074 | 2.8668 | 2.8266 | 2.786 | 2.7446 | 0 | 0 | 0 | 0 | 0 | 0
Yes | SDG&E | Com | Lighting | 2013 T-24: NRA-Lighting-Alterations-Existing Measures | Possible | Electric Energy (GWh/year) | 4.0979 | 4.0459 | 4.0049 | 3.973 | 1.9579 | 0 | 0 | 0 | 0 | 0 | 0 | 0 | 0
Yes | SDG&E | Com | Lighting | 2013 T-24: NRA-Lighting-Alterations-New Measures | Possible | Electric Energy (GWh/year) | 5.3771 | 5.3122 | 5.2572 | 5.2108 | 2.5646 | 0 | 0 | 0 | 0 | 0 | 0 | 0 | 0
Yes | SDG&E | Com | Lighting | 2016 T-24: NRA-Lighting-ASHRAE Elevator Lighting & Ventilation | Possible | Electric Energy (GWh/year) | 0.028209 | 0.027963 | 0.027796 | 0.027683 | 0.027606 | 0.027553 | 0.027484 | 0 | 0 | 0 | 0 | 0 | 0
Yes | SDG&E | Com | Lighting | 2013 T-24: NRA-Lighting-Egress Lighting Control | Possible | Electric Energy (GWh/year) | 3.4719 | 3.4121 | 3.3568 | 3.306 | 1.6163 | 0 | 0 | 0 | 0 | 0 | 0 | 0 | 0
Yes | SDG&E | Com | Lighting | 2013 T-24: NRA-Lighting-Hotel Corridors | Possible | Electric Energy (GWh/year) | 0.064823 | 0.064086 | 0.063455 | 0.062918 | 0.030976 | 0 | 0 | 0 | 0 | 0 | 0 | 0 | 0
Yes | SDG&E | Com | Lighting | 2013 T-24: NRA-Lighting-MF Building Corridors | Possible | Electric Energy (GWh/year) | 0.20498 | 0.20308 | 0.20135 | 0.19979 | 0.098385 | 0 | 0 | 0 | 0 | 0 | 0 | 0 | 0
Yes | SDG&E | Com | Lighting | 2016 T-24: NRA-Lighting-Outdoor Lighting Controls (unit = control) | Possible | Electric Energy (GWh/year) | 0.019414 | 0.019245 | 0.01913 | 0.019052 | 0.018999 | 0.018963 | 0.018915 | 0 | 0 | 0 | 0 | 0 | 0
Yes | SDG&E | Com | Lighting | 2013 T-24: NRA-Lighting-Warehouses and Libraries | Possible | Electric Energy (GWh/year) | 1.7532 | 1.7304 | 1.7118 | 1.6967 | 0.83536 | -4.1351e-16 | -4.1351e-16 | -4.1351e-16 | -4.1351e-16 | -4.1351e-16 | -4.1351e-16 | -4.1351e-16 | -4.1351e-16
Yes | SDG&E | Com | Lighting | 2013 T-24: NRNC-Lighting-Controllable Lighting | Possible | Electric Energy (GWh/year) | 1.1882 | 1.157 | 1.1296 | 1.1057 | 1.0852 | 1.0676 | 1.0481 | 1.0299 | 1.0107 | 0.99223 | 0.97332 | 0.95467 | 0.93585
Yes | SDG&E | Com | Lighting | 2013 T-24: NRNC-Lighting-DR Lighting Controls | Possible | Electric Energy (GWh/year) | 0.034305 | 0.034142 | 0.03404 | 0.033977 | 0.033938 | 0.033914 | 0.03388 | 0.033853 | 0.033822 | 0.033793 | 0.033762 | 0.033733 | 0.033703
Yes | SDG&E | Com | Lighting | 2013 T-24: NRNC-Lighting-Egress Lighting Control | Possible | Electric Energy (GWh/year) | 1.6911 | 1.6566 | 1.6233 | 1.5915 | 1.5613 | 1.533 | 1.5035 | 1.4748 | 1.4456 | 1.4167 | 1.3876 | 1.3586 | 1.3295
Yes | SDG&E | Com | Lighting | 2013 T-24: NRNC-Lighting-Hotel Corridors | Possible | Electric Energy (GWh/year) | 0.032834 | 0.032191 | 0.031609 | 0.031089 | 0.030632 | 0.030233 | 0.029796 | 0.029384 | 0.028955 | 0.028538 | 0.028112 | 0.027692 | 0.027269
Yes | SDG&E | Com | Lighting | 2013 T-24: NRNC-Lighting-MF Building Corridors | Possible | Electric Energy (GWh/year) | 0.23716 | 0.23423 | 0.23144 | 0.22881 | 0.22635 | 0.22408 | 0.22168 | 0.21937 | 0.217 | 0.21467 | 0.21231 | 0.20997 | 0.20762
Yes | SDG&E | Com | Lighting | 2013 T-24: NRNC-Lighting-Office Plug Load Control | Possible | Electric Energy (GWh/year) | 0.3623 | 0.3546 | 0.34765 | 0.34149 | 0.3361 | 0.33146 | 0.32632 | 0.32152 | 0.31649 | 0.31161 | 0.30663 | 0.30172 | 0.29676
Yes | SDG&E | Com | Lighting | 2013 T-24: NRNC-Lighting-Outdoor Lighting & Controls | Possible | Electric Energy (GWh/year) | 0.18646 | 0.18496 | 0.18382 | 0.18295 | 0.18229 | 0.18179 | 0.18119 | 0.18065 | 0.18007 | 0.17952 | 0.17894 | 0.17839 | 0.17782
Yes | SDG&E | Com | Lighting | 2013 T-24: NRNC-Lighting-Parking Garage | Possible | Electric Energy (GWh/year) | 0.34521 | 0.34278 | 0.34109 | 0.33991 | 0.3391 | 0.33854 | 0.33781 | 0.33719 | 0.3365 | 0.33585 | 0.33517 | 0.33452 | 0.33385
Yes | SDG&E | Com | Lighting | 2013 T-24: NRNC-Lighting-Warehouses and Libraries | Possible | Electric Energy (GWh/year) | 0.47034 | 0.45677 | 0.44519 | 0.43546 | 0.42735 | 0.42066 | 0.41302 | 0.40601 | 0.39859 | 0.39144 | 0.38411 | 0.3769 | 0.36961
Yes | SDG&E | Com | Lighting | 2008 T-24: Outdoor Lighting | Possible | Electric Energy (GWh/year) | 0.077837 | 0.07717 | 0.076618 | 0.076162 | 0.075785 | 0.075475 | 0.07512 | 0.074795 | 0.07445 | 0.074118 | 0.073778 | 0.073443 | 0.073104
Yes | SDG&E | Com | Lighting | 2008 T-24: Sidelighting | Possible | Electric Energy (GWh/year) | 0.22325 | 0.22214 | 0.2212 | 0.22042 | 0.21978 | 0.21924 | 0.21863 | 0.21807 | 0.21748 | 0.21691 | 0.21633 | 0.21575 | 0.21517
Yes | SDG&E | Com | Lighting | 2008 T-24: Skylighting | Possible | Electric Energy (GWh/year) | 0.58872 | 0.58759 | 0.58676 | 0.58615 | 0.5857 | 0.58536 | 0.58495 | 0.5846 | 0.5842 | 0.58383 | 0.58345 | 0.58307 | 0.58269
Yes | SDG&E | Com | Lighting | T-20: Small Diameter Directional Lamps | Possible | Electric Energy (GWh/year) | 3.0838 | 2.965 | 0 | 0 | 0 | 0 | 0 | 0 | 0 | 0 | 0 | 0 | 0
Yes | SDG&E | Com | Lighting | 2008 T-24: Tailored Indoor lighting | Possible | Electric Energy (GWh/year) | 0.207 | 0.20657 | 0.20624 | 0.206 | 0.20581 | 0.20567 | 0.2055 | 0.20535 | 0.20519 | 0.20503 | 0.20487 | 0.20472 | 0.20456
Yes | SDG&E | Com | Lighting | 2019-21 Fed App: Ceiling fan light kits | Possible | Electric Energy (GWh/year) | 0.0041309 | 0.0039129 | 0.0037094 | 0.0035182 | 0.0033613 | 0.0032253 | 0.0030721 | 0.0029334 | 0.0024497 | 0.00032674 | 0.00031428 | 0.00030301 | 0.00029281
Yes | SDG&E | Com | Lighting | 2025 T-24: Daylighting - Revise Automatic Daylighting Controls Exceptions (Alterations) | Possible | Electric Energy (GWh/year) |  | 0.25717 | 0.27304 | 0.26503 | 0.25702 | 0.24903 | 0.24106 | 0.23314 | 0.22527 | 0.21748 | 0.20977 | 0.20216 | 0.19465
Yes | SDG&E | Com | Lighting | 2025 T-24: Daylighting - Revise Automatic Daylighting Controls Exceptions (New Construction + Additions) | Possible | Electric Energy (GWh/year) | 0 | 0.011732 | 0.068205 | 0.066204 | 0.064203 | 0.062206 | 0.060216 | 0.058237 | 0.056273 | 0.054326 | 0.0524 | 0.050498 | 0.048624
Yes | SDG&E | Com | Lighting | 2019 T-20: General Service Lamps - Expanded Scope | Possible | Electric Energy (GWh/year) |  | 0.3334 | 0.3532 | 0.32257 | 0.040282 | 0.050005 | 0.049739 | 0.04961 | 0.049548 | 0.049517 | 0.049503 | 0.049496 | 0.049492
Yes | SDG&E | Com | Lighting | 2016 T-20: LED Quality - Tier 2 | Possible | Electric Energy (GWh/year) | 0.0032958 | 0.0032251 | 0.0031485 | 0.003072 | 0.0029457 | 0.0028289 | 0.0027228 | 0.002628 | 0.0025446 | 0.0024721 | 0.0024098 | 0.0023568 | 0.00086324
Yes | SDG&E | Com | Lighting | 2022 T-24: NRA - Controlled Environment Horticulture - Lighting Efficacy | Possible | Electric Energy (GWh/year) | 1.1133 | 1.0428 | 0.97894 | 0.92173 | 0.87091 | 0.82612 | 0.78691 | 0.75281 | 0.061431 | 0 | 0 | 0 | 0
Yes | SDG&E | Com | Lighting | 2022 T-24: NRA - Daylighting - Automatic Daylight Dimming to 10% | Possible | Electric Energy (GWh/year) | 1.3742 | 1.3332 | 1.2821 | 1.2198 | 1.1457 | 1.0606 | 0.082076 | 0 | 0 | 0 | 0 | 0 | 0
Yes | SDG&E | Com | Lighting | 2022 T-24: NRA - Grid Integration - Demand Responsive Lighting Systems | Possible | Electric Energy (GWh/year) | 0.007053 | 0.0063045 | 0.0058483 | 0.0055708 | 0.0054022 | 0.0031 | 0 | 0 | 0 | 0 | 0 | 0 | 0
Yes | SDG&E | Com | Lighting | 2022 T-24: NRA - Indoor Lighting - Lighting Power Densities | Possible | Electric Energy (GWh/year) | 2.6453 | 2.6222 | 2.5934 | 2.559 | 2.5199 | 2.4777 | 2.4348 | 2.3938 | 2.3566 | 2.3246 | 2.2983 | 2.2775 | 2.2614
Yes | SDG&E | Com | Lighting | 2022 T-24: NRA - Indoor Lighting - Multi-zone Occupancy Sensing in Large Offices | Possible | Electric Energy (GWh/year) | 1.7359 | 1.6716 | 1.6047 | 1.5373 | 1.4719 | 1.4102 | 0.115 | 0 | 0 | 0 | 0 | 0 | 0
Yes | SDG&E | Com | Lighting | 2022 T-24: NRA - Outdoor Lighting - Lighting Power Allowances for General Hardscapes | Possible | Electric Energy (GWh/year) | 0.51763 | 0.51763 | 0.51763 | 0.51763 | 0.51763 | 0.51763 | 0.51763 | 0.51763 | 0.51763 | 0.51763 | 0.51763 | 0.51763 | 0.51763
Yes | SDG&E | Com | Lighting | 2022 T-24: NRA - Outdoor Lighting - Lighting Zone Reclassification | Possible | Electric Energy (GWh/year) | 0.059921 | 0.059921 | 0.059921 | 0.059921 | 0.059921 | 0.059921 | 0.059921 | 0.059921 | 0.059921 | 0.059921 | 0.059921 | 0.059921 | 0.059921
Yes | SDG&E | Com | Lighting | 2019 T-24: NRA-Indoor Lighting-Alterations (Control) | Possible | Electric Energy (GWh/year) | 0.0090952 | 0.0085287 | 0.007867 | 0.007121 | 0.0063128 | 0.0054739 | 0.0046411 | 0.0038502 | 0.00313 | 0.0024989 | 0.00016681 | 0 | 0
Yes | SDG&E | Com | Lighting | 2019 T-24: NRA-Indoor Lighting-Alterations (LPD) | Possible | Electric Energy (GWh/year) | 0.30595 | 0.22531 | 0.16189 | 0.11413 | 0.079338 | 0.054596 | 0.037303 | 0.025361 | 0.017184 | 0.011616 | 0.00066585 | 0 | 0
Yes | SDG&E | Com | Lighting | 2019 T-24: NRA-Indoor Lighting-New Controls | Possible | Electric Energy (GWh/year) | 0.56767 | 0.53231 | 0.49101 | 0.44445 | 0.39401 | 0.34165 | 0.28967 | 0.24031 | 0.19536 | 0.15596 | 0.010411 | 0 | 0
Yes | SDG&E | Com | Lighting | 2019 T-24: NRA-Indoor Lighting-New LPD | Possible | Electric Energy (GWh/year) | 2.8016 | 2.0632 | 1.4825 | 1.0451 | 0.72651 | 0.49995 | 0.34159 | 0.23224 | 0.15736 | 0.10637 | 0.0060973 | 0 | 0
Yes | SDG&E | Com | Lighting | 2019 T-24: NRA-Outdoor Lighting-Controls | Possible | Electric Energy (GWh/year) | 0.57052 | 0.53498 | 0.49348 | 0.44668 | 0.39598 | 0.34336 | 0.29112 | 0.24151 | 0.19634 | 0.15675 | 0.010464 | 0 | 0
Yes | SDG&E | Com | Lighting | 2019 T-24: NRA-Outdoor Lighting-LPA (General Hardscape) | Possible | Electric Energy (GWh/year) | 0.41338 | 0.30444 | 0.21874 | 0.15421 | 0.1072 | 0.073768 | 0.050403 | 0.034267 | 0.023218 | 0.015695 | 0.00089967 | 0 | 0
Yes | SDG&E | Com | Lighting | 2019 T-24: NRA-Outdoor Lighting-LPA (Specific Applications) | Possible | Electric Energy (GWh/year) | 0.40632 | 0.29923 | 0.215 | 0.15157 | 0.10537 | 0.072507 | 0.049541 | 0.033681 | 0.022821 | 0.015427 | 0.00088429 | 0 | 0
Yes | SDG&E | Com | Lighting | 2022 T-24: NRNC - Controlled Environment Horticulture - Lighting Efficacy | Possible | Electric Energy (GWh/year) | 3.0336 | 2.8415 | 2.6676 | 2.5117 | 2.3732 | 2.2511 | 2.1443 | 2.0514 | 1.971 | 1.9017 | 1.8423 | 1.7915 | 1.7482
Yes | SDG&E | Com | Lighting | 2022 T-24: NRNC - Daylighting - Automatic Daylight Dimming to 10% | Possible | Electric Energy (GWh/year) | 0.2753 | 0.2671 | 0.25686 | 0.24436 | 0.22952 | 0.21247 | 0.1936 | 0.17356 | 0.1532 | 0.1334 | 0.11498 | 0.098517 | 0.084326
Yes | SDG&E | Com | Lighting | 2022 T-24: NRNC - Grid Integration - Demand Responsive Lighting Systems | Possible | Electric Energy (GWh/year) |  | 0.00023228 | 0.00021547 | 0.00020525 | 0.00019903 | 0.00019526 | 0.00019297 | 0.00019158 | 0.00019074 | 0.00019023 | 0.00018992 | 0.00018973 | 0.00018962
Yes | SDG&E | Com | Lighting | 2022 T-24: NRNC - Indoor Lighting - Lighting Power Densities | Possible | Electric Energy (GWh/year) |  | 0.57852 | 0.57216 | 0.56458 | 0.55595 | 0.54665 | 0.53719 | 0.52812 | 0.51992 | 0.51286 | 0.50706 | 0.50246 | 0.49893
Yes | SDG&E | Com | Lighting | 2022 T-24: NRNC - Indoor Lighting - Multi-zone Occupancy Sensing in Large Offices | Possible | Electric Energy (GWh/year) |  | 1.0761 | 1.033 | 0.98967 | 0.94751 | 0.90784 | 0.87162 | 0.8395 | 0.8117 | 0.78817 | 0.76861 | 0.7526 | 0.73967
Yes | SDG&E | Com | Lighting | 2022 T-24: NRNC - Outdoor Lighting - Nonresidential Lighting Power Allowances for General Hardscapes | Possible | Electric Energy (GWh/year) |  | 0.16626 | 0.16626 | 0.16626 | 0.16626 | 0.16626 | 0.16626 | 0.16626 | 0.16626 | 0.16626 | 0.16626 | 0.16626 | 0.16626
Yes | SDG&E | Com | Lighting | 2022 T-24: NRNC - Outdoor Lighting - Nonresidential Lighting Zone Reclassification | Possible | Electric Energy (GWh/year) |  | 0.019411 | 0.019411 | 0.019411 | 0.019411 | 0.019411 | 0.019411 | 0.019411 | 0.019411 | 0.019411 | 0.019411 | 0.019411 | 0.019411
Yes | SDG&E | Com | Lighting | 2019 T-24: NRNC-Indoor Lighting-Controls | Possible | Electric Energy (GWh/year) |  | 0.34706 | 0.32013 | 0.28978 | 0.25689 | 0.22275 | 0.18886 | 0.15668 | 0.12737 | 0.10169 | 0.079925 | 0.062008 | 0.0476
Yes | SDG&E | Com | Lighting | 2019 T-24: NRNC-Indoor Lighting-LPD | Possible | Electric Energy (GWh/year) |  | 0.70985 | 0.51003 | 0.35957 | 0.24995 | 0.172 | 0.11752 | 0.079901 | 0.054138 | 0.036596 | 0.024699 | 0.016652 | 0.011219
Yes | SDG&E | Com | Lighting | 2019 T-24: NRNC-Outdoor Lighting-Controls | Possible | Electric Energy (GWh/year) |  | 0.1826 | 0.16844 | 0.15247 | 0.13516 | 0.1172 | 0.099369 | 0.082436 | 0.067015 | 0.053502 | 0.042053 | 0.032625 | 0.025045
Yes | SDG&E | Com | Lighting | 2019 T-24: NRNC-Outdoor Lighting-LPA (General Hardscape) | Possible | Electric Energy (GWh/year) |  | 0.2194 | 0.18201 | 0.14796 | 0.11813 | 0.092848 | 0.072034 | 0.055296 | 0.04209 | 0.031827 | 0.023944 | 0.017943 | 0.013406
Yes | SDG&E | Com | Lighting | 2019 T-24: NRNC-Outdoor Lighting-LPA (Specific Applications) | Possible | Electric Energy (GWh/year) |  | 0.2146 | 0.17803 | 0.14473 | 0.11554 | 0.090816 | 0.070457 | 0.054086 | 0.041169 | 0.031131 | 0.02342 | 0.017551 | 0.013113
Yes | PG&E | Res | Lighting | T-20: Dimming Ballasts | On-the-books | Electric Energy (GWh/year) | 0.43299 | 0.43412 | 0.43526 | 0.4364 | 0 | 0 | 0 | 0 | 0 | 0 | 0 | 0 | 0
Yes | PG&E | Res | Lighting | 2008 T-20: General Purpose Lighting -- 60 and 40 watt | On-the-books | Electric Energy (GWh/year) | 0 | 0 | 0 | 0 | 0 | 0 | 0 | 0 | 0 | 0 | 0 | 0 | 0
Yes | PG&E | Res | Lighting | Fed Appliance: General Service Fluorescent Lamps #1 | On-the-books | Electric Energy (GWh/year) | 0.9244 | 0.92224 | 0.9207 | 0.91959 | 0.91881 | 0.91825 | 0.91754 | 0.91693 | 0.91626 | 0.91563 | 0.91497 | 0.91433 | 0.91367
Yes | PG&E | Res | Lighting | Fed Appliance: GSFLs | On-the-books | Electric Energy (GWh/year) | 24.9352 | 24.9967 | 25.0583 | 25.1199 | 0 | 0 | 0 | 0 | 0 | 0 | 0 | 0 | 0
Yes | PG&E | Res | Lighting | 2006 T-20: General Service Incandescent Lamps, Tier 2 #3 | On-the-books | Electric Energy (GWh/year) | 0.0087912 | 0.0087872 | 0.008784 | 0.0087814 | 0.0087793 | 0.0087776 | 0.0087756 | 0.0087738 | 0.0087719 | 0.00877 | 0.0087681 | 0.0087663 | 0.0087644
Yes | PG&E | Res | Lighting | T-20: GSLs - Original Scope - Tier 2 | On-the-books | Electric Energy (GWh/year) | 115.3354 | 110.2978 | 105.2601 | 100.2225 | 95.1848 | 90.1472 | 85.1096 | 80.0719 | 75.0343 | 9.6547 | 8.9599 | 8.265 | 7.5702
Yes | PG&E | Res | Lighting | T-20: LED Lamps - Tier 1 | On-the-books | Electric Energy (GWh/year) | 10.6726 | 9.9902 | 9.3077 | 8.6252 | 7.9428 | 7.2603 | 6.5778 | 5.8954 | 5.2129 | 4.5304 | 0.5591 | 0.45994 | 0.36078
Yes | PG&E | Res | Lighting | Fed Appliance: Incandescent Reflector Lamps | On-the-books | Electric Energy (GWh/year) | 0.018487 | 0.018034 | 0.017667 | 0.017376 | 0.017148 | 0.016973 | 0.016764 | 0.016577 | 0.016375 | 0.016183 | 0.015984 | 0.01579 | 0.015593
Yes | PG&E | Res | Lighting | 2005 T-20: Modular Furniture Task Lighting Fixtures | On-the-books | Electric Energy (GWh/year) | 0.0019247 | 0.0019192 | 0.0019152 | 0.0019123 | 0.0019103 | 0.0019088 | 0.0019069 | 0.0019053 | 0.0019035 | 0.0019019 | 0.0019001 | 0.0018984 | 0.0018967
Yes | PG&E | Res | Lighting | 2008 T-20: Portable Lighting Fixtures | On-the-books | Electric Energy (GWh/year) | 1.1899 | 1.1898 | 1.1897 | 1.1896 | 1.1896 | 1.1896 | 1.1896 | 1.1896 | 1.1895 | 1.1895 | 1.1895 | 1.1895 | 1.1894
Yes | PG&E | Res | Lighting | T-20: Small Diameter Directional Lamps | On-the-books | Electric Energy (GWh/year) | 15.0578 | 14.4779 | 0 | 0 | 0 | 0 | 0 | 0 | 0 | 0 | 0 | 0 | 0
Yes | PG&E | Res | Lighting | 2019-21 Fed App: Ceiling fan light kits | On-the-books | Electric Energy (GWh/year) | 0.38325 | 0.36302 | 0.34414 | 0.3264 | 0.31184 | 0.29923 | 0.28501 | 0.27215 | 0.22727 | 0.030313 | 0.029157 | 0.028112 | 0.027165
Yes | PG&E | Res | Lighting | 2019 T-20: General Service Lamps - Expanded Scope | On-the-books | Electric Energy (GWh/year) |  | 24.6332 | 26.0957 | 23.8329 | 2.9762 | 3.6946 | 3.6749 | 3.6654 | 3.6608 | 3.6586 | 3.6575 | 3.657 | 3.6567
Yes | PG&E | Res | Lighting | 2016 T-20: LED Quality - Tier 2 | On-the-books | Electric Energy (GWh/year) | 0.016093 | 0.015748 | 0.015374 | 0.015 | 0.014383 | 0.013813 | 0.013295 | 0.012832 | 0.012425 | 0.012071 | 0.011767 | 0.011508 | 0.0042151
Yes | PG&E | Res | Lighting | 2022 T-24: MFA - Outdoor Lighting - Lighting Power Allowances | On-the-books | Electric Energy (GWh/year) | 1.3008 | 1.3008 | 1.3008 | 1.3008 | 1.3008 | 1.3008 | 1.3008 | 1.3008 | 1.3008 | 1.3008 | 1.3008 | 1.3008 | 1.3008
Yes | PG&E | Res | Lighting | 2022 T-24: MFNC - Outdoor Lighting - Lighting Power Allowances | On-the-books | Electric Energy (GWh/year) | 0.31319 | 0.31319 | 0.31319 | 0.31319 | 0.31319 | 0.31319 | 0.31319 | 0.31319 | 0.31319 | 0.31319 | 0.31319 | 0.31319 | 0.31319
Yes | PG&E | Res | Lighting | T-20: Dimming Ballasts | Expected | Electric Energy (GWh/year) | 0.43299 | 0.43412 | 0.43526 | 0.4364 | 0 | 0 | 0 | 0 | 0 | 0 | 0 | 0 | 0
Yes | PG&E | Res | Lighting | 2008 T-20: General Purpose Lighting -- 60 and 40 watt | Expected | Electric Energy (GWh/year) | 0 | 0 | 0 | 0 | 0 | 0 | 0 | 0 | 0 | 0 | 0 | 0 | 0
Yes | PG&E | Res | Lighting | Fed Appliance: General Service Fluorescent Lamps #1 | Expected | Electric Energy (GWh/year) | 0.9244 | 0.92224 | 0.9207 | 0.91959 | 0.91881 | 0.91825 | 0.91754 | 0.91693 | 0.91626 | 0.91563 | 0.91497 | 0.91433 | 0.91367
Yes | PG&E | Res | Lighting | Fed Appliance: GSFLs | Expected | Electric Energy (GWh/year) | 24.9352 | 24.9967 | 25.0583 | 25.1199 | 0 | 0 | 0 | 0 | 0 | 0 | 0 | 0 | 0
Yes | PG&E | Res | Lighting | 2006 T-20: General Service Incandescent Lamps, Tier 2 #3 | Expected | Electric Energy (GWh/year) | 0.0087912 | 0.0087872 | 0.008784 | 0.0087814 | 0.0087793 | 0.0087776 | 0.0087756 | 0.0087738 | 0.0087719 | 0.00877 | 0.0087681 | 0.0087663 | 0.0087644
Yes | PG&E | Res | Lighting | T-20: GSLs - Original Scope - Tier 2 | Expected | Electric Energy (GWh/year) | 115.3354 | 110.2978 | 105.2601 | 100.2225 | 95.1848 | 90.1472 | 85.1096 | 80.0719 | 75.0343 | 9.6547 | 8.9599 | 8.265 | 7.5702
Yes | PG&E | Res | Lighting | T-20: LED Lamps - Tier 1 | Expected | Electric Energy (GWh/year) | 10.6726 | 9.9902 | 9.3077 | 8.6252 | 7.9428 | 7.2603 | 6.5778 | 5.8954 | 5.2129 | 4.5304 | 0.5591 | 0.45994 | 0.36078
Yes | PG&E | Res | Lighting | Fed Appliance: Incandescent Reflector Lamps | Expected | Electric Energy (GWh/year) | 0.018487 | 0.018034 | 0.017667 | 0.017376 | 0.017148 | 0.016973 | 0.016764 | 0.016577 | 0.016375 | 0.016183 | 0.015984 | 0.01579 | 0.015593
Yes | PG&E | Res | Lighting | 2005 T-20: Modular Furniture Task Lighting Fixtures | Expected | Electric Energy (GWh/year) | 0.0019247 | 0.0019192 | 0.0019152 | 0.0019123 | 0.0019103 | 0.0019088 | 0.0019069 | 0.0019053 | 0.0019035 | 0.0019019 | 0.0019001 | 0.0018984 | 0.0018967
Yes | PG&E | Res | Lighting | 2008 T-20: Portable Lighting Fixtures | Expected | Electric Energy (GWh/year) | 1.1899 | 1.1898 | 1.1897 | 1.1896 | 1.1896 | 1.1896 | 1.1896 | 1.1896 | 1.1895 | 1.1895 | 1.1895 | 1.1895 | 1.1894
Yes | PG&E | Res | Lighting | T-20: Small Diameter Directional Lamps | Expected | Electric Energy (GWh/year) | 15.0578 | 14.4779 | 0 | 0 | 0 | 0 | 0 | 0 | 0 | 0 | 0 | 0 | 0
Yes | PG&E | Res | Lighting | 2019-21 Fed App: Ceiling fan light kits | Expected | Electric Energy (GWh/year) | 0.38325 | 0.36302 | 0.34414 | 0.3264 | 0.31184 | 0.29923 | 0.28501 | 0.27215 | 0.22727 | 0.030313 | 0.029157 | 0.028112 | 0.027165
Yes | PG&E | Res | Lighting | 2019 T-20: General Service Lamps - Expanded Scope | Expected | Electric Energy (GWh/year) |  | 24.6332 | 26.0957 | 23.8329 | 2.9762 | 3.6946 | 3.6749 | 3.6654 | 3.6608 | 3.6586 | 3.6575 | 3.657 | 3.6567
Yes | PG&E | Res | Lighting | 2016 T-20: LED Quality - Tier 2 | Expected | Electric Energy (GWh/year) | 0.016093 | 0.015748 | 0.015374 | 0.015 | 0.014383 | 0.013813 | 0.013295 | 0.012832 | 0.012425 | 0.012071 | 0.011767 | 0.011508 | 0.0042151
Yes | PG&E | Res | Lighting | 2022 T-24: MFA - Outdoor Lighting - Lighting Power Allowances | Expected | Electric Energy (GWh/year) | 1.3008 | 1.3008 | 1.3008 | 1.3008 | 1.3008 | 1.3008 | 1.3008 | 1.3008 | 1.3008 | 1.3008 | 1.3008 | 1.3008 | 1.3008
Yes | PG&E | Res | Lighting | 2022 T-24: MFNC - Outdoor Lighting - Lighting Power Allowances | Expected | Electric Energy (GWh/year) | 0.31319 | 0.31319 | 0.31319 | 0.31319 | 0.31319 | 0.31319 | 0.31319 | 0.31319 | 0.31319 | 0.31319 | 0.31319 | 0.31319 | 0.31319
Yes | PG&E | Res | Lighting | T-20: Dimming Ballasts | Possible | Electric Energy (GWh/year) | 0.43299 | 0.43412 | 0.43526 | 0.4364 | 0 | 0 | 0 | 0 | 0 | 0 | 0 | 0 | 0
Yes | PG&E | Res | Lighting | 2008 T-20: General Purpose Lighting -- 60 and 40 watt | Possible | Electric Energy (GWh/year) | 0 | 0 | 0 | 0 | 0 | 0 | 0 | 0 | 0 | 0 | 0 | 0 | 0
Yes | PG&E | Res | Lighting | Fed Appliance: General Service Fluorescent Lamps #1 | Possible | Electric Energy (GWh/year) | 0.9244 | 0.92224 | 0.9207 | 0.91959 | 0.91881 | 0.91825 | 0.91754 | 0.91693 | 0.91626 | 0.91563 | 0.91497 | 0.91433 | 0.91367
Yes | PG&E | Res | Lighting | Fed Appliance: GSFLs | Possible | Electric Energy (GWh/year) | 24.9352 | 24.9967 | 25.0583 | 25.1199 | 0 | 0 | 0 | 0 | 0 | 0 | 0 | 0 | 0
Yes | PG&E | Res | Lighting | 2006 T-20: General Service Incandescent Lamps, Tier 2 #3 | Possible | Electric Energy (GWh/year) | 0.0087912 | 0.0087872 | 0.008784 | 0.0087814 | 0.0087793 | 0.0087776 | 0.0087756 | 0.0087738 | 0.0087719 | 0.00877 | 0.0087681 | 0.0087663 | 0.0087644
Yes | PG&E | Res | Lighting | T-20: GSLs - Original Scope - Tier 2 | Possible | Electric Energy (GWh/year) | 115.3354 | 110.2978 | 105.2601 | 100.2225 | 95.1848 | 90.1472 | 85.1096 | 80.0719 | 75.0343 | 9.6547 | 8.9599 | 8.265 | 7.5702
Yes | PG&E | Res | Lighting | T-20: LED Lamps - Tier 1 | Possible | Electric Energy (GWh/year) | 10.6726 | 9.9902 | 9.3077 | 8.6252 | 7.9428 | 7.2603 | 6.5778 | 5.8954 | 5.2129 | 4.5304 | 0.5591 | 0.45994 | 0.36078
Yes | PG&E | Res | Lighting | Fed Appliance: Incandescent Reflector Lamps | Possible | Electric Energy (GWh/year) | 0.018487 | 0.018034 | 0.017667 | 0.017376 | 0.017148 | 0.016973 | 0.016764 | 0.016577 | 0.016375 | 0.016183 | 0.015984 | 0.01579 | 0.015593
Yes | PG&E | Res | Lighting | 2005 T-20: Modular Furniture Task Lighting Fixtures | Possible | Electric Energy (GWh/year) | 0.0019247 | 0.0019192 | 0.0019152 | 0.0019123 | 0.0019103 | 0.0019088 | 0.0019069 | 0.0019053 | 0.0019035 | 0.0019019 | 0.0019001 | 0.0018984 | 0.0018967
Yes | PG&E | Res | Lighting | 2008 T-20: Portable Lighting Fixtures | Possible | Electric Energy (GWh/year) | 1.1899 | 1.1898 | 1.1897 | 1.1896 | 1.1896 | 1.1896 | 1.1896 | 1.1896 | 1.1895 | 1.1895 | 1.1895 | 1.1895 | 1.1894
Yes | PG&E | Res | Lighting | T-20: Small Diameter Directional Lamps | Possible | Electric Energy (GWh/year) | 15.0578 | 14.4779 | 0 | 0 | 0 | 0 | 0 | 0 | 0 | 0 | 0 | 0 | 0
Yes | PG&E | Res | Lighting | 2019-21 Fed App: Ceiling fan light kits | Possible | Electric Energy (GWh/year) | 0.38325 | 0.36302 | 0.34414 | 0.3264 | 0.31184 | 0.29923 | 0.28501 | 0.27215 | 0.22727 | 0.030313 | 0.029157 | 0.028112 | 0.027165
Yes | PG&E | Res | Lighting | 2019 T-20: General Service Lamps - Expanded Scope | Possible | Electric Energy (GWh/year) |  | 24.6332 | 26.0957 | 23.8329 | 2.9762 | 3.6946 | 3.6749 | 3.6654 | 3.6608 | 3.6586 | 3.6575 | 3.657 | 3.6567
Yes | PG&E | Res | Lighting | 2016 T-20: LED Quality - Tier 2 | Possible | Electric Energy (GWh/year) | 0.016093 | 0.015748 | 0.015374 | 0.015 | 0.014383 | 0.013813 | 0.013295 | 0.012832 | 0.012425 | 0.012071 | 0.011767 | 0.011508 | 0.0042151
Yes | PG&E | Res | Lighting | 2022 T-24: MFA - Outdoor Lighting - Lighting Power Allowances | Possible | Electric Energy (GWh/year) | 1.3008 | 1.3008 | 1.3008 | 1.3008 | 1.3008 | 1.3008 | 1.3008 | 1.3008 | 1.3008 | 1.3008 | 1.3008 | 1.3008 | 1.3008
Yes | PG&E | Res | Lighting | 2022 T-24: MFNC - Outdoor Lighting - Lighting Power Allowances | Possible | Electric Energy (GWh/year) | 0.31319 | 0.31319 | 0.31319 | 0.31319 | 0.31319 | 0.31319 | 0.31319 | 0.31319 | 0.31319 | 0.31319 | 0.31319 | 0.31319 | 0.31319
Yes | SCE | Res | Lighting | T-20: Dimming Ballasts | On-the-books | Electric Energy (GWh/year) | 0.43299 | 0.43412 | 0.43526 | 0.4364 | 0 | 0 | 0 | 0 | 0 | 0 | 0 | 0 | 0
Yes | SCE | Res | Lighting | 2008 T-20: General Purpose Lighting -- 60 and 40 watt | On-the-books | Electric Energy (GWh/year) | 0 | 0 | 0 | 0 | 0 | 0 | 0 | 0 | 0 | 0 | 0 | 0 | 0
Yes | SCE | Res | Lighting | Fed Appliance: General Service Fluorescent Lamps #1 | On-the-books | Electric Energy (GWh/year) | 0.9244 | 0.92224 | 0.9207 | 0.91959 | 0.91881 | 0.91825 | 0.91754 | 0.91693 | 0.91626 | 0.91563 | 0.91497 | 0.91433 | 0.91367
Yes | SCE | Res | Lighting | Fed Appliance: GSFLs | On-the-books | Electric Energy (GWh/year) | 24.9352 | 24.9967 | 25.0583 | 25.1199 | 0 | 0 | 0 | 0 | 0 | 0 | 0 | 0 | 0
Yes | SCE | Res | Lighting | 2006 T-20: General Service Incandescent Lamps, Tier 2 #3 | On-the-books | Electric Energy (GWh/year) | 0.0087912 | 0.0087872 | 0.008784 | 0.0087814 | 0.0087793 | 0.0087776 | 0.0087756 | 0.0087738 | 0.0087719 | 0.00877 | 0.0087681 | 0.0087663 | 0.0087644
Yes | SCE | Res | Lighting | T-20: GSLs - Original Scope - Tier 2 | On-the-books | Electric Energy (GWh/year) | 115.3354 | 110.2978 | 105.2601 | 100.2225 | 95.1848 | 90.1472 | 85.1096 | 80.0719 | 75.0343 | 9.6547 | 8.9599 | 8.265 | 7.5702
Yes | SCE | Res | Lighting | T-20: LED Lamps - Tier 1 | On-the-books | Electric Energy (GWh/year) | 10.6726 | 9.9902 | 9.3077 | 8.6252 | 7.9428 | 7.2603 | 6.5778 | 5.8954 | 5.2129 | 4.5304 | 0.5591 | 0.45994 | 0.36078
Yes | SCE | Res | Lighting | Fed Appliance: Incandescent Reflector Lamps | On-the-books | Electric Energy (GWh/year) | 0.018487 | 0.018034 | 0.017667 | 0.017376 | 0.017148 | 0.016973 | 0.016764 | 0.016577 | 0.016375 | 0.016183 | 0.015984 | 0.01579 | 0.015593
Yes | SCE | Res | Lighting | 2005 T-20: Modular Furniture Task Lighting Fixtures | On-the-books | Electric Energy (GWh/year) | 0.0019247 | 0.0019192 | 0.0019152 | 0.0019123 | 0.0019103 | 0.0019088 | 0.0019069 | 0.0019053 | 0.0019035 | 0.0019019 | 0.0019001 | 0.0018984 | 0.0018967
Yes | SCE | Res | Lighting | 2008 T-20: Portable Lighting Fixtures | On-the-books | Electric Energy (GWh/year) | 1.1899 | 1.1898 | 1.1897 | 1.1896 | 1.1896 | 1.1896 | 1.1896 | 1.1896 | 1.1895 | 1.1895 | 1.1895 | 1.1895 | 1.1894
Yes | SCE | Res | Lighting | T-20: Small Diameter Directional Lamps | On-the-books | Electric Energy (GWh/year) | 15.0578 | 14.4779 | 0 | 0 | 0 | 0 | 0 | 0 | 0 | 0 | 0 | 0 | 0
Yes | SCE | Res | Lighting | 2019-21 Fed App: Ceiling fan light kits | On-the-books | Electric Energy (GWh/year) | 0.38325 | 0.36302 | 0.34414 | 0.3264 | 0.31184 | 0.29923 | 0.28501 | 0.27215 | 0.22727 | 0.030313 | 0.029157 | 0.028112 | 0.027165
Yes | SCE | Res | Lighting | 2019 T-20: General Service Lamps - Expanded Scope | On-the-books | Electric Energy (GWh/year) |  | 24.6332 | 26.0957 | 23.8329 | 2.9762 | 3.6946 | 3.6749 | 3.6654 | 3.6608 | 3.6586 | 3.6575 | 3.657 | 3.6567
Yes | SCE | Res | Lighting | 2016 T-20: LED Quality - Tier 2 | On-the-books | Electric Energy (GWh/year) | 0.016093 | 0.015748 | 0.015374 | 0.015 | 0.014383 | 0.013813 | 0.013295 | 0.012832 | 0.012425 | 0.012071 | 0.011767 | 0.011508 | 0.0042151
Yes | SCE | Res | Lighting | 2022 T-24: MFA - Outdoor Lighting - Lighting Power Allowances | On-the-books | Electric Energy (GWh/year) | 1.3008 | 1.3008 | 1.3008 | 1.3008 | 1.3008 | 1.3008 | 1.3008 | 1.3008 | 1.3008 | 1.3008 | 1.3008 | 1.3008 | 1.3008
Yes | SCE | Res | Lighting | 2022 T-24: MFNC - Outdoor Lighting - Lighting Power Allowances | On-the-books | Electric Energy (GWh/year) | 0.31319 | 0.31319 | 0.31319 | 0.31319 | 0.31319 | 0.31319 | 0.31319 | 0.31319 | 0.31319 | 0.31319 | 0.31319 | 0.31319 | 0.31319
Yes | SCE | Res | Lighting | T-20: Dimming Ballasts | Expected | Electric Energy (GWh/year) | 0.43299 | 0.43412 | 0.43526 | 0.4364 | 0 | 0 | 0 | 0 | 0 | 0 | 0 | 0 | 0
Yes | SCE | Res | Lighting | 2008 T-20: General Purpose Lighting -- 60 and 40 watt | Expected | Electric Energy (GWh/year) | 0 | 0 | 0 | 0 | 0 | 0 | 0 | 0 | 0 | 0 | 0 | 0 | 0
Yes | SCE | Res | Lighting | Fed Appliance: General Service Fluorescent Lamps #1 | Expected | Electric Energy (GWh/year) | 0.9244 | 0.92224 | 0.9207 | 0.91959 | 0.91881 | 0.91825 | 0.91754 | 0.91693 | 0.91626 | 0.91563 | 0.91497 | 0.91433 | 0.91367
Yes | SCE | Res | Lighting | Fed Appliance: GSFLs | Expected | Electric Energy (GWh/year) | 24.9352 | 24.9967 | 25.0583 | 25.1199 | 0 | 0 | 0 | 0 | 0 | 0 | 0 | 0 | 0
Yes | SCE | Res | Lighting | 2006 T-20: General Service Incandescent Lamps, Tier 2 #3 | Expected | Electric Energy (GWh/year) | 0.0087912 | 0.0087872 | 0.008784 | 0.0087814 | 0.0087793 | 0.0087776 | 0.0087756 | 0.0087738 | 0.0087719 | 0.00877 | 0.0087681 | 0.0087663 | 0.0087644
Yes | SCE | Res | Lighting | T-20: GSLs - Original Scope - Tier 2 | Expected | Electric Energy (GWh/year) | 115.3354 | 110.2978 | 105.2601 | 100.2225 | 95.1848 | 90.1472 | 85.1096 | 80.0719 | 75.0343 | 9.6547 | 8.9599 | 8.265 | 7.5702
Yes | SCE | Res | Lighting | T-20: LED Lamps - Tier 1 | Expected | Electric Energy (GWh/year) | 10.6726 | 9.9902 | 9.3077 | 8.6252 | 7.9428 | 7.2603 | 6.5778 | 5.8954 | 5.2129 | 4.5304 | 0.5591 | 0.45994 | 0.36078
Yes | SCE | Res | Lighting | Fed Appliance: Incandescent Reflector Lamps | Expected | Electric Energy (GWh/year) | 0.018487 | 0.018034 | 0.017667 | 0.017376 | 0.017148 | 0.016973 | 0.016764 | 0.016577 | 0.016375 | 0.016183 | 0.015984 | 0.01579 | 0.015593
Yes | SCE | Res | Lighting | 2005 T-20: Modular Furniture Task Lighting Fixtures | Expected | Electric Energy (GWh/year) | 0.0019247 | 0.0019192 | 0.0019152 | 0.0019123 | 0.0019103 | 0.0019088 | 0.0019069 | 0.0019053 | 0.0019035 | 0.0019019 | 0.0019001 | 0.0018984 | 0.0018967
Yes | SCE | Res | Lighting | 2008 T-20: Portable Lighting Fixtures | Expected | Electric Energy (GWh/year) | 1.1899 | 1.1898 | 1.1897 | 1.1896 | 1.1896 | 1.1896 | 1.1896 | 1.1896 | 1.1895 | 1.1895 | 1.1895 | 1.1895 | 1.1894
Yes | SCE | Res | Lighting | T-20: Small Diameter Directional Lamps | Expected | Electric Energy (GWh/year) | 15.0578 | 14.4779 | 0 | 0 | 0 | 0 | 0 | 0 | 0 | 0 | 0 | 0 | 0
Yes | SCE | Res | Lighting | 2019-21 Fed App: Ceiling fan light kits | Expected | Electric Energy (GWh/year) | 0.38325 | 0.36302 | 0.34414 | 0.3264 | 0.31184 | 0.29923 | 0.28501 | 0.27215 | 0.22727 | 0.030313 | 0.029157 | 0.028112 | 0.027165
Yes | SCE | Res | Lighting | 2019 T-20: General Service Lamps - Expanded Scope | Expected | Electric Energy (GWh/year) |  | 24.6332 | 26.0957 | 23.8329 | 2.9762 | 3.6946 | 3.6749 | 3.6654 | 3.6608 | 3.6586 | 3.6575 | 3.657 | 3.6567
Yes | SCE | Res | Lighting | 2016 T-20: LED Quality - Tier 2 | Expected | Electric Energy (GWh/year) | 0.016093 | 0.015748 | 0.015374 | 0.015 | 0.014383 | 0.013813 | 0.013295 | 0.012832 | 0.012425 | 0.012071 | 0.011767 | 0.011508 | 0.0042151
Yes | SCE | Res | Lighting | 2022 T-24: MFA - Outdoor Lighting - Lighting Power Allowances | Expected | Electric Energy (GWh/year) | 1.3008 | 1.3008 | 1.3008 | 1.3008 | 1.3008 | 1.3008 | 1.3008 | 1.3008 | 1.3008 | 1.3008 | 1.3008 | 1.3008 | 1.3008
Yes | SCE | Res | Lighting | 2022 T-24: MFNC - Outdoor Lighting - Lighting Power Allowances | Expected | Electric Energy (GWh/year) | 0.31319 | 0.31319 | 0.31319 | 0.31319 | 0.31319 | 0.31319 | 0.31319 | 0.31319 | 0.31319 | 0.31319 | 0.31319 | 0.31319 | 0.31319
Yes | SCE | Res | Lighting | T-20: Dimming Ballasts | Possible | Electric Energy (GWh/year) | 0.43299 | 0.43412 | 0.43526 | 0.4364 | 0 | 0 | 0 | 0 | 0 | 0 | 0 | 0 | 0
Yes | SCE | Res | Lighting | 2008 T-20: General Purpose Lighting -- 60 and 40 watt | Possible | Electric Energy (GWh/year) | 0 | 0 | 0 | 0 | 0 | 0 | 0 | 0 | 0 | 0 | 0 | 0 | 0
Yes | SCE | Res | Lighting | Fed Appliance: General Service Fluorescent Lamps #1 | Possible | Electric Energy (GWh/year) | 0.9244 | 0.92224 | 0.9207 | 0.91959 | 0.91881 | 0.91825 | 0.91754 | 0.91693 | 0.91626 | 0.91563 | 0.91497 | 0.91433 | 0.91367
Yes | SCE | Res | Lighting | Fed Appliance: GSFLs | Possible | Electric Energy (GWh/year) | 24.9352 | 24.9967 | 25.0583 | 25.1199 | 0 | 0 | 0 | 0 | 0 | 0 | 0 | 0 | 0
Yes | SCE | Res | Lighting | 2006 T-20: General Service Incandescent Lamps, Tier 2 #3 | Possible | Electric Energy (GWh/year) | 0.0087912 | 0.0087872 | 0.008784 | 0.0087814 | 0.0087793 | 0.0087776 | 0.0087756 | 0.0087738 | 0.0087719 | 0.00877 | 0.0087681 | 0.0087663 | 0.0087644
Yes | SCE | Res | Lighting | T-20: GSLs - Original Scope - Tier 2 | Possible | Electric Energy (GWh/year) | 115.3354 | 110.2978 | 105.2601 | 100.2225 | 95.1848 | 90.1472 | 85.1096 | 80.0719 | 75.0343 | 9.6547 | 8.9599 | 8.265 | 7.5702
Yes | SCE | Res | Lighting | T-20: LED Lamps - Tier 1 | Possible | Electric Energy (GWh/year) | 10.6726 | 9.9902 | 9.3077 | 8.6252 | 7.9428 | 7.2603 | 6.5778 | 5.8954 | 5.2129 | 4.5304 | 0.5591 | 0.45994 | 0.36078
Yes | SCE | Res | Lighting | Fed Appliance: Incandescent Reflector Lamps | Possible | Electric Energy (GWh/year) | 0.018487 | 0.018034 | 0.017667 | 0.017376 | 0.017148 | 0.016973 | 0.016764 | 0.016577 | 0.016375 | 0.016183 | 0.015984 | 0.01579 | 0.015593
Yes | SCE | Res | Lighting | 2005 T-20: Modular Furniture Task Lighting Fixtures | Possible | Electric Energy (GWh/year) | 0.0019247 | 0.0019192 | 0.0019152 | 0.0019123 | 0.0019103 | 0.0019088 | 0.0019069 | 0.0019053 | 0.0019035 | 0.0019019 | 0.0019001 | 0.0018984 | 0.0018967
Yes | SCE | Res | Lighting | 2008 T-20: Portable Lighting Fixtures | Possible | Electric Energy (GWh/year) | 1.1899 | 1.1898 | 1.1897 | 1.1896 | 1.1896 | 1.1896 | 1.1896 | 1.1896 | 1.1895 | 1.1895 | 1.1895 | 1.1895 | 1.1894
Yes | SCE | Res | Lighting | T-20: Small Diameter Directional Lamps | Possible | Electric Energy (GWh/year) | 15.0578 | 14.4779 | 0 | 0 | 0 | 0 | 0 | 0 | 0 | 0 | 0 | 0 | 0
Yes | SCE | Res | Lighting | 2019-21 Fed App: Ceiling fan light kits | Possible | Electric Energy (GWh/year) | 0.38325 | 0.36302 | 0.34414 | 0.3264 | 0.31184 | 0.29923 | 0.28501 | 0.27215 | 0.22727 | 0.030313 | 0.029157 | 0.028112 | 0.027165
Yes | SCE | Res | Lighting | 2019 T-20: General Service Lamps - Expanded Scope | Possible | Electric Energy (GWh/year) |  | 24.6332 | 26.0957 | 23.8329 | 2.9762 | 3.6946 | 3.6749 | 3.6654 | 3.6608 | 3.6586 | 3.6575 | 3.657 | 3.6567
Yes | SCE | Res | Lighting | 2016 T-20: LED Quality - Tier 2 | Possible | Electric Energy (GWh/year) | 0.016093 | 0.015748 | 0.015374 | 0.015 | 0.014383 | 0.013813 | 0.013295 | 0.012832 | 0.012425 | 0.012071 | 0.011767 | 0.011508 | 0.0042151
Yes | SCE | Res | Lighting | 2022 T-24: MFA - Outdoor Lighting - Lighting Power Allowances | Possible | Electric Energy (GWh/year) | 1.3008 | 1.3008 | 1.3008 | 1.3008 | 1.3008 | 1.3008 | 1.3008 | 1.3008 | 1.3008 | 1.3008 | 1.3008 | 1.3008 | 1.3008
Yes | SCE | Res | Lighting | 2022 T-24: MFNC - Outdoor Lighting - Lighting Power Allowances | Possible | Electric Energy (GWh/year) | 0.31319 | 0.31319 | 0.31319 | 0.31319 | 0.31319 | 0.31319 | 0.31319 | 0.31319 | 0.31319 | 0.31319 | 0.31319 | 0.31319 | 0.31319
Yes | SDG&E | Res | Lighting | T-20: Dimming Ballasts | On-the-books | Electric Energy (GWh/year) | 0.088674 | 0.088908 | 0.089141 | 0.089374 | 0 | 0 | 0 | 0 | 0 | 0 | 0 | 0 | 0
Yes | SDG&E | Res | Lighting | 2008 T-20: General Purpose Lighting -- 60 and 40 watt | On-the-books | Electric Energy (GWh/year) | 0 | 0 | 0 | 0 | 0 | 0 | 0 | 0 | 0 | 0 | 0 | 0 | 0
Yes | SDG&E | Res | Lighting | Fed Appliance: General Service Fluorescent Lamps #1 | On-the-books | Electric Energy (GWh/year) | 0.18932 | 0.18887 | 0.18856 | 0.18833 | 0.18817 | 0.18806 | 0.18791 | 0.18779 | 0.18765 | 0.18752 | 0.18738 | 0.18725 | 0.18712
Yes | SDG&E | Res | Lighting | Fed Appliance: GSFLs | On-the-books | Electric Energy (GWh/year) | 5.1066 | 5.1193 | 5.1319 | 5.1445 | 0 | 0 | 0 | 0 | 0 | 0 | 0 | 0 | 0
Yes | SDG&E | Res | Lighting | 2006 T-20: General Service Incandescent Lamps, Tier 2 #3 | On-the-books | Electric Energy (GWh/year) | 0.0018004 | 0.0017996 | 0.0017989 | 0.0017984 | 0.001798 | 0.0017976 | 0.0017972 | 0.0017968 | 0.0017965 | 0.0017961 | 0.0017957 | 0.0017953 | 0.0017949
Yes | SDG&E | Res | Lighting | T-20: GSLs - Original Scope - Tier 2 | On-the-books | Electric Energy (GWh/year) | 23.6203 | 22.5887 | 21.557 | 20.5253 | 19.4936 | 18.4619 | 17.4302 | 16.3985 | 15.3668 | 1.9773 | 1.835 | 1.6927 | 1.5503
Yes | SDG&E | Res | Lighting | T-20: LED Lamps - Tier 1 | On-the-books | Electric Energy (GWh/year) | 2.1857 | 2.046 | 1.9062 | 1.7664 | 1.6267 | 1.4869 | 1.3471 | 1.2074 | 1.0676 | 0.92782 | 0.1145 | 0.094195 | 0.073887
Yes | SDG&E | Res | Lighting | Fed Appliance: Incandescent Reflector Lamps | On-the-books | Electric Energy (GWh/year) | 0.0037861 | 0.0036932 | 0.0036181 | 0.0035585 | 0.003512 | 0.0034761 | 0.0034331 | 0.0033949 | 0.0033535 | 0.0033142 | 0.0032736 | 0.0032338 | 0.0031934
Yes | SDG&E | Res | Lighting | 2005 T-20: Modular Furniture Task Lighting Fixtures | On-the-books | Electric Energy (GWh/year) | 0.00039417 | 0.00039304 | 0.00039222 | 0.00039164 | 0.00039122 | 0.00039091 | 0.00039053 | 0.0003902 | 0.00038984 | 0.00038949 | 0.00038914 | 0.00038879 | 0.00038844
Yes | SDG&E | Res | Lighting | 2008 T-20: Portable Lighting Fixtures | On-the-books | Electric Energy (GWh/year) | 0.24369 | 0.24366 | 0.24365 | 0.24364 | 0.24363 | 0.24363 | 0.24362 | 0.24362 | 0.24361 | 0.24361 | 0.2436 | 0.2436 | 0.24359
Yes | SDG&E | Res | Lighting | T-20: Small Diameter Directional Lamps | On-the-books | Electric Energy (GWh/year) | 3.0838 | 2.965 | 0 | 0 | 0 | 0 | 0 | 0 | 0 | 0 | 0 | 0 | 0
Yes | SDG&E | Res | Lighting | 2019-21 Fed App: Ceiling fan light kits | On-the-books | Electric Energy (GWh/year) | 0.078488 | 0.074345 | 0.070479 | 0.066847 | 0.063864 | 0.061281 | 0.058369 | 0.055735 | 0.046543 | 0.006208 | 0.0059713 | 0.0057572 | 0.0055634
Yes | SDG&E | Res | Lighting | 2019 T-20: General Service Lamps - Expanded Scope | On-the-books | Electric Energy (GWh/year) |  | 5.0448 | 5.3443 | 4.8809 | 0.60952 | 0.75664 | 0.75261 | 0.75067 | 0.74972 | 0.74926 | 0.74904 | 0.74893 | 0.74888
Yes | SDG&E | Res | Lighting | 2016 T-20: LED Quality - Tier 2 | On-the-books | Electric Energy (GWh/year) | 0.0032958 | 0.0032251 | 0.0031485 | 0.003072 | 0.0029457 | 0.0028289 | 0.0027228 | 0.002628 | 0.0025446 | 0.0024721 | 0.0024098 | 0.0023568 | 0.00086324
Yes | SDG&E | Res | Lighting | 2022 T-24: MFA - Outdoor Lighting - Lighting Power Allowances | On-the-books | Electric Energy (GWh/year) | 0.26641 | 0.26641 | 0.26641 | 0.26641 | 0.26641 | 0.26641 | 0.26641 | 0.26641 | 0.26641 | 0.26641 | 0.26641 | 0.26641 | 0.26641
Yes | SDG&E | Res | Lighting | 2022 T-24: MFNC - Outdoor Lighting - Lighting Power Allowances | On-the-books | Electric Energy (GWh/year) | 0.064141 | 0.064141 | 0.064141 | 0.064141 | 0.064141 | 0.064141 | 0.064141 | 0.064141 | 0.064141 | 0.064141 | 0.064141 | 0.064141 | 0.064141
Yes | SDG&E | Res | Lighting | T-20: Dimming Ballasts | Expected | Electric Energy (GWh/year) | 0.088674 | 0.088908 | 0.089141 | 0.089374 | 0 | 0 | 0 | 0 | 0 | 0 | 0 | 0 | 0
Yes | SDG&E | Res | Lighting | 2008 T-20: General Purpose Lighting -- 60 and 40 watt | Expected | Electric Energy (GWh/year) | 0 | 0 | 0 | 0 | 0 | 0 | 0 | 0 | 0 | 0 | 0 | 0 | 0
Yes | SDG&E | Res | Lighting | Fed Appliance: General Service Fluorescent Lamps #1 | Expected | Electric Energy (GWh/year) | 0.18932 | 0.18887 | 0.18856 | 0.18833 | 0.18817 | 0.18806 | 0.18791 | 0.18779 | 0.18765 | 0.18752 | 0.18738 | 0.18725 | 0.18712
Yes | SDG&E | Res | Lighting | Fed Appliance: GSFLs | Expected | Electric Energy (GWh/year) | 5.1066 | 5.1193 | 5.1319 | 5.1445 | 0 | 0 | 0 | 0 | 0 | 0 | 0 | 0 | 0
Yes | SDG&E | Res | Lighting | 2006 T-20: General Service Incandescent Lamps, Tier 2 #3 | Expected | Electric Energy (GWh/year) | 0.0018004 | 0.0017996 | 0.0017989 | 0.0017984 | 0.001798 | 0.0017976 | 0.0017972 | 0.0017968 | 0.0017965 | 0.0017961 | 0.0017957 | 0.0017953 | 0.0017949
Yes | SDG&E | Res | Lighting | T-20: GSLs - Original Scope - Tier 2 | Expected | Electric Energy (GWh/year) | 23.6203 | 22.5887 | 21.557 | 20.5253 | 19.4936 | 18.4619 | 17.4302 | 16.3985 | 15.3668 | 1.9773 | 1.835 | 1.6927 | 1.5503
Yes | SDG&E | Res | Lighting | T-20: LED Lamps - Tier 1 | Expected | Electric Energy (GWh/year) | 2.1857 | 2.046 | 1.9062 | 1.7664 | 1.6267 | 1.4869 | 1.3471 | 1.2074 | 1.0676 | 0.92782 | 0.1145 | 0.094195 | 0.073887
Yes | SDG&E | Res | Lighting | Fed Appliance: Incandescent Reflector Lamps | Expected | Electric Energy (GWh/year) | 0.0037861 | 0.0036932 | 0.0036181 | 0.0035585 | 0.003512 | 0.0034761 | 0.0034331 | 0.0033949 | 0.0033535 | 0.0033142 | 0.0032736 | 0.0032338 | 0.0031934
Yes | SDG&E | Res | Lighting | 2005 T-20: Modular Furniture Task Lighting Fixtures | Expected | Electric Energy (GWh/year) | 0.00039417 | 0.00039304 | 0.00039222 | 0.00039164 | 0.00039122 | 0.00039091 | 0.00039053 | 0.0003902 | 0.00038984 | 0.00038949 | 0.00038914 | 0.00038879 | 0.00038844
Yes | SDG&E | Res | Lighting | 2008 T-20: Portable Lighting Fixtures | Expected | Electric Energy (GWh/year) | 0.24369 | 0.24366 | 0.24365 | 0.24364 | 0.24363 | 0.24363 | 0.24362 | 0.24362 | 0.24361 | 0.24361 | 0.2436 | 0.2436 | 0.24359
Yes | SDG&E | Res | Lighting | T-20: Small Diameter Directional Lamps | Expected | Electric Energy (GWh/year) | 3.0838 | 2.965 | 0 | 0 | 0 | 0 | 0 | 0 | 0 | 0 | 0 | 0 | 0
Yes | SDG&E | Res | Lighting | 2019-21 Fed App: Ceiling fan light kits | Expected | Electric Energy (GWh/year) | 0.078488 | 0.074345 | 0.070479 | 0.066847 | 0.063864 | 0.061281 | 0.058369 | 0.055735 | 0.046543 | 0.006208 | 0.0059713 | 0.0057572 | 0.0055634
Yes | SDG&E | Res | Lighting | 2019 T-20: General Service Lamps - Expanded Scope | Expected | Electric Energy (GWh/year) |  | 5.0448 | 5.3443 | 4.8809 | 0.60952 | 0.75664 | 0.75261 | 0.75067 | 0.74972 | 0.74926 | 0.74904 | 0.74893 | 0.74888
Yes | SDG&E | Res | Lighting | 2016 T-20: LED Quality - Tier 2 | Expected | Electric Energy (GWh/year) | 0.0032958 | 0.0032251 | 0.0031485 | 0.003072 | 0.0029457 | 0.0028289 | 0.0027228 | 0.002628 | 0.0025446 | 0.0024721 | 0.0024098 | 0.0023568 | 0.00086324
Yes | SDG&E | Res | Lighting | 2022 T-24: MFA - Outdoor Lighting - Lighting Power Allowances | Expected | Electric Energy (GWh/year) | 0.26641 | 0.26641 | 0.26641 | 0.26641 | 0.26641 | 0.26641 | 0.26641 | 0.26641 | 0.26641 | 0.26641 | 0.26641 | 0.26641 | 0.26641
Yes | SDG&E | Res | Lighting | 2022 T-24: MFNC - Outdoor Lighting - Lighting Power Allowances | Expected | Electric Energy (GWh/year) | 0.064141 | 0.064141 | 0.064141 | 0.064141 | 0.064141 | 0.064141 | 0.064141 | 0.064141 | 0.064141 | 0.064141 | 0.064141 | 0.064141 | 0.064141
Yes | SDG&E | Res | Lighting | T-20: Dimming Ballasts | Possible | Electric Energy (GWh/year) | 0.088674 | 0.088908 | 0.089141 | 0.089374 | 0 | 0 | 0 | 0 | 0 | 0 | 0 | 0 | 0
Yes | SDG&E | Res | Lighting | 2008 T-20: General Purpose Lighting -- 60 and 40 watt | Possible | Electric Energy (GWh/year) | 0 | 0 | 0 | 0 | 0 | 0 | 0 | 0 | 0 | 0 | 0 | 0 | 0
Yes | SDG&E | Res | Lighting | Fed Appliance: General Service Fluorescent Lamps #1 | Possible | Electric Energy (GWh/year) | 0.18932 | 0.18887 | 0.18856 | 0.18833 | 0.18817 | 0.18806 | 0.18791 | 0.18779 | 0.18765 | 0.18752 | 0.18738 | 0.18725 | 0.18712
Yes | SDG&E | Res | Lighting | Fed Appliance: GSFLs | Possible | Electric Energy (GWh/year) | 5.1066 | 5.1193 | 5.1319 | 5.1445 | 0 | 0 | 0 | 0 | 0 | 0 | 0 | 0 | 0
Yes | SDG&E | Res | Lighting | 2006 T-20: General Service Incandescent Lamps, Tier 2 #3 | Possible | Electric Energy (GWh/year) | 0.0018004 | 0.0017996 | 0.0017989 | 0.0017984 | 0.001798 | 0.0017976 | 0.0017972 | 0.0017968 | 0.0017965 | 0.0017961 | 0.0017957 | 0.0017953 | 0.0017949
Yes | SDG&E | Res | Lighting | T-20: GSLs - Original Scope - Tier 2 | Possible | Electric Energy (GWh/year) | 23.6203 | 22.5887 | 21.557 | 20.5253 | 19.4936 | 18.4619 | 17.4302 | 16.3985 | 15.3668 | 1.9773 | 1.835 | 1.6927 | 1.5503
Yes | SDG&E | Res | Lighting | T-20: LED Lamps - Tier 1 | Possible | Electric Energy (GWh/year) | 2.1857 | 2.046 | 1.9062 | 1.7664 | 1.6267 | 1.4869 | 1.3471 | 1.2074 | 1.0676 | 0.92782 | 0.1145 | 0.094195 | 0.073887
Yes | SDG&E | Res | Lighting | Fed Appliance: Incandescent Reflector Lamps | Possible | Electric Energy (GWh/year) | 0.0037861 | 0.0036932 | 0.0036181 | 0.0035585 | 0.003512 | 0.0034761 | 0.0034331 | 0.0033949 | 0.0033535 | 0.0033142 | 0.0032736 | 0.0032338 | 0.0031934
Yes | SDG&E | Res | Lighting | 2005 T-20: Modular Furniture Task Lighting Fixtures | Possible | Electric Energy (GWh/year) | 0.00039417 | 0.00039304 | 0.00039222 | 0.00039164 | 0.00039122 | 0.00039091 | 0.00039053 | 0.0003902 | 0.00038984 | 0.00038949 | 0.00038914 | 0.00038879 | 0.00038844
Yes | SDG&E | Res | Lighting | 2008 T-20: Portable Lighting Fixtures | Possible | Electric Energy (GWh/year) | 0.24369 | 0.24366 | 0.24365 | 0.24364 | 0.24363 | 0.24363 | 0.24362 | 0.24362 | 0.24361 | 0.24361 | 0.2436 | 0.2436 | 0.24359
Yes | SDG&E | Res | Lighting | T-20: Small Diameter Directional Lamps | Possible | Electric Energy (GWh/year) | 3.0838 | 2.965 | 0 | 0 | 0 | 0 | 0 | 0 | 0 | 0 | 0 | 0 | 0
Yes | SDG&E | Res | Lighting | 2019-21 Fed App: Ceiling fan light kits | Possible | Electric Energy (GWh/year) | 0.078488 | 0.074345 | 0.070479 | 0.066847 | 0.063864 | 0.061281 | 0.058369 | 0.055735 | 0.046543 | 0.006208 | 0.0059713 | 0.0057572 | 0.0055634
Yes | SDG&E | Res | Lighting | 2019 T-20: General Service Lamps - Expanded Scope | Possible | Electric Energy (GWh/year) |  | 5.0448 | 5.3443 | 4.8809 | 0.60952 | 0.75664 | 0.75261 | 0.75067 | 0.74972 | 0.74926 | 0.74904 | 0.74893 | 0.74888
Yes | SDG&E | Res | Lighting | 2016 T-20: LED Quality - Tier 2 | Possible | Electric Energy (GWh/year) | 0.0032958 | 0.0032251 | 0.0031485 | 0.003072 | 0.0029457 | 0.0028289 | 0.0027228 | 0.002628 | 0.0025446 | 0.0024721 | 0.0024098 | 0.0023568 | 0.00086324
Yes | SDG&E | Res | Lighting | 2022 T-24: MFA - Outdoor Lighting - Lighting Power Allowances | Possible | Electric Energy (GWh/year) | 0.26641 | 0.26641 | 0.26641 | 0.26641 | 0.26641 | 0.26641 | 0.26641 | 0.26641 | 0.26641 | 0.26641 | 0.26641 | 0.26641 | 0.26641
Yes | SDG&E | Res | Lighting | 2022 T-24: MFNC - Outdoor Lighting - Lighting Power Allowances | Possible | Electric Energy (GWh/year) | 0.064141 | 0.064141 | 0.064141 | 0.064141 | 0.064141 | 0.064141 | 0.064141 | 0.064141 | 0.064141 | 0.064141 | 0.064141 | 0.064141 | 0.064141
Yes | PG&E | Com | AppPlug | Fed Appliance: Commercial Clothes Washers #1 | On-the-books | Electric Demand (MW) | 0.003461 | 0.0034607 | 0.0034605 | 0.0034603 | 0.0034601 | 0.0034599 | 0.0034598 | 0.0034596 | 0.0034595 | 0.0034593 | 0.0034591 | 0.003459 | 0.0034588
Yes | PG&E | Com | AppPlug | Fed Appliance: Commercial Clothes Washers | On-the-books | Electric Demand (MW) | 0.0064994 | 0.0064994 | 0.0064994 | 0.0064994 | 0.0064994 | 0 | 0 | 0 | 0 | 0 | 0 | 0 | 0
Yes | PG&E | Com | AppPlug | T-20: Computers - Small Scale Servers | On-the-books | Electric Demand (MW) | 0 | 0 | 0 | 0 | 0 | 0 | 0 | 0 | 0 | 0 | 0 | 0 | 0
Yes | PG&E | Com | AppPlug | T-20: Computers - Workstations | On-the-books | Electric Demand (MW) | 0 | 0 | 0 | 0 | 0 | 0 | 0 | 0 | 0 | 0 | 0 | 0 | 0
Yes | PG&E | Com | AppPlug | 2005 T-20: Consumer Electronics - Audio Players | On-the-books | Electric Demand (MW) | 0.0018121 | 0.0018119 | 0.0018117 | 0.0018116 | 0.0018116 | 0.0018116 | 0.0018115 | 0.0018115 | 0.0018114 | 0.0018114 | 0.0018113 | 0.0018113 | 0.0018112
Yes | PG&E | Com | AppPlug | 2005 T-20: Consumer Electronics - DVDs | On-the-books | Electric Demand (MW) | 0.00016585 | 0.00016522 | 0.00016472 | 0.00016432 | 0.000164 | 0.00016374 | 0.00016344 | 0.00016317 | 0.00016288 | 0.0001626 | 0.00016232 | 0.00016204 | 0.00016175
Yes | PG&E | Com | AppPlug | Fed Appliance: External Power Supplies | On-the-books | Electric Demand (MW) | 0 | 0 | 0 | 0 | 0 | 0 | 0 | 0 | 0 | 0 | 0 | 0 | 0
Yes | PG&E | Com | AppPlug | 2011 T-20: Large Battery Chargers (≥2kW rated input) | On-the-books | Electric Demand (MW) | 0.074895 | 0.07396 | 0.073224 | 0.07265 | 0.017915 | 0.01783 | 0.017728 | 0.017638 | 0.017539 | 0.017446 | 0.01735 | 0.017255 | 0.017159
Yes | PG&E | Com | AppPlug | Fed Appliance: Microwave ovens | On-the-books | Electric Demand (MW) | 0.055563 | 0.055359 | 0 | 0 | 0 | 0 | 0 | 0 | 0 | 0 | 0 | 0 | 0
Yes | PG&E | Com | AppPlug | 2011 T-20: Small Battery Chargers – Tier 1 (consumer with no USB charger or USB charger <20 watt-hours) | On-the-books | Electric Demand (MW) | 0.040787 | 0.040615 | 0.040491 | 0.040401 | 0.040336 | 0.040289 | 0.04023 | 0.040178 | 0.040122 | 0.040069 | 0.040014 | 0.03996 | 0.039905
Yes | PG&E | Com | AppPlug | 2011 T-20: Small Battery Chargers – Tier 2 (consumer with USB charger ≥20 watt-hours) | On-the-books | Electric Demand (MW) | 0.020001 | 0.019773 | 0.019594 | 0.019453 | 0.019343 | 0.019257 | 0.019155 | 0.019064 | 0.018966 | 0.018872 | 0.018775 | 0.01868 | 0.018584
Yes | PG&E | Com | AppPlug | 2009 T-20: Televisions - Tier 1 | On-the-books | Electric Demand (MW) | 0.030315 | 0.030306 | 0.0303 | 0.030297 | 0.030295 | 0.030294 | 0.030292 | 0.030291 | 0.030289 | 0.030288 | 0.030286 | 0.030285 | 0.030283
Yes | PG&E | Com | AppPlug | 2009 T-20: Televisions - Tier 2 | On-the-books | Electric Demand (MW) | 0.026818 | 0.026709 | 0.026634 | 0.026584 | 0.026549 | 0.026526 | 0.026496 | 0.02647 | 0.026441 | 0.026414 | 0.026386 | 0.026359 | 0.026331
Yes | PG&E | Com | AppPlug | 2005 T-20: Water Dispensers | On-the-books | Electric Demand (MW) | 0.0076529 | 0.0076499 | 0.0076479 | 0.0076465 | 0.0076456 | 0.0076449 | 0.0076441 | 0.0076433 | 0.0076425 | 0.0076418 | 0.007641 | 0.0076402 | 0.0076395
Yes | PG&E | Com | AppPlug | 2025-27 Fed App: Air purifiers - Tier 2 | On-the-books | Electric Demand (MW) | 0 | 0.10557 | 0.10865 | 0.11226 | 0.11626 | 0.12062 | 0.11911 | 0.11782 | 0.11673 | 0.11581 | 0.0094979 | 0.009444 | 0.0093988
Yes | PG&E | Com | AppPlug | 2016 T-20: Computers - Desktops - Tier 1 | On-the-books | Electric Demand (MW) | 0.12959 | 0.12558 | 0.12261 | 0.12043 | 0.11886 | 0.11774 | 0.11694 | 0.11638 | 0.11598 | 0.11571 | 0.11551 | 0.11538 | 0.11528
Yes | PG&E | Com | AppPlug | 2016 T-20: Computers - Desktops - Tier 2 | On-the-books | Electric Demand (MW) | 1.4215 | 0.72224 | 0.096424 | 0.093447 | 0.091231 | 0.089611 | 0.088443 | 0.087609 | 0.087016 | 0.086598 | 0.086303 | 0.086097 | 0.085952
Yes | PG&E | Com | AppPlug | 2016 T-20: Computers - Notebooks | On-the-books | Electric Demand (MW) | 0.00012825 | 0.00012429 | 0.00012134 | 0.00011918 | 0.00011763 | 0.00011652 | 0.00011573 | 0.00011518 | 0.00011478 | 0.00011451 | 0.00011432 | 0.00011418 | 0.00011409
Yes | PG&E | Com | AppPlug | 2019-21 Fed App: Dedicated-purpose pool pumps | On-the-books | Electric Demand (MW) |  | 2.2904 | 0.3169 | 0.32293 | 0.32587 | 0.3299 | 0.3293 | 0.32879 | 0.32837 | 0.32802 | 0.32772 | 0.32747 | 0.32726
Yes | PG&E | Com | AppPlug | 2016 T-20: Displays - Monitors | On-the-books | Electric Demand (MW) |  | 0.28011 | 0.051608 | 0.051608 | 0.051608 | 0.051608 | 0.051608 | 0.051608 | 0.051608 | 0.051608 | 0.051608 | 0.051608 | 0.051608
Yes | PG&E | Com | AppPlug | Fed Appliance: Commercial Clothes Washers #1 | Expected | Electric Demand (MW) | 0.003461 | 0.0034607 | 0.0034605 | 0.0034603 | 0.0034601 | 0.0034599 | 0.0034598 | 0.0034596 | 0.0034595 | 0.0034593 | 0.0034591 | 0.003459 | 0.0034588
Yes | PG&E | Com | AppPlug | Fed Appliance: Commercial Clothes Washers | Expected | Electric Demand (MW) | 0.0064994 | 0.0064994 | 0.0064994 | 0.0064994 | 0.0064994 | 0 | 0 | 0 | 0 | 0 | 0 | 0 | 0
Yes | PG&E | Com | AppPlug | T-20: Computers - Small Scale Servers | Expected | Electric Demand (MW) | 0 | 0 | 0 | 0 | 0 | 0 | 0 | 0 | 0 | 0 | 0 | 0 | 0
Yes | PG&E | Com | AppPlug | T-20: Computers - Workstations | Expected | Electric Demand (MW) | 0 | 0 | 0 | 0 | 0 | 0 | 0 | 0 | 0 | 0 | 0 | 0 | 0
Yes | PG&E | Com | AppPlug | 2005 T-20: Consumer Electronics - Audio Players | Expected | Electric Demand (MW) | 0.0018121 | 0.0018119 | 0.0018117 | 0.0018116 | 0.0018116 | 0.0018116 | 0.0018115 | 0.0018115 | 0.0018114 | 0.0018114 | 0.0018113 | 0.0018113 | 0.0018112
Yes | PG&E | Com | AppPlug | 2005 T-20: Consumer Electronics - DVDs | Expected | Electric Demand (MW) | 0.00016585 | 0.00016522 | 0.00016472 | 0.00016432 | 0.000164 | 0.00016374 | 0.00016344 | 0.00016317 | 0.00016288 | 0.0001626 | 0.00016232 | 0.00016204 | 0.00016175
Yes | PG&E | Com | AppPlug | Fed Appliance: External Power Supplies | Expected | Electric Demand (MW) | 0 | 0 | 0 | 0 | 0 | 0 | 0 | 0 | 0 | 0 | 0 | 0 | 0
Yes | PG&E | Com | AppPlug | 2011 T-20: Large Battery Chargers (≥2kW rated input) | Expected | Electric Demand (MW) | 0.074895 | 0.07396 | 0.073224 | 0.07265 | 0.017915 | 0.01783 | 0.017728 | 0.017638 | 0.017539 | 0.017446 | 0.01735 | 0.017255 | 0.017159
Yes | PG&E | Com | AppPlug | Fed Appliance: Microwave ovens | Expected | Electric Demand (MW) | 0.055563 | 0.055359 | 0 | 0 | 0 | 0 | 0 | 0 | 0 | 0 | 0 | 0 | 0
Yes | PG&E | Com | AppPlug | 2011 T-20: Small Battery Chargers – Tier 1 (consumer with no USB charger or USB charger <20 watt-hours) | Expected | Electric Demand (MW) | 0.040787 | 0.040615 | 0.040491 | 0.040401 | 0.040336 | 0.040289 | 0.04023 | 0.040178 | 0.040122 | 0.040069 | 0.040014 | 0.03996 | 0.039905
Yes | PG&E | Com | AppPlug | 2011 T-20: Small Battery Chargers – Tier 2 (consumer with USB charger ≥20 watt-hours) | Expected | Electric Demand (MW) | 0.020001 | 0.019773 | 0.019594 | 0.019453 | 0.019343 | 0.019257 | 0.019155 | 0.019064 | 0.018966 | 0.018872 | 0.018775 | 0.01868 | 0.018584
Yes | PG&E | Com | AppPlug | 2009 T-20: Televisions - Tier 1 | Expected | Electric Demand (MW) | 0.030315 | 0.030306 | 0.0303 | 0.030297 | 0.030295 | 0.030294 | 0.030292 | 0.030291 | 0.030289 | 0.030288 | 0.030286 | 0.030285 | 0.030283
Yes | PG&E | Com | AppPlug | 2009 T-20: Televisions - Tier 2 | Expected | Electric Demand (MW) | 0.026818 | 0.026709 | 0.026634 | 0.026584 | 0.026549 | 0.026526 | 0.026496 | 0.02647 | 0.026441 | 0.026414 | 0.026386 | 0.026359 | 0.026331
Yes | PG&E | Com | AppPlug | 2005 T-20: Water Dispensers | Expected | Electric Demand (MW) | 0.0076529 | 0.0076499 | 0.0076479 | 0.0076465 | 0.0076456 | 0.0076449 | 0.0076441 | 0.0076433 | 0.0076425 | 0.0076418 | 0.007641 | 0.0076402 | 0.0076395
Yes | PG&E | Com | AppPlug | 2025-27 Fed App: Air purifiers - Tier 2 | Expected | Electric Demand (MW) | 0 | 0.10557 | 0.10865 | 0.11226 | 0.11626 | 0.12062 | 0.11911 | 0.11782 | 0.11673 | 0.11581 | 0.0094979 | 0.009444 | 0.0093988
Yes | PG&E | Com | AppPlug | 2016 T-20: Computers - Desktops - Tier 1 | Expected | Electric Demand (MW) | 0.12959 | 0.12558 | 0.12261 | 0.12043 | 0.11886 | 0.11774 | 0.11694 | 0.11638 | 0.11598 | 0.11571 | 0.11551 | 0.11538 | 0.11528
Yes | PG&E | Com | AppPlug | 2016 T-20: Computers - Desktops - Tier 2 | Expected | Electric Demand (MW) | 1.4215 | 0.72224 | 0.096424 | 0.093447 | 0.091231 | 0.089611 | 0.088443 | 0.087609 | 0.087016 | 0.086598 | 0.086303 | 0.086097 | 0.085952
Yes | PG&E | Com | AppPlug | 2016 T-20: Computers - Notebooks | Expected | Electric Demand (MW) | 0.00012825 | 0.00012429 | 0.00012134 | 0.00011918 | 0.00011763 | 0.00011652 | 0.00011573 | 0.00011518 | 0.00011478 | 0.00011451 | 0.00011432 | 0.00011418 | 0.00011409
Yes | PG&E | Com | AppPlug | 2019-21 Fed App: Dedicated-purpose pool pumps | Expected | Electric Demand (MW) |  | 2.2904 | 0.3169 | 0.32293 | 0.32587 | 0.3299 | 0.3293 | 0.32879 | 0.32837 | 0.32802 | 0.32772 | 0.32747 | 0.32726
Yes | PG&E | Com | AppPlug | 2016 T-20: Displays - Monitors | Expected | Electric Demand (MW) |  | 0.28011 | 0.051608 | 0.051608 | 0.051608 | 0.051608 | 0.051608 | 0.051608 | 0.051608 | 0.051608 | 0.051608 | 0.051608 | 0.051608
Yes | PG&E | Com | AppPlug | Fed Appliance: Commercial Clothes Washers #1 | Possible | Electric Demand (MW) | 0.003461 | 0.0034607 | 0.0034605 | 0.0034603 | 0.0034601 | 0.0034599 | 0.0034598 | 0.0034596 | 0.0034595 | 0.0034593 | 0.0034591 | 0.003459 | 0.0034588
Yes | PG&E | Com | AppPlug | Fed Appliance: Commercial Clothes Washers | Possible | Electric Demand (MW) | 0.0064994 | 0.0064994 | 0.0064994 | 0.0064994 | 0.0064994 | 0 | 0 | 0 | 0 | 0 | 0 | 0 | 0
Yes | PG&E | Com | AppPlug | T-20: Computers - Small Scale Servers | Possible | Electric Demand (MW) | 0 | 0 | 0 | 0 | 0 | 0 | 0 | 0 | 0 | 0 | 0 | 0 | 0
Yes | PG&E | Com | AppPlug | T-20: Computers - Workstations | Possible | Electric Demand (MW) | 0 | 0 | 0 | 0 | 0 | 0 | 0 | 0 | 0 | 0 | 0 | 0 | 0
Yes | PG&E | Com | AppPlug | 2005 T-20: Consumer Electronics - Audio Players | Possible | Electric Demand (MW) | 0.0018121 | 0.0018119 | 0.0018117 | 0.0018116 | 0.0018116 | 0.0018116 | 0.0018115 | 0.0018115 | 0.0018114 | 0.0018114 | 0.0018113 | 0.0018113 | 0.0018112
Yes | PG&E | Com | AppPlug | 2005 T-20: Consumer Electronics - DVDs | Possible | Electric Demand (MW) | 0.00016585 | 0.00016522 | 0.00016472 | 0.00016432 | 0.000164 | 0.00016374 | 0.00016344 | 0.00016317 | 0.00016288 | 0.0001626 | 0.00016232 | 0.00016204 | 0.00016175
Yes | PG&E | Com | AppPlug | Fed Appliance: External Power Supplies | Possible | Electric Demand (MW) | 0 | 0 | 0 | 0 | 0 | 0 | 0 | 0 | 0 | 0 | 0 | 0 | 0
Yes | PG&E | Com | AppPlug | 2011 T-20: Large Battery Chargers (≥2kW rated input) | Possible | Electric Demand (MW) | 0.074895 | 0.07396 | 0.073224 | 0.07265 | 0.017915 | 0.01783 | 0.017728 | 0.017638 | 0.017539 | 0.017446 | 0.01735 | 0.017255 | 0.017159
Yes | PG&E | Com | AppPlug | Fed Appliance: Microwave ovens | Possible | Electric Demand (MW) | 0.055563 | 0.055359 | 0 | 0 | 0 | 0 | 0 | 0 | 0 | 0 | 0 | 0 | 0
Yes | PG&E | Com | AppPlug | 2011 T-20: Small Battery Chargers – Tier 1 (consumer with no USB charger or USB charger <20 watt-hours) | Possible | Electric Demand (MW) | 0.040787 | 0.040615 | 0.040491 | 0.040401 | 0.040336 | 0.040289 | 0.04023 | 0.040178 | 0.040122 | 0.040069 | 0.040014 | 0.03996 | 0.039905
Yes | PG&E | Com | AppPlug | 2011 T-20: Small Battery Chargers – Tier 2 (consumer with USB charger ≥20 watt-hours) | Possible | Electric Demand (MW) | 0.020001 | 0.019773 | 0.019594 | 0.019453 | 0.019343 | 0.019257 | 0.019155 | 0.019064 | 0.018966 | 0.018872 | 0.018775 | 0.01868 | 0.018584
Yes | PG&E | Com | AppPlug | 2009 T-20: Televisions - Tier 1 | Possible | Electric Demand (MW) | 0.030315 | 0.030306 | 0.0303 | 0.030297 | 0.030295 | 0.030294 | 0.030292 | 0.030291 | 0.030289 | 0.030288 | 0.030286 | 0.030285 | 0.030283
Yes | PG&E | Com | AppPlug | 2009 T-20: Televisions - Tier 2 | Possible | Electric Demand (MW) | 0.026818 | 0.026709 | 0.026634 | 0.026584 | 0.026549 | 0.026526 | 0.026496 | 0.02647 | 0.026441 | 0.026414 | 0.026386 | 0.026359 | 0.026331
Yes | PG&E | Com | AppPlug | 2005 T-20: Water Dispensers | Possible | Electric Demand (MW) | 0.0076529 | 0.0076499 | 0.0076479 | 0.0076465 | 0.0076456 | 0.0076449 | 0.0076441 | 0.0076433 | 0.0076425 | 0.0076418 | 0.007641 | 0.0076402 | 0.0076395
Yes | PG&E | Com | AppPlug | 2025-27 Fed App: Air purifiers - Tier 2 | Possible | Electric Demand (MW) | 0 | 0.10557 | 0.10865 | 0.11226 | 0.11626 | 0.12062 | 0.11911 | 0.11782 | 0.11673 | 0.11581 | 0.0094979 | 0.009444 | 0.0093988
Yes | PG&E | Com | AppPlug | 2016 T-20: Computers - Desktops - Tier 1 | Possible | Electric Demand (MW) | 0.12959 | 0.12558 | 0.12261 | 0.12043 | 0.11886 | 0.11774 | 0.11694 | 0.11638 | 0.11598 | 0.11571 | 0.11551 | 0.11538 | 0.11528
Yes | PG&E | Com | AppPlug | 2016 T-20: Computers - Desktops - Tier 2 | Possible | Electric Demand (MW) | 1.4215 | 0.72224 | 0.096424 | 0.093447 | 0.091231 | 0.089611 | 0.088443 | 0.087609 | 0.087016 | 0.086598 | 0.086303 | 0.086097 | 0.085952
Yes | PG&E | Com | AppPlug | 2016 T-20: Computers - Notebooks | Possible | Electric Demand (MW) | 0.00012825 | 0.00012429 | 0.00012134 | 0.00011918 | 0.00011763 | 0.00011652 | 0.00011573 | 0.00011518 | 0.00011478 | 0.00011451 | 0.00011432 | 0.00011418 | 0.00011409
Yes | PG&E | Com | AppPlug | 2019-21 Fed App: Dedicated-purpose pool pumps | Possible | Electric Demand (MW) |  | 2.2904 | 0.3169 | 0.32293 | 0.32587 | 0.3299 | 0.3293 | 0.32879 | 0.32837 | 0.32802 | 0.32772 | 0.32747 | 0.32726
Yes | PG&E | Com | AppPlug | 2016 T-20: Displays - Monitors | Possible | Electric Demand (MW) |  | 0.28011 | 0.051608 | 0.051608 | 0.051608 | 0.051608 | 0.051608 | 0.051608 | 0.051608 | 0.051608 | 0.051608 | 0.051608 | 0.051608
Yes | SCE | Com | AppPlug | Fed Appliance: Commercial Clothes Washers #1 | On-the-books | Electric Demand (MW) | 0.0033974 | 0.0033971 | 0.0033968 | 0.0033966 | 0.0033964 | 0.0033963 | 0.0033961 | 0.003396 | 0.0033958 | 0.0033957 | 0.0033955 | 0.0033954 | 0.0033952
Yes | SCE | Com | AppPlug | Fed Appliance: Commercial Clothes Washers | On-the-books | Electric Demand (MW) | 0.0063798 | 0.0063798 | 0.0063798 | 0.0063798 | 0.0063798 | 0 | 0 | 0 | 0 | 0 | 0 | 0 | 0
Yes | SCE | Com | AppPlug | T-20: Computers - Small Scale Servers | On-the-books | Electric Demand (MW) | 0 | 0 | 0 | 0 | 0 | 0 | 0 | 0 | 0 | 0 | 0 | 0 | 0
Yes | SCE | Com | AppPlug | T-20: Computers - Workstations | On-the-books | Electric Demand (MW) | 0 | 0 | 0 | 0 | 0 | 0 | 0 | 0 | 0 | 0 | 0 | 0 | 0
Yes | SCE | Com | AppPlug | 2005 T-20: Consumer Electronics - Audio Players | On-the-books | Electric Demand (MW) | 0.0017788 | 0.0017786 | 0.0017784 | 0.0017783 | 0.0017783 | 0.0017782 | 0.0017782 | 0.0017781 | 0.0017781 | 0.0017781 | 0.001778 | 0.001778 | 0.0017779
Yes | SCE | Com | AppPlug | 2005 T-20: Consumer Electronics - DVDs | On-the-books | Electric Demand (MW) | 0.0001628 | 0.00016219 | 0.00016169 | 0.0001613 | 0.00016098 | 0.00016073 | 0.00016044 | 0.00016017 | 0.00015989 | 0.00015961 | 0.00015933 | 0.00015906 | 0.00015878
Yes | SCE | Com | AppPlug | Fed Appliance: External Power Supplies | On-the-books | Electric Demand (MW) | 0 | 0 | 0 | 0 | 0 | 0 | 0 | 0 | 0 | 0 | 0 | 0 | 0
Yes | SCE | Com | AppPlug | 2011 T-20: Large Battery Chargers (≥2kW rated input) | On-the-books | Electric Demand (MW) | 0.073518 | 0.0726 | 0.071877 | 0.071314 | 0.017586 | 0.017502 | 0.017402 | 0.017313 | 0.017217 | 0.017125 | 0.017031 | 0.016938 | 0.016844
Yes | SCE | Com | AppPlug | Fed Appliance: Microwave ovens | On-the-books | Electric Demand (MW) | 0.054541 | 0.05434 | 0 | 0 | 0 | 0 | 0 | 0 | 0 | 0 | 0 | 0 | 0
Yes | SCE | Com | AppPlug | 2011 T-20: Small Battery Chargers – Tier 1 (consumer with no USB charger or USB charger <20 watt-hours) | On-the-books | Electric Demand (MW) | 0.040037 | 0.039868 | 0.039746 | 0.039658 | 0.039594 | 0.039548 | 0.03949 | 0.03944 | 0.039384 | 0.039332 | 0.039278 | 0.039225 | 0.039172
Yes | SCE | Com | AppPlug | 2011 T-20: Small Battery Chargers – Tier 2 (consumer with USB charger ≥20 watt-hours) | On-the-books | Electric Demand (MW) | 0.019633 | 0.01941 | 0.019234 | 0.019096 | 0.018988 | 0.018903 | 0.018803 | 0.018713 | 0.018617 | 0.018525 | 0.01843 | 0.018337 | 0.018242
Yes | SCE | Com | AppPlug | 2009 T-20: Televisions - Tier 1 | On-the-books | Electric Demand (MW) | 0.029758 | 0.029748 | 0.029743 | 0.02974 | 0.029738 | 0.029737 | 0.029735 | 0.029734 | 0.029732 | 0.029731 | 0.029729 | 0.029728 | 0.029726
Yes | SCE | Com | AppPlug | 2009 T-20: Televisions - Tier 2 | On-the-books | Electric Demand (MW) | 0.026325 | 0.026217 | 0.026144 | 0.026095 | 0.026061 | 0.026038 | 0.026008 | 0.025983 | 0.025955 | 0.025929 | 0.025901 | 0.025874 | 0.025847
Yes | SCE | Com | AppPlug | 2005 T-20: Water Dispensers | On-the-books | Electric Demand (MW) | 0.0075121 | 0.0075092 | 0.0075072 | 0.0075059 | 0.0075049 | 0.0075043 | 0.0075035 | 0.0075028 | 0.007502 | 0.0075013 | 0.0075005 | 0.0074997 | 0.007499
Yes | SCE | Com | AppPlug | 2025-27 Fed App: Air purifiers - Tier 2 | On-the-books | Electric Demand (MW) | 0 | 0.10363 | 0.10665 | 0.1102 | 0.11412 | 0.1184 | 0.11692 | 0.11565 | 0.11458 | 0.11368 | 0.0093232 | 0.0092703 | 0.009226
Yes | SCE | Com | AppPlug | 2016 T-20: Computers - Desktops - Tier 1 | On-the-books | Electric Demand (MW) | 0.1272 | 0.12327 | 0.12035 | 0.11822 | 0.11667 | 0.11557 | 0.11479 | 0.11424 | 0.11385 | 0.11358 | 0.11339 | 0.11325 | 0.11316
Yes | SCE | Com | AppPlug | 2016 T-20: Computers - Desktops - Tier 2 | On-the-books | Electric Demand (MW) | 1.3953 | 0.70896 | 0.094651 | 0.091728 | 0.089553 | 0.087963 | 0.086817 | 0.085997 | 0.085416 | 0.085005 | 0.084716 | 0.084513 | 0.084371
Yes | SCE | Com | AppPlug | 2016 T-20: Computers - Notebooks | On-the-books | Electric Demand (MW) | 0.00012589 | 0.000122 | 0.00011911 | 0.00011699 | 0.00011547 | 0.00011438 | 0.0001136 | 0.00011306 | 0.00011267 | 0.0001124 | 0.00011221 | 0.00011208 | 0.00011199
Yes | SCE | Com | AppPlug | 2019-21 Fed App: Dedicated-purpose pool pumps | On-the-books | Electric Demand (MW) |  | 2.2482 | 0.31107 | 0.31699 | 0.31987 | 0.32383 | 0.32324 | 0.32275 | 0.32233 | 0.32198 | 0.32169 | 0.32145 | 0.32125
Yes | SCE | Com | AppPlug | 2016 T-20: Displays - Monitors | On-the-books | Electric Demand (MW) |  | 0.27495 | 0.050659 | 0.050659 | 0.050659 | 0.050659 | 0.050659 | 0.050659 | 0.050659 | 0.050659 | 0.050659 | 0.050659 | 0.050659
Yes | SCE | Com | AppPlug | Fed Appliance: Commercial Clothes Washers #1 | Expected | Electric Demand (MW) | 0.0033974 | 0.0033971 | 0.0033968 | 0.0033966 | 0.0033964 | 0.0033963 | 0.0033961 | 0.003396 | 0.0033958 | 0.0033957 | 0.0033955 | 0.0033954 | 0.0033952
Yes | SCE | Com | AppPlug | Fed Appliance: Commercial Clothes Washers | Expected | Electric Demand (MW) | 0.0063798 | 0.0063798 | 0.0063798 | 0.0063798 | 0.0063798 | 0 | 0 | 0 | 0 | 0 | 0 | 0 | 0
Yes | SCE | Com | AppPlug | T-20: Computers - Small Scale Servers | Expected | Electric Demand (MW) | 0 | 0 | 0 | 0 | 0 | 0 | 0 | 0 | 0 | 0 | 0 | 0 | 0
Yes | SCE | Com | AppPlug | T-20: Computers - Workstations | Expected | Electric Demand (MW) | 0 | 0 | 0 | 0 | 0 | 0 | 0 | 0 | 0 | 0 | 0 | 0 | 0
Yes | SCE | Com | AppPlug | 2005 T-20: Consumer Electronics - Audio Players | Expected | Electric Demand (MW) | 0.0017788 | 0.0017786 | 0.0017784 | 0.0017783 | 0.0017783 | 0.0017782 | 0.0017782 | 0.0017781 | 0.0017781 | 0.0017781 | 0.001778 | 0.001778 | 0.0017779
Yes | SCE | Com | AppPlug | 2005 T-20: Consumer Electronics - DVDs | Expected | Electric Demand (MW) | 0.0001628 | 0.00016219 | 0.00016169 | 0.0001613 | 0.00016098 | 0.00016073 | 0.00016044 | 0.00016017 | 0.00015989 | 0.00015961 | 0.00015933 | 0.00015906 | 0.00015878
Yes | SCE | Com | AppPlug | Fed Appliance: External Power Supplies | Expected | Electric Demand (MW) | 0 | 0 | 0 | 0 | 0 | 0 | 0 | 0 | 0 | 0 | 0 | 0 | 0
Yes | SCE | Com | AppPlug | 2011 T-20: Large Battery Chargers (≥2kW rated input) | Expected | Electric Demand (MW) | 0.073518 | 0.0726 | 0.071877 | 0.071314 | 0.017586 | 0.017502 | 0.017402 | 0.017313 | 0.017217 | 0.017125 | 0.017031 | 0.016938 | 0.016844
Yes | SCE | Com | AppPlug | Fed Appliance: Microwave ovens | Expected | Electric Demand (MW) | 0.054541 | 0.05434 | 0 | 0 | 0 | 0 | 0 | 0 | 0 | 0 | 0 | 0 | 0
Yes | SCE | Com | AppPlug | 2011 T-20: Small Battery Chargers – Tier 1 (consumer with no USB charger or USB charger <20 watt-hours) | Expected | Electric Demand (MW) | 0.040037 | 0.039868 | 0.039746 | 0.039658 | 0.039594 | 0.039548 | 0.03949 | 0.03944 | 0.039384 | 0.039332 | 0.039278 | 0.039225 | 0.039172
Yes | SCE | Com | AppPlug | 2011 T-20: Small Battery Chargers – Tier 2 (consumer with USB charger ≥20 watt-hours) | Expected | Electric Demand (MW) | 0.019633 | 0.01941 | 0.019234 | 0.019096 | 0.018988 | 0.018903 | 0.018803 | 0.018713 | 0.018617 | 0.018525 | 0.01843 | 0.018337 | 0.018242
Yes | SCE | Com | AppPlug | 2009 T-20: Televisions - Tier 1 | Expected | Electric Demand (MW) | 0.029758 | 0.029748 | 0.029743 | 0.02974 | 0.029738 | 0.029737 | 0.029735 | 0.029734 | 0.029732 | 0.029731 | 0.029729 | 0.029728 | 0.029726
Yes | SCE | Com | AppPlug | 2009 T-20: Televisions - Tier 2 | Expected | Electric Demand (MW) | 0.026325 | 0.026217 | 0.026144 | 0.026095 | 0.026061 | 0.026038 | 0.026008 | 0.025983 | 0.025955 | 0.025929 | 0.025901 | 0.025874 | 0.025847
Yes | SCE | Com | AppPlug | 2005 T-20: Water Dispensers | Expected | Electric Demand (MW) | 0.0075121 | 0.0075092 | 0.0075072 | 0.0075059 | 0.0075049 | 0.0075043 | 0.0075035 | 0.0075028 | 0.007502 | 0.0075013 | 0.0075005 | 0.0074997 | 0.007499
Yes | SCE | Com | AppPlug | 2025-27 Fed App: Air purifiers - Tier 2 | Expected | Electric Demand (MW) | 0 | 0.10363 | 0.10665 | 0.1102 | 0.11412 | 0.1184 | 0.11692 | 0.11565 | 0.11458 | 0.11368 | 0.0093232 | 0.0092703 | 0.009226
Yes | SCE | Com | AppPlug | 2016 T-20: Computers - Desktops - Tier 1 | Expected | Electric Demand (MW) | 0.1272 | 0.12327 | 0.12035 | 0.11822 | 0.11667 | 0.11557 | 0.11479 | 0.11424 | 0.11385 | 0.11358 | 0.11339 | 0.11325 | 0.11316
Yes | SCE | Com | AppPlug | 2016 T-20: Computers - Desktops - Tier 2 | Expected | Electric Demand (MW) | 1.3953 | 0.70896 | 0.094651 | 0.091728 | 0.089553 | 0.087963 | 0.086817 | 0.085997 | 0.085416 | 0.085005 | 0.084716 | 0.084513 | 0.084371
Yes | SCE | Com | AppPlug | 2016 T-20: Computers - Notebooks | Expected | Electric Demand (MW) | 0.00012589 | 0.000122 | 0.00011911 | 0.00011699 | 0.00011547 | 0.00011438 | 0.0001136 | 0.00011306 | 0.00011267 | 0.0001124 | 0.00011221 | 0.00011208 | 0.00011199
Yes | SCE | Com | AppPlug | 2019-21 Fed App: Dedicated-purpose pool pumps | Expected | Electric Demand (MW) |  | 2.2482 | 0.31107 | 0.31699 | 0.31987 | 0.32383 | 0.32324 | 0.32275 | 0.32233 | 0.32198 | 0.32169 | 0.32145 | 0.32125
Yes | SCE | Com | AppPlug | 2016 T-20: Displays - Monitors | Expected | Electric Demand (MW) |  | 0.27495 | 0.050659 | 0.050659 | 0.050659 | 0.050659 | 0.050659 | 0.050659 | 0.050659 | 0.050659 | 0.050659 | 0.050659 | 0.050659
Yes | SCE | Com | AppPlug | Fed Appliance: Commercial Clothes Washers #1 | Possible | Electric Demand (MW) | 0.0033974 | 0.0033971 | 0.0033968 | 0.0033966 | 0.0033964 | 0.0033963 | 0.0033961 | 0.003396 | 0.0033958 | 0.0033957 | 0.0033955 | 0.0033954 | 0.0033952
Yes | SCE | Com | AppPlug | Fed Appliance: Commercial Clothes Washers | Possible | Electric Demand (MW) | 0.0063798 | 0.0063798 | 0.0063798 | 0.0063798 | 0.0063798 | 0 | 0 | 0 | 0 | 0 | 0 | 0 | 0
Yes | SCE | Com | AppPlug | T-20: Computers - Small Scale Servers | Possible | Electric Demand (MW) | 0 | 0 | 0 | 0 | 0 | 0 | 0 | 0 | 0 | 0 | 0 | 0 | 0
Yes | SCE | Com | AppPlug | T-20: Computers - Workstations | Possible | Electric Demand (MW) | 0 | 0 | 0 | 0 | 0 | 0 | 0 | 0 | 0 | 0 | 0 | 0 | 0
Yes | SCE | Com | AppPlug | 2005 T-20: Consumer Electronics - Audio Players | Possible | Electric Demand (MW) | 0.0017788 | 0.0017786 | 0.0017784 | 0.0017783 | 0.0017783 | 0.0017782 | 0.0017782 | 0.0017781 | 0.0017781 | 0.0017781 | 0.001778 | 0.001778 | 0.0017779
Yes | SCE | Com | AppPlug | 2005 T-20: Consumer Electronics - DVDs | Possible | Electric Demand (MW) | 0.0001628 | 0.00016219 | 0.00016169 | 0.0001613 | 0.00016098 | 0.00016073 | 0.00016044 | 0.00016017 | 0.00015989 | 0.00015961 | 0.00015933 | 0.00015906 | 0.00015878
Yes | SCE | Com | AppPlug | Fed Appliance: External Power Supplies | Possible | Electric Demand (MW) | 0 | 0 | 0 | 0 | 0 | 0 | 0 | 0 | 0 | 0 | 0 | 0 | 0
Yes | SCE | Com | AppPlug | 2011 T-20: Large Battery Chargers (≥2kW rated input) | Possible | Electric Demand (MW) | 0.073518 | 0.0726 | 0.071877 | 0.071314 | 0.017586 | 0.017502 | 0.017402 | 0.017313 | 0.017217 | 0.017125 | 0.017031 | 0.016938 | 0.016844
Yes | SCE | Com | AppPlug | Fed Appliance: Microwave ovens | Possible | Electric Demand (MW) | 0.054541 | 0.05434 | 0 | 0 | 0 | 0 | 0 | 0 | 0 | 0 | 0 | 0 | 0
Yes | SCE | Com | AppPlug | 2011 T-20: Small Battery Chargers – Tier 1 (consumer with no USB charger or USB charger <20 watt-hours) | Possible | Electric Demand (MW) | 0.040037 | 0.039868 | 0.039746 | 0.039658 | 0.039594 | 0.039548 | 0.03949 | 0.03944 | 0.039384 | 0.039332 | 0.039278 | 0.039225 | 0.039172
Yes | SCE | Com | AppPlug | 2011 T-20: Small Battery Chargers – Tier 2 (consumer with USB charger ≥20 watt-hours) | Possible | Electric Demand (MW) | 0.019633 | 0.01941 | 0.019234 | 0.019096 | 0.018988 | 0.018903 | 0.018803 | 0.018713 | 0.018617 | 0.018525 | 0.01843 | 0.018337 | 0.018242
Yes | SCE | Com | AppPlug | 2009 T-20: Televisions - Tier 1 | Possible | Electric Demand (MW) | 0.029758 | 0.029748 | 0.029743 | 0.02974 | 0.029738 | 0.029737 | 0.029735 | 0.029734 | 0.029732 | 0.029731 | 0.029729 | 0.029728 | 0.029726
Yes | SCE | Com | AppPlug | 2009 T-20: Televisions - Tier 2 | Possible | Electric Demand (MW) | 0.026325 | 0.026217 | 0.026144 | 0.026095 | 0.026061 | 0.026038 | 0.026008 | 0.025983 | 0.025955 | 0.025929 | 0.025901 | 0.025874 | 0.025847
Yes | SCE | Com | AppPlug | 2005 T-20: Water Dispensers | Possible | Electric Demand (MW) | 0.0075121 | 0.0075092 | 0.0075072 | 0.0075059 | 0.0075049 | 0.0075043 | 0.0075035 | 0.0075028 | 0.007502 | 0.0075013 | 0.0075005 | 0.0074997 | 0.007499
Yes | SCE | Com | AppPlug | 2025-27 Fed App: Air purifiers - Tier 2 | Possible | Electric Demand (MW) | 0 | 0.10363 | 0.10665 | 0.1102 | 0.11412 | 0.1184 | 0.11692 | 0.11565 | 0.11458 | 0.11368 | 0.0093232 | 0.0092703 | 0.009226
Yes | SCE | Com | AppPlug | 2016 T-20: Computers - Desktops - Tier 1 | Possible | Electric Demand (MW) | 0.1272 | 0.12327 | 0.12035 | 0.11822 | 0.11667 | 0.11557 | 0.11479 | 0.11424 | 0.11385 | 0.11358 | 0.11339 | 0.11325 | 0.11316
Yes | SCE | Com | AppPlug | 2016 T-20: Computers - Desktops - Tier 2 | Possible | Electric Demand (MW) | 1.3953 | 0.70896 | 0.094651 | 0.091728 | 0.089553 | 0.087963 | 0.086817 | 0.085997 | 0.085416 | 0.085005 | 0.084716 | 0.084513 | 0.084371
Yes | SCE | Com | AppPlug | 2016 T-20: Computers - Notebooks | Possible | Electric Demand (MW) | 0.00012589 | 0.000122 | 0.00011911 | 0.00011699 | 0.00011547 | 0.00011438 | 0.0001136 | 0.00011306 | 0.00011267 | 0.0001124 | 0.00011221 | 0.00011208 | 0.00011199
Yes | SCE | Com | AppPlug | 2019-21 Fed App: Dedicated-purpose pool pumps | Possible | Electric Demand (MW) |  | 2.2482 | 0.31107 | 0.31699 | 0.31987 | 0.32383 | 0.32324 | 0.32275 | 0.32233 | 0.32198 | 0.32169 | 0.32145 | 0.32125
Yes | SCE | Com | AppPlug | 2016 T-20: Displays - Monitors | Possible | Electric Demand (MW) |  | 0.27495 | 0.050659 | 0.050659 | 0.050659 | 0.050659 | 0.050659 | 0.050659 | 0.050659 | 0.050659 | 0.050659 | 0.050659 | 0.050659
Yes | SDG&E | Com | AppPlug | Fed Appliance: Commercial Clothes Washers #1 | On-the-books | Electric Demand (MW) | 0.00069509 | 0.00069503 | 0.00069498 | 0.00069493 | 0.0006949 | 0.00069487 | 0.00069484 | 0.00069481 | 0.00069477 | 0.00069474 | 0.00069471 | 0.00069468 | 0.00069465
Yes | SDG&E | Com | AppPlug | Fed Appliance: Commercial Clothes Washers | On-the-books | Electric Demand (MW) | 0.0013053 | 0.0013053 | 0.0013053 | 0.0013053 | 0.0013053 | 0 | 0 | 0 | 0 | 0 | 0 | 0 | 0
Yes | SDG&E | Com | AppPlug | T-20: Computers - Small Scale Servers | On-the-books | Electric Demand (MW) | 0 | 0 | 0 | 0 | 0 | 0 | 0 | 0 | 0 | 0 | 0 | 0 | 0
Yes | SDG&E | Com | AppPlug | T-20: Computers - Workstations | On-the-books | Electric Demand (MW) | 0 | 0 | 0 | 0 | 0 | 0 | 0 | 0 | 0 | 0 | 0 | 0 | 0
Yes | SDG&E | Com | AppPlug | 2005 T-20: Consumer Electronics - Audio Players | On-the-books | Electric Demand (MW) | 0.00036394 | 0.00036389 | 0.00036386 | 0.00036384 | 0.00036383 | 0.00036382 | 0.00036381 | 0.0003638 | 0.00036379 | 0.00036378 | 0.00036377 | 0.00036376 | 0.00036375
Yes | SDG&E | Com | AppPlug | 2005 T-20: Consumer Electronics - DVDs | On-the-books | Electric Demand (MW) | 3.3309e-05 | 3.3182e-05 | 3.3081e-05 | 3.3001e-05 | 3.2936e-05 | 3.2885e-05 | 3.2824e-05 | 3.277e-05 | 3.2712e-05 | 3.2656e-05 | 3.2599e-05 | 3.2543e-05 | 3.2486e-05
Yes | SDG&E | Com | AppPlug | Fed Appliance: External Power Supplies | On-the-books | Electric Demand (MW) | 0 | 0 | 0 | 0 | 0 | 0 | 0 | 0 | 0 | 0 | 0 | 0 | 0
Yes | SDG&E | Com | AppPlug | 2011 T-20: Large Battery Chargers (≥2kW rated input) | On-the-books | Electric Demand (MW) | 0.015041 | 0.014854 | 0.014706 | 0.01459 | 0.003598 | 0.0035809 | 0.0035604 | 0.0035422 | 0.0035225 | 0.0035038 | 0.0034844 | 0.0034654 | 0.0034462
Yes | SDG&E | Com | AppPlug | Fed Appliance: Microwave ovens | On-the-books | Electric Demand (MW) | 0.011159 | 0.011118 | 0 | 0 | 0 | 0 | 0 | 0 | 0 | 0 | 0 | 0 | 0
Yes | SDG&E | Com | AppPlug | 2011 T-20: Small Battery Chargers – Tier 1 (consumer with no USB charger or USB charger <20 watt-hours) | On-the-books | Electric Demand (MW) | 0.0081914 | 0.0081569 | 0.0081319 | 0.0081138 | 0.0081007 | 0.0080913 | 0.0080794 | 0.0080691 | 0.0080578 | 0.0080472 | 0.0080361 | 0.0080253 | 0.0080143
Yes | SDG&E | Com | AppPlug | 2011 T-20: Small Battery Chargers – Tier 2 (consumer with USB charger ≥20 watt-hours) | On-the-books | Electric Demand (MW) | 0.0040169 | 0.0039711 | 0.0039351 | 0.0039069 | 0.0038848 | 0.0038675 | 0.003847 | 0.0038287 | 0.0038089 | 0.0037901 | 0.0037706 | 0.0037516 | 0.0037323
Yes | SDG&E | Com | AppPlug | 2009 T-20: Televisions - Tier 1 | On-the-books | Electric Demand (MW) | 0.0060883 | 0.0060864 | 0.0060852 | 0.0060846 | 0.0060842 | 0.006084 | 0.0060836 | 0.0060834 | 0.0060831 | 0.0060828 | 0.0060825 | 0.0060822 | 0.0060819
Yes | SDG&E | Com | AppPlug | 2009 T-20: Televisions - Tier 2 | On-the-books | Electric Demand (MW) | 0.0053859 | 0.0053639 | 0.005349 | 0.0053389 | 0.005332 | 0.0053273 | 0.0053212 | 0.0053161 | 0.0053102 | 0.0053049 | 0.0052992 | 0.0052937 | 0.0052881
Yes | SDG&E | Com | AppPlug | 2005 T-20: Water Dispensers | On-the-books | Electric Demand (MW) | 0.0015369 | 0.0015364 | 0.0015359 | 0.0015357 | 0.0015355 | 0.0015353 | 0.0015352 | 0.001535 | 0.0015349 | 0.0015347 | 0.0015346 | 0.0015344 | 0.0015343
Yes | SDG&E | Com | AppPlug | 2025-27 Fed App: Air purifiers - Tier 2 | On-the-books | Electric Demand (MW) | 0 | 0.021203 | 0.021821 | 0.022546 | 0.023349 | 0.024225 | 0.02392 | 0.023662 | 0.023443 | 0.023258 | 0.0019075 | 0.0018967 | 0.0018876
Yes | SDG&E | Com | AppPlug | 2016 T-20: Computers - Desktops - Tier 1 | On-the-books | Electric Demand (MW) | 0.026025 | 0.025221 | 0.024623 | 0.024186 | 0.023871 | 0.023646 | 0.023486 | 0.023373 | 0.023294 | 0.023238 | 0.023199 | 0.023171 | 0.023152
Yes | SDG&E | Com | AppPlug | 2016 T-20: Computers - Desktops - Tier 2 | On-the-books | Electric Demand (MW) | 0.28548 | 0.14505 | 0.019365 | 0.018767 | 0.018322 | 0.017997 | 0.017762 | 0.017595 | 0.017476 | 0.017392 | 0.017333 | 0.017291 | 0.017262
Yes | SDG&E | Com | AppPlug | 2016 T-20: Computers - Notebooks | On-the-books | Electric Demand (MW) | 2.5756e-05 | 2.4961e-05 | 2.4369e-05 | 2.3936e-05 | 2.3624e-05 | 2.3401e-05 | 2.3243e-05 | 2.3131e-05 | 2.3053e-05 | 2.2997e-05 | 2.2959e-05 | 2.2932e-05 | 2.2913e-05
Yes | SDG&E | Com | AppPlug | 2019-21 Fed App: Dedicated-purpose pool pumps | On-the-books | Electric Demand (MW) |  | 0.45998 | 0.063644 | 0.064854 | 0.065445 | 0.066254 | 0.066134 | 0.066032 | 0.065947 | 0.065876 | 0.065817 | 0.065767 | 0.065726
Yes | SDG&E | Com | AppPlug | 2016 T-20: Displays - Monitors | On-the-books | Electric Demand (MW) |  | 0.056254 | 0.010365 | 0.010365 | 0.010365 | 0.010365 | 0.010365 | 0.010365 | 0.010365 | 0.010365 | 0.010365 | 0.010365 | 0.010365
Yes | SDG&E | Com | AppPlug | Fed Appliance: Commercial Clothes Washers #1 | Expected | Electric Demand (MW) | 0.00069509 | 0.00069503 | 0.00069498 | 0.00069493 | 0.0006949 | 0.00069487 | 0.00069484 | 0.00069481 | 0.00069477 | 0.00069474 | 0.00069471 | 0.00069468 | 0.00069465
Yes | SDG&E | Com | AppPlug | Fed Appliance: Commercial Clothes Washers | Expected | Electric Demand (MW) | 0.0013053 | 0.0013053 | 0.0013053 | 0.0013053 | 0.0013053 | 0 | 0 | 0 | 0 | 0 | 0 | 0 | 0
Yes | SDG&E | Com | AppPlug | T-20: Computers - Small Scale Servers | Expected | Electric Demand (MW) | 0 | 0 | 0 | 0 | 0 | 0 | 0 | 0 | 0 | 0 | 0 | 0 | 0
Yes | SDG&E | Com | AppPlug | T-20: Computers - Workstations | Expected | Electric Demand (MW) | 0 | 0 | 0 | 0 | 0 | 0 | 0 | 0 | 0 | 0 | 0 | 0 | 0
Yes | SDG&E | Com | AppPlug | 2005 T-20: Consumer Electronics - Audio Players | Expected | Electric Demand (MW) | 0.00036394 | 0.00036389 | 0.00036386 | 0.00036384 | 0.00036383 | 0.00036382 | 0.00036381 | 0.0003638 | 0.00036379 | 0.00036378 | 0.00036377 | 0.00036376 | 0.00036375
Yes | SDG&E | Com | AppPlug | 2005 T-20: Consumer Electronics - DVDs | Expected | Electric Demand (MW) | 3.3309e-05 | 3.3182e-05 | 3.3081e-05 | 3.3001e-05 | 3.2936e-05 | 3.2885e-05 | 3.2824e-05 | 3.277e-05 | 3.2712e-05 | 3.2656e-05 | 3.2599e-05 | 3.2543e-05 | 3.2486e-05
Yes | SDG&E | Com | AppPlug | Fed Appliance: External Power Supplies | Expected | Electric Demand (MW) | 0 | 0 | 0 | 0 | 0 | 0 | 0 | 0 | 0 | 0 | 0 | 0 | 0
Yes | SDG&E | Com | AppPlug | 2011 T-20: Large Battery Chargers (≥2kW rated input) | Expected | Electric Demand (MW) | 0.015041 | 0.014854 | 0.014706 | 0.01459 | 0.003598 | 0.0035809 | 0.0035604 | 0.0035422 | 0.0035225 | 0.0035038 | 0.0034844 | 0.0034654 | 0.0034462
Yes | SDG&E | Com | AppPlug | Fed Appliance: Microwave ovens | Expected | Electric Demand (MW) | 0.011159 | 0.011118 | 0 | 0 | 0 | 0 | 0 | 0 | 0 | 0 | 0 | 0 | 0
Yes | SDG&E | Com | AppPlug | 2011 T-20: Small Battery Chargers – Tier 1 (consumer with no USB charger or USB charger <20 watt-hours) | Expected | Electric Demand (MW) | 0.0081914 | 0.0081569 | 0.0081319 | 0.0081138 | 0.0081007 | 0.0080913 | 0.0080794 | 0.0080691 | 0.0080578 | 0.0080472 | 0.0080361 | 0.0080253 | 0.0080143
Yes | SDG&E | Com | AppPlug | 2011 T-20: Small Battery Chargers – Tier 2 (consumer with USB charger ≥20 watt-hours) | Expected | Electric Demand (MW) | 0.0040169 | 0.0039711 | 0.0039351 | 0.0039069 | 0.0038848 | 0.0038675 | 0.003847 | 0.0038287 | 0.0038089 | 0.0037901 | 0.0037706 | 0.0037516 | 0.0037323
Yes | SDG&E | Com | AppPlug | 2009 T-20: Televisions - Tier 1 | Expected | Electric Demand (MW) | 0.0060883 | 0.0060864 | 0.0060852 | 0.0060846 | 0.0060842 | 0.006084 | 0.0060836 | 0.0060834 | 0.0060831 | 0.0060828 | 0.0060825 | 0.0060822 | 0.0060819
Yes | SDG&E | Com | AppPlug | 2009 T-20: Televisions - Tier 2 | Expected | Electric Demand (MW) | 0.0053859 | 0.0053639 | 0.005349 | 0.0053389 | 0.005332 | 0.0053273 | 0.0053212 | 0.0053161 | 0.0053102 | 0.0053049 | 0.0052992 | 0.0052937 | 0.0052881
Yes | SDG&E | Com | AppPlug | 2005 T-20: Water Dispensers | Expected | Electric Demand (MW) | 0.0015369 | 0.0015364 | 0.0015359 | 0.0015357 | 0.0015355 | 0.0015353 | 0.0015352 | 0.001535 | 0.0015349 | 0.0015347 | 0.0015346 | 0.0015344 | 0.0015343
Yes | SDG&E | Com | AppPlug | 2025-27 Fed App: Air purifiers - Tier 2 | Expected | Electric Demand (MW) | 0 | 0.021203 | 0.021821 | 0.022546 | 0.023349 | 0.024225 | 0.02392 | 0.023662 | 0.023443 | 0.023258 | 0.0019075 | 0.0018967 | 0.0018876
Yes | SDG&E | Com | AppPlug | 2016 T-20: Computers - Desktops - Tier 1 | Expected | Electric Demand (MW) | 0.026025 | 0.025221 | 0.024623 | 0.024186 | 0.023871 | 0.023646 | 0.023486 | 0.023373 | 0.023294 | 0.023238 | 0.023199 | 0.023171 | 0.023152
Yes | SDG&E | Com | AppPlug | 2016 T-20: Computers - Desktops - Tier 2 | Expected | Electric Demand (MW) | 0.28548 | 0.14505 | 0.019365 | 0.018767 | 0.018322 | 0.017997 | 0.017762 | 0.017595 | 0.017476 | 0.017392 | 0.017333 | 0.017291 | 0.017262
Yes | SDG&E | Com | AppPlug | 2016 T-20: Computers - Notebooks | Expected | Electric Demand (MW) | 2.5756e-05 | 2.4961e-05 | 2.4369e-05 | 2.3936e-05 | 2.3624e-05 | 2.3401e-05 | 2.3243e-05 | 2.3131e-05 | 2.3053e-05 | 2.2997e-05 | 2.2959e-05 | 2.2932e-05 | 2.2913e-05
Yes | SDG&E | Com | AppPlug | 2019-21 Fed App: Dedicated-purpose pool pumps | Expected | Electric Demand (MW) |  | 0.45998 | 0.063644 | 0.064854 | 0.065445 | 0.066254 | 0.066134 | 0.066032 | 0.065947 | 0.065876 | 0.065817 | 0.065767 | 0.065726
Yes | SDG&E | Com | AppPlug | 2016 T-20: Displays - Monitors | Expected | Electric Demand (MW) |  | 0.056254 | 0.010365 | 0.010365 | 0.010365 | 0.010365 | 0.010365 | 0.010365 | 0.010365 | 0.010365 | 0.010365 | 0.010365 | 0.010365
Yes | SDG&E | Com | AppPlug | Fed Appliance: Commercial Clothes Washers #1 | Possible | Electric Demand (MW) | 0.00069509 | 0.00069503 | 0.00069498 | 0.00069493 | 0.0006949 | 0.00069487 | 0.00069484 | 0.00069481 | 0.00069477 | 0.00069474 | 0.00069471 | 0.00069468 | 0.00069465
Yes | SDG&E | Com | AppPlug | Fed Appliance: Commercial Clothes Washers | Possible | Electric Demand (MW) | 0.0013053 | 0.0013053 | 0.0013053 | 0.0013053 | 0.0013053 | 0 | 0 | 0 | 0 | 0 | 0 | 0 | 0
Yes | SDG&E | Com | AppPlug | T-20: Computers - Small Scale Servers | Possible | Electric Demand (MW) | 0 | 0 | 0 | 0 | 0 | 0 | 0 | 0 | 0 | 0 | 0 | 0 | 0
Yes | SDG&E | Com | AppPlug | T-20: Computers - Workstations | Possible | Electric Demand (MW) | 0 | 0 | 0 | 0 | 0 | 0 | 0 | 0 | 0 | 0 | 0 | 0 | 0
Yes | SDG&E | Com | AppPlug | 2005 T-20: Consumer Electronics - Audio Players | Possible | Electric Demand (MW) | 0.00036394 | 0.00036389 | 0.00036386 | 0.00036384 | 0.00036383 | 0.00036382 | 0.00036381 | 0.0003638 | 0.00036379 | 0.00036378 | 0.00036377 | 0.00036376 | 0.00036375
Yes | SDG&E | Com | AppPlug | 2005 T-20: Consumer Electronics - DVDs | Possible | Electric Demand (MW) | 3.3309e-05 | 3.3182e-05 | 3.3081e-05 | 3.3001e-05 | 3.2936e-05 | 3.2885e-05 | 3.2824e-05 | 3.277e-05 | 3.2712e-05 | 3.2656e-05 | 3.2599e-05 | 3.2543e-05 | 3.2486e-05
Yes | SDG&E | Com | AppPlug | Fed Appliance: External Power Supplies | Possible | Electric Demand (MW) | 0 | 0 | 0 | 0 | 0 | 0 | 0 | 0 | 0 | 0 | 0 | 0 | 0
Yes | SDG&E | Com | AppPlug | 2011 T-20: Large Battery Chargers (≥2kW rated input) | Possible | Electric Demand (MW) | 0.015041 | 0.014854 | 0.014706 | 0.01459 | 0.003598 | 0.0035809 | 0.0035604 | 0.0035422 | 0.0035225 | 0.0035038 | 0.0034844 | 0.0034654 | 0.0034462
Yes | SDG&E | Com | AppPlug | Fed Appliance: Microwave ovens | Possible | Electric Demand (MW) | 0.011159 | 0.011118 | 0 | 0 | 0 | 0 | 0 | 0 | 0 | 0 | 0 | 0 | 0
Yes | SDG&E | Com | AppPlug | 2011 T-20: Small Battery Chargers – Tier 1 (consumer with no USB charger or USB charger <20 watt-hours) | Possible | Electric Demand (MW) | 0.0081914 | 0.0081569 | 0.0081319 | 0.0081138 | 0.0081007 | 0.0080913 | 0.0080794 | 0.0080691 | 0.0080578 | 0.0080472 | 0.0080361 | 0.0080253 | 0.0080143
Yes | SDG&E | Com | AppPlug | 2011 T-20: Small Battery Chargers – Tier 2 (consumer with USB charger ≥20 watt-hours) | Possible | Electric Demand (MW) | 0.0040169 | 0.0039711 | 0.0039351 | 0.0039069 | 0.0038848 | 0.0038675 | 0.003847 | 0.0038287 | 0.0038089 | 0.0037901 | 0.0037706 | 0.0037516 | 0.0037323
Yes | SDG&E | Com | AppPlug | 2009 T-20: Televisions - Tier 1 | Possible | Electric Demand (MW) | 0.0060883 | 0.0060864 | 0.0060852 | 0.0060846 | 0.0060842 | 0.006084 | 0.0060836 | 0.0060834 | 0.0060831 | 0.0060828 | 0.0060825 | 0.0060822 | 0.0060819
Yes | SDG&E | Com | AppPlug | 2009 T-20: Televisions - Tier 2 | Possible | Electric Demand (MW) | 0.0053859 | 0.0053639 | 0.005349 | 0.0053389 | 0.005332 | 0.0053273 | 0.0053212 | 0.0053161 | 0.0053102 | 0.0053049 | 0.0052992 | 0.0052937 | 0.0052881
Yes | SDG&E | Com | AppPlug | 2005 T-20: Water Dispensers | Possible | Electric Demand (MW) | 0.0015369 | 0.0015364 | 0.0015359 | 0.0015357 | 0.0015355 | 0.0015353 | 0.0015352 | 0.001535 | 0.0015349 | 0.0015347 | 0.0015346 | 0.0015344 | 0.0015343
Yes | SDG&E | Com | AppPlug | 2025-27 Fed App: Air purifiers - Tier 2 | Possible | Electric Demand (MW) | 0 | 0.021203 | 0.021821 | 0.022546 | 0.023349 | 0.024225 | 0.02392 | 0.023662 | 0.023443 | 0.023258 | 0.0019075 | 0.0018967 | 0.0018876
Yes | SDG&E | Com | AppPlug | 2016 T-20: Computers - Desktops - Tier 1 | Possible | Electric Demand (MW) | 0.026025 | 0.025221 | 0.024623 | 0.024186 | 0.023871 | 0.023646 | 0.023486 | 0.023373 | 0.023294 | 0.023238 | 0.023199 | 0.023171 | 0.023152
Yes | SDG&E | Com | AppPlug | 2016 T-20: Computers - Desktops - Tier 2 | Possible | Electric Demand (MW) | 0.28548 | 0.14505 | 0.019365 | 0.018767 | 0.018322 | 0.017997 | 0.017762 | 0.017595 | 0.017476 | 0.017392 | 0.017333 | 0.017291 | 0.017262
Yes | SDG&E | Com | AppPlug | 2016 T-20: Computers - Notebooks | Possible | Electric Demand (MW) | 2.5756e-05 | 2.4961e-05 | 2.4369e-05 | 2.3936e-05 | 2.3624e-05 | 2.3401e-05 | 2.3243e-05 | 2.3131e-05 | 2.3053e-05 | 2.2997e-05 | 2.2959e-05 | 2.2932e-05 | 2.2913e-05
Yes | SDG&E | Com | AppPlug | 2019-21 Fed App: Dedicated-purpose pool pumps | Possible | Electric Demand (MW) |  | 0.45998 | 0.063644 | 0.064854 | 0.065445 | 0.066254 | 0.066134 | 0.066032 | 0.065947 | 0.065876 | 0.065817 | 0.065767 | 0.065726
Yes | SDG&E | Com | AppPlug | 2016 T-20: Displays - Monitors | Possible | Electric Demand (MW) |  | 0.056254 | 0.010365 | 0.010365 | 0.010365 | 0.010365 | 0.010365 | 0.010365 | 0.010365 | 0.010365 | 0.010365 | 0.010365 | 0.010365
Yes | PG&E | Res | AppPlug | T-20: Computers - Workstations | On-the-books | Electric Demand (MW) | 0 | 0 | 0 | 0 | 0 | 0 | 0 | 0 | 0 | 0 | 0 | 0 | 0
Yes | PG&E | Res | AppPlug | 2005 T-20: Consumer Electronics - Audio Players | On-the-books | Electric Demand (MW) | 0.020289 | 0.020287 | 0.020285 | 0.020284 | 0.020283 | 0.020283 | 0.020282 | 0.020282 | 0.020281 | 0.020281 | 0.02028 | 0.02028 | 0.020279
Yes | PG&E | Res | AppPlug | 2005 T-20: Consumer Electronics - DVDs | On-the-books | Electric Demand (MW) | 0.0018569 | 0.0018499 | 0.0018443 | 0.0018398 | 0.0018362 | 0.0018333 | 0.0018299 | 0.0018269 | 0.0018237 | 0.0018206 | 0.0018174 | 0.0018142 | 0.001811
Yes | PG&E | Res | AppPlug | Fed Appliance: External Power Supplies | On-the-books | Electric Demand (MW) | 0 | 0 | 0 | 0 | 0 | 0 | 0 | 0 | 0 | 0 | 0 | 0 | 0
Yes | PG&E | Res | AppPlug | 2011 T-20: Large Battery Chargers (≥2kW rated input) | On-the-books | Electric Demand (MW) | 0.010352 | 0.010223 | 0.010121 | 0.010042 | 0.0024764 | 0.0024646 | 0.0024505 | 0.002438 | 0.0024244 | 0.0024115 | 0.0023982 | 0.0023851 | 0.0023719
Yes | PG&E | Res | AppPlug | Fed Appliance: Microwave ovens | On-the-books | Electric Demand (MW) | 0.6221 | 0.61981 | 0 | 0 | 0 | 0 | 0 | 0 | 0 | 0 | 0 | 0 | 0
Yes | PG&E | Res | AppPlug | 2005 T-20: Portable Electric Spas | On-the-books | Electric Demand (MW) | 0 | 0 | 0 | 0 | 0 | 0 | 0 | 0 | 0 | 0 | 0 | 0 | 0
Yes | PG&E | Res | AppPlug | Fed Appliance: Residential Clothes Dryers | On-the-books | Electric Demand (MW) | 0.1082 | 0.10819 | 0.10818 | 0.10817 | 0.10816 | 0.10815 | 0.018493 | 0.014916 | 0.014915 | 0.014914 | 0.014913 | 0.014912 | 0.014911
Yes | PG&E | Res | AppPlug | Fed Appliance: Residential Clothes Washers (Front Loading) | On-the-books | Electric Demand (MW) | -0.10483 | -0.10106 | -0.097437 | -0.094001 | -0.025333 | -0.010787 | -0.010403 | -0.010034 | -0.0096546 | -0.0092818 | -0.0089048 | -0.0085306 | -0.0081545
Yes | PG&E | Res | AppPlug | Fed Appliance: Residential Clothes Washers (Top Loading) Tier I | On-the-books | Electric Demand (MW) | 0.80484 | 0.77593 | 0.74809 | 0.72171 | 0.1945 | 0.08282 | 0.079875 | 0.077035 | 0.074125 | 0.071263 | 0.068368 | 0.065495 | 0.062608
Yes | PG&E | Res | AppPlug | Fed Appliance: Residential Clothes Washers - Top-loading | On-the-books | Electric Demand (MW) | 0 | 0 | 0 | 0 | 0 | 0 | 0 | 0 | 0 | 0 | 0 | 0 | 0
Yes | PG&E | Res | AppPlug | Fed Appliance: Residential Dishwashers | On-the-books | Electric Demand (MW) | -0.003282 | -0.003282 | -0.003282 | -0.0015977 | -0.00042809 | -0.00042809 | -0.00042809 | -0.00042809 | -0.00042809 | -0.00042809 | -0.00042809 | -0.00042809 | -0.00042809
Yes | PG&E | Res | AppPlug | 2006 T-20: Residential Pool Pumps, 2-speed Motors, Tier 2 | On-the-books | Electric Demand (MW) | 1.0213 | 1.0208 | 1.0205 | 1.0202 | 1.02 | 1.0198 | 1.0195 | 1.0193 | 1.0191 | 1.0189 | 1.0187 | 1.0185 | 1.0183
Yes | PG&E | Res | AppPlug | 2005 T-20: Residential Pool Pumps, High Eff Motor, Tier 1 | On-the-books | Electric Demand (MW) | 0.29846 | 0.29395 | 0.28932 | 0.28457 | 0.27972 | 0.27476 | 0.26987 | 0.26493 | 0.26002 | 0.25509 | 0.25018 | 0.24525 | 0.24034
Yes | PG&E | Res | AppPlug | Fed Appliance: Residential Refrigerators & Freezers | On-the-books | Electric Demand (MW) | 1.071 | 1.0521 | 1.0369 | 1.0247 | 0.75382 | 0.13139 | 0.13021 | 0.12915 | 0.12801 | 0.12692 | 0.1258 | 0.12471 | 0.12359
Yes | PG&E | Res | AppPlug | 2008 T-24: Residential Swimming pool | On-the-books | Electric Demand (MW) | 1.699 | 1.6958 | 1.6933 | 1.6914 | 1.6899 | 1.6888 | 1.6874 | 1.6862 | 1.6849 | 1.6836 | 1.6823 | 1.6811 | 1.6798
Yes | PG&E | Res | AppPlug | 2011 T-20: Small Battery Chargers – Tier 1 (consumer with no USB charger or USB charger <20 watt-hours) | On-the-books | Electric Demand (MW) | 0.05074 | 0.050527 | 0.050372 | 0.05026 | 0.050179 | 0.05012 | 0.050047 | 0.049983 | 0.049913 | 0.049847 | 0.049779 | 0.049712 | 0.049644
Yes | PG&E | Res | AppPlug | 2011 T-20: Small Battery Chargers – Tier 2 (consumer with USB charger ≥20 watt-hours) | On-the-books | Electric Demand (MW) | 0.024882 | 0.024599 | 0.024376 | 0.024201 | 0.024064 | 0.023957 | 0.02383 | 0.023716 | 0.023594 | 0.023477 | 0.023357 | 0.023239 | 0.023119
Yes | PG&E | Res | AppPlug | 2009 T-20: Televisions - Tier 1 | On-the-books | Electric Demand (MW) | 0.15085 | 0.1508 | 0.15078 | 0.15076 | 0.15075 | 0.15075 | 0.15074 | 0.15073 | 0.15072 | 0.15072 | 0.15071 | 0.1507 | 0.15069
Yes | PG&E | Res | AppPlug | 2009 T-20: Televisions - Tier 2 | On-the-books | Electric Demand (MW) | 0.13345 | 0.13291 | 0.13254 | 0.13228 | 0.13211 | 0.132 | 0.13185 | 0.13172 | 0.13157 | 0.13144 | 0.1313 | 0.13117 | 0.13103
Yes | PG&E | Res | AppPlug | 2005 T-20: Water Dispensers | On-the-books | Electric Demand (MW) | 0.0023801 | 0.0023792 | 0.0023786 | 0.0023781 | 0.0023778 | 0.0023776 | 0.0023774 | 0.0023771 | 0.0023769 | 0.0023767 | 0.0023764 | 0.0023762 | 0.0023759
Yes | PG&E | Res | AppPlug | 2025-27 Fed App: Air purifiers - Tier 2 | On-the-books | Electric Demand (MW) | 0 | 1.182 | 1.2165 | 1.2569 | 1.3017 | 1.3505 | 1.3335 | 1.3191 | 1.3069 | 1.2966 | 0.10634 | 0.10574 | 0.10523
Yes | PG&E | Res | AppPlug | 2016 T-20: Computers - Desktops - Tier 1 | On-the-books | Electric Demand (MW) | 0.16121 | 0.15623 | 0.15253 | 0.14982 | 0.14787 | 0.14647 | 0.14548 | 0.14478 | 0.14429 | 0.14394 | 0.1437 | 0.14353 | 0.14341
Yes | PG&E | Res | AppPlug | 2016 T-20: Computers - Desktops - Tier 2 | On-the-books | Electric Demand (MW) | 1.7684 | 0.89849 | 0.11995 | 0.11625 | 0.11349 | 0.11148 | 0.11003 | 0.10899 | 0.10825 | 0.10773 | 0.10736 | 0.10711 | 0.10693
Yes | PG&E | Res | AppPlug | 2016 T-20: Computers - Notebooks | On-the-books | Electric Demand (MW) | 0.00015954 | 0.00015461 | 0.00015095 | 0.00014827 | 0.00014634 | 0.00014496 | 0.00014398 | 0.00014328 | 0.0001428 | 0.00014245 | 0.00014221 | 0.00014205 | 0.00014193
Yes | PG&E | Res | AppPlug | 2025-27 Fed App: Dedicated Purpose Pool Pump Motors - Tier 1 - Standard | On-the-books | Electric Demand (MW) | 0.47637 | 1.6984 | 1.5419 | 1.3686 | 1.211 | 0.65543 | 0.050592 | 0.048336 | 0.046446 | 0.044866 | 0.043545 | 0.042442 | 0.041522
Yes | PG&E | Res | AppPlug | 2025-27 Fed App: Dedicated Purpose Pool Pump Motors - Tier 2 - Small | On-the-books | Electric Demand (MW) | 0 | 0 | 0.36742 | 1.4174 | 1.411 | 1.4079 | 0.90043 | 0.050373 | 0.049362 | 0.048487 | 0.047734 | 0.04709 | 0.04654
Yes | PG&E | Res | AppPlug | 2019-21 Fed App: Dedicated-purpose pool pumps | On-the-books | Electric Demand (MW) |  | 2.8493 | 0.39424 | 0.40173 | 0.40539 | 0.4104 | 0.40966 | 0.40903 | 0.4085 | 0.40806 | 0.40769 | 0.40739 | 0.40713
Yes | PG&E | Res | AppPlug | 2016 T-20: Displays - Monitors | On-the-books | Electric Demand (MW) |  | 0.34846 | 0.064202 | 0.064202 | 0.064202 | 0.064202 | 0.064202 | 0.064202 | 0.064202 | 0.064202 | 0.064202 | 0.064202 | 0.064202
Yes | PG&E | Res | AppPlug | 2025-27 Fed App: Microwave ovens - Built-In and Over-the-Range Convection Microwave Ovens | On-the-books | Electric Demand (MW) | 0 | 0.00064302 | 0.0012301 | 0.0012468 | 0.0012629 | 0.0012727 | 0.0012656 | 0.0012598 | 0.0012549 | 0.0012508 | 0.0012474 | 0.0012445 | 0.00040258
Yes | PG&E | Res | AppPlug | 2025-27 Fed App: Microwave ovens - Microwave-Only Ovens and Countertop Convection Microwave Ovens | On-the-books | Electric Demand (MW) | 0 | 0.0083706 | 0.015865 | 0.015941 | 0.016022 | 0.016033 | 0.015846 | 0.015687 | 0.015553 | 0.01544 | 0.015345 | 0.015265 | 0.0049255
Yes | PG&E | Res | AppPlug | 2025-27 Fed App: Portable ACs | On-the-books | Electric Demand (MW) |  | 5.6301 | 5.47 | 5.3271 | 5.2008 | 5.0902 | 4.9941 | 4.9112 | 4.84 | 4.7792 | 3.2567 | 0.44391 | 0.44041
Yes | PG&E | Res | AppPlug | 2018 T-20: Portable Electric Spas - Inflatable | On-the-books | Electric Demand (MW) |  | 0.0083902 | 0.0083902 | 0.0083902 | 0.0083902 | 0.0083902 | 0.0083902 | 0.0083902 | 0.0083902 | 0.0083902 | 0.0083902 | 0.0083902 | 0.0083902
Yes | PG&E | Res | AppPlug | 2018 T-20: Portable Electric Spas - Rigid | On-the-books | Electric Demand (MW) |  | 0.46489 | 0.4736 | 0.48232 | 0.19815 | 0.038574 | 0.038574 | 0.038574 | 0.038574 | 0.038574 | 0.038574 | 0.038574 | 0.038574
Yes | PG&E | Res | AppPlug | 2019-21 Fed App: Wine chillers | On-the-books | Electric Demand (MW) |  | 0.73567 | 0.72902 | 0.72388 | 0.72034 | 0.30298 | 0.067628 | 0.066897 | 0.066277 | 0.065754 | 0.065313 | 0.064943 | 0.064632
Yes | PG&E | Res | AppPlug | T-20: Computers - Workstations | Expected | Electric Demand (MW) | 0 | 0 | 0 | 0 | 0 | 0 | 0 | 0 | 0 | 0 | 0 | 0 | 0
Yes | PG&E | Res | AppPlug | 2005 T-20: Consumer Electronics - Audio Players | Expected | Electric Demand (MW) | 0.020289 | 0.020287 | 0.020285 | 0.020284 | 0.020283 | 0.020283 | 0.020282 | 0.020282 | 0.020281 | 0.020281 | 0.02028 | 0.02028 | 0.020279
Yes | PG&E | Res | AppPlug | 2005 T-20: Consumer Electronics - DVDs | Expected | Electric Demand (MW) | 0.0018569 | 0.0018499 | 0.0018443 | 0.0018398 | 0.0018362 | 0.0018333 | 0.0018299 | 0.0018269 | 0.0018237 | 0.0018206 | 0.0018174 | 0.0018142 | 0.001811
Yes | PG&E | Res | AppPlug | Fed Appliance: External Power Supplies | Expected | Electric Demand (MW) | 0 | 0 | 0 | 0 | 0 | 0 | 0 | 0 | 0 | 0 | 0 | 0 | 0
Yes | PG&E | Res | AppPlug | 2011 T-20: Large Battery Chargers (≥2kW rated input) | Expected | Electric Demand (MW) | 0.010352 | 0.010223 | 0.010121 | 0.010042 | 0.0024764 | 0.0024646 | 0.0024505 | 0.002438 | 0.0024244 | 0.0024115 | 0.0023982 | 0.0023851 | 0.0023719
Yes | PG&E | Res | AppPlug | Fed Appliance: Microwave ovens | Expected | Electric Demand (MW) | 0.6221 | 0.61981 | 0 | 0 | 0 | 0 | 0 | 0 | 0 | 0 | 0 | 0 | 0
Yes | PG&E | Res | AppPlug | 2005 T-20: Portable Electric Spas | Expected | Electric Demand (MW) | 0 | 0 | 0 | 0 | 0 | 0 | 0 | 0 | 0 | 0 | 0 | 0 | 0
Yes | PG&E | Res | AppPlug | Fed Appliance: Residential Clothes Dryers | Expected | Electric Demand (MW) | 0.1082 | 0.10819 | 0.10818 | 0.10817 | 0.10816 | 0.10815 | 0.018493 | 0.014916 | 0.014915 | 0.014914 | 0.014913 | 0.014912 | 0.014911
Yes | PG&E | Res | AppPlug | Fed Appliance: Residential Clothes Washers (Front Loading) | Expected | Electric Demand (MW) | -0.10483 | -0.10106 | -0.097437 | -0.094001 | -0.025333 | -0.010787 | -0.010403 | -0.010034 | -0.0096546 | -0.0092818 | -0.0089048 | -0.0085306 | -0.0081545
Yes | PG&E | Res | AppPlug | Fed Appliance: Residential Clothes Washers (Top Loading) Tier I | Expected | Electric Demand (MW) | 0.80484 | 0.77593 | 0.74809 | 0.72171 | 0.1945 | 0.08282 | 0.079875 | 0.077035 | 0.074125 | 0.071263 | 0.068368 | 0.065495 | 0.062608
Yes | PG&E | Res | AppPlug | Fed Appliance: Residential Clothes Washers - Top-loading | Expected | Electric Demand (MW) | 0 | 0 | 0 | 0 | 0 | 0 | 0 | 0 | 0 | 0 | 0 | 0 | 0
Yes | PG&E | Res | AppPlug | Fed Appliance: Residential Dishwashers | Expected | Electric Demand (MW) | -0.003282 | -0.003282 | -0.003282 | -0.0015977 | -0.00042809 | -0.00042809 | -0.00042809 | -0.00042809 | -0.00042809 | -0.00042809 | -0.00042809 | -0.00042809 | -0.00042809
Yes | PG&E | Res | AppPlug | 2006 T-20: Residential Pool Pumps, 2-speed Motors, Tier 2 | Expected | Electric Demand (MW) | 1.0213 | 1.0208 | 1.0205 | 1.0202 | 1.02 | 1.0198 | 1.0195 | 1.0193 | 1.0191 | 1.0189 | 1.0187 | 1.0185 | 1.0183
Yes | PG&E | Res | AppPlug | 2005 T-20: Residential Pool Pumps, High Eff Motor, Tier 1 | Expected | Electric Demand (MW) | 0.29846 | 0.29395 | 0.28932 | 0.28457 | 0.27972 | 0.27476 | 0.26987 | 0.26493 | 0.26002 | 0.25509 | 0.25018 | 0.24525 | 0.24034
Yes | PG&E | Res | AppPlug | Fed Appliance: Residential Refrigerators & Freezers | Expected | Electric Demand (MW) | 1.071 | 1.0521 | 1.0369 | 1.0247 | 0.75382 | 0.13139 | 0.13021 | 0.12915 | 0.12801 | 0.12692 | 0.1258 | 0.12471 | 0.12359
Yes | PG&E | Res | AppPlug | 2008 T-24: Residential Swimming pool | Expected | Electric Demand (MW) | 1.699 | 1.6958 | 1.6933 | 1.6914 | 1.6899 | 1.6888 | 1.6874 | 1.6862 | 1.6849 | 1.6836 | 1.6823 | 1.6811 | 1.6798
Yes | PG&E | Res | AppPlug | 2011 T-20: Small Battery Chargers – Tier 1 (consumer with no USB charger or USB charger <20 watt-hours) | Expected | Electric Demand (MW) | 0.05074 | 0.050527 | 0.050372 | 0.05026 | 0.050179 | 0.05012 | 0.050047 | 0.049983 | 0.049913 | 0.049847 | 0.049779 | 0.049712 | 0.049644
Yes | PG&E | Res | AppPlug | 2011 T-20: Small Battery Chargers – Tier 2 (consumer with USB charger ≥20 watt-hours) | Expected | Electric Demand (MW) | 0.024882 | 0.024599 | 0.024376 | 0.024201 | 0.024064 | 0.023957 | 0.02383 | 0.023716 | 0.023594 | 0.023477 | 0.023357 | 0.023239 | 0.023119
Yes | PG&E | Res | AppPlug | 2009 T-20: Televisions - Tier 1 | Expected | Electric Demand (MW) | 0.15085 | 0.1508 | 0.15078 | 0.15076 | 0.15075 | 0.15075 | 0.15074 | 0.15073 | 0.15072 | 0.15072 | 0.15071 | 0.1507 | 0.15069
Yes | PG&E | Res | AppPlug | 2009 T-20: Televisions - Tier 2 | Expected | Electric Demand (MW) | 0.13345 | 0.13291 | 0.13254 | 0.13228 | 0.13211 | 0.132 | 0.13185 | 0.13172 | 0.13157 | 0.13144 | 0.1313 | 0.13117 | 0.13103
Yes | PG&E | Res | AppPlug | 2005 T-20: Water Dispensers | Expected | Electric Demand (MW) | 0.0023801 | 0.0023792 | 0.0023786 | 0.0023781 | 0.0023778 | 0.0023776 | 0.0023774 | 0.0023771 | 0.0023769 | 0.0023767 | 0.0023764 | 0.0023762 | 0.0023759
Yes | PG&E | Res | AppPlug | 2025-27 Fed App: Air purifiers - Tier 2 | Expected | Electric Demand (MW) | 0 | 1.182 | 1.2165 | 1.2569 | 1.3017 | 1.3505 | 1.3335 | 1.3191 | 1.3069 | 1.2966 | 0.10634 | 0.10574 | 0.10523
Yes | PG&E | Res | AppPlug | 2016 T-20: Computers - Desktops - Tier 1 | Expected | Electric Demand (MW) | 0.16121 | 0.15623 | 0.15253 | 0.14982 | 0.14787 | 0.14647 | 0.14548 | 0.14478 | 0.14429 | 0.14394 | 0.1437 | 0.14353 | 0.14341
Yes | PG&E | Res | AppPlug | 2016 T-20: Computers - Desktops - Tier 2 | Expected | Electric Demand (MW) | 1.7684 | 0.89849 | 0.11995 | 0.11625 | 0.11349 | 0.11148 | 0.11003 | 0.10899 | 0.10825 | 0.10773 | 0.10736 | 0.10711 | 0.10693
Yes | PG&E | Res | AppPlug | 2016 T-20: Computers - Notebooks | Expected | Electric Demand (MW) | 0.00015954 | 0.00015461 | 0.00015095 | 0.00014827 | 0.00014634 | 0.00014496 | 0.00014398 | 0.00014328 | 0.0001428 | 0.00014245 | 0.00014221 | 0.00014205 | 0.00014193
Yes | PG&E | Res | AppPlug | 2025-27 Fed App: Dedicated Purpose Pool Pump Motors - Tier 1 - Standard | Expected | Electric Demand (MW) | 0.47637 | 1.6984 | 1.5419 | 1.3686 | 1.211 | 0.65543 | 0.050592 | 0.048336 | 0.046446 | 0.044866 | 0.043545 | 0.042442 | 0.041522
Yes | PG&E | Res | AppPlug | 2025-27 Fed App: Dedicated Purpose Pool Pump Motors - Tier 2 - Small | Expected | Electric Demand (MW) | 0 | 0 | 0.36742 | 1.4174 | 1.411 | 1.4079 | 0.90043 | 0.050373 | 0.049362 | 0.048487 | 0.047734 | 0.04709 | 0.04654
Yes | PG&E | Res | AppPlug | 2019-21 Fed App: Dedicated-purpose pool pumps | Expected | Electric Demand (MW) |  | 2.8493 | 0.39424 | 0.40173 | 0.40539 | 0.4104 | 0.40966 | 0.40903 | 0.4085 | 0.40806 | 0.40769 | 0.40739 | 0.40713
Yes | PG&E | Res | AppPlug | 2016 T-20: Displays - Monitors | Expected | Electric Demand (MW) |  | 0.34846 | 0.064202 | 0.064202 | 0.064202 | 0.064202 | 0.064202 | 0.064202 | 0.064202 | 0.064202 | 0.064202 | 0.064202 | 0.064202
Yes | PG&E | Res | AppPlug | 2025-27 Fed App: Microwave ovens - Built-In and Over-the-Range Convection Microwave Ovens | Expected | Electric Demand (MW) | 0 | 0.00064302 | 0.0012301 | 0.0012468 | 0.0012629 | 0.0012727 | 0.0012656 | 0.0012598 | 0.0012549 | 0.0012508 | 0.0012474 | 0.0012445 | 0.00040258
Yes | PG&E | Res | AppPlug | 2025-27 Fed App: Microwave ovens - Microwave-Only Ovens and Countertop Convection Microwave Ovens | Expected | Electric Demand (MW) | 0 | 0.0083706 | 0.015865 | 0.015941 | 0.016022 | 0.016033 | 0.015846 | 0.015687 | 0.015553 | 0.01544 | 0.015345 | 0.015265 | 0.0049255
Yes | PG&E | Res | AppPlug | 2025-27 Fed App: Portable ACs | Expected | Electric Demand (MW) |  | 5.6301 | 5.47 | 5.3271 | 5.2008 | 5.0902 | 4.9941 | 4.9112 | 4.84 | 4.7792 | 3.2567 | 0.44391 | 0.44041
Yes | PG&E | Res | AppPlug | 2018 T-20: Portable Electric Spas - Inflatable | Expected | Electric Demand (MW) |  | 0.0083902 | 0.0083902 | 0.0083902 | 0.0083902 | 0.0083902 | 0.0083902 | 0.0083902 | 0.0083902 | 0.0083902 | 0.0083902 | 0.0083902 | 0.0083902
Yes | PG&E | Res | AppPlug | 2018 T-20: Portable Electric Spas - Rigid | Expected | Electric Demand (MW) |  | 0.46489 | 0.4736 | 0.48232 | 0.19815 | 0.038574 | 0.038574 | 0.038574 | 0.038574 | 0.038574 | 0.038574 | 0.038574 | 0.038574
Yes | PG&E | Res | AppPlug | 2019-21 Fed App: Wine chillers | Expected | Electric Demand (MW) |  | 0.73567 | 0.72902 | 0.72388 | 0.72034 | 0.30298 | 0.067628 | 0.066897 | 0.066277 | 0.065754 | 0.065313 | 0.064943 | 0.064632
Yes | PG&E | Res | AppPlug | T-20: Computers - Workstations | Possible | Electric Demand (MW) | 0 | 0 | 0 | 0 | 0 | 0 | 0 | 0 | 0 | 0 | 0 | 0 | 0
Yes | PG&E | Res | AppPlug | 2005 T-20: Consumer Electronics - Audio Players | Possible | Electric Demand (MW) | 0.020289 | 0.020287 | 0.020285 | 0.020284 | 0.020283 | 0.020283 | 0.020282 | 0.020282 | 0.020281 | 0.020281 | 0.02028 | 0.02028 | 0.020279
Yes | PG&E | Res | AppPlug | 2005 T-20: Consumer Electronics - DVDs | Possible | Electric Demand (MW) | 0.0018569 | 0.0018499 | 0.0018443 | 0.0018398 | 0.0018362 | 0.0018333 | 0.0018299 | 0.0018269 | 0.0018237 | 0.0018206 | 0.0018174 | 0.0018142 | 0.001811
Yes | PG&E | Res | AppPlug | Fed Appliance: External Power Supplies | Possible | Electric Demand (MW) | 0 | 0 | 0 | 0 | 0 | 0 | 0 | 0 | 0 | 0 | 0 | 0 | 0
Yes | PG&E | Res | AppPlug | 2011 T-20: Large Battery Chargers (≥2kW rated input) | Possible | Electric Demand (MW) | 0.010352 | 0.010223 | 0.010121 | 0.010042 | 0.0024764 | 0.0024646 | 0.0024505 | 0.002438 | 0.0024244 | 0.0024115 | 0.0023982 | 0.0023851 | 0.0023719
Yes | PG&E | Res | AppPlug | Fed Appliance: Microwave ovens | Possible | Electric Demand (MW) | 0.6221 | 0.61981 | 0 | 0 | 0 | 0 | 0 | 0 | 0 | 0 | 0 | 0 | 0
Yes | PG&E | Res | AppPlug | 2005 T-20: Portable Electric Spas | Possible | Electric Demand (MW) | 0 | 0 | 0 | 0 | 0 | 0 | 0 | 0 | 0 | 0 | 0 | 0 | 0
Yes | PG&E | Res | AppPlug | Fed Appliance: Residential Clothes Dryers | Possible | Electric Demand (MW) | 0.1082 | 0.10819 | 0.10818 | 0.10817 | 0.10816 | 0.10815 | 0.018493 | 0.014916 | 0.014915 | 0.014914 | 0.014913 | 0.014912 | 0.014911
Yes | PG&E | Res | AppPlug | Fed Appliance: Residential Clothes Washers (Front Loading) | Possible | Electric Demand (MW) | -0.10483 | -0.10106 | -0.097437 | -0.094001 | -0.025333 | -0.010787 | -0.010403 | -0.010034 | -0.0096546 | -0.0092818 | -0.0089048 | -0.0085306 | -0.0081545
Yes | PG&E | Res | AppPlug | Fed Appliance: Residential Clothes Washers (Top Loading) Tier I | Possible | Electric Demand (MW) | 0.80484 | 0.77593 | 0.74809 | 0.72171 | 0.1945 | 0.08282 | 0.079875 | 0.077035 | 0.074125 | 0.071263 | 0.068368 | 0.065495 | 0.062608
Yes | PG&E | Res | AppPlug | Fed Appliance: Residential Clothes Washers - Top-loading | Possible | Electric Demand (MW) | 0 | 0 | 0 | 0 | 0 | 0 | 0 | 0 | 0 | 0 | 0 | 0 | 0
Yes | PG&E | Res | AppPlug | Fed Appliance: Residential Dishwashers | Possible | Electric Demand (MW) | -0.003282 | -0.003282 | -0.003282 | -0.0015977 | -0.00042809 | -0.00042809 | -0.00042809 | -0.00042809 | -0.00042809 | -0.00042809 | -0.00042809 | -0.00042809 | -0.00042809
Yes | PG&E | Res | AppPlug | 2006 T-20: Residential Pool Pumps, 2-speed Motors, Tier 2 | Possible | Electric Demand (MW) | 1.0213 | 1.0208 | 1.0205 | 1.0202 | 1.02 | 1.0198 | 1.0195 | 1.0193 | 1.0191 | 1.0189 | 1.0187 | 1.0185 | 1.0183
Yes | PG&E | Res | AppPlug | 2005 T-20: Residential Pool Pumps, High Eff Motor, Tier 1 | Possible | Electric Demand (MW) | 0.29846 | 0.29395 | 0.28932 | 0.28457 | 0.27972 | 0.27476 | 0.26987 | 0.26493 | 0.26002 | 0.25509 | 0.25018 | 0.24525 | 0.24034
Yes | PG&E | Res | AppPlug | Fed Appliance: Residential Refrigerators & Freezers | Possible | Electric Demand (MW) | 1.071 | 1.0521 | 1.0369 | 1.0247 | 0.75382 | 0.13139 | 0.13021 | 0.12915 | 0.12801 | 0.12692 | 0.1258 | 0.12471 | 0.12359
Yes | PG&E | Res | AppPlug | 2008 T-24: Residential Swimming pool | Possible | Electric Demand (MW) | 1.699 | 1.6958 | 1.6933 | 1.6914 | 1.6899 | 1.6888 | 1.6874 | 1.6862 | 1.6849 | 1.6836 | 1.6823 | 1.6811 | 1.6798
Yes | PG&E | Res | AppPlug | 2011 T-20: Small Battery Chargers – Tier 1 (consumer with no USB charger or USB charger <20 watt-hours) | Possible | Electric Demand (MW) | 0.05074 | 0.050527 | 0.050372 | 0.05026 | 0.050179 | 0.05012 | 0.050047 | 0.049983 | 0.049913 | 0.049847 | 0.049779 | 0.049712 | 0.049644
Yes | PG&E | Res | AppPlug | 2011 T-20: Small Battery Chargers – Tier 2 (consumer with USB charger ≥20 watt-hours) | Possible | Electric Demand (MW) | 0.024882 | 0.024599 | 0.024376 | 0.024201 | 0.024064 | 0.023957 | 0.02383 | 0.023716 | 0.023594 | 0.023477 | 0.023357 | 0.023239 | 0.023119
Yes | PG&E | Res | AppPlug | 2009 T-20: Televisions - Tier 1 | Possible | Electric Demand (MW) | 0.15085 | 0.1508 | 0.15078 | 0.15076 | 0.15075 | 0.15075 | 0.15074 | 0.15073 | 0.15072 | 0.15072 | 0.15071 | 0.1507 | 0.15069
Yes | PG&E | Res | AppPlug | 2009 T-20: Televisions - Tier 2 | Possible | Electric Demand (MW) | 0.13345 | 0.13291 | 0.13254 | 0.13228 | 0.13211 | 0.132 | 0.13185 | 0.13172 | 0.13157 | 0.13144 | 0.1313 | 0.13117 | 0.13103
Yes | PG&E | Res | AppPlug | 2005 T-20: Water Dispensers | Possible | Electric Demand (MW) | 0.0023801 | 0.0023792 | 0.0023786 | 0.0023781 | 0.0023778 | 0.0023776 | 0.0023774 | 0.0023771 | 0.0023769 | 0.0023767 | 0.0023764 | 0.0023762 | 0.0023759
Yes | PG&E | Res | AppPlug | 2025-27 Fed App: Air purifiers - Tier 2 | Possible | Electric Demand (MW) | 0 | 1.182 | 1.2165 | 1.2569 | 1.3017 | 1.3505 | 1.3335 | 1.3191 | 1.3069 | 1.2966 | 0.10634 | 0.10574 | 0.10523
Yes | PG&E | Res | AppPlug | 2016 T-20: Computers - Desktops - Tier 1 | Possible | Electric Demand (MW) | 0.16121 | 0.15623 | 0.15253 | 0.14982 | 0.14787 | 0.14647 | 0.14548 | 0.14478 | 0.14429 | 0.14394 | 0.1437 | 0.14353 | 0.14341
Yes | PG&E | Res | AppPlug | 2016 T-20: Computers - Desktops - Tier 2 | Possible | Electric Demand (MW) | 1.7684 | 0.89849 | 0.11995 | 0.11625 | 0.11349 | 0.11148 | 0.11003 | 0.10899 | 0.10825 | 0.10773 | 0.10736 | 0.10711 | 0.10693
Yes | PG&E | Res | AppPlug | 2016 T-20: Computers - Notebooks | Possible | Electric Demand (MW) | 0.00015954 | 0.00015461 | 0.00015095 | 0.00014827 | 0.00014634 | 0.00014496 | 0.00014398 | 0.00014328 | 0.0001428 | 0.00014245 | 0.00014221 | 0.00014205 | 0.00014193
Yes | PG&E | Res | AppPlug | 2025-27 Fed App: Dedicated Purpose Pool Pump Motors - Tier 1 - Standard | Possible | Electric Demand (MW) | 0.47637 | 1.6984 | 1.5419 | 1.3686 | 1.211 | 0.65543 | 0.050592 | 0.048336 | 0.046446 | 0.044866 | 0.043545 | 0.042442 | 0.041522
Yes | PG&E | Res | AppPlug | 2025-27 Fed App: Dedicated Purpose Pool Pump Motors - Tier 2 - Small | Possible | Electric Demand (MW) | 0 | 0 | 0.36742 | 1.4174 | 1.411 | 1.4079 | 0.90043 | 0.050373 | 0.049362 | 0.048487 | 0.047734 | 0.04709 | 0.04654
Yes | PG&E | Res | AppPlug | 2019-21 Fed App: Dedicated-purpose pool pumps | Possible | Electric Demand (MW) |  | 2.8493 | 0.39424 | 0.40173 | 0.40539 | 0.4104 | 0.40966 | 0.40903 | 0.4085 | 0.40806 | 0.40769 | 0.40739 | 0.40713
Yes | PG&E | Res | AppPlug | 2016 T-20: Displays - Monitors | Possible | Electric Demand (MW) |  | 0.34846 | 0.064202 | 0.064202 | 0.064202 | 0.064202 | 0.064202 | 0.064202 | 0.064202 | 0.064202 | 0.064202 | 0.064202 | 0.064202
Yes | PG&E | Res | AppPlug | 2025-27 Fed App: Microwave ovens - Built-In and Over-the-Range Convection Microwave Ovens | Possible | Electric Demand (MW) | 0 | 0.00064302 | 0.0012301 | 0.0012468 | 0.0012629 | 0.0012727 | 0.0012656 | 0.0012598 | 0.0012549 | 0.0012508 | 0.0012474 | 0.0012445 | 0.00040258
Yes | PG&E | Res | AppPlug | 2025-27 Fed App: Microwave ovens - Microwave-Only Ovens and Countertop Convection Microwave Ovens | Possible | Electric Demand (MW) | 0 | 0.0083706 | 0.015865 | 0.015941 | 0.016022 | 0.016033 | 0.015846 | 0.015687 | 0.015553 | 0.01544 | 0.015345 | 0.015265 | 0.0049255
Yes | PG&E | Res | AppPlug | 2025-27 Fed App: Portable ACs | Possible | Electric Demand (MW) |  | 5.6301 | 5.47 | 5.3271 | 5.2008 | 5.0902 | 4.9941 | 4.9112 | 4.84 | 4.7792 | 3.2567 | 0.44391 | 0.44041
Yes | PG&E | Res | AppPlug | 2018 T-20: Portable Electric Spas - Inflatable | Possible | Electric Demand (MW) |  | 0.0083902 | 0.0083902 | 0.0083902 | 0.0083902 | 0.0083902 | 0.0083902 | 0.0083902 | 0.0083902 | 0.0083902 | 0.0083902 | 0.0083902 | 0.0083902
Yes | PG&E | Res | AppPlug | 2018 T-20: Portable Electric Spas - Rigid | Possible | Electric Demand (MW) |  | 0.46489 | 0.4736 | 0.48232 | 0.19815 | 0.038574 | 0.038574 | 0.038574 | 0.038574 | 0.038574 | 0.038574 | 0.038574 | 0.038574
Yes | PG&E | Res | AppPlug | 2019-21 Fed App: Wine chillers | Possible | Electric Demand (MW) |  | 0.73567 | 0.72902 | 0.72388 | 0.72034 | 0.30298 | 0.067628 | 0.066897 | 0.066277 | 0.065754 | 0.065313 | 0.064943 | 0.064632
Yes | SCE | Res | AppPlug | T-20: Computers - Workstations | On-the-books | Electric Demand (MW) | 0 | 0 | 0 | 0 | 0 | 0 | 0 | 0 | 0 | 0 | 0 | 0 | 0
Yes | SCE | Res | AppPlug | 2005 T-20: Consumer Electronics - Audio Players | On-the-books | Electric Demand (MW) | 0.020032 | 0.020029 | 0.020028 | 0.020027 | 0.020026 | 0.020026 | 0.020025 | 0.020024 | 0.020024 | 0.020023 | 0.020023 | 0.020022 | 0.020022
Yes | SCE | Res | AppPlug | 2005 T-20: Consumer Electronics - DVDs | On-the-books | Electric Demand (MW) | 0.0018334 | 0.0018264 | 0.0018209 | 0.0018164 | 0.0018129 | 0.0018101 | 0.0018067 | 0.0018037 | 0.0018005 | 0.0017975 | 0.0017943 | 0.0017912 | 0.0017881
Yes | SCE | Res | AppPlug | Fed Appliance: External Power Supplies | On-the-books | Electric Demand (MW) | 0 | 0 | 0 | 0 | 0 | 0 | 0 | 0 | 0 | 0 | 0 | 0 | 0
Yes | SCE | Res | AppPlug | 2011 T-20: Large Battery Chargers (≥2kW rated input) | On-the-books | Electric Demand (MW) | 0.010221 | 0.010094 | 0.0099931 | 0.0099147 | 0.002445 | 0.0024334 | 0.0024194 | 0.0024071 | 0.0023937 | 0.0023809 | 0.0023678 | 0.0023549 | 0.0023418
Yes | SCE | Res | AppPlug | Fed Appliance: Microwave ovens | On-the-books | Electric Demand (MW) | 0.61421 | 0.61195 | 0 | 0 | 0 | 0 | 0 | 0 | 0 | 0 | 0 | 0 | 0
Yes | SCE | Res | AppPlug | 2005 T-20: Portable Electric Spas | On-the-books | Electric Demand (MW) | 0 | 0 | 0 | 0 | 0 | 0 | 0 | 0 | 0 | 0 | 0 | 0 | 0
Yes | SCE | Res | AppPlug | Fed Appliance: Residential Clothes Dryers | On-the-books | Electric Demand (MW) | 0.10683 | 0.10681 | 0.1068 | 0.1068 | 0.10679 | 0.10678 | 0.018258 | 0.014727 | 0.014726 | 0.014725 | 0.014724 | 0.014723 | 0.014722
Yes | SCE | Res | AppPlug | Fed Appliance: Residential Clothes Washers (Front Loading) | On-the-books | Electric Demand (MW) | -0.1035 | -0.099781 | -0.096201 | -0.092809 | -0.025012 | -0.01065 | -0.010272 | -0.0099064 | -0.0095322 | -0.0091641 | -0.0087919 | -0.0084224 | -0.0080511
Yes | SCE | Res | AppPlug | Fed Appliance: Residential Clothes Washers (Top Loading) Tier I | On-the-books | Electric Demand (MW) | 0.79463 | 0.76609 | 0.7386 | 0.71256 | 0.19203 | 0.08177 | 0.078862 | 0.076059 | 0.073186 | 0.070359 | 0.067502 | 0.064665 | 0.061814
Yes | SCE | Res | AppPlug | Fed Appliance: Residential Clothes Washers - Top-loading | On-the-books | Electric Demand (MW) | 0 | 0 | 0 | 0 | 0 | 0 | 0 | 0 | 0 | 0 | 0 | 0 | 0
Yes | SCE | Res | AppPlug | Fed Appliance: Residential Dishwashers | On-the-books | Electric Demand (MW) | -0.0032404 | -0.0032404 | -0.0032404 | -0.0015775 | -0.00042266 | -0.00042266 | -0.00042266 | -0.00042266 | -0.00042266 | -0.00042266 | -0.00042266 | -0.00042266 | -0.00042266
Yes | SCE | Res | AppPlug | 2006 T-20: Residential Pool Pumps, 2-speed Motors, Tier 2 | On-the-books | Electric Demand (MW) | 1.0083 | 1.0079 | 1.0075 | 1.0073 | 1.007 | 1.0068 | 1.0066 | 1.0064 | 1.0062 | 1.006 | 1.0058 | 1.0056 | 1.0054
Yes | SCE | Res | AppPlug | 2005 T-20: Residential Pool Pumps, High Eff Motor, Tier 1 | On-the-books | Electric Demand (MW) | 0.29468 | 0.29022 | 0.28565 | 0.28096 | 0.27617 | 0.27127 | 0.26644 | 0.26157 | 0.25672 | 0.25186 | 0.24701 | 0.24215 | 0.23729
Yes | SCE | Res | AppPlug | Fed Appliance: Residential Refrigerators & Freezers | On-the-books | Electric Demand (MW) | 1.0574 | 1.0388 | 1.0237 | 1.0117 | 0.74426 | 0.12972 | 0.12856 | 0.12751 | 0.12639 | 0.12531 | 0.12421 | 0.12312 | 0.12203
Yes | SCE | Res | AppPlug | 2008 T-24: Residential Swimming pool | On-the-books | Electric Demand (MW) | 1.6775 | 1.6743 | 1.6718 | 1.6699 | 1.6685 | 1.6673 | 1.666 | 1.6648 | 1.6635 | 1.6623 | 1.661 | 1.6598 | 1.6585
Yes | SCE | Res | AppPlug | 2011 T-20: Small Battery Chargers – Tier 1 (consumer with no USB charger or USB charger <20 watt-hours) | On-the-books | Electric Demand (MW) | 0.050097 | 0.049886 | 0.049733 | 0.049623 | 0.049543 | 0.049485 | 0.049412 | 0.04935 | 0.04928 | 0.049215 | 0.049147 | 0.049081 | 0.049014
Yes | SCE | Res | AppPlug | 2011 T-20: Small Battery Chargers – Tier 2 (consumer with USB charger ≥20 watt-hours) | On-the-books | Electric Demand (MW) | 0.024567 | 0.024287 | 0.024067 | 0.023894 | 0.023759 | 0.023653 | 0.023528 | 0.023416 | 0.023295 | 0.02318 | 0.023061 | 0.022944 | 0.022826
Yes | SCE | Res | AppPlug | 2009 T-20: Televisions - Tier 1 | On-the-books | Electric Demand (MW) | 0.14894 | 0.14889 | 0.14887 | 0.14885 | 0.14884 | 0.14883 | 0.14883 | 0.14882 | 0.14881 | 0.1488 | 0.1488 | 0.14879 | 0.14878
Yes | SCE | Res | AppPlug | 2009 T-20: Televisions - Tier 2 | On-the-books | Electric Demand (MW) | 0.13176 | 0.13122 | 0.13085 | 0.13061 | 0.13044 | 0.13032 | 0.13017 | 0.13005 | 0.12991 | 0.12977 | 0.12964 | 0.1295 | 0.12937
Yes | SCE | Res | AppPlug | 2005 T-20: Water Dispensers | On-the-books | Electric Demand (MW) | 0.0023499 | 0.002349 | 0.0023484 | 0.002348 | 0.0023477 | 0.0023475 | 0.0023472 | 0.002347 | 0.0023468 | 0.0023465 | 0.0023463 | 0.0023461 | 0.0023458
Yes | SCE | Res | AppPlug | 2025-27 Fed App: Air purifiers - Tier 2 | On-the-books | Electric Demand (MW) | 0 | 1.167 | 1.2011 | 1.241 | 1.2852 | 1.3334 | 1.3166 | 1.3024 | 1.2903 | 1.2802 | 0.10499 | 0.1044 | 0.1039
Yes | SCE | Res | AppPlug | 2016 T-20: Computers - Desktops - Tier 1 | On-the-books | Electric Demand (MW) | 0.15917 | 0.15425 | 0.15059 | 0.14792 | 0.14599 | 0.14461 | 0.14364 | 0.14295 | 0.14246 | 0.14212 | 0.14188 | 0.14171 | 0.14159
Yes | SCE | Res | AppPlug | 2016 T-20: Computers - Desktops - Tier 2 | On-the-books | Electric Demand (MW) | 1.746 | 0.8871 | 0.11843 | 0.11478 | 0.11206 | 0.11007 | 0.10863 | 0.10761 | 0.10688 | 0.10636 | 0.106 | 0.10575 | 0.10557
Yes | SCE | Res | AppPlug | 2016 T-20: Computers - Notebooks | On-the-books | Electric Demand (MW) | 0.00015752 | 0.00015265 | 0.00014903 | 0.00014639 | 0.00014448 | 0.00014312 | 0.00014215 | 0.00014147 | 0.00014099 | 0.00014065 | 0.00014041 | 0.00014025 | 0.00014013
Yes | SCE | Res | AppPlug | 2025-27 Fed App: Dedicated Purpose Pool Pump Motors - Tier 1 - Standard | On-the-books | Electric Demand (MW) | 0.47033 | 1.6769 | 1.5224 | 1.3513 | 1.1956 | 0.64712 | 0.04995 | 0.047723 | 0.045857 | 0.044297 | 0.042993 | 0.041904 | 0.040996
Yes | SCE | Res | AppPlug | 2025-27 Fed App: Dedicated Purpose Pool Pump Motors - Tier 2 - Small | On-the-books | Electric Demand (MW) | 0 | 0 | 0.36276 | 1.3994 | 1.3931 | 1.3901 | 0.88901 | 0.049734 | 0.048736 | 0.047872 | 0.047129 | 0.046492 | 0.04595
Yes | SCE | Res | AppPlug | 2019-21 Fed App: Dedicated-purpose pool pumps | On-the-books | Electric Demand (MW) |  | 2.8132 | 0.38924 | 0.39664 | 0.40025 | 0.4052 | 0.40446 | 0.40384 | 0.40332 | 0.40289 | 0.40252 | 0.40222 | 0.40197
Yes | SCE | Res | AppPlug | 2016 T-20: Displays - Monitors | On-the-books | Electric Demand (MW) |  | 0.34404 | 0.063388 | 0.063388 | 0.063388 | 0.063388 | 0.063388 | 0.063388 | 0.063388 | 0.063388 | 0.063388 | 0.063388 | 0.063388
Yes | SCE | Res | AppPlug | 2025-27 Fed App: Microwave ovens - Built-In and Over-the-Range Convection Microwave Ovens | On-the-books | Electric Demand (MW) | 0 | 0.00063486 | 0.0012145 | 0.001231 | 0.0012469 | 0.0012565 | 0.0012496 | 0.0012438 | 0.0012389 | 0.0012349 | 0.0012316 | 0.0012288 | 0.00039748
Yes | SCE | Res | AppPlug | 2025-27 Fed App: Microwave ovens - Microwave-Only Ovens and Countertop Convection Microwave Ovens | On-the-books | Electric Demand (MW) | 0 | 0.0082645 | 0.015663 | 0.015739 | 0.015818 | 0.01583 | 0.015645 | 0.015488 | 0.015356 | 0.015244 | 0.01515 | 0.015071 | 0.0048631
Yes | SCE | Res | AppPlug | 2025-27 Fed App: Portable ACs | On-the-books | Electric Demand (MW) |  | 5.5587 | 5.4006 | 5.2595 | 5.1349 | 5.0257 | 4.9308 | 4.8489 | 4.7786 | 4.7186 | 3.2154 | 0.43828 | 0.43482
Yes | SCE | Res | AppPlug | 2018 T-20: Portable Electric Spas - Inflatable | On-the-books | Electric Demand (MW) |  | 0.0082838 | 0.0082838 | 0.0082838 | 0.0082838 | 0.0082838 | 0.0082838 | 0.0082838 | 0.0082838 | 0.0082838 | 0.0082838 | 0.0082838 | 0.0082838
Yes | SCE | Res | AppPlug | 2018 T-20: Portable Electric Spas - Rigid | On-the-books | Electric Demand (MW) |  | 0.45899 | 0.4676 | 0.4762 | 0.19564 | 0.038085 | 0.038085 | 0.038085 | 0.038085 | 0.038085 | 0.038085 | 0.038085 | 0.038085
Yes | SCE | Res | AppPlug | 2019-21 Fed App: Wine chillers | On-the-books | Electric Demand (MW) |  | 0.72634 | 0.71978 | 0.7147 | 0.7112 | 0.29914 | 0.06677 | 0.066048 | 0.065437 | 0.06492 | 0.064485 | 0.06412 | 0.063813
Yes | SCE | Res | AppPlug | T-20: Computers - Workstations | Expected | Electric Demand (MW) | 0 | 0 | 0 | 0 | 0 | 0 | 0 | 0 | 0 | 0 | 0 | 0 | 0
Yes | SCE | Res | AppPlug | 2005 T-20: Consumer Electronics - Audio Players | Expected | Electric Demand (MW) | 0.020032 | 0.020029 | 0.020028 | 0.020027 | 0.020026 | 0.020026 | 0.020025 | 0.020024 | 0.020024 | 0.020023 | 0.020023 | 0.020022 | 0.020022
Yes | SCE | Res | AppPlug | 2005 T-20: Consumer Electronics - DVDs | Expected | Electric Demand (MW) | 0.0018334 | 0.0018264 | 0.0018209 | 0.0018164 | 0.0018129 | 0.0018101 | 0.0018067 | 0.0018037 | 0.0018005 | 0.0017975 | 0.0017943 | 0.0017912 | 0.0017881
Yes | SCE | Res | AppPlug | Fed Appliance: External Power Supplies | Expected | Electric Demand (MW) | 0 | 0 | 0 | 0 | 0 | 0 | 0 | 0 | 0 | 0 | 0 | 0 | 0
Yes | SCE | Res | AppPlug | 2011 T-20: Large Battery Chargers (≥2kW rated input) | Expected | Electric Demand (MW) | 0.010221 | 0.010094 | 0.0099931 | 0.0099147 | 0.002445 | 0.0024334 | 0.0024194 | 0.0024071 | 0.0023937 | 0.0023809 | 0.0023678 | 0.0023549 | 0.0023418
Yes | SCE | Res | AppPlug | Fed Appliance: Microwave ovens | Expected | Electric Demand (MW) | 0.61421 | 0.61195 | 0 | 0 | 0 | 0 | 0 | 0 | 0 | 0 | 0 | 0 | 0
Yes | SCE | Res | AppPlug | 2005 T-20: Portable Electric Spas | Expected | Electric Demand (MW) | 0 | 0 | 0 | 0 | 0 | 0 | 0 | 0 | 0 | 0 | 0 | 0 | 0
Yes | SCE | Res | AppPlug | Fed Appliance: Residential Clothes Dryers | Expected | Electric Demand (MW) | 0.10683 | 0.10681 | 0.1068 | 0.1068 | 0.10679 | 0.10678 | 0.018258 | 0.014727 | 0.014726 | 0.014725 | 0.014724 | 0.014723 | 0.014722
Yes | SCE | Res | AppPlug | Fed Appliance: Residential Clothes Washers (Front Loading) | Expected | Electric Demand (MW) | -0.1035 | -0.099781 | -0.096201 | -0.092809 | -0.025012 | -0.01065 | -0.010272 | -0.0099064 | -0.0095322 | -0.0091641 | -0.0087919 | -0.0084224 | -0.0080511
Yes | SCE | Res | AppPlug | Fed Appliance: Residential Clothes Washers (Top Loading) Tier I | Expected | Electric Demand (MW) | 0.79463 | 0.76609 | 0.7386 | 0.71256 | 0.19203 | 0.08177 | 0.078862 | 0.076059 | 0.073186 | 0.070359 | 0.067502 | 0.064665 | 0.061814
Yes | SCE | Res | AppPlug | Fed Appliance: Residential Clothes Washers - Top-loading | Expected | Electric Demand (MW) | 0 | 0 | 0 | 0 | 0 | 0 | 0 | 0 | 0 | 0 | 0 | 0 | 0
Yes | SCE | Res | AppPlug | Fed Appliance: Residential Dishwashers | Expected | Electric Demand (MW) | -0.0032404 | -0.0032404 | -0.0032404 | -0.0015775 | -0.00042266 | -0.00042266 | -0.00042266 | -0.00042266 | -0.00042266 | -0.00042266 | -0.00042266 | -0.00042266 | -0.00042266
Yes | SCE | Res | AppPlug | 2006 T-20: Residential Pool Pumps, 2-speed Motors, Tier 2 | Expected | Electric Demand (MW) | 1.0083 | 1.0079 | 1.0075 | 1.0073 | 1.007 | 1.0068 | 1.0066 | 1.0064 | 1.0062 | 1.006 | 1.0058 | 1.0056 | 1.0054
Yes | SCE | Res | AppPlug | 2005 T-20: Residential Pool Pumps, High Eff Motor, Tier 1 | Expected | Electric Demand (MW) | 0.29468 | 0.29022 | 0.28565 | 0.28096 | 0.27617 | 0.27127 | 0.26644 | 0.26157 | 0.25672 | 0.25186 | 0.24701 | 0.24215 | 0.23729
Yes | SCE | Res | AppPlug | Fed Appliance: Residential Refrigerators & Freezers | Expected | Electric Demand (MW) | 1.0574 | 1.0388 | 1.0237 | 1.0117 | 0.74426 | 0.12972 | 0.12856 | 0.12751 | 0.12639 | 0.12531 | 0.12421 | 0.12312 | 0.12203
Yes | SCE | Res | AppPlug | 2008 T-24: Residential Swimming pool | Expected | Electric Demand (MW) | 1.6775 | 1.6743 | 1.6718 | 1.6699 | 1.6685 | 1.6673 | 1.666 | 1.6648 | 1.6635 | 1.6623 | 1.661 | 1.6598 | 1.6585
Yes | SCE | Res | AppPlug | 2011 T-20: Small Battery Chargers – Tier 1 (consumer with no USB charger or USB charger <20 watt-hours) | Expected | Electric Demand (MW) | 0.050097 | 0.049886 | 0.049733 | 0.049623 | 0.049543 | 0.049485 | 0.049412 | 0.04935 | 0.04928 | 0.049215 | 0.049147 | 0.049081 | 0.049014
Yes | SCE | Res | AppPlug | 2011 T-20: Small Battery Chargers – Tier 2 (consumer with USB charger ≥20 watt-hours) | Expected | Electric Demand (MW) | 0.024567 | 0.024287 | 0.024067 | 0.023894 | 0.023759 | 0.023653 | 0.023528 | 0.023416 | 0.023295 | 0.02318 | 0.023061 | 0.022944 | 0.022826
Yes | SCE | Res | AppPlug | 2009 T-20: Televisions - Tier 1 | Expected | Electric Demand (MW) | 0.14894 | 0.14889 | 0.14887 | 0.14885 | 0.14884 | 0.14883 | 0.14883 | 0.14882 | 0.14881 | 0.1488 | 0.1488 | 0.14879 | 0.14878
Yes | SCE | Res | AppPlug | 2009 T-20: Televisions - Tier 2 | Expected | Electric Demand (MW) | 0.13176 | 0.13122 | 0.13085 | 0.13061 | 0.13044 | 0.13032 | 0.13017 | 0.13005 | 0.12991 | 0.12977 | 0.12964 | 0.1295 | 0.12937
Yes | SCE | Res | AppPlug | 2005 T-20: Water Dispensers | Expected | Electric Demand (MW) | 0.0023499 | 0.002349 | 0.0023484 | 0.002348 | 0.0023477 | 0.0023475 | 0.0023472 | 0.002347 | 0.0023468 | 0.0023465 | 0.0023463 | 0.0023461 | 0.0023458
Yes | SCE | Res | AppPlug | 2025-27 Fed App: Air purifiers - Tier 2 | Expected | Electric Demand (MW) | 0 | 1.167 | 1.2011 | 1.241 | 1.2852 | 1.3334 | 1.3166 | 1.3024 | 1.2903 | 1.2802 | 0.10499 | 0.1044 | 0.1039
Yes | SCE | Res | AppPlug | 2016 T-20: Computers - Desktops - Tier 1 | Expected | Electric Demand (MW) | 0.15917 | 0.15425 | 0.15059 | 0.14792 | 0.14599 | 0.14461 | 0.14364 | 0.14295 | 0.14246 | 0.14212 | 0.14188 | 0.14171 | 0.14159
Yes | SCE | Res | AppPlug | 2016 T-20: Computers - Desktops - Tier 2 | Expected | Electric Demand (MW) | 1.746 | 0.8871 | 0.11843 | 0.11478 | 0.11206 | 0.11007 | 0.10863 | 0.10761 | 0.10688 | 0.10636 | 0.106 | 0.10575 | 0.10557
Yes | SCE | Res | AppPlug | 2016 T-20: Computers - Notebooks | Expected | Electric Demand (MW) | 0.00015752 | 0.00015265 | 0.00014903 | 0.00014639 | 0.00014448 | 0.00014312 | 0.00014215 | 0.00014147 | 0.00014099 | 0.00014065 | 0.00014041 | 0.00014025 | 0.00014013
Yes | SCE | Res | AppPlug | 2025-27 Fed App: Dedicated Purpose Pool Pump Motors - Tier 1 - Standard | Expected | Electric Demand (MW) | 0.47033 | 1.6769 | 1.5224 | 1.3513 | 1.1956 | 0.64712 | 0.04995 | 0.047723 | 0.045857 | 0.044297 | 0.042993 | 0.041904 | 0.040996
Yes | SCE | Res | AppPlug | 2025-27 Fed App: Dedicated Purpose Pool Pump Motors - Tier 2 - Small | Expected | Electric Demand (MW) | 0 | 0 | 0.36276 | 1.3994 | 1.3931 | 1.3901 | 0.88901 | 0.049734 | 0.048736 | 0.047872 | 0.047129 | 0.046492 | 0.04595
Yes | SCE | Res | AppPlug | 2019-21 Fed App: Dedicated-purpose pool pumps | Expected | Electric Demand (MW) |  | 2.8132 | 0.38924 | 0.39664 | 0.40025 | 0.4052 | 0.40446 | 0.40384 | 0.40332 | 0.40289 | 0.40252 | 0.40222 | 0.40197
Yes | SCE | Res | AppPlug | 2016 T-20: Displays - Monitors | Expected | Electric Demand (MW) |  | 0.34404 | 0.063388 | 0.063388 | 0.063388 | 0.063388 | 0.063388 | 0.063388 | 0.063388 | 0.063388 | 0.063388 | 0.063388 | 0.063388
Yes | SCE | Res | AppPlug | 2025-27 Fed App: Microwave ovens - Built-In and Over-the-Range Convection Microwave Ovens | Expected | Electric Demand (MW) | 0 | 0.00063486 | 0.0012145 | 0.001231 | 0.0012469 | 0.0012565 | 0.0012496 | 0.0012438 | 0.0012389 | 0.0012349 | 0.0012316 | 0.0012288 | 0.00039748
Yes | SCE | Res | AppPlug | 2025-27 Fed App: Microwave ovens - Microwave-Only Ovens and Countertop Convection Microwave Ovens | Expected | Electric Demand (MW) | 0 | 0.0082645 | 0.015663 | 0.015739 | 0.015818 | 0.01583 | 0.015645 | 0.015488 | 0.015356 | 0.015244 | 0.01515 | 0.015071 | 0.0048631
Yes | SCE | Res | AppPlug | 2025-27 Fed App: Portable ACs | Expected | Electric Demand (MW) |  | 5.5587 | 5.4006 | 5.2595 | 5.1349 | 5.0257 | 4.9308 | 4.8489 | 4.7786 | 4.7186 | 3.2154 | 0.43828 | 0.43482
Yes | SCE | Res | AppPlug | 2018 T-20: Portable Electric Spas - Inflatable | Expected | Electric Demand (MW) |  | 0.0082838 | 0.0082838 | 0.0082838 | 0.0082838 | 0.0082838 | 0.0082838 | 0.0082838 | 0.0082838 | 0.0082838 | 0.0082838 | 0.0082838 | 0.0082838
Yes | SCE | Res | AppPlug | 2018 T-20: Portable Electric Spas - Rigid | Expected | Electric Demand (MW) |  | 0.45899 | 0.4676 | 0.4762 | 0.19564 | 0.038085 | 0.038085 | 0.038085 | 0.038085 | 0.038085 | 0.038085 | 0.038085 | 0.038085
Yes | SCE | Res | AppPlug | 2019-21 Fed App: Wine chillers | Expected | Electric Demand (MW) |  | 0.72634 | 0.71978 | 0.7147 | 0.7112 | 0.29914 | 0.06677 | 0.066048 | 0.065437 | 0.06492 | 0.064485 | 0.06412 | 0.063813
Yes | SCE | Res | AppPlug | T-20: Computers - Workstations | Possible | Electric Demand (MW) | 0 | 0 | 0 | 0 | 0 | 0 | 0 | 0 | 0 | 0 | 0 | 0 | 0
Yes | SCE | Res | AppPlug | 2005 T-20: Consumer Electronics - Audio Players | Possible | Electric Demand (MW) | 0.020032 | 0.020029 | 0.020028 | 0.020027 | 0.020026 | 0.020026 | 0.020025 | 0.020024 | 0.020024 | 0.020023 | 0.020023 | 0.020022 | 0.020022
Yes | SCE | Res | AppPlug | 2005 T-20: Consumer Electronics - DVDs | Possible | Electric Demand (MW) | 0.0018334 | 0.0018264 | 0.0018209 | 0.0018164 | 0.0018129 | 0.0018101 | 0.0018067 | 0.0018037 | 0.0018005 | 0.0017975 | 0.0017943 | 0.0017912 | 0.0017881
Yes | SCE | Res | AppPlug | Fed Appliance: External Power Supplies | Possible | Electric Demand (MW) | 0 | 0 | 0 | 0 | 0 | 0 | 0 | 0 | 0 | 0 | 0 | 0 | 0
Yes | SCE | Res | AppPlug | 2011 T-20: Large Battery Chargers (≥2kW rated input) | Possible | Electric Demand (MW) | 0.010221 | 0.010094 | 0.0099931 | 0.0099147 | 0.002445 | 0.0024334 | 0.0024194 | 0.0024071 | 0.0023937 | 0.0023809 | 0.0023678 | 0.0023549 | 0.0023418
Yes | SCE | Res | AppPlug | Fed Appliance: Microwave ovens | Possible | Electric Demand (MW) | 0.61421 | 0.61195 | 0 | 0 | 0 | 0 | 0 | 0 | 0 | 0 | 0 | 0 | 0
Yes | SCE | Res | AppPlug | 2005 T-20: Portable Electric Spas | Possible | Electric Demand (MW) | 0 | 0 | 0 | 0 | 0 | 0 | 0 | 0 | 0 | 0 | 0 | 0 | 0
Yes | SCE | Res | AppPlug | Fed Appliance: Residential Clothes Dryers | Possible | Electric Demand (MW) | 0.10683 | 0.10681 | 0.1068 | 0.1068 | 0.10679 | 0.10678 | 0.018258 | 0.014727 | 0.014726 | 0.014725 | 0.014724 | 0.014723 | 0.014722
Yes | SCE | Res | AppPlug | Fed Appliance: Residential Clothes Washers (Front Loading) | Possible | Electric Demand (MW) | -0.1035 | -0.099781 | -0.096201 | -0.092809 | -0.025012 | -0.01065 | -0.010272 | -0.0099064 | -0.0095322 | -0.0091641 | -0.0087919 | -0.0084224 | -0.0080511
Yes | SCE | Res | AppPlug | Fed Appliance: Residential Clothes Washers (Top Loading) Tier I | Possible | Electric Demand (MW) | 0.79463 | 0.76609 | 0.7386 | 0.71256 | 0.19203 | 0.08177 | 0.078862 | 0.076059 | 0.073186 | 0.070359 | 0.067502 | 0.064665 | 0.061814
Yes | SCE | Res | AppPlug | Fed Appliance: Residential Clothes Washers - Top-loading | Possible | Electric Demand (MW) | 0 | 0 | 0 | 0 | 0 | 0 | 0 | 0 | 0 | 0 | 0 | 0 | 0
Yes | SCE | Res | AppPlug | Fed Appliance: Residential Dishwashers | Possible | Electric Demand (MW) | -0.0032404 | -0.0032404 | -0.0032404 | -0.0015775 | -0.00042266 | -0.00042266 | -0.00042266 | -0.00042266 | -0.00042266 | -0.00042266 | -0.00042266 | -0.00042266 | -0.00042266
Yes | SCE | Res | AppPlug | 2006 T-20: Residential Pool Pumps, 2-speed Motors, Tier 2 | Possible | Electric Demand (MW) | 1.0083 | 1.0079 | 1.0075 | 1.0073 | 1.007 | 1.0068 | 1.0066 | 1.0064 | 1.0062 | 1.006 | 1.0058 | 1.0056 | 1.0054
Yes | SCE | Res | AppPlug | 2005 T-20: Residential Pool Pumps, High Eff Motor, Tier 1 | Possible | Electric Demand (MW) | 0.29468 | 0.29022 | 0.28565 | 0.28096 | 0.27617 | 0.27127 | 0.26644 | 0.26157 | 0.25672 | 0.25186 | 0.24701 | 0.24215 | 0.23729
Yes | SCE | Res | AppPlug | Fed Appliance: Residential Refrigerators & Freezers | Possible | Electric Demand (MW) | 1.0574 | 1.0388 | 1.0237 | 1.0117 | 0.74426 | 0.12972 | 0.12856 | 0.12751 | 0.12639 | 0.12531 | 0.12421 | 0.12312 | 0.12203
Yes | SCE | Res | AppPlug | 2008 T-24: Residential Swimming pool | Possible | Electric Demand (MW) | 1.6775 | 1.6743 | 1.6718 | 1.6699 | 1.6685 | 1.6673 | 1.666 | 1.6648 | 1.6635 | 1.6623 | 1.661 | 1.6598 | 1.6585
Yes | SCE | Res | AppPlug | 2011 T-20: Small Battery Chargers – Tier 1 (consumer with no USB charger or USB charger <20 watt-hours) | Possible | Electric Demand (MW) | 0.050097 | 0.049886 | 0.049733 | 0.049623 | 0.049543 | 0.049485 | 0.049412 | 0.04935 | 0.04928 | 0.049215 | 0.049147 | 0.049081 | 0.049014
Yes | SCE | Res | AppPlug | 2011 T-20: Small Battery Chargers – Tier 2 (consumer with USB charger ≥20 watt-hours) | Possible | Electric Demand (MW) | 0.024567 | 0.024287 | 0.024067 | 0.023894 | 0.023759 | 0.023653 | 0.023528 | 0.023416 | 0.023295 | 0.02318 | 0.023061 | 0.022944 | 0.022826
Yes | SCE | Res | AppPlug | 2009 T-20: Televisions - Tier 1 | Possible | Electric Demand (MW) | 0.14894 | 0.14889 | 0.14887 | 0.14885 | 0.14884 | 0.14883 | 0.14883 | 0.14882 | 0.14881 | 0.1488 | 0.1488 | 0.14879 | 0.14878
Yes | SCE | Res | AppPlug | 2009 T-20: Televisions - Tier 2 | Possible | Electric Demand (MW) | 0.13176 | 0.13122 | 0.13085 | 0.13061 | 0.13044 | 0.13032 | 0.13017 | 0.13005 | 0.12991 | 0.12977 | 0.12964 | 0.1295 | 0.12937
Yes | SCE | Res | AppPlug | 2005 T-20: Water Dispensers | Possible | Electric Demand (MW) | 0.0023499 | 0.002349 | 0.0023484 | 0.002348 | 0.0023477 | 0.0023475 | 0.0023472 | 0.002347 | 0.0023468 | 0.0023465 | 0.0023463 | 0.0023461 | 0.0023458
Yes | SCE | Res | AppPlug | 2025-27 Fed App: Air purifiers - Tier 2 | Possible | Electric Demand (MW) | 0 | 1.167 | 1.2011 | 1.241 | 1.2852 | 1.3334 | 1.3166 | 1.3024 | 1.2903 | 1.2802 | 0.10499 | 0.1044 | 0.1039
Yes | SCE | Res | AppPlug | 2016 T-20: Computers - Desktops - Tier 1 | Possible | Electric Demand (MW) | 0.15917 | 0.15425 | 0.15059 | 0.14792 | 0.14599 | 0.14461 | 0.14364 | 0.14295 | 0.14246 | 0.14212 | 0.14188 | 0.14171 | 0.14159
Yes | SCE | Res | AppPlug | 2016 T-20: Computers - Desktops - Tier 2 | Possible | Electric Demand (MW) | 1.746 | 0.8871 | 0.11843 | 0.11478 | 0.11206 | 0.11007 | 0.10863 | 0.10761 | 0.10688 | 0.10636 | 0.106 | 0.10575 | 0.10557
Yes | SCE | Res | AppPlug | 2016 T-20: Computers - Notebooks | Possible | Electric Demand (MW) | 0.00015752 | 0.00015265 | 0.00014903 | 0.00014639 | 0.00014448 | 0.00014312 | 0.00014215 | 0.00014147 | 0.00014099 | 0.00014065 | 0.00014041 | 0.00014025 | 0.00014013
Yes | SCE | Res | AppPlug | 2025-27 Fed App: Dedicated Purpose Pool Pump Motors - Tier 1 - Standard | Possible | Electric Demand (MW) | 0.47033 | 1.6769 | 1.5224 | 1.3513 | 1.1956 | 0.64712 | 0.04995 | 0.047723 | 0.045857 | 0.044297 | 0.042993 | 0.041904 | 0.040996
Yes | SCE | Res | AppPlug | 2025-27 Fed App: Dedicated Purpose Pool Pump Motors - Tier 2 - Small | Possible | Electric Demand (MW) | 0 | 0 | 0.36276 | 1.3994 | 1.3931 | 1.3901 | 0.88901 | 0.049734 | 0.048736 | 0.047872 | 0.047129 | 0.046492 | 0.04595
Yes | SCE | Res | AppPlug | 2019-21 Fed App: Dedicated-purpose pool pumps | Possible | Electric Demand (MW) |  | 2.8132 | 0.38924 | 0.39664 | 0.40025 | 0.4052 | 0.40446 | 0.40384 | 0.40332 | 0.40289 | 0.40252 | 0.40222 | 0.40197
Yes | SCE | Res | AppPlug | 2016 T-20: Displays - Monitors | Possible | Electric Demand (MW) |  | 0.34404 | 0.063388 | 0.063388 | 0.063388 | 0.063388 | 0.063388 | 0.063388 | 0.063388 | 0.063388 | 0.063388 | 0.063388 | 0.063388
Yes | SCE | Res | AppPlug | 2025-27 Fed App: Microwave ovens - Built-In and Over-the-Range Convection Microwave Ovens | Possible | Electric Demand (MW) | 0 | 0.00063486 | 0.0012145 | 0.001231 | 0.0012469 | 0.0012565 | 0.0012496 | 0.0012438 | 0.0012389 | 0.0012349 | 0.0012316 | 0.0012288 | 0.00039748
Yes | SCE | Res | AppPlug | 2025-27 Fed App: Microwave ovens - Microwave-Only Ovens and Countertop Convection Microwave Ovens | Possible | Electric Demand (MW) | 0 | 0.0082645 | 0.015663 | 0.015739 | 0.015818 | 0.01583 | 0.015645 | 0.015488 | 0.015356 | 0.015244 | 0.01515 | 0.015071 | 0.0048631
Yes | SCE | Res | AppPlug | 2025-27 Fed App: Portable ACs | Possible | Electric Demand (MW) |  | 5.5587 | 5.4006 | 5.2595 | 5.1349 | 5.0257 | 4.9308 | 4.8489 | 4.7786 | 4.7186 | 3.2154 | 0.43828 | 0.43482
Yes | SCE | Res | AppPlug | 2018 T-20: Portable Electric Spas - Inflatable | Possible | Electric Demand (MW) |  | 0.0082838 | 0.0082838 | 0.0082838 | 0.0082838 | 0.0082838 | 0.0082838 | 0.0082838 | 0.0082838 | 0.0082838 | 0.0082838 | 0.0082838 | 0.0082838
Yes | SCE | Res | AppPlug | 2018 T-20: Portable Electric Spas - Rigid | Possible | Electric Demand (MW) |  | 0.45899 | 0.4676 | 0.4762 | 0.19564 | 0.038085 | 0.038085 | 0.038085 | 0.038085 | 0.038085 | 0.038085 | 0.038085 | 0.038085
Yes | SCE | Res | AppPlug | 2019-21 Fed App: Wine chillers | Possible | Electric Demand (MW) |  | 0.72634 | 0.71978 | 0.7147 | 0.7112 | 0.29914 | 0.06677 | 0.066048 | 0.065437 | 0.06492 | 0.064485 | 0.06412 | 0.063813
Yes | SDG&E | Res | AppPlug | T-20: Computers - Workstations | On-the-books | Electric Demand (MW) | 0 | 0 | 0 | 0 | 0 | 0 | 0 | 0 | 0 | 0 | 0 | 0 | 0
Yes | SDG&E | Res | AppPlug | 2005 T-20: Consumer Electronics - Audio Players | On-the-books | Electric Demand (MW) | 0.0042998 | 0.0042992 | 0.0042988 | 0.0042986 | 0.0042985 | 0.0042984 | 0.0042983 | 0.0042982 | 0.0042981 | 0.0042979 | 0.0042978 | 0.0042977 | 0.0042976
Yes | SDG&E | Res | AppPlug | 2005 T-20: Consumer Electronics - DVDs | On-the-books | Electric Demand (MW) | 0.00039353 | 0.00039204 | 0.00039084 | 0.00038989 | 0.00038913 | 0.00038852 | 0.00038781 | 0.00038717 | 0.00038648 | 0.00038582 | 0.00038514 | 0.00038448 | 0.0003838
Yes | SDG&E | Res | AppPlug | Fed Appliance: External Power Supplies | On-the-books | Electric Demand (MW) | 0 | 0 | 0 | 0 | 0 | 0 | 0 | 0 | 0 | 0 | 0 | 0 | 0
Yes | SDG&E | Res | AppPlug | 2011 T-20: Large Battery Chargers (≥2kW rated input) | On-the-books | Electric Demand (MW) | 0.0021939 | 0.0021665 | 0.002145 | 0.0021282 | 0.0005248 | 0.00052231 | 0.00051932 | 0.00051667 | 0.00051379 | 0.00051106 | 0.00050823 | 0.00050546 | 0.00050266
Yes | SDG&E | Res | AppPlug | Fed Appliance: Microwave ovens | On-the-books | Electric Demand (MW) | 0.13184 | 0.13135 | 0 | 0 | 0 | 0 | 0 | 0 | 0 | 0 | 0 | 0 | 0
Yes | SDG&E | Res | AppPlug | 2005 T-20: Portable Electric Spas | On-the-books | Electric Demand (MW) | 0 | 0 | 0 | 0 | 0 | 0 | 0 | 0 | 0 | 0 | 0 | 0 | 0
Yes | SDG&E | Res | AppPlug | Fed Appliance: Residential Clothes Dryers | On-the-books | Electric Demand (MW) | 0.02293 | 0.022927 | 0.022925 | 0.022923 | 0.022922 | 0.02292 | 0.0039191 | 0.003161 | 0.0031608 | 0.0031607 | 0.0031605 | 0.0031603 | 0.0031601
Yes | SDG&E | Res | AppPlug | Fed Appliance: Residential Clothes Washers (Front Loading) | On-the-books | Electric Demand (MW) | -0.022216 | -0.021417 | -0.020649 | -0.019921 | -0.0053686 | -0.002286 | -0.0022047 | -0.0021264 | -0.002046 | -0.001967 | -0.0018871 | -0.0018078 | -0.0017281
Yes | SDG&E | Res | AppPlug | Fed Appliance: Residential Clothes Washers (Top Loading) Tier I | On-the-books | Electric Demand (MW) | 0.17056 | 0.16444 | 0.15854 | 0.15295 | 0.041219 | 0.017552 | 0.016927 | 0.016326 | 0.015709 | 0.015102 | 0.014489 | 0.01388 | 0.013268
Yes | SDG&E | Res | AppPlug | Fed Appliance: Residential Clothes Washers - Top-loading | On-the-books | Electric Demand (MW) | 0 | 0 | 0 | 0 | 0 | 0 | 0 | 0 | 0 | 0 | 0 | 0 | 0
Yes | SDG&E | Res | AppPlug | Fed Appliance: Residential Dishwashers | On-the-books | Electric Demand (MW) | -0.00069553 | -0.00069553 | -0.00069553 | -0.0003386 | -9.0722e-05 | -9.0722e-05 | -9.0722e-05 | -9.0722e-05 | -9.0722e-05 | -9.0722e-05 | -9.0722e-05 | -9.0722e-05 | -9.0722e-05
Yes | SDG&E | Res | AppPlug | 2006 T-20: Residential Pool Pumps, 2-speed Motors, Tier 2 | On-the-books | Electric Demand (MW) | 0.21643 | 0.21634 | 0.21626 | 0.2162 | 0.21615 | 0.21611 | 0.21606 | 0.21602 | 0.21598 | 0.21593 | 0.21589 | 0.21584 | 0.2158
Yes | SDG&E | Res | AppPlug | 2005 T-20: Residential Pool Pumps, High Eff Motor, Tier 1 | On-the-books | Electric Demand (MW) | 0.063252 | 0.062294 | 0.061313 | 0.060308 | 0.059279 | 0.058227 | 0.057191 | 0.056144 | 0.055104 | 0.05406 | 0.053019 | 0.051975 | 0.050933
Yes | SDG&E | Res | AppPlug | Fed Appliance: Residential Refrigerators & Freezers | On-the-books | Electric Demand (MW) | 0.22696 | 0.22297 | 0.21974 | 0.21715 | 0.15975 | 0.027844 | 0.027594 | 0.02737 | 0.027128 | 0.026898 | 0.026661 | 0.026428 | 0.026192
Yes | SDG&E | Res | AppPlug | 2008 T-24: Residential Swimming pool | On-the-books | Electric Demand (MW) | 0.36006 | 0.35937 | 0.35885 | 0.35844 | 0.35813 | 0.35789 | 0.3576 | 0.35734 | 0.35706 | 0.3568 | 0.35653 | 0.35626 | 0.35599
Yes | SDG&E | Res | AppPlug | 2011 T-20: Small Battery Chargers – Tier 1 (consumer with no USB charger or USB charger <20 watt-hours) | On-the-books | Electric Demand (MW) | 0.010753 | 0.010708 | 0.010675 | 0.010651 | 0.010634 | 0.010622 | 0.010606 | 0.010593 | 0.010578 | 0.010564 | 0.010549 | 0.010535 | 0.010521
Yes | SDG&E | Res | AppPlug | 2011 T-20: Small Battery Chargers – Tier 2 (consumer with USB charger ≥20 watt-hours) | On-the-books | Electric Demand (MW) | 0.0052731 | 0.0052131 | 0.0051658 | 0.0051287 | 0.0050997 | 0.005077 | 0.0050501 | 0.005026 | 0.0050001 | 0.0049754 | 0.0049498 | 0.0049249 | 0.0048995
Yes | SDG&E | Res | AppPlug | 2009 T-20: Televisions - Tier 1 | On-the-books | Electric Demand (MW) | 0.031969 | 0.031959 | 0.031953 | 0.03195 | 0.031948 | 0.031947 | 0.031945 | 0.031943 | 0.031942 | 0.03194 | 0.031939 | 0.031937 | 0.031936
Yes | SDG&E | Res | AppPlug | 2009 T-20: Televisions - Tier 2 | On-the-books | Electric Demand (MW) | 0.028281 | 0.028166 | 0.028087 | 0.028034 | 0.027998 | 0.027974 | 0.027941 | 0.027914 | 0.027884 | 0.027856 | 0.027826 | 0.027797 | 0.027768
Yes | SDG&E | Res | AppPlug | 2005 T-20: Water Dispensers | On-the-books | Electric Demand (MW) | 0.0005044 | 0.00050421 | 0.00050407 | 0.00050398 | 0.00050392 | 0.00050388 | 0.00050382 | 0.00050377 | 0.00050372 | 0.00050367 | 0.00050362 | 0.00050357 | 0.00050352
Yes | SDG&E | Res | AppPlug | 2025-27 Fed App: Air purifiers - Tier 2 | On-the-books | Electric Demand (MW) | 0 | 0.2505 | 0.2578 | 0.26637 | 0.27586 | 0.28621 | 0.28261 | 0.27956 | 0.27697 | 0.27478 | 0.022536 | 0.022408 | 0.022301
Yes | SDG&E | Res | AppPlug | 2016 T-20: Computers - Desktops - Tier 1 | On-the-books | Electric Demand (MW) | 0.034164 | 0.033109 | 0.032324 | 0.03175 | 0.031336 | 0.031041 | 0.030831 | 0.030683 | 0.030578 | 0.030505 | 0.030454 | 0.030418 | 0.030393
Yes | SDG&E | Res | AppPlug | 2016 T-20: Computers - Desktops - Tier 2 | On-the-books | Electric Demand (MW) | 0.37476 | 0.19041 | 0.025421 | 0.024636 | 0.024052 | 0.023625 | 0.023317 | 0.023097 | 0.022941 | 0.022831 | 0.022753 | 0.022699 | 0.02266
Yes | SDG&E | Res | AppPlug | 2016 T-20: Computers - Notebooks | On-the-books | Electric Demand (MW) | 3.3811e-05 | 3.2767e-05 | 3.199e-05 | 3.1422e-05 | 3.1012e-05 | 3.072e-05 | 3.0512e-05 | 3.0365e-05 | 3.0262e-05 | 3.0189e-05 | 3.0139e-05 | 3.0103e-05 | 3.0078e-05
Yes | SDG&E | Res | AppPlug | 2025-27 Fed App: Dedicated Purpose Pool Pump Motors - Tier 1 - Standard | On-the-books | Electric Demand (MW) | 0.10095 | 0.35993 | 0.32677 | 0.29004 | 0.25664 | 0.1389 | 0.010722 | 0.010244 | 0.0098431 | 0.0095081 | 0.0092282 | 0.0089945 | 0.0087995
Yes | SDG&E | Res | AppPlug | 2025-27 Fed App: Dedicated Purpose Pool Pump Motors - Tier 2 - Small | On-the-books | Electric Demand (MW) | 0 | 0 | 0.077864 | 0.30037 | 0.29902 | 0.29838 | 0.19082 | 0.010675 | 0.010461 | 0.010276 | 0.010116 | 0.0099794 | 0.009863
Yes | SDG&E | Res | AppPlug | 2019-21 Fed App: Dedicated-purpose pool pumps | On-the-books | Electric Demand (MW) |  | 0.60383 | 0.083548 | 0.085136 | 0.085912 | 0.086974 | 0.086816 | 0.086683 | 0.086572 | 0.086478 | 0.0864 | 0.086335 | 0.08628
Yes | SDG&E | Res | AppPlug | 2016 T-20: Displays - Monitors | On-the-books | Electric Demand (MW) |  | 0.073847 | 0.013606 | 0.013606 | 0.013606 | 0.013606 | 0.013606 | 0.013606 | 0.013606 | 0.013606 | 0.013606 | 0.013606 | 0.013606
Yes | SDG&E | Res | AppPlug | 2025-27 Fed App: Microwave ovens - Built-In and Over-the-Range Convection Microwave Ovens | On-the-books | Electric Demand (MW) | 0 | 0.00013627 | 0.00026069 | 0.00026422 | 0.00026764 | 0.00026971 | 0.00026822 | 0.00026697 | 0.00026593 | 0.00026507 | 0.00026435 | 0.00026375 | 8.5317e-05
Yes | SDG&E | Res | AppPlug | 2025-27 Fed App: Microwave ovens - Microwave-Only Ovens and Countertop Convection Microwave Ovens | On-the-books | Electric Demand (MW) | 0 | 0.0017739 | 0.0033621 | 0.0033783 | 0.0033954 | 0.0033978 | 0.0033581 | 0.0033245 | 0.0032961 | 0.0032721 | 0.0032519 | 0.003235 | 0.0010438
Yes | SDG&E | Res | AppPlug | 2025-27 Fed App: Portable ACs | On-the-books | Electric Demand (MW) |  | 1.1932 | 1.1592 | 1.1289 | 1.1022 | 1.0787 | 1.0584 | 1.0408 | 1.0257 | 1.0128 | 0.69017 | 0.094075 | 0.093333
Yes | SDG&E | Res | AppPlug | 2018 T-20: Portable Electric Spas - Inflatable | On-the-books | Electric Demand (MW) |  | 0.0017781 | 0.0017781 | 0.0017781 | 0.0017781 | 0.0017781 | 0.0017781 | 0.0017781 | 0.0017781 | 0.0017781 | 0.0017781 | 0.0017781 | 0.0017781
Yes | SDG&E | Res | AppPlug | 2018 T-20: Portable Electric Spas - Rigid | On-the-books | Electric Demand (MW) |  | 0.09852 | 0.10037 | 0.10222 | 0.041993 | 0.0081747 | 0.0081747 | 0.0081747 | 0.0081747 | 0.0081747 | 0.0081747 | 0.0081747 | 0.0081747
Yes | SDG&E | Res | AppPlug | 2019-21 Fed App: Wine chillers | On-the-books | Electric Demand (MW) |  | 0.15591 | 0.1545 | 0.15341 | 0.15266 | 0.064208 | 0.014332 | 0.014177 | 0.014046 | 0.013935 | 0.013841 | 0.013763 | 0.013697
Yes | SDG&E | Res | AppPlug | T-20: Computers - Workstations | Expected | Electric Demand (MW) | 0 | 0 | 0 | 0 | 0 | 0 | 0 | 0 | 0 | 0 | 0 | 0 | 0
Yes | SDG&E | Res | AppPlug | 2005 T-20: Consumer Electronics - Audio Players | Expected | Electric Demand (MW) | 0.0042998 | 0.0042992 | 0.0042988 | 0.0042986 | 0.0042985 | 0.0042984 | 0.0042983 | 0.0042982 | 0.0042981 | 0.0042979 | 0.0042978 | 0.0042977 | 0.0042976
Yes | SDG&E | Res | AppPlug | 2005 T-20: Consumer Electronics - DVDs | Expected | Electric Demand (MW) | 0.00039353 | 0.00039204 | 0.00039084 | 0.00038989 | 0.00038913 | 0.00038852 | 0.00038781 | 0.00038717 | 0.00038648 | 0.00038582 | 0.00038514 | 0.00038448 | 0.0003838
Yes | SDG&E | Res | AppPlug | Fed Appliance: External Power Supplies | Expected | Electric Demand (MW) | 0 | 0 | 0 | 0 | 0 | 0 | 0 | 0 | 0 | 0 | 0 | 0 | 0
Yes | SDG&E | Res | AppPlug | 2011 T-20: Large Battery Chargers (≥2kW rated input) | Expected | Electric Demand (MW) | 0.0021939 | 0.0021665 | 0.002145 | 0.0021282 | 0.0005248 | 0.00052231 | 0.00051932 | 0.00051667 | 0.00051379 | 0.00051106 | 0.00050823 | 0.00050546 | 0.00050266
Yes | SDG&E | Res | AppPlug | Fed Appliance: Microwave ovens | Expected | Electric Demand (MW) | 0.13184 | 0.13135 | 0 | 0 | 0 | 0 | 0 | 0 | 0 | 0 | 0 | 0 | 0
Yes | SDG&E | Res | AppPlug | 2005 T-20: Portable Electric Spas | Expected | Electric Demand (MW) | 0 | 0 | 0 | 0 | 0 | 0 | 0 | 0 | 0 | 0 | 0 | 0 | 0
Yes | SDG&E | Res | AppPlug | Fed Appliance: Residential Clothes Dryers | Expected | Electric Demand (MW) | 0.02293 | 0.022927 | 0.022925 | 0.022923 | 0.022922 | 0.02292 | 0.0039191 | 0.003161 | 0.0031608 | 0.0031607 | 0.0031605 | 0.0031603 | 0.0031601
Yes | SDG&E | Res | AppPlug | Fed Appliance: Residential Clothes Washers (Front Loading) | Expected | Electric Demand (MW) | -0.022216 | -0.021417 | -0.020649 | -0.019921 | -0.0053686 | -0.002286 | -0.0022047 | -0.0021264 | -0.002046 | -0.001967 | -0.0018871 | -0.0018078 | -0.0017281
Yes | SDG&E | Res | AppPlug | Fed Appliance: Residential Clothes Washers (Top Loading) Tier I | Expected | Electric Demand (MW) | 0.17056 | 0.16444 | 0.15854 | 0.15295 | 0.041219 | 0.017552 | 0.016927 | 0.016326 | 0.015709 | 0.015102 | 0.014489 | 0.01388 | 0.013268
Yes | SDG&E | Res | AppPlug | Fed Appliance: Residential Clothes Washers - Top-loading | Expected | Electric Demand (MW) | 0 | 0 | 0 | 0 | 0 | 0 | 0 | 0 | 0 | 0 | 0 | 0 | 0
Yes | SDG&E | Res | AppPlug | Fed Appliance: Residential Dishwashers | Expected | Electric Demand (MW) | -0.00069553 | -0.00069553 | -0.00069553 | -0.0003386 | -9.0722e-05 | -9.0722e-05 | -9.0722e-05 | -9.0722e-05 | -9.0722e-05 | -9.0722e-05 | -9.0722e-05 | -9.0722e-05 | -9.0722e-05
Yes | SDG&E | Res | AppPlug | 2006 T-20: Residential Pool Pumps, 2-speed Motors, Tier 2 | Expected | Electric Demand (MW) | 0.21643 | 0.21634 | 0.21626 | 0.2162 | 0.21615 | 0.21611 | 0.21606 | 0.21602 | 0.21598 | 0.21593 | 0.21589 | 0.21584 | 0.2158
Yes | SDG&E | Res | AppPlug | 2005 T-20: Residential Pool Pumps, High Eff Motor, Tier 1 | Expected | Electric Demand (MW) | 0.063252 | 0.062294 | 0.061313 | 0.060308 | 0.059279 | 0.058227 | 0.057191 | 0.056144 | 0.055104 | 0.05406 | 0.053019 | 0.051975 | 0.050933
Yes | SDG&E | Res | AppPlug | Fed Appliance: Residential Refrigerators & Freezers | Expected | Electric Demand (MW) | 0.22696 | 0.22297 | 0.21974 | 0.21715 | 0.15975 | 0.027844 | 0.027594 | 0.02737 | 0.027128 | 0.026898 | 0.026661 | 0.026428 | 0.026192
Yes | SDG&E | Res | AppPlug | 2008 T-24: Residential Swimming pool | Expected | Electric Demand (MW) | 0.36006 | 0.35937 | 0.35885 | 0.35844 | 0.35813 | 0.35789 | 0.3576 | 0.35734 | 0.35706 | 0.3568 | 0.35653 | 0.35626 | 0.35599
Yes | SDG&E | Res | AppPlug | 2011 T-20: Small Battery Chargers – Tier 1 (consumer with no USB charger or USB charger <20 watt-hours) | Expected | Electric Demand (MW) | 0.010753 | 0.010708 | 0.010675 | 0.010651 | 0.010634 | 0.010622 | 0.010606 | 0.010593 | 0.010578 | 0.010564 | 0.010549 | 0.010535 | 0.010521
Yes | SDG&E | Res | AppPlug | 2011 T-20: Small Battery Chargers – Tier 2 (consumer with USB charger ≥20 watt-hours) | Expected | Electric Demand (MW) | 0.0052731 | 0.0052131 | 0.0051658 | 0.0051287 | 0.0050997 | 0.005077 | 0.0050501 | 0.005026 | 0.0050001 | 0.0049754 | 0.0049498 | 0.0049249 | 0.0048995
Yes | SDG&E | Res | AppPlug | 2009 T-20: Televisions - Tier 1 | Expected | Electric Demand (MW) | 0.031969 | 0.031959 | 0.031953 | 0.03195 | 0.031948 | 0.031947 | 0.031945 | 0.031943 | 0.031942 | 0.03194 | 0.031939 | 0.031937 | 0.031936
Yes | SDG&E | Res | AppPlug | 2009 T-20: Televisions - Tier 2 | Expected | Electric Demand (MW) | 0.028281 | 0.028166 | 0.028087 | 0.028034 | 0.027998 | 0.027974 | 0.027941 | 0.027914 | 0.027884 | 0.027856 | 0.027826 | 0.027797 | 0.027768
Yes | SDG&E | Res | AppPlug | 2005 T-20: Water Dispensers | Expected | Electric Demand (MW) | 0.0005044 | 0.00050421 | 0.00050407 | 0.00050398 | 0.00050392 | 0.00050388 | 0.00050382 | 0.00050377 | 0.00050372 | 0.00050367 | 0.00050362 | 0.00050357 | 0.00050352
Yes | SDG&E | Res | AppPlug | 2025-27 Fed App: Air purifiers - Tier 2 | Expected | Electric Demand (MW) | 0 | 0.2505 | 0.2578 | 0.26637 | 0.27586 | 0.28621 | 0.28261 | 0.27956 | 0.27697 | 0.27478 | 0.022536 | 0.022408 | 0.022301
Yes | SDG&E | Res | AppPlug | 2016 T-20: Computers - Desktops - Tier 1 | Expected | Electric Demand (MW) | 0.034164 | 0.033109 | 0.032324 | 0.03175 | 0.031336 | 0.031041 | 0.030831 | 0.030683 | 0.030578 | 0.030505 | 0.030454 | 0.030418 | 0.030393
Yes | SDG&E | Res | AppPlug | 2016 T-20: Computers - Desktops - Tier 2 | Expected | Electric Demand (MW) | 0.37476 | 0.19041 | 0.025421 | 0.024636 | 0.024052 | 0.023625 | 0.023317 | 0.023097 | 0.022941 | 0.022831 | 0.022753 | 0.022699 | 0.02266
Yes | SDG&E | Res | AppPlug | 2016 T-20: Computers - Notebooks | Expected | Electric Demand (MW) | 3.3811e-05 | 3.2767e-05 | 3.199e-05 | 3.1422e-05 | 3.1012e-05 | 3.072e-05 | 3.0512e-05 | 3.0365e-05 | 3.0262e-05 | 3.0189e-05 | 3.0139e-05 | 3.0103e-05 | 3.0078e-05
Yes | SDG&E | Res | AppPlug | 2025-27 Fed App: Dedicated Purpose Pool Pump Motors - Tier 1 - Standard | Expected | Electric Demand (MW) | 0.10095 | 0.35993 | 0.32677 | 0.29004 | 0.25664 | 0.1389 | 0.010722 | 0.010244 | 0.0098431 | 0.0095081 | 0.0092282 | 0.0089945 | 0.0087995
Yes | SDG&E | Res | AppPlug | 2025-27 Fed App: Dedicated Purpose Pool Pump Motors - Tier 2 - Small | Expected | Electric Demand (MW) | 0 | 0 | 0.077864 | 0.30037 | 0.29902 | 0.29838 | 0.19082 | 0.010675 | 0.010461 | 0.010276 | 0.010116 | 0.0099794 | 0.009863
Yes | SDG&E | Res | AppPlug | 2019-21 Fed App: Dedicated-purpose pool pumps | Expected | Electric Demand (MW) |  | 0.60383 | 0.083548 | 0.085136 | 0.085912 | 0.086974 | 0.086816 | 0.086683 | 0.086572 | 0.086478 | 0.0864 | 0.086335 | 0.08628
Yes | SDG&E | Res | AppPlug | 2016 T-20: Displays - Monitors | Expected | Electric Demand (MW) |  | 0.073847 | 0.013606 | 0.013606 | 0.013606 | 0.013606 | 0.013606 | 0.013606 | 0.013606 | 0.013606 | 0.013606 | 0.013606 | 0.013606
Yes | SDG&E | Res | AppPlug | 2025-27 Fed App: Microwave ovens - Built-In and Over-the-Range Convection Microwave Ovens | Expected | Electric Demand (MW) | 0 | 0.00013627 | 0.00026069 | 0.00026422 | 0.00026764 | 0.00026971 | 0.00026822 | 0.00026697 | 0.00026593 | 0.00026507 | 0.00026435 | 0.00026375 | 8.5317e-05
Yes | SDG&E | Res | AppPlug | 2025-27 Fed App: Microwave ovens - Microwave-Only Ovens and Countertop Convection Microwave Ovens | Expected | Electric Demand (MW) | 0 | 0.0017739 | 0.0033621 | 0.0033783 | 0.0033954 | 0.0033978 | 0.0033581 | 0.0033245 | 0.0032961 | 0.0032721 | 0.0032519 | 0.003235 | 0.0010438
Yes | SDG&E | Res | AppPlug | 2025-27 Fed App: Portable ACs | Expected | Electric Demand (MW) |  | 1.1932 | 1.1592 | 1.1289 | 1.1022 | 1.0787 | 1.0584 | 1.0408 | 1.0257 | 1.0128 | 0.69017 | 0.094075 | 0.093333
Yes | SDG&E | Res | AppPlug | 2018 T-20: Portable Electric Spas - Inflatable | Expected | Electric Demand (MW) |  | 0.0017781 | 0.0017781 | 0.0017781 | 0.0017781 | 0.0017781 | 0.0017781 | 0.0017781 | 0.0017781 | 0.0017781 | 0.0017781 | 0.0017781 | 0.0017781
Yes | SDG&E | Res | AppPlug | 2018 T-20: Portable Electric Spas - Rigid | Expected | Electric Demand (MW) |  | 0.09852 | 0.10037 | 0.10222 | 0.041993 | 0.0081747 | 0.0081747 | 0.0081747 | 0.0081747 | 0.0081747 | 0.0081747 | 0.0081747 | 0.0081747
Yes | SDG&E | Res | AppPlug | 2019-21 Fed App: Wine chillers | Expected | Electric Demand (MW) |  | 0.15591 | 0.1545 | 0.15341 | 0.15266 | 0.064208 | 0.014332 | 0.014177 | 0.014046 | 0.013935 | 0.013841 | 0.013763 | 0.013697
Yes | SDG&E | Res | AppPlug | T-20: Computers - Workstations | Possible | Electric Demand (MW) | 0 | 0 | 0 | 0 | 0 | 0 | 0 | 0 | 0 | 0 | 0 | 0 | 0
Yes | SDG&E | Res | AppPlug | 2005 T-20: Consumer Electronics - Audio Players | Possible | Electric Demand (MW) | 0.0042998 | 0.0042992 | 0.0042988 | 0.0042986 | 0.0042985 | 0.0042984 | 0.0042983 | 0.0042982 | 0.0042981 | 0.0042979 | 0.0042978 | 0.0042977 | 0.0042976
Yes | SDG&E | Res | AppPlug | 2005 T-20: Consumer Electronics - DVDs | Possible | Electric Demand (MW) | 0.00039353 | 0.00039204 | 0.00039084 | 0.00038989 | 0.00038913 | 0.00038852 | 0.00038781 | 0.00038717 | 0.00038648 | 0.00038582 | 0.00038514 | 0.00038448 | 0.0003838
Yes | SDG&E | Res | AppPlug | Fed Appliance: External Power Supplies | Possible | Electric Demand (MW) | 0 | 0 | 0 | 0 | 0 | 0 | 0 | 0 | 0 | 0 | 0 | 0 | 0
Yes | SDG&E | Res | AppPlug | 2011 T-20: Large Battery Chargers (≥2kW rated input) | Possible | Electric Demand (MW) | 0.0021939 | 0.0021665 | 0.002145 | 0.0021282 | 0.0005248 | 0.00052231 | 0.00051932 | 0.00051667 | 0.00051379 | 0.00051106 | 0.00050823 | 0.00050546 | 0.00050266
Yes | SDG&E | Res | AppPlug | Fed Appliance: Microwave ovens | Possible | Electric Demand (MW) | 0.13184 | 0.13135 | 0 | 0 | 0 | 0 | 0 | 0 | 0 | 0 | 0 | 0 | 0
Yes | SDG&E | Res | AppPlug | 2005 T-20: Portable Electric Spas | Possible | Electric Demand (MW) | 0 | 0 | 0 | 0 | 0 | 0 | 0 | 0 | 0 | 0 | 0 | 0 | 0
Yes | SDG&E | Res | AppPlug | Fed Appliance: Residential Clothes Dryers | Possible | Electric Demand (MW) | 0.02293 | 0.022927 | 0.022925 | 0.022923 | 0.022922 | 0.02292 | 0.0039191 | 0.003161 | 0.0031608 | 0.0031607 | 0.0031605 | 0.0031603 | 0.0031601
Yes | SDG&E | Res | AppPlug | Fed Appliance: Residential Clothes Washers (Front Loading) | Possible | Electric Demand (MW) | -0.022216 | -0.021417 | -0.020649 | -0.019921 | -0.0053686 | -0.002286 | -0.0022047 | -0.0021264 | -0.002046 | -0.001967 | -0.0018871 | -0.0018078 | -0.0017281
Yes | SDG&E | Res | AppPlug | Fed Appliance: Residential Clothes Washers (Top Loading) Tier I | Possible | Electric Demand (MW) | 0.17056 | 0.16444 | 0.15854 | 0.15295 | 0.041219 | 0.017552 | 0.016927 | 0.016326 | 0.015709 | 0.015102 | 0.014489 | 0.01388 | 0.013268
Yes | SDG&E | Res | AppPlug | Fed Appliance: Residential Clothes Washers - Top-loading | Possible | Electric Demand (MW) | 0 | 0 | 0 | 0 | 0 | 0 | 0 | 0 | 0 | 0 | 0 | 0 | 0
Yes | SDG&E | Res | AppPlug | Fed Appliance: Residential Dishwashers | Possible | Electric Demand (MW) | -0.00069553 | -0.00069553 | -0.00069553 | -0.0003386 | -9.0722e-05 | -9.0722e-05 | -9.0722e-05 | -9.0722e-05 | -9.0722e-05 | -9.0722e-05 | -9.0722e-05 | -9.0722e-05 | -9.0722e-05
Yes | SDG&E | Res | AppPlug | 2006 T-20: Residential Pool Pumps, 2-speed Motors, Tier 2 | Possible | Electric Demand (MW) | 0.21643 | 0.21634 | 0.21626 | 0.2162 | 0.21615 | 0.21611 | 0.21606 | 0.21602 | 0.21598 | 0.21593 | 0.21589 | 0.21584 | 0.2158
Yes | SDG&E | Res | AppPlug | 2005 T-20: Residential Pool Pumps, High Eff Motor, Tier 1 | Possible | Electric Demand (MW) | 0.063252 | 0.062294 | 0.061313 | 0.060308 | 0.059279 | 0.058227 | 0.057191 | 0.056144 | 0.055104 | 0.05406 | 0.053019 | 0.051975 | 0.050933
Yes | SDG&E | Res | AppPlug | Fed Appliance: Residential Refrigerators & Freezers | Possible | Electric Demand (MW) | 0.22696 | 0.22297 | 0.21974 | 0.21715 | 0.15975 | 0.027844 | 0.027594 | 0.02737 | 0.027128 | 0.026898 | 0.026661 | 0.026428 | 0.026192
Yes | SDG&E | Res | AppPlug | 2008 T-24: Residential Swimming pool | Possible | Electric Demand (MW) | 0.36006 | 0.35937 | 0.35885 | 0.35844 | 0.35813 | 0.35789 | 0.3576 | 0.35734 | 0.35706 | 0.3568 | 0.35653 | 0.35626 | 0.35599
Yes | SDG&E | Res | AppPlug | 2011 T-20: Small Battery Chargers – Tier 1 (consumer with no USB charger or USB charger <20 watt-hours) | Possible | Electric Demand (MW) | 0.010753 | 0.010708 | 0.010675 | 0.010651 | 0.010634 | 0.010622 | 0.010606 | 0.010593 | 0.010578 | 0.010564 | 0.010549 | 0.010535 | 0.010521
Yes | SDG&E | Res | AppPlug | 2011 T-20: Small Battery Chargers – Tier 2 (consumer with USB charger ≥20 watt-hours) | Possible | Electric Demand (MW) | 0.0052731 | 0.0052131 | 0.0051658 | 0.0051287 | 0.0050997 | 0.005077 | 0.0050501 | 0.005026 | 0.0050001 | 0.0049754 | 0.0049498 | 0.0049249 | 0.0048995
Yes | SDG&E | Res | AppPlug | 2009 T-20: Televisions - Tier 1 | Possible | Electric Demand (MW) | 0.031969 | 0.031959 | 0.031953 | 0.03195 | 0.031948 | 0.031947 | 0.031945 | 0.031943 | 0.031942 | 0.03194 | 0.031939 | 0.031937 | 0.031936
Yes | SDG&E | Res | AppPlug | 2009 T-20: Televisions - Tier 2 | Possible | Electric Demand (MW) | 0.028281 | 0.028166 | 0.028087 | 0.028034 | 0.027998 | 0.027974 | 0.027941 | 0.027914 | 0.027884 | 0.027856 | 0.027826 | 0.027797 | 0.027768
Yes | SDG&E | Res | AppPlug | 2005 T-20: Water Dispensers | Possible | Electric Demand (MW) | 0.0005044 | 0.00050421 | 0.00050407 | 0.00050398 | 0.00050392 | 0.00050388 | 0.00050382 | 0.00050377 | 0.00050372 | 0.00050367 | 0.00050362 | 0.00050357 | 0.00050352
Yes | SDG&E | Res | AppPlug | 2025-27 Fed App: Air purifiers - Tier 2 | Possible | Electric Demand (MW) | 0 | 0.2505 | 0.2578 | 0.26637 | 0.27586 | 0.28621 | 0.28261 | 0.27956 | 0.27697 | 0.27478 | 0.022536 | 0.022408 | 0.022301
Yes | SDG&E | Res | AppPlug | 2016 T-20: Computers - Desktops - Tier 1 | Possible | Electric Demand (MW) | 0.034164 | 0.033109 | 0.032324 | 0.03175 | 0.031336 | 0.031041 | 0.030831 | 0.030683 | 0.030578 | 0.030505 | 0.030454 | 0.030418 | 0.030393
Yes | SDG&E | Res | AppPlug | 2016 T-20: Computers - Desktops - Tier 2 | Possible | Electric Demand (MW) | 0.37476 | 0.19041 | 0.025421 | 0.024636 | 0.024052 | 0.023625 | 0.023317 | 0.023097 | 0.022941 | 0.022831 | 0.022753 | 0.022699 | 0.02266
Yes | SDG&E | Res | AppPlug | 2016 T-20: Computers - Notebooks | Possible | Electric Demand (MW) | 3.3811e-05 | 3.2767e-05 | 3.199e-05 | 3.1422e-05 | 3.1012e-05 | 3.072e-05 | 3.0512e-05 | 3.0365e-05 | 3.0262e-05 | 3.0189e-05 | 3.0139e-05 | 3.0103e-05 | 3.0078e-05
Yes | SDG&E | Res | AppPlug | 2025-27 Fed App: Dedicated Purpose Pool Pump Motors - Tier 1 - Standard | Possible | Electric Demand (MW) | 0.10095 | 0.35993 | 0.32677 | 0.29004 | 0.25664 | 0.1389 | 0.010722 | 0.010244 | 0.0098431 | 0.0095081 | 0.0092282 | 0.0089945 | 0.0087995
Yes | SDG&E | Res | AppPlug | 2025-27 Fed App: Dedicated Purpose Pool Pump Motors - Tier 2 - Small | Possible | Electric Demand (MW) | 0 | 0 | 0.077864 | 0.30037 | 0.29902 | 0.29838 | 0.19082 | 0.010675 | 0.010461 | 0.010276 | 0.010116 | 0.0099794 | 0.009863
Yes | SDG&E | Res | AppPlug | 2019-21 Fed App: Dedicated-purpose pool pumps | Possible | Electric Demand (MW) |  | 0.60383 | 0.083548 | 0.085136 | 0.085912 | 0.086974 | 0.086816 | 0.086683 | 0.086572 | 0.086478 | 0.0864 | 0.086335 | 0.08628
Yes | SDG&E | Res | AppPlug | 2016 T-20: Displays - Monitors | Possible | Electric Demand (MW) |  | 0.073847 | 0.013606 | 0.013606 | 0.013606 | 0.013606 | 0.013606 | 0.013606 | 0.013606 | 0.013606 | 0.013606 | 0.013606 | 0.013606
Yes | SDG&E | Res | AppPlug | 2025-27 Fed App: Microwave ovens - Built-In and Over-the-Range Convection Microwave Ovens | Possible | Electric Demand (MW) | 0 | 0.00013627 | 0.00026069 | 0.00026422 | 0.00026764 | 0.00026971 | 0.00026822 | 0.00026697 | 0.00026593 | 0.00026507 | 0.00026435 | 0.00026375 | 8.5317e-05
Yes | SDG&E | Res | AppPlug | 2025-27 Fed App: Microwave ovens - Microwave-Only Ovens and Countertop Convection Microwave Ovens | Possible | Electric Demand (MW) | 0 | 0.0017739 | 0.0033621 | 0.0033783 | 0.0033954 | 0.0033978 | 0.0033581 | 0.0033245 | 0.0032961 | 0.0032721 | 0.0032519 | 0.003235 | 0.0010438
Yes | SDG&E | Res | AppPlug | 2025-27 Fed App: Portable ACs | Possible | Electric Demand (MW) |  | 1.1932 | 1.1592 | 1.1289 | 1.1022 | 1.0787 | 1.0584 | 1.0408 | 1.0257 | 1.0128 | 0.69017 | 0.094075 | 0.093333
Yes | SDG&E | Res | AppPlug | 2018 T-20: Portable Electric Spas - Inflatable | Possible | Electric Demand (MW) |  | 0.0017781 | 0.0017781 | 0.0017781 | 0.0017781 | 0.0017781 | 0.0017781 | 0.0017781 | 0.0017781 | 0.0017781 | 0.0017781 | 0.0017781 | 0.0017781
Yes | SDG&E | Res | AppPlug | 2018 T-20: Portable Electric Spas - Rigid | Possible | Electric Demand (MW) |  | 0.09852 | 0.10037 | 0.10222 | 0.041993 | 0.0081747 | 0.0081747 | 0.0081747 | 0.0081747 | 0.0081747 | 0.0081747 | 0.0081747 | 0.0081747
Yes | SDG&E | Res | AppPlug | 2019-21 Fed App: Wine chillers | Possible | Electric Demand (MW) |  | 0.15591 | 0.1545 | 0.15341 | 0.15266 | 0.064208 | 0.014332 | 0.014177 | 0.014046 | 0.013935 | 0.013841 | 0.013763 | 0.013697
Yes | PG&E | Com | BldgEnv | 2008 T-24: Cool Roof Expansion | On-the-books | Electric Demand (MW) | 0.35806 | 0.35786 | 0.35772 | 0.35762 | 0.35755 | 0.3575 | 0.35743 | 0.35738 | 0.35731 | 0.35726 | 0.3572 | 0.35714 | 0.35708
Yes | PG&E | Com | BldgEnv | 2005 T-24: Cool roofs | On-the-books | Electric Demand (MW) | 0.25253 | 0.25253 | 0.25253 | 0.25253 | 0.25252 | 0.25252 | 0.25252 | 0.25252 | 0.25252 | 0.25252 | 0.25252 | 0.25252 | 0.25252
Yes | PG&E | Com | BldgEnv | 2008 T-24: Envelope insulation | On-the-books | Electric Demand (MW) | 1.0983 | 1.0925 | 1.0881 | 1.0848 | 1.0823 | 1.0803 | 1.078 | 1.0759 | 1.0737 | 1.0715 | 1.0693 | 1.0672 | 1.065
Yes | PG&E | Com | BldgEnv | 2013 T-24: NRA-Envelope-Cool Roofs | On-the-books | Electric Demand (MW) | 0.23636 | 0.23028 | 0.2253 | 0.22122 | 0.10806 | 0 | 0 | 0 | 0 | 0 | 0 | 0 | 0
Yes | PG&E | Com | BldgEnv | 2025 T-24: NR High Performance Envelope - Prescriptive Heavy Mass Walls U-Value (New Construction + Additions) | On-the-books | Electric Demand (MW) | 0 | 0.00015382 | 0.00091873 | 0.00091705 | 0.00091536 | 0.00091365 | 0.00091192 | 0.00091018 | 0.00090842 | 0.00090665 | 0.00090486 | 0.00090305 | 0.00090123
Yes | PG&E | Com | BldgEnv | 2025 T-24: NR High Performance Envelope - Prescriptive Light Mass Walls U-Value (New Construction + Additions) | On-the-books | Electric Demand (MW) | 0 | 0.00022816 | 0.0013024 | 0.0012408 | 0.0011806 | 0.0011218 | 0.0010646 | 0.001009 | 0.00095526 | 0.00090331 | 0.00085323 | 0.00080507 | 0.00075885
Yes | PG&E | Com | BldgEnv | 2025 T-24: NR High Performance Envelope - Prescriptive Metal Building Walls U-Value (New Construction + Additions) | On-the-books | Electric Demand (MW) | 0 | 0.00034064 | 0.0020376 | 0.002037 | 0.0020364 | 0.0020358 | 0.0020352 | 0.0020345 | 0.0020339 | 0.0020333 | 0.0020327 | 0.002032 | 0.0020314
Yes | PG&E | Com | BldgEnv | 2025 T-24: NR High Performance Envelope - Prescriptive Metal Roof U-Value (New Construction + Additions) | On-the-books | Electric Demand (MW) | 0 | 0.00023795 | 0.0014029 | 0.0013816 | 0.0013601 | 0.0013383 | 0.0013162 | 0.001294 | 0.0012715 | 0.0012488 | 0.0012259 | 0.0012029 | 0.0011797
Yes | PG&E | Com | BldgEnv | 2025 T-24: NR High Performance Envelope - Prescriptive Woodframed and Other Roof U-Value (New Construction + Additions) | On-the-books | Electric Demand (MW) | 0 | 0.00080618 | 0.0046711 | 0.0045187 | 0.0043668 | 0.0042158 | 0.004066 | 0.0039177 | 0.003771 | 0.0036264 | 0.003484 | 0.0033441 | 0.0032068
Yes | PG&E | Com | BldgEnv | 2025 T-24: NR High Performance Envelope - Prescriptive Woodframed Walls U-Value (New Construction + Additions) | On-the-books | Electric Demand (MW) | 0 | 0.00016002 | 0.00095343 | 0.0009493 | 0.00094512 | 0.00094087 | 0.00093657 | 0.00093221 | 0.00092779 | 0.00092331 | 0.00091877 | 0.00091418 | 0.00090952
Yes | PG&E | Com | BldgEnv | 2025 T-24: NR High Performance Envelope - Reduced Infiltration Vestibules: require vestibules for certain buildings (Thermal bridging) (New Construction + Additions) | On-the-books | Electric Demand (MW) | 0 | 0.0020315 | 0.012104 | 0.012052 | 0.011999 | 0.011945 | 0.01189 | 0.011835 | 0.011779 | 0.011722 | 0.011664 | 0.011606 | 0.011547
Yes | PG&E | Com | BldgEnv | 2025 T-24: NR High Performance Envelope - Windows/Fenestration - Alterations (Alterations) | On-the-books | Electric Demand (MW) | 0 | 0.01171 | 0.012078 | 0.011346 | 0.01061 | 0.0098795 | 0.0091641 | 0.0084721 | 0.0078109 | 0.0071865 | 0.0066032 | 0.006064 | 0.0055703
Yes | PG&E | Com | BldgEnv | 2025 T-24: NR High Performance Envelope - Windows/Fenestration - New Construction (New Construction + Additions) | On-the-books | Electric Demand (MW) | 0 | 8.5276e-05 | 0.0004816 | 0.00045241 | 0.00042306 | 0.00039394 | 0.00036542 | 0.00033782 | 0.00031146 | 0.00028656 | 0.0002633 | 0.0002418 | 0.00022212
Yes | PG&E | Com | BldgEnv | 2022 T-24: NRA - Envelope - Cool Roofs: Steep-Sloped | On-the-books | Electric Demand (MW) | 0.048763 | 0.048578 | 0.048389 | 0.048197 | 0.048005 | 0.047814 | 0.047627 | 0.047446 | 0.047273 | 0.047108 | 0.046954 | 0.04681 | 0.046677
Yes | PG&E | Com | BldgEnv | 2022 T-24: NRA - Envelope - Roof Recovers | On-the-books | Electric Demand (MW) | 0.20724 | 0.20646 | 0.20565 | 0.20484 | 0.20402 | 0.20321 | 0.20242 | 0.20165 | 0.20091 | 0.20021 | 0.19955 | 0.19894 | 0.19838
Yes | PG&E | Com | BldgEnv | 2022 T-24: NRA - Envelope - Roof Replacements | On-the-books | Electric Demand (MW) | 0.17067 | 0.17002 | 0.16936 | 0.16869 | 0.16802 | 0.16735 | 0.1667 | 0.16606 | 0.16545 | 0.16488 | 0.16434 | 0.16383 | 0.16337
Yes | PG&E | Com | BldgEnv | 2022 T-24: NRA - Reduce Infiltration - Require air barrier where not currently required | On-the-books | Electric Demand (MW) | 0.0090611 | 0.0090057 | 0.008966 | 0.0089377 | 0.0089175 | 0.0089032 | 0.0088931 | 0.0088859 | 0.0088809 | 0.0088773 | 0.0088748 | 0.008873 | 0.0088718
Yes | PG&E | Com | BldgEnv | 2022 T-24: NRNC - Envelope - Cool Roofs: Steep-Sloped | On-the-books | Electric Demand (MW) | 0.01024 | 0.010201 | 0.010162 | 0.010121 | 0.010081 | 0.010041 | 0.010002 | 0.0099637 | 0.0099273 | 0.0098927 | 0.0098603 | 0.00983 | 0.0098021
Yes | PG&E | Com | BldgEnv | 2022 T-24: NRNC - Envelope - High Performance Windows | On-the-books | Electric Demand (MW) | 0.012905 | 0.012856 | 0.012806 | 0.012756 | 0.012705 | 0.012654 | 0.012605 | 0.012557 | 0.012511 | 0.012467 | 0.012426 | 0.012388 | 0.012353
Yes | PG&E | Com | BldgEnv | 2022 T-24: NRNC - Envelope - Opaque Envelope: Wall | On-the-books | Electric Demand (MW) |  | 0.015582 | 0.015521 | 0.015459 | 0.015397 | 0.015336 | 0.015276 | 0.015218 | 0.015163 | 0.01511 | 0.01506 | 0.015014 | 0.014972
Yes | PG&E | Com | BldgEnv | 2022 T-24: NRNC - Reduce Infiltration - Require air barrier where not currently required | On-the-books | Electric Demand (MW) |  | 0.0075648 | 0.0075315 | 0.0075077 | 0.0074907 | 0.0074787 | 0.0074702 | 0.0074642 | 0.0074599 | 0.0074569 | 0.0074548 | 0.0074533 | 0.0074523
Yes | PG&E | Com | BldgEnv | 2019 T-24: NRNC-Envelope-Dock Seals | On-the-books | Electric Demand (MW) |  | -0.00038531 | -0.00035542 | -0.00032171 | -0.0002852 | -0.0002473 | -0.00020968 | -0.00017395 | -0.00014141 | -0.00011289 | -8.8734e-05 | -6.8842e-05 | -5.2846e-05
Yes | PG&E | Com | BldgEnv | 2008 T-24: Cool Roof Expansion | Expected | Electric Demand (MW) | 0.35806 | 0.35786 | 0.35772 | 0.35762 | 0.35755 | 0.3575 | 0.35743 | 0.35738 | 0.35731 | 0.35726 | 0.3572 | 0.35714 | 0.35708
Yes | PG&E | Com | BldgEnv | 2005 T-24: Cool roofs | Expected | Electric Demand (MW) | 0.25253 | 0.25253 | 0.25253 | 0.25253 | 0.25252 | 0.25252 | 0.25252 | 0.25252 | 0.25252 | 0.25252 | 0.25252 | 0.25252 | 0.25252
Yes | PG&E | Com | BldgEnv | 2008 T-24: Envelope insulation | Expected | Electric Demand (MW) | 1.0983 | 1.0925 | 1.0881 | 1.0848 | 1.0823 | 1.0803 | 1.078 | 1.0759 | 1.0737 | 1.0715 | 1.0693 | 1.0672 | 1.065
Yes | PG&E | Com | BldgEnv | 2013 T-24: NRA-Envelope-Cool Roofs | Expected | Electric Demand (MW) | 0.23636 | 0.23028 | 0.2253 | 0.22122 | 0.10806 | 0 | 0 | 0 | 0 | 0 | 0 | 0 | 0
Yes | PG&E | Com | BldgEnv | 2025 T-24: NR High Performance Envelope - Prescriptive Heavy Mass Walls U-Value (New Construction + Additions) | Expected | Electric Demand (MW) | 0 | 0.00015382 | 0.00091873 | 0.00091705 | 0.00091536 | 0.00091365 | 0.00091192 | 0.00091018 | 0.00090842 | 0.00090665 | 0.00090486 | 0.00090305 | 0.00090123
Yes | PG&E | Com | BldgEnv | 2025 T-24: NR High Performance Envelope - Prescriptive Light Mass Walls U-Value (New Construction + Additions) | Expected | Electric Demand (MW) | 0 | 0.00022816 | 0.0013024 | 0.0012408 | 0.0011806 | 0.0011218 | 0.0010646 | 0.001009 | 0.00095526 | 0.00090331 | 0.00085323 | 0.00080507 | 0.00075885
Yes | PG&E | Com | BldgEnv | 2025 T-24: NR High Performance Envelope - Prescriptive Metal Building Walls U-Value (New Construction + Additions) | Expected | Electric Demand (MW) | 0 | 0.00034064 | 0.0020376 | 0.002037 | 0.0020364 | 0.0020358 | 0.0020352 | 0.0020345 | 0.0020339 | 0.0020333 | 0.0020327 | 0.002032 | 0.0020314
Yes | PG&E | Com | BldgEnv | 2025 T-24: NR High Performance Envelope - Prescriptive Metal Roof U-Value (New Construction + Additions) | Expected | Electric Demand (MW) | 0 | 0.00023795 | 0.0014029 | 0.0013816 | 0.0013601 | 0.0013383 | 0.0013162 | 0.001294 | 0.0012715 | 0.0012488 | 0.0012259 | 0.0012029 | 0.0011797
Yes | PG&E | Com | BldgEnv | 2025 T-24: NR High Performance Envelope - Prescriptive Woodframed and Other Roof U-Value (New Construction + Additions) | Expected | Electric Demand (MW) | 0 | 0.00080618 | 0.0046711 | 0.0045187 | 0.0043668 | 0.0042158 | 0.004066 | 0.0039177 | 0.003771 | 0.0036264 | 0.003484 | 0.0033441 | 0.0032068
Yes | PG&E | Com | BldgEnv | 2025 T-24: NR High Performance Envelope - Prescriptive Woodframed Walls U-Value (New Construction + Additions) | Expected | Electric Demand (MW) | 0 | 0.00016002 | 0.00095343 | 0.0009493 | 0.00094512 | 0.00094087 | 0.00093657 | 0.00093221 | 0.00092779 | 0.00092331 | 0.00091877 | 0.00091418 | 0.00090952
Yes | PG&E | Com | BldgEnv | 2025 T-24: NR High Performance Envelope - Reduced Infiltration Vestibules: require vestibules for certain buildings (Thermal bridging) (New Construction + Additions) | Expected | Electric Demand (MW) | 0 | 0.0020315 | 0.012104 | 0.012052 | 0.011999 | 0.011945 | 0.01189 | 0.011835 | 0.011779 | 0.011722 | 0.011664 | 0.011606 | 0.011547
Yes | PG&E | Com | BldgEnv | 2025 T-24: NR High Performance Envelope - Windows/Fenestration - Alterations (Alterations) | Expected | Electric Demand (MW) | 0 | 0.01171 | 0.012078 | 0.011346 | 0.01061 | 0.0098795 | 0.0091641 | 0.0084721 | 0.0078109 | 0.0071865 | 0.0066032 | 0.006064 | 0.0055703
Yes | PG&E | Com | BldgEnv | 2025 T-24: NR High Performance Envelope - Windows/Fenestration - New Construction (New Construction + Additions) | Expected | Electric Demand (MW) | 0 | 8.5276e-05 | 0.0004816 | 0.00045241 | 0.00042306 | 0.00039394 | 0.00036542 | 0.00033782 | 0.00031146 | 0.00028656 | 0.0002633 | 0.0002418 | 0.00022212
Yes | PG&E | Com | BldgEnv | 2022 T-24: NRA - Envelope - Cool Roofs: Steep-Sloped | Expected | Electric Demand (MW) | 0.048763 | 0.048578 | 0.048389 | 0.048197 | 0.048005 | 0.047814 | 0.047627 | 0.047446 | 0.047273 | 0.047108 | 0.046954 | 0.04681 | 0.046677
Yes | PG&E | Com | BldgEnv | 2022 T-24: NRA - Envelope - Roof Recovers | Expected | Electric Demand (MW) | 0.20724 | 0.20646 | 0.20565 | 0.20484 | 0.20402 | 0.20321 | 0.20242 | 0.20165 | 0.20091 | 0.20021 | 0.19955 | 0.19894 | 0.19838
Yes | PG&E | Com | BldgEnv | 2022 T-24: NRA - Envelope - Roof Replacements | Expected | Electric Demand (MW) | 0.17067 | 0.17002 | 0.16936 | 0.16869 | 0.16802 | 0.16735 | 0.1667 | 0.16606 | 0.16545 | 0.16488 | 0.16434 | 0.16383 | 0.16337
Yes | PG&E | Com | BldgEnv | 2022 T-24: NRA - Reduce Infiltration - Require air barrier where not currently required | Expected | Electric Demand (MW) | 0.0090611 | 0.0090057 | 0.008966 | 0.0089377 | 0.0089175 | 0.0089032 | 0.0088931 | 0.0088859 | 0.0088809 | 0.0088773 | 0.0088748 | 0.008873 | 0.0088718
Yes | PG&E | Com | BldgEnv | 2022 T-24: NRNC - Envelope - Cool Roofs: Steep-Sloped | Expected | Electric Demand (MW) | 0.01024 | 0.010201 | 0.010162 | 0.010121 | 0.010081 | 0.010041 | 0.010002 | 0.0099637 | 0.0099273 | 0.0098927 | 0.0098603 | 0.00983 | 0.0098021
Yes | PG&E | Com | BldgEnv | 2022 T-24: NRNC - Envelope - High Performance Windows | Expected | Electric Demand (MW) | 0.012905 | 0.012856 | 0.012806 | 0.012756 | 0.012705 | 0.012654 | 0.012605 | 0.012557 | 0.012511 | 0.012467 | 0.012426 | 0.012388 | 0.012353
Yes | PG&E | Com | BldgEnv | 2022 T-24: NRNC - Envelope - Opaque Envelope: Wall | Expected | Electric Demand (MW) |  | 0.015582 | 0.015521 | 0.015459 | 0.015397 | 0.015336 | 0.015276 | 0.015218 | 0.015163 | 0.01511 | 0.01506 | 0.015014 | 0.014972
Yes | PG&E | Com | BldgEnv | 2022 T-24: NRNC - Reduce Infiltration - Require air barrier where not currently required | Expected | Electric Demand (MW) |  | 0.0075648 | 0.0075315 | 0.0075077 | 0.0074907 | 0.0074787 | 0.0074702 | 0.0074642 | 0.0074599 | 0.0074569 | 0.0074548 | 0.0074533 | 0.0074523
Yes | PG&E | Com | BldgEnv | 2019 T-24: NRNC-Envelope-Dock Seals | Expected | Electric Demand (MW) |  | -0.00038531 | -0.00035542 | -0.00032171 | -0.0002852 | -0.0002473 | -0.00020968 | -0.00017395 | -0.00014141 | -0.00011289 | -8.8734e-05 | -6.8842e-05 | -5.2846e-05
Yes | PG&E | Com | BldgEnv | 2008 T-24: Cool Roof Expansion | Possible | Electric Demand (MW) | 0.35806 | 0.35786 | 0.35772 | 0.35762 | 0.35755 | 0.3575 | 0.35743 | 0.35738 | 0.35731 | 0.35726 | 0.3572 | 0.35714 | 0.35708
Yes | PG&E | Com | BldgEnv | 2005 T-24: Cool roofs | Possible | Electric Demand (MW) | 0.25253 | 0.25253 | 0.25253 | 0.25253 | 0.25252 | 0.25252 | 0.25252 | 0.25252 | 0.25252 | 0.25252 | 0.25252 | 0.25252 | 0.25252
Yes | PG&E | Com | BldgEnv | 2008 T-24: Envelope insulation | Possible | Electric Demand (MW) | 1.0983 | 1.0925 | 1.0881 | 1.0848 | 1.0823 | 1.0803 | 1.078 | 1.0759 | 1.0737 | 1.0715 | 1.0693 | 1.0672 | 1.065
Yes | PG&E | Com | BldgEnv | 2013 T-24: NRA-Envelope-Cool Roofs | Possible | Electric Demand (MW) | 0.23636 | 0.23028 | 0.2253 | 0.22122 | 0.10806 | 0 | 0 | 0 | 0 | 0 | 0 | 0 | 0
Yes | PG&E | Com | BldgEnv | 2025 T-24: NR High Performance Envelope - Prescriptive Heavy Mass Walls U-Value (New Construction + Additions) | Possible | Electric Demand (MW) | 0 | 0.00015382 | 0.00091873 | 0.00091705 | 0.00091536 | 0.00091365 | 0.00091192 | 0.00091018 | 0.00090842 | 0.00090665 | 0.00090486 | 0.00090305 | 0.00090123
Yes | PG&E | Com | BldgEnv | 2025 T-24: NR High Performance Envelope - Prescriptive Light Mass Walls U-Value (New Construction + Additions) | Possible | Electric Demand (MW) | 0 | 0.00022816 | 0.0013024 | 0.0012408 | 0.0011806 | 0.0011218 | 0.0010646 | 0.001009 | 0.00095526 | 0.00090331 | 0.00085323 | 0.00080507 | 0.00075885
Yes | PG&E | Com | BldgEnv | 2025 T-24: NR High Performance Envelope - Prescriptive Metal Building Walls U-Value (New Construction + Additions) | Possible | Electric Demand (MW) | 0 | 0.00034064 | 0.0020376 | 0.002037 | 0.0020364 | 0.0020358 | 0.0020352 | 0.0020345 | 0.0020339 | 0.0020333 | 0.0020327 | 0.002032 | 0.0020314
Yes | PG&E | Com | BldgEnv | 2025 T-24: NR High Performance Envelope - Prescriptive Metal Roof U-Value (New Construction + Additions) | Possible | Electric Demand (MW) | 0 | 0.00023795 | 0.0014029 | 0.0013816 | 0.0013601 | 0.0013383 | 0.0013162 | 0.001294 | 0.0012715 | 0.0012488 | 0.0012259 | 0.0012029 | 0.0011797
Yes | PG&E | Com | BldgEnv | 2025 T-24: NR High Performance Envelope - Prescriptive Woodframed and Other Roof U-Value (New Construction + Additions) | Possible | Electric Demand (MW) | 0 | 0.00080618 | 0.0046711 | 0.0045187 | 0.0043668 | 0.0042158 | 0.004066 | 0.0039177 | 0.003771 | 0.0036264 | 0.003484 | 0.0033441 | 0.0032068
Yes | PG&E | Com | BldgEnv | 2025 T-24: NR High Performance Envelope - Prescriptive Woodframed Walls U-Value (New Construction + Additions) | Possible | Electric Demand (MW) | 0 | 0.00016002 | 0.00095343 | 0.0009493 | 0.00094512 | 0.00094087 | 0.00093657 | 0.00093221 | 0.00092779 | 0.00092331 | 0.00091877 | 0.00091418 | 0.00090952
Yes | PG&E | Com | BldgEnv | 2025 T-24: NR High Performance Envelope - Reduced Infiltration Vestibules: require vestibules for certain buildings (Thermal bridging) (New Construction + Additions) | Possible | Electric Demand (MW) | 0 | 0.0020315 | 0.012104 | 0.012052 | 0.011999 | 0.011945 | 0.01189 | 0.011835 | 0.011779 | 0.011722 | 0.011664 | 0.011606 | 0.011547
Yes | PG&E | Com | BldgEnv | 2025 T-24: NR High Performance Envelope - Windows/Fenestration - Alterations (Alterations) | Possible | Electric Demand (MW) | 0 | 0.01171 | 0.012078 | 0.011346 | 0.01061 | 0.0098795 | 0.0091641 | 0.0084721 | 0.0078109 | 0.0071865 | 0.0066032 | 0.006064 | 0.0055703
Yes | PG&E | Com | BldgEnv | 2025 T-24: NR High Performance Envelope - Windows/Fenestration - New Construction (New Construction + Additions) | Possible | Electric Demand (MW) | 0 | 8.5276e-05 | 0.0004816 | 0.00045241 | 0.00042306 | 0.00039394 | 0.00036542 | 0.00033782 | 0.00031146 | 0.00028656 | 0.0002633 | 0.0002418 | 0.00022212
Yes | PG&E | Com | BldgEnv | 2022 T-24: NRA - Envelope - Cool Roofs: Steep-Sloped | Possible | Electric Demand (MW) | 0.048763 | 0.048578 | 0.048389 | 0.048197 | 0.048005 | 0.047814 | 0.047627 | 0.047446 | 0.047273 | 0.047108 | 0.046954 | 0.04681 | 0.046677
Yes | PG&E | Com | BldgEnv | 2022 T-24: NRA - Envelope - Roof Recovers | Possible | Electric Demand (MW) | 0.20724 | 0.20646 | 0.20565 | 0.20484 | 0.20402 | 0.20321 | 0.20242 | 0.20165 | 0.20091 | 0.20021 | 0.19955 | 0.19894 | 0.19838
Yes | PG&E | Com | BldgEnv | 2022 T-24: NRA - Envelope - Roof Replacements | Possible | Electric Demand (MW) | 0.17067 | 0.17002 | 0.16936 | 0.16869 | 0.16802 | 0.16735 | 0.1667 | 0.16606 | 0.16545 | 0.16488 | 0.16434 | 0.16383 | 0.16337
Yes | PG&E | Com | BldgEnv | 2022 T-24: NRA - Reduce Infiltration - Require air barrier where not currently required | Possible | Electric Demand (MW) | 0.0090611 | 0.0090057 | 0.008966 | 0.0089377 | 0.0089175 | 0.0089032 | 0.0088931 | 0.0088859 | 0.0088809 | 0.0088773 | 0.0088748 | 0.008873 | 0.0088718
Yes | PG&E | Com | BldgEnv | 2022 T-24: NRNC - Envelope - Cool Roofs: Steep-Sloped | Possible | Electric Demand (MW) | 0.01024 | 0.010201 | 0.010162 | 0.010121 | 0.010081 | 0.010041 | 0.010002 | 0.0099637 | 0.0099273 | 0.0098927 | 0.0098603 | 0.00983 | 0.0098021
Yes | PG&E | Com | BldgEnv | 2022 T-24: NRNC - Envelope - High Performance Windows | Possible | Electric Demand (MW) | 0.012905 | 0.012856 | 0.012806 | 0.012756 | 0.012705 | 0.012654 | 0.012605 | 0.012557 | 0.012511 | 0.012467 | 0.012426 | 0.012388 | 0.012353
Yes | PG&E | Com | BldgEnv | 2022 T-24: NRNC - Envelope - Opaque Envelope: Wall | Possible | Electric Demand (MW) |  | 0.015582 | 0.015521 | 0.015459 | 0.015397 | 0.015336 | 0.015276 | 0.015218 | 0.015163 | 0.01511 | 0.01506 | 0.015014 | 0.014972
Yes | PG&E | Com | BldgEnv | 2022 T-24: NRNC - Reduce Infiltration - Require air barrier where not currently required | Possible | Electric Demand (MW) |  | 0.0075648 | 0.0075315 | 0.0075077 | 0.0074907 | 0.0074787 | 0.0074702 | 0.0074642 | 0.0074599 | 0.0074569 | 0.0074548 | 0.0074533 | 0.0074523
Yes | PG&E | Com | BldgEnv | 2019 T-24: NRNC-Envelope-Dock Seals | Possible | Electric Demand (MW) |  | -0.00038531 | -0.00035542 | -0.00032171 | -0.0002852 | -0.0002473 | -0.00020968 | -0.00017395 | -0.00014141 | -0.00011289 | -8.8734e-05 | -6.8842e-05 | -5.2846e-05
Yes | SCE | Com | BldgEnv | 2008 T-24: Cool Roof Expansion | On-the-books | Electric Demand (MW) | 0.35875 | 0.35855 | 0.35841 | 0.35831 | 0.35824 | 0.35819 | 0.35812 | 0.35807 | 0.35801 | 0.35795 | 0.35789 | 0.35783 | 0.35777
Yes | SCE | Com | BldgEnv | 2005 T-24: Cool roofs | On-the-books | Electric Demand (MW) | 0.25302 | 0.25302 | 0.25302 | 0.25301 | 0.25301 | 0.25301 | 0.25301 | 0.25301 | 0.25301 | 0.25301 | 0.25301 | 0.25301 | 0.25301
Yes | SCE | Com | BldgEnv | 2008 T-24: Envelope insulation | On-the-books | Electric Demand (MW) | 1.1004 | 1.0946 | 1.0903 | 1.0869 | 1.0844 | 1.0824 | 1.0801 | 1.078 | 1.0757 | 1.0736 | 1.0714 | 1.0692 | 1.067
Yes | SCE | Com | BldgEnv | 2013 T-24: NRA-Envelope-Cool Roofs | On-the-books | Electric Demand (MW) | 0.23682 | 0.23073 | 0.22574 | 0.22165 | 0.10826 | 0 | 0 | 0 | 0 | 0 | 0 | 0 | 0
Yes | SCE | Com | BldgEnv | 2025 T-24: NR High Performance Envelope - Prescriptive Heavy Mass Walls U-Value (New Construction + Additions) | On-the-books | Electric Demand (MW) | 0 | 0.00015412 | 0.00092051 | 0.00091883 | 0.00091713 | 0.00091542 | 0.00091369 | 0.00091194 | 0.00091018 | 0.0009084 | 0.00090661 | 0.0009048 | 0.00090297
Yes | SCE | Com | BldgEnv | 2025 T-24: NR High Performance Envelope - Prescriptive Light Mass Walls U-Value (New Construction + Additions) | On-the-books | Electric Demand (MW) | 0 | 0.00022861 | 0.0013049 | 0.0012432 | 0.0011828 | 0.0011239 | 0.0010666 | 0.001011 | 0.0009571 | 0.00090505 | 0.00085488 | 0.00080663 | 0.00076032
Yes | SCE | Com | BldgEnv | 2025 T-24: NR High Performance Envelope - Prescriptive Metal Building Walls U-Value (New Construction + Additions) | On-the-books | Electric Demand (MW) | 0 | 0.0003413 | 0.0020416 | 0.002041 | 0.0020403 | 0.0020397 | 0.0020391 | 0.0020385 | 0.0020378 | 0.0020372 | 0.0020366 | 0.002036 | 0.0020353
Yes | SCE | Com | BldgEnv | 2025 T-24: NR High Performance Envelope - Prescriptive Metal Roof U-Value (New Construction + Additions) | On-the-books | Electric Demand (MW) | 0 | 0.00023841 | 0.0014056 | 0.0013843 | 0.0013627 | 0.0013409 | 0.0013188 | 0.0012965 | 0.0012739 | 0.0012512 | 0.0012283 | 0.0012052 | 0.001182
Yes | SCE | Com | BldgEnv | 2025 T-24: NR High Performance Envelope - Prescriptive Woodframed and Other Roof U-Value (New Construction + Additions) | On-the-books | Electric Demand (MW) | 0 | 0.00080774 | 0.0046802 | 0.0045274 | 0.0043753 | 0.004224 | 0.0040739 | 0.0039253 | 0.0037783 | 0.0036334 | 0.0034907 | 0.0033505 | 0.003213
Yes | SCE | Com | BldgEnv | 2025 T-24: NR High Performance Envelope - Prescriptive Woodframed Walls U-Value (New Construction + Additions) | On-the-books | Electric Demand (MW) | 0 | 0.00016033 | 0.00095528 | 0.00095114 | 0.00094695 | 0.00094269 | 0.00093838 | 0.00093401 | 0.00092958 | 0.0009251 | 0.00092055 | 0.00091595 | 0.00091128
Yes | SCE | Com | BldgEnv | 2025 T-24: NR High Performance Envelope - Reduced Infiltration Vestibules: require vestibules for certain buildings (Thermal bridging) (New Construction + Additions) | On-the-books | Electric Demand (MW) | 0 | 0.0020355 | 0.012128 | 0.012075 | 0.012022 | 0.011968 | 0.011913 | 0.011858 | 0.011802 | 0.011745 | 0.011687 | 0.011628 | 0.011569
Yes | SCE | Com | BldgEnv | 2025 T-24: NR High Performance Envelope - Windows/Fenestration - Alterations (Alterations) | On-the-books | Electric Demand (MW) | 0 | 0.011732 | 0.012101 | 0.011368 | 0.01063 | 0.0098986 | 0.0091818 | 0.0084885 | 0.007826 | 0.0072004 | 0.006616 | 0.0060758 | 0.0055811
Yes | SCE | Com | BldgEnv | 2025 T-24: NR High Performance Envelope - Windows/Fenestration - New Construction (New Construction + Additions) | On-the-books | Electric Demand (MW) | 0 | 8.5441e-05 | 0.00048253 | 0.00045328 | 0.00042388 | 0.0003947 | 0.00036612 | 0.00033848 | 0.00031206 | 0.00028711 | 0.00026381 | 0.00024227 | 0.00022255
Yes | SCE | Com | BldgEnv | 2022 T-24: NRA - Envelope - Cool Roofs: Steep-Sloped | On-the-books | Electric Demand (MW) | 0.048857 | 0.048672 | 0.048483 | 0.04829 | 0.048097 | 0.047906 | 0.047719 | 0.047538 | 0.047364 | 0.047199 | 0.047044 | 0.0469 | 0.046767
Yes | SCE | Com | BldgEnv | 2022 T-24: NRA - Envelope - Roof Recovers | On-the-books | Electric Demand (MW) | 0.20764 | 0.20686 | 0.20605 | 0.20523 | 0.20441 | 0.2036 | 0.20281 | 0.20204 | 0.2013 | 0.2006 | 0.19994 | 0.19933 | 0.19876
Yes | SCE | Com | BldgEnv | 2022 T-24: NRA - Envelope - Roof Replacements | On-the-books | Electric Demand (MW) | 0.171 | 0.17035 | 0.16969 | 0.16902 | 0.16834 | 0.16767 | 0.16702 | 0.16638 | 0.16578 | 0.1652 | 0.16466 | 0.16415 | 0.16368
Yes | SCE | Com | BldgEnv | 2022 T-24: NRA - Reduce Infiltration - Require air barrier where not currently required | On-the-books | Electric Demand (MW) | 0.0090786 | 0.0090232 | 0.0089834 | 0.008955 | 0.0089348 | 0.0089204 | 0.0089103 | 0.0089031 | 0.0088981 | 0.0088945 | 0.008892 | 0.0088902 | 0.0088889
Yes | SCE | Com | BldgEnv | 2022 T-24: NRNC - Envelope - Cool Roofs: Steep-Sloped | On-the-books | Electric Demand (MW) | 0.01026 | 0.010221 | 0.010181 | 0.010141 | 0.0101 | 0.01006 | 0.010021 | 0.009983 | 0.0099465 | 0.0099119 | 0.0098793 | 0.009849 | 0.0098211
Yes | SCE | Com | BldgEnv | 2022 T-24: NRNC - Envelope - High Performance Windows | On-the-books | Electric Demand (MW) | 0.01293 | 0.012881 | 0.012831 | 0.01278 | 0.012729 | 0.012679 | 0.012629 | 0.012581 | 0.012535 | 0.012492 | 0.012451 | 0.012412 | 0.012377
Yes | SCE | Com | BldgEnv | 2022 T-24: NRNC - Envelope - Opaque Envelope: Wall | On-the-books | Electric Demand (MW) |  | 0.015612 | 0.015551 | 0.015489 | 0.015427 | 0.015366 | 0.015306 | 0.015248 | 0.015192 | 0.015139 | 0.01509 | 0.015043 | 0.015001
Yes | SCE | Com | BldgEnv | 2022 T-24: NRNC - Reduce Infiltration - Require air barrier where not currently required | On-the-books | Electric Demand (MW) |  | 0.0075795 | 0.007546 | 0.0075222 | 0.0075052 | 0.0074932 | 0.0074847 | 0.0074786 | 0.0074744 | 0.0074714 | 0.0074692 | 0.0074678 | 0.0074667
Yes | SCE | Com | BldgEnv | 2019 T-24: NRNC-Envelope-Dock Seals | On-the-books | Electric Demand (MW) |  | -0.00038605 | -0.0003561 | -0.00032234 | -0.00028575 | -0.00024778 | -0.00021008 | -0.00017428 | -0.00014168 | -0.00011311 | -8.8906e-05 | -6.8975e-05 | -5.2948e-05
Yes | SCE | Com | BldgEnv | 2008 T-24: Cool Roof Expansion | Expected | Electric Demand (MW) | 0.35875 | 0.35855 | 0.35841 | 0.35831 | 0.35824 | 0.35819 | 0.35812 | 0.35807 | 0.35801 | 0.35795 | 0.35789 | 0.35783 | 0.35777
Yes | SCE | Com | BldgEnv | 2005 T-24: Cool roofs | Expected | Electric Demand (MW) | 0.25302 | 0.25302 | 0.25302 | 0.25301 | 0.25301 | 0.25301 | 0.25301 | 0.25301 | 0.25301 | 0.25301 | 0.25301 | 0.25301 | 0.25301
Yes | SCE | Com | BldgEnv | 2008 T-24: Envelope insulation | Expected | Electric Demand (MW) | 1.1004 | 1.0946 | 1.0903 | 1.0869 | 1.0844 | 1.0824 | 1.0801 | 1.078 | 1.0757 | 1.0736 | 1.0714 | 1.0692 | 1.067
Yes | SCE | Com | BldgEnv | 2013 T-24: NRA-Envelope-Cool Roofs | Expected | Electric Demand (MW) | 0.23682 | 0.23073 | 0.22574 | 0.22165 | 0.10826 | 0 | 0 | 0 | 0 | 0 | 0 | 0 | 0
Yes | SCE | Com | BldgEnv | 2025 T-24: NR High Performance Envelope - Prescriptive Heavy Mass Walls U-Value (New Construction + Additions) | Expected | Electric Demand (MW) | 0 | 0.00015412 | 0.00092051 | 0.00091883 | 0.00091713 | 0.00091542 | 0.00091369 | 0.00091194 | 0.00091018 | 0.0009084 | 0.00090661 | 0.0009048 | 0.00090297
Yes | SCE | Com | BldgEnv | 2025 T-24: NR High Performance Envelope - Prescriptive Light Mass Walls U-Value (New Construction + Additions) | Expected | Electric Demand (MW) | 0 | 0.00022861 | 0.0013049 | 0.0012432 | 0.0011828 | 0.0011239 | 0.0010666 | 0.001011 | 0.0009571 | 0.00090505 | 0.00085488 | 0.00080663 | 0.00076032
Yes | SCE | Com | BldgEnv | 2025 T-24: NR High Performance Envelope - Prescriptive Metal Building Walls U-Value (New Construction + Additions) | Expected | Electric Demand (MW) | 0 | 0.0003413 | 0.0020416 | 0.002041 | 0.0020403 | 0.0020397 | 0.0020391 | 0.0020385 | 0.0020378 | 0.0020372 | 0.0020366 | 0.002036 | 0.0020353
Yes | SCE | Com | BldgEnv | 2025 T-24: NR High Performance Envelope - Prescriptive Metal Roof U-Value (New Construction + Additions) | Expected | Electric Demand (MW) | 0 | 0.00023841 | 0.0014056 | 0.0013843 | 0.0013627 | 0.0013409 | 0.0013188 | 0.0012965 | 0.0012739 | 0.0012512 | 0.0012283 | 0.0012052 | 0.001182
Yes | SCE | Com | BldgEnv | 2025 T-24: NR High Performance Envelope - Prescriptive Woodframed and Other Roof U-Value (New Construction + Additions) | Expected | Electric Demand (MW) | 0 | 0.00080774 | 0.0046802 | 0.0045274 | 0.0043753 | 0.004224 | 0.0040739 | 0.0039253 | 0.0037783 | 0.0036334 | 0.0034907 | 0.0033505 | 0.003213
Yes | SCE | Com | BldgEnv | 2025 T-24: NR High Performance Envelope - Prescriptive Woodframed Walls U-Value (New Construction + Additions) | Expected | Electric Demand (MW) | 0 | 0.00016033 | 0.00095528 | 0.00095114 | 0.00094695 | 0.00094269 | 0.00093838 | 0.00093401 | 0.00092958 | 0.0009251 | 0.00092055 | 0.00091595 | 0.00091128
Yes | SCE | Com | BldgEnv | 2025 T-24: NR High Performance Envelope - Reduced Infiltration Vestibules: require vestibules for certain buildings (Thermal bridging) (New Construction + Additions) | Expected | Electric Demand (MW) | 0 | 0.0020355 | 0.012128 | 0.012075 | 0.012022 | 0.011968 | 0.011913 | 0.011858 | 0.011802 | 0.011745 | 0.011687 | 0.011628 | 0.011569
Yes | SCE | Com | BldgEnv | 2025 T-24: NR High Performance Envelope - Windows/Fenestration - Alterations (Alterations) | Expected | Electric Demand (MW) | 0 | 0.011732 | 0.012101 | 0.011368 | 0.01063 | 0.0098986 | 0.0091818 | 0.0084885 | 0.007826 | 0.0072004 | 0.006616 | 0.0060758 | 0.0055811
Yes | SCE | Com | BldgEnv | 2025 T-24: NR High Performance Envelope - Windows/Fenestration - New Construction (New Construction + Additions) | Expected | Electric Demand (MW) | 0 | 8.5441e-05 | 0.00048253 | 0.00045328 | 0.00042388 | 0.0003947 | 0.00036612 | 0.00033848 | 0.00031206 | 0.00028711 | 0.00026381 | 0.00024227 | 0.00022255
Yes | SCE | Com | BldgEnv | 2022 T-24: NRA - Envelope - Cool Roofs: Steep-Sloped | Expected | Electric Demand (MW) | 0.048857 | 0.048672 | 0.048483 | 0.04829 | 0.048097 | 0.047906 | 0.047719 | 0.047538 | 0.047364 | 0.047199 | 0.047044 | 0.0469 | 0.046767
Yes | SCE | Com | BldgEnv | 2022 T-24: NRA - Envelope - Roof Recovers | Expected | Electric Demand (MW) | 0.20764 | 0.20686 | 0.20605 | 0.20523 | 0.20441 | 0.2036 | 0.20281 | 0.20204 | 0.2013 | 0.2006 | 0.19994 | 0.19933 | 0.19876
Yes | SCE | Com | BldgEnv | 2022 T-24: NRA - Envelope - Roof Replacements | Expected | Electric Demand (MW) | 0.171 | 0.17035 | 0.16969 | 0.16902 | 0.16834 | 0.16767 | 0.16702 | 0.16638 | 0.16578 | 0.1652 | 0.16466 | 0.16415 | 0.16368
Yes | SCE | Com | BldgEnv | 2022 T-24: NRA - Reduce Infiltration - Require air barrier where not currently required | Expected | Electric Demand (MW) | 0.0090786 | 0.0090232 | 0.0089834 | 0.008955 | 0.0089348 | 0.0089204 | 0.0089103 | 0.0089031 | 0.0088981 | 0.0088945 | 0.008892 | 0.0088902 | 0.0088889
Yes | SCE | Com | BldgEnv | 2022 T-24: NRNC - Envelope - Cool Roofs: Steep-Sloped | Expected | Electric Demand (MW) | 0.01026 | 0.010221 | 0.010181 | 0.010141 | 0.0101 | 0.01006 | 0.010021 | 0.009983 | 0.0099465 | 0.0099119 | 0.0098793 | 0.009849 | 0.0098211
Yes | SCE | Com | BldgEnv | 2022 T-24: NRNC - Envelope - High Performance Windows | Expected | Electric Demand (MW) | 0.01293 | 0.012881 | 0.012831 | 0.01278 | 0.012729 | 0.012679 | 0.012629 | 0.012581 | 0.012535 | 0.012492 | 0.012451 | 0.012412 | 0.012377
Yes | SCE | Com | BldgEnv | 2022 T-24: NRNC - Envelope - Opaque Envelope: Wall | Expected | Electric Demand (MW) |  | 0.015612 | 0.015551 | 0.015489 | 0.015427 | 0.015366 | 0.015306 | 0.015248 | 0.015192 | 0.015139 | 0.01509 | 0.015043 | 0.015001
Yes | SCE | Com | BldgEnv | 2022 T-24: NRNC - Reduce Infiltration - Require air barrier where not currently required | Expected | Electric Demand (MW) |  | 0.0075795 | 0.007546 | 0.0075222 | 0.0075052 | 0.0074932 | 0.0074847 | 0.0074786 | 0.0074744 | 0.0074714 | 0.0074692 | 0.0074678 | 0.0074667
Yes | SCE | Com | BldgEnv | 2019 T-24: NRNC-Envelope-Dock Seals | Expected | Electric Demand (MW) |  | -0.00038605 | -0.0003561 | -0.00032234 | -0.00028575 | -0.00024778 | -0.00021008 | -0.00017428 | -0.00014168 | -0.00011311 | -8.8906e-05 | -6.8975e-05 | -5.2948e-05
Yes | SCE | Com | BldgEnv | 2008 T-24: Cool Roof Expansion | Possible | Electric Demand (MW) | 0.35875 | 0.35855 | 0.35841 | 0.35831 | 0.35824 | 0.35819 | 0.35812 | 0.35807 | 0.35801 | 0.35795 | 0.35789 | 0.35783 | 0.35777
Yes | SCE | Com | BldgEnv | 2005 T-24: Cool roofs | Possible | Electric Demand (MW) | 0.25302 | 0.25302 | 0.25302 | 0.25301 | 0.25301 | 0.25301 | 0.25301 | 0.25301 | 0.25301 | 0.25301 | 0.25301 | 0.25301 | 0.25301
Yes | SCE | Com | BldgEnv | 2008 T-24: Envelope insulation | Possible | Electric Demand (MW) | 1.1004 | 1.0946 | 1.0903 | 1.0869 | 1.0844 | 1.0824 | 1.0801 | 1.078 | 1.0757 | 1.0736 | 1.0714 | 1.0692 | 1.067
Yes | SCE | Com | BldgEnv | 2013 T-24: NRA-Envelope-Cool Roofs | Possible | Electric Demand (MW) | 0.23682 | 0.23073 | 0.22574 | 0.22165 | 0.10826 | 0 | 0 | 0 | 0 | 0 | 0 | 0 | 0
Yes | SCE | Com | BldgEnv | 2025 T-24: NR High Performance Envelope - Prescriptive Heavy Mass Walls U-Value (New Construction + Additions) | Possible | Electric Demand (MW) | 0 | 0.00015412 | 0.00092051 | 0.00091883 | 0.00091713 | 0.00091542 | 0.00091369 | 0.00091194 | 0.00091018 | 0.0009084 | 0.00090661 | 0.0009048 | 0.00090297
Yes | SCE | Com | BldgEnv | 2025 T-24: NR High Performance Envelope - Prescriptive Light Mass Walls U-Value (New Construction + Additions) | Possible | Electric Demand (MW) | 0 | 0.00022861 | 0.0013049 | 0.0012432 | 0.0011828 | 0.0011239 | 0.0010666 | 0.001011 | 0.0009571 | 0.00090505 | 0.00085488 | 0.00080663 | 0.00076032
Yes | SCE | Com | BldgEnv | 2025 T-24: NR High Performance Envelope - Prescriptive Metal Building Walls U-Value (New Construction + Additions) | Possible | Electric Demand (MW) | 0 | 0.0003413 | 0.0020416 | 0.002041 | 0.0020403 | 0.0020397 | 0.0020391 | 0.0020385 | 0.0020378 | 0.0020372 | 0.0020366 | 0.002036 | 0.0020353
Yes | SCE | Com | BldgEnv | 2025 T-24: NR High Performance Envelope - Prescriptive Metal Roof U-Value (New Construction + Additions) | Possible | Electric Demand (MW) | 0 | 0.00023841 | 0.0014056 | 0.0013843 | 0.0013627 | 0.0013409 | 0.0013188 | 0.0012965 | 0.0012739 | 0.0012512 | 0.0012283 | 0.0012052 | 0.001182
Yes | SCE | Com | BldgEnv | 2025 T-24: NR High Performance Envelope - Prescriptive Woodframed and Other Roof U-Value (New Construction + Additions) | Possible | Electric Demand (MW) | 0 | 0.00080774 | 0.0046802 | 0.0045274 | 0.0043753 | 0.004224 | 0.0040739 | 0.0039253 | 0.0037783 | 0.0036334 | 0.0034907 | 0.0033505 | 0.003213
Yes | SCE | Com | BldgEnv | 2025 T-24: NR High Performance Envelope - Prescriptive Woodframed Walls U-Value (New Construction + Additions) | Possible | Electric Demand (MW) | 0 | 0.00016033 | 0.00095528 | 0.00095114 | 0.00094695 | 0.00094269 | 0.00093838 | 0.00093401 | 0.00092958 | 0.0009251 | 0.00092055 | 0.00091595 | 0.00091128
Yes | SCE | Com | BldgEnv | 2025 T-24: NR High Performance Envelope - Reduced Infiltration Vestibules: require vestibules for certain buildings (Thermal bridging) (New Construction + Additions) | Possible | Electric Demand (MW) | 0 | 0.0020355 | 0.012128 | 0.012075 | 0.012022 | 0.011968 | 0.011913 | 0.011858 | 0.011802 | 0.011745 | 0.011687 | 0.011628 | 0.011569
Yes | SCE | Com | BldgEnv | 2025 T-24: NR High Performance Envelope - Windows/Fenestration - Alterations (Alterations) | Possible | Electric Demand (MW) | 0 | 0.011732 | 0.012101 | 0.011368 | 0.01063 | 0.0098986 | 0.0091818 | 0.0084885 | 0.007826 | 0.0072004 | 0.006616 | 0.0060758 | 0.0055811
Yes | SCE | Com | BldgEnv | 2025 T-24: NR High Performance Envelope - Windows/Fenestration - New Construction (New Construction + Additions) | Possible | Electric Demand (MW) | 0 | 8.5441e-05 | 0.00048253 | 0.00045328 | 0.00042388 | 0.0003947 | 0.00036612 | 0.00033848 | 0.00031206 | 0.00028711 | 0.00026381 | 0.00024227 | 0.00022255
Yes | SCE | Com | BldgEnv | 2022 T-24: NRA - Envelope - Cool Roofs: Steep-Sloped | Possible | Electric Demand (MW) | 0.048857 | 0.048672 | 0.048483 | 0.04829 | 0.048097 | 0.047906 | 0.047719 | 0.047538 | 0.047364 | 0.047199 | 0.047044 | 0.0469 | 0.046767
Yes | SCE | Com | BldgEnv | 2022 T-24: NRA - Envelope - Roof Recovers | Possible | Electric Demand (MW) | 0.20764 | 0.20686 | 0.20605 | 0.20523 | 0.20441 | 0.2036 | 0.20281 | 0.20204 | 0.2013 | 0.2006 | 0.19994 | 0.19933 | 0.19876
Yes | SCE | Com | BldgEnv | 2022 T-24: NRA - Envelope - Roof Replacements | Possible | Electric Demand (MW) | 0.171 | 0.17035 | 0.16969 | 0.16902 | 0.16834 | 0.16767 | 0.16702 | 0.16638 | 0.16578 | 0.1652 | 0.16466 | 0.16415 | 0.16368
Yes | SCE | Com | BldgEnv | 2022 T-24: NRA - Reduce Infiltration - Require air barrier where not currently required | Possible | Electric Demand (MW) | 0.0090786 | 0.0090232 | 0.0089834 | 0.008955 | 0.0089348 | 0.0089204 | 0.0089103 | 0.0089031 | 0.0088981 | 0.0088945 | 0.008892 | 0.0088902 | 0.0088889
Yes | SCE | Com | BldgEnv | 2022 T-24: NRNC - Envelope - Cool Roofs: Steep-Sloped | Possible | Electric Demand (MW) | 0.01026 | 0.010221 | 0.010181 | 0.010141 | 0.0101 | 0.01006 | 0.010021 | 0.009983 | 0.0099465 | 0.0099119 | 0.0098793 | 0.009849 | 0.0098211
Yes | SCE | Com | BldgEnv | 2022 T-24: NRNC - Envelope - High Performance Windows | Possible | Electric Demand (MW) | 0.01293 | 0.012881 | 0.012831 | 0.01278 | 0.012729 | 0.012679 | 0.012629 | 0.012581 | 0.012535 | 0.012492 | 0.012451 | 0.012412 | 0.012377
Yes | SCE | Com | BldgEnv | 2022 T-24: NRNC - Envelope - Opaque Envelope: Wall | Possible | Electric Demand (MW) |  | 0.015612 | 0.015551 | 0.015489 | 0.015427 | 0.015366 | 0.015306 | 0.015248 | 0.015192 | 0.015139 | 0.01509 | 0.015043 | 0.015001
Yes | SCE | Com | BldgEnv | 2022 T-24: NRNC - Reduce Infiltration - Require air barrier where not currently required | Possible | Electric Demand (MW) |  | 0.0075795 | 0.007546 | 0.0075222 | 0.0075052 | 0.0074932 | 0.0074847 | 0.0074786 | 0.0074744 | 0.0074714 | 0.0074692 | 0.0074678 | 0.0074667
Yes | SCE | Com | BldgEnv | 2019 T-24: NRNC-Envelope-Dock Seals | Possible | Electric Demand (MW) |  | -0.00038605 | -0.0003561 | -0.00032234 | -0.00028575 | -0.00024778 | -0.00021008 | -0.00017428 | -0.00014168 | -0.00011311 | -8.8906e-05 | -6.8975e-05 | -5.2948e-05
Yes | SDG&E | Com | BldgEnv | 2008 T-24: Cool Roof Expansion | On-the-books | Electric Demand (MW) | 0.071795 | 0.071755 | 0.071727 | 0.071707 | 0.071693 | 0.071683 | 0.07167 | 0.071658 | 0.071646 | 0.071634 | 0.071622 | 0.07161 | 0.071598
Yes | SDG&E | Com | BldgEnv | 2005 T-24: Cool roofs | On-the-books | Electric Demand (MW) | 0.050636 | 0.050635 | 0.050635 | 0.050634 | 0.050634 | 0.050634 | 0.050634 | 0.050634 | 0.050634 | 0.050633 | 0.050633 | 0.050633 | 0.050633
Yes | SDG&E | Com | BldgEnv | 2008 T-24: Envelope insulation | On-the-books | Electric Demand (MW) | 0.22022 | 0.21907 | 0.21819 | 0.21752 | 0.21701 | 0.21662 | 0.21615 | 0.21574 | 0.21528 | 0.21486 | 0.21441 | 0.21398 | 0.21354
Yes | SDG&E | Com | BldgEnv | 2013 T-24: NRA-Envelope-Cool Roofs | On-the-books | Electric Demand (MW) | 0.047393 | 0.046175 | 0.045175 | 0.044358 | 0.021666 | 0 | 0 | 0 | 0 | 0 | 0 | 0 | 0
Yes | SDG&E | Com | BldgEnv | 2025 T-24: NR High Performance Envelope - Prescriptive Heavy Mass Walls U-Value (New Construction + Additions) | On-the-books | Electric Demand (MW) | 0 | 3.0843e-05 | 0.00018422 | 0.00018388 | 0.00018354 | 0.0001832 | 0.00018285 | 0.0001825 | 0.00018215 | 0.00018179 | 0.00018144 | 0.00018107 | 0.00018071
Yes | SDG&E | Com | BldgEnv | 2025 T-24: NR High Performance Envelope - Prescriptive Light Mass Walls U-Value (New Construction + Additions) | On-the-books | Electric Demand (MW) | 0 | 4.575e-05 | 0.00026115 | 0.0002488 | 0.00023672 | 0.00022493 | 0.00021346 | 0.00020232 | 0.00019154 | 0.00018112 | 0.00017108 | 0.00016143 | 0.00015216
Yes | SDG&E | Com | BldgEnv | 2025 T-24: NR High Performance Envelope - Prescriptive Metal Building Walls U-Value (New Construction + Additions) | On-the-books | Electric Demand (MW) | 0 | 6.8302e-05 | 0.00040857 | 0.00040845 | 0.00040832 | 0.0004082 | 0.00040807 | 0.00040795 | 0.00040782 | 0.0004077 | 0.00040757 | 0.00040745 | 0.00040732
Yes | SDG&E | Com | BldgEnv | 2025 T-24: NR High Performance Envelope - Prescriptive Metal Roof U-Value (New Construction + Additions) | On-the-books | Electric Demand (MW) | 0 | 4.7712e-05 | 0.00028129 | 0.00027703 | 0.00027271 | 0.00026834 | 0.00026392 | 0.00025945 | 0.00025494 | 0.00025039 | 0.00024581 | 0.00024119 | 0.00023655
Yes | SDG&E | Com | BldgEnv | 2025 T-24: NR High Performance Envelope - Prescriptive Woodframed and Other Roof U-Value (New Construction + Additions) | On-the-books | Electric Demand (MW) | 0 | 0.00016165 | 0.00093662 | 0.00090605 | 0.0008756 | 0.00084533 | 0.00081529 | 0.00078554 | 0.00075614 | 0.00072714 | 0.00069859 | 0.00067053 | 0.000643
Yes | SDG&E | Com | BldgEnv | 2025 T-24: NR High Performance Envelope - Prescriptive Woodframed Walls U-Value (New Construction + Additions) | On-the-books | Electric Demand (MW) | 0 | 3.2086e-05 | 0.00019117 | 0.00019035 | 0.00018951 | 0.00018866 | 0.00018779 | 0.00018692 | 0.00018603 | 0.00018513 | 0.00018423 | 0.0001833 | 0.00018237
Yes | SDG&E | Com | BldgEnv | 2025 T-24: NR High Performance Envelope - Reduced Infiltration Vestibules: require vestibules for certain buildings (Thermal bridging) (New Construction + Additions) | On-the-books | Electric Demand (MW) | 0 | 0.00040735 | 0.0024271 | 0.0024165 | 0.0024059 | 0.0023951 | 0.0023841 | 0.002373 | 0.0023618 | 0.0023504 | 0.0023388 | 0.0023271 | 0.0023153
Yes | SDG&E | Com | BldgEnv | 2025 T-24: NR High Performance Envelope - Windows/Fenestration - Alterations (Alterations) | On-the-books | Electric Demand (MW) | 0 | 0.0023479 | 0.0024217 | 0.0022749 | 0.0021274 | 0.001981 | 0.0018375 | 0.0016988 | 0.0015662 | 0.001441 | 0.001324 | 0.0012159 | 0.0011169
Yes | SDG&E | Com | BldgEnv | 2025 T-24: NR High Performance Envelope - Windows/Fenestration - New Construction (New Construction + Additions) | On-the-books | Electric Demand (MW) | 0 | 1.7099e-05 | 9.6566e-05 | 9.0713e-05 | 8.4829e-05 | 7.899e-05 | 7.3271e-05 | 6.7738e-05 | 6.2451e-05 | 5.7459e-05 | 5.2795e-05 | 4.8484e-05 | 4.4537e-05
Yes | SDG&E | Com | BldgEnv | 2022 T-24: NRA - Envelope - Cool Roofs: Steep-Sloped | On-the-books | Electric Demand (MW) | 0.0097776 | 0.0097405 | 0.0097026 | 0.0096641 | 0.0096255 | 0.0095873 | 0.0095498 | 0.0095136 | 0.0094788 | 0.0094458 | 0.0094148 | 0.0093859 | 0.0093593
Yes | SDG&E | Com | BldgEnv | 2022 T-24: NRA - Envelope - Roof Recovers | On-the-books | Electric Demand (MW) | 0.041555 | 0.041397 | 0.041236 | 0.041072 | 0.040908 | 0.040746 | 0.040587 | 0.040433 | 0.040285 | 0.040145 | 0.040013 | 0.03989 | 0.039777
Yes | SDG&E | Com | BldgEnv | 2022 T-24: NRA - Envelope - Roof Replacements | On-the-books | Electric Demand (MW) | 0.034222 | 0.034092 | 0.033959 | 0.033824 | 0.033689 | 0.033555 | 0.033424 | 0.033297 | 0.033176 | 0.03306 | 0.032952 | 0.032851 | 0.032757
Yes | SDG&E | Com | BldgEnv | 2022 T-24: NRA - Reduce Infiltration - Require air barrier where not currently required | On-the-books | Electric Demand (MW) | 0.0018169 | 0.0018058 | 0.0017978 | 0.0017921 | 0.0017881 | 0.0017852 | 0.0017832 | 0.0017817 | 0.0017807 | 0.00178 | 0.0017795 | 0.0017791 | 0.0017789
Yes | SDG&E | Com | BldgEnv | 2022 T-24: NRNC - Envelope - Cool Roofs: Steep-Sloped | On-the-books | Electric Demand (MW) | 0.0020533 | 0.0020455 | 0.0020375 | 0.0020295 | 0.0020214 | 0.0020133 | 0.0020055 | 0.0019978 | 0.0019905 | 0.0019836 | 0.0019771 | 0.001971 | 0.0019654
Yes | SDG&E | Com | BldgEnv | 2022 T-24: NRNC - Envelope - High Performance Windows | On-the-books | Electric Demand (MW) | 0.0025877 | 0.0025779 | 0.0025678 | 0.0025576 | 0.0025474 | 0.0025373 | 0.0025274 | 0.0025178 | 0.0025086 | 0.0024999 | 0.0024917 | 0.002484 | 0.002477
Yes | SDG&E | Com | BldgEnv | 2022 T-24: NRNC - Envelope - Opaque Envelope: Wall | On-the-books | Electric Demand (MW) |  | 0.0031243 | 0.0031121 | 0.0030998 | 0.0030874 | 0.0030751 | 0.0030631 | 0.0030515 | 0.0030403 | 0.0030297 | 0.0030198 | 0.0030105 | 0.003002
Yes | SDG&E | Com | BldgEnv | 2022 T-24: NRNC - Reduce Infiltration - Require air barrier where not currently required | On-the-books | Electric Demand (MW) |  | 0.0015168 | 0.0015102 | 0.0015054 | 0.001502 | 0.0014996 | 0.0014979 | 0.0014967 | 0.0014958 | 0.0014952 | 0.0014948 | 0.0014945 | 0.0014943
Yes | SDG&E | Com | BldgEnv | 2019 T-24: NRNC-Envelope-Dock Seals | On-the-books | Electric Demand (MW) |  | -7.7259e-05 | -7.1265e-05 | -6.4508e-05 | -5.7186e-05 | -4.9587e-05 | -4.2043e-05 | -3.4878e-05 | -2.8354e-05 | -2.2637e-05 | -1.7792e-05 | -1.3804e-05 | -1.0596e-05
Yes | SDG&E | Com | BldgEnv | 2008 T-24: Cool Roof Expansion | Expected | Electric Demand (MW) | 0.071795 | 0.071755 | 0.071727 | 0.071707 | 0.071693 | 0.071683 | 0.07167 | 0.071658 | 0.071646 | 0.071634 | 0.071622 | 0.07161 | 0.071598
Yes | SDG&E | Com | BldgEnv | 2005 T-24: Cool roofs | Expected | Electric Demand (MW) | 0.050636 | 0.050635 | 0.050635 | 0.050634 | 0.050634 | 0.050634 | 0.050634 | 0.050634 | 0.050634 | 0.050633 | 0.050633 | 0.050633 | 0.050633
Yes | SDG&E | Com | BldgEnv | 2008 T-24: Envelope insulation | Expected | Electric Demand (MW) | 0.22022 | 0.21907 | 0.21819 | 0.21752 | 0.21701 | 0.21662 | 0.21615 | 0.21574 | 0.21528 | 0.21486 | 0.21441 | 0.21398 | 0.21354
Yes | SDG&E | Com | BldgEnv | 2013 T-24: NRA-Envelope-Cool Roofs | Expected | Electric Demand (MW) | 0.047393 | 0.046175 | 0.045175 | 0.044358 | 0.021666 | 0 | 0 | 0 | 0 | 0 | 0 | 0 | 0
Yes | SDG&E | Com | BldgEnv | 2025 T-24: NR High Performance Envelope - Prescriptive Heavy Mass Walls U-Value (New Construction + Additions) | Expected | Electric Demand (MW) | 0 | 3.0843e-05 | 0.00018422 | 0.00018388 | 0.00018354 | 0.0001832 | 0.00018285 | 0.0001825 | 0.00018215 | 0.00018179 | 0.00018144 | 0.00018107 | 0.00018071
Yes | SDG&E | Com | BldgEnv | 2025 T-24: NR High Performance Envelope - Prescriptive Light Mass Walls U-Value (New Construction + Additions) | Expected | Electric Demand (MW) | 0 | 4.575e-05 | 0.00026115 | 0.0002488 | 0.00023672 | 0.00022493 | 0.00021346 | 0.00020232 | 0.00019154 | 0.00018112 | 0.00017108 | 0.00016143 | 0.00015216
Yes | SDG&E | Com | BldgEnv | 2025 T-24: NR High Performance Envelope - Prescriptive Metal Building Walls U-Value (New Construction + Additions) | Expected | Electric Demand (MW) | 0 | 6.8302e-05 | 0.00040857 | 0.00040845 | 0.00040832 | 0.0004082 | 0.00040807 | 0.00040795 | 0.00040782 | 0.0004077 | 0.00040757 | 0.00040745 | 0.00040732
Yes | SDG&E | Com | BldgEnv | 2025 T-24: NR High Performance Envelope - Prescriptive Metal Roof U-Value (New Construction + Additions) | Expected | Electric Demand (MW) | 0 | 4.7712e-05 | 0.00028129 | 0.00027703 | 0.00027271 | 0.00026834 | 0.00026392 | 0.00025945 | 0.00025494 | 0.00025039 | 0.00024581 | 0.00024119 | 0.00023655
Yes | SDG&E | Com | BldgEnv | 2025 T-24: NR High Performance Envelope - Prescriptive Woodframed and Other Roof U-Value (New Construction + Additions) | Expected | Electric Demand (MW) | 0 | 0.00016165 | 0.00093662 | 0.00090605 | 0.0008756 | 0.00084533 | 0.00081529 | 0.00078554 | 0.00075614 | 0.00072714 | 0.00069859 | 0.00067053 | 0.000643
Yes | SDG&E | Com | BldgEnv | 2025 T-24: NR High Performance Envelope - Prescriptive Woodframed Walls U-Value (New Construction + Additions) | Expected | Electric Demand (MW) | 0 | 3.2086e-05 | 0.00019117 | 0.00019035 | 0.00018951 | 0.00018866 | 0.00018779 | 0.00018692 | 0.00018603 | 0.00018513 | 0.00018423 | 0.0001833 | 0.00018237
Yes | SDG&E | Com | BldgEnv | 2025 T-24: NR High Performance Envelope - Reduced Infiltration Vestibules: require vestibules for certain buildings (Thermal bridging) (New Construction + Additions) | Expected | Electric Demand (MW) | 0 | 0.00040735 | 0.0024271 | 0.0024165 | 0.0024059 | 0.0023951 | 0.0023841 | 0.002373 | 0.0023618 | 0.0023504 | 0.0023388 | 0.0023271 | 0.0023153
Yes | SDG&E | Com | BldgEnv | 2025 T-24: NR High Performance Envelope - Windows/Fenestration - Alterations (Alterations) | Expected | Electric Demand (MW) | 0 | 0.0023479 | 0.0024217 | 0.0022749 | 0.0021274 | 0.001981 | 0.0018375 | 0.0016988 | 0.0015662 | 0.001441 | 0.001324 | 0.0012159 | 0.0011169
Yes | SDG&E | Com | BldgEnv | 2025 T-24: NR High Performance Envelope - Windows/Fenestration - New Construction (New Construction + Additions) | Expected | Electric Demand (MW) | 0 | 1.7099e-05 | 9.6566e-05 | 9.0713e-05 | 8.4829e-05 | 7.899e-05 | 7.3271e-05 | 6.7738e-05 | 6.2451e-05 | 5.7459e-05 | 5.2795e-05 | 4.8484e-05 | 4.4537e-05
Yes | SDG&E | Com | BldgEnv | 2022 T-24: NRA - Envelope - Cool Roofs: Steep-Sloped | Expected | Electric Demand (MW) | 0.0097776 | 0.0097405 | 0.0097026 | 0.0096641 | 0.0096255 | 0.0095873 | 0.0095498 | 0.0095136 | 0.0094788 | 0.0094458 | 0.0094148 | 0.0093859 | 0.0093593
Yes | SDG&E | Com | BldgEnv | 2022 T-24: NRA - Envelope - Roof Recovers | Expected | Electric Demand (MW) | 0.041555 | 0.041397 | 0.041236 | 0.041072 | 0.040908 | 0.040746 | 0.040587 | 0.040433 | 0.040285 | 0.040145 | 0.040013 | 0.03989 | 0.039777
Yes | SDG&E | Com | BldgEnv | 2022 T-24: NRA - Envelope - Roof Replacements | Expected | Electric Demand (MW) | 0.034222 | 0.034092 | 0.033959 | 0.033824 | 0.033689 | 0.033555 | 0.033424 | 0.033297 | 0.033176 | 0.03306 | 0.032952 | 0.032851 | 0.032757
Yes | SDG&E | Com | BldgEnv | 2022 T-24: NRA - Reduce Infiltration - Require air barrier where not currently required | Expected | Electric Demand (MW) | 0.0018169 | 0.0018058 | 0.0017978 | 0.0017921 | 0.0017881 | 0.0017852 | 0.0017832 | 0.0017817 | 0.0017807 | 0.00178 | 0.0017795 | 0.0017791 | 0.0017789
Yes | SDG&E | Com | BldgEnv | 2022 T-24: NRNC - Envelope - Cool Roofs: Steep-Sloped | Expected | Electric Demand (MW) | 0.0020533 | 0.0020455 | 0.0020375 | 0.0020295 | 0.0020214 | 0.0020133 | 0.0020055 | 0.0019978 | 0.0019905 | 0.0019836 | 0.0019771 | 0.001971 | 0.0019654
Yes | SDG&E | Com | BldgEnv | 2022 T-24: NRNC - Envelope - High Performance Windows | Expected | Electric Demand (MW) | 0.0025877 | 0.0025779 | 0.0025678 | 0.0025576 | 0.0025474 | 0.0025373 | 0.0025274 | 0.0025178 | 0.0025086 | 0.0024999 | 0.0024917 | 0.002484 | 0.002477
Yes | SDG&E | Com | BldgEnv | 2022 T-24: NRNC - Envelope - Opaque Envelope: Wall | Expected | Electric Demand (MW) |  | 0.0031243 | 0.0031121 | 0.0030998 | 0.0030874 | 0.0030751 | 0.0030631 | 0.0030515 | 0.0030403 | 0.0030297 | 0.0030198 | 0.0030105 | 0.003002
Yes | SDG&E | Com | BldgEnv | 2022 T-24: NRNC - Reduce Infiltration - Require air barrier where not currently required | Expected | Electric Demand (MW) |  | 0.0015168 | 0.0015102 | 0.0015054 | 0.001502 | 0.0014996 | 0.0014979 | 0.0014967 | 0.0014958 | 0.0014952 | 0.0014948 | 0.0014945 | 0.0014943
Yes | SDG&E | Com | BldgEnv | 2019 T-24: NRNC-Envelope-Dock Seals | Expected | Electric Demand (MW) |  | -7.7259e-05 | -7.1265e-05 | -6.4508e-05 | -5.7186e-05 | -4.9587e-05 | -4.2043e-05 | -3.4878e-05 | -2.8354e-05 | -2.2637e-05 | -1.7792e-05 | -1.3804e-05 | -1.0596e-05
Yes | SDG&E | Com | BldgEnv | 2008 T-24: Cool Roof Expansion | Possible | Electric Demand (MW) | 0.071795 | 0.071755 | 0.071727 | 0.071707 | 0.071693 | 0.071683 | 0.07167 | 0.071658 | 0.071646 | 0.071634 | 0.071622 | 0.07161 | 0.071598
Yes | SDG&E | Com | BldgEnv | 2005 T-24: Cool roofs | Possible | Electric Demand (MW) | 0.050636 | 0.050635 | 0.050635 | 0.050634 | 0.050634 | 0.050634 | 0.050634 | 0.050634 | 0.050634 | 0.050633 | 0.050633 | 0.050633 | 0.050633
Yes | SDG&E | Com | BldgEnv | 2008 T-24: Envelope insulation | Possible | Electric Demand (MW) | 0.22022 | 0.21907 | 0.21819 | 0.21752 | 0.21701 | 0.21662 | 0.21615 | 0.21574 | 0.21528 | 0.21486 | 0.21441 | 0.21398 | 0.21354
Yes | SDG&E | Com | BldgEnv | 2013 T-24: NRA-Envelope-Cool Roofs | Possible | Electric Demand (MW) | 0.047393 | 0.046175 | 0.045175 | 0.044358 | 0.021666 | 0 | 0 | 0 | 0 | 0 | 0 | 0 | 0
Yes | SDG&E | Com | BldgEnv | 2025 T-24: NR High Performance Envelope - Prescriptive Heavy Mass Walls U-Value (New Construction + Additions) | Possible | Electric Demand (MW) | 0 | 3.0843e-05 | 0.00018422 | 0.00018388 | 0.00018354 | 0.0001832 | 0.00018285 | 0.0001825 | 0.00018215 | 0.00018179 | 0.00018144 | 0.00018107 | 0.00018071
Yes | SDG&E | Com | BldgEnv | 2025 T-24: NR High Performance Envelope - Prescriptive Light Mass Walls U-Value (New Construction + Additions) | Possible | Electric Demand (MW) | 0 | 4.575e-05 | 0.00026115 | 0.0002488 | 0.00023672 | 0.00022493 | 0.00021346 | 0.00020232 | 0.00019154 | 0.00018112 | 0.00017108 | 0.00016143 | 0.00015216
Yes | SDG&E | Com | BldgEnv | 2025 T-24: NR High Performance Envelope - Prescriptive Metal Building Walls U-Value (New Construction + Additions) | Possible | Electric Demand (MW) | 0 | 6.8302e-05 | 0.00040857 | 0.00040845 | 0.00040832 | 0.0004082 | 0.00040807 | 0.00040795 | 0.00040782 | 0.0004077 | 0.00040757 | 0.00040745 | 0.00040732
Yes | SDG&E | Com | BldgEnv | 2025 T-24: NR High Performance Envelope - Prescriptive Metal Roof U-Value (New Construction + Additions) | Possible | Electric Demand (MW) | 0 | 4.7712e-05 | 0.00028129 | 0.00027703 | 0.00027271 | 0.00026834 | 0.00026392 | 0.00025945 | 0.00025494 | 0.00025039 | 0.00024581 | 0.00024119 | 0.00023655
Yes | SDG&E | Com | BldgEnv | 2025 T-24: NR High Performance Envelope - Prescriptive Woodframed and Other Roof U-Value (New Construction + Additions) | Possible | Electric Demand (MW) | 0 | 0.00016165 | 0.00093662 | 0.00090605 | 0.0008756 | 0.00084533 | 0.00081529 | 0.00078554 | 0.00075614 | 0.00072714 | 0.00069859 | 0.00067053 | 0.000643
Yes | SDG&E | Com | BldgEnv | 2025 T-24: NR High Performance Envelope - Prescriptive Woodframed Walls U-Value (New Construction + Additions) | Possible | Electric Demand (MW) | 0 | 3.2086e-05 | 0.00019117 | 0.00019035 | 0.00018951 | 0.00018866 | 0.00018779 | 0.00018692 | 0.00018603 | 0.00018513 | 0.00018423 | 0.0001833 | 0.00018237
Yes | SDG&E | Com | BldgEnv | 2025 T-24: NR High Performance Envelope - Reduced Infiltration Vestibules: require vestibules for certain buildings (Thermal bridging) (New Construction + Additions) | Possible | Electric Demand (MW) | 0 | 0.00040735 | 0.0024271 | 0.0024165 | 0.0024059 | 0.0023951 | 0.0023841 | 0.002373 | 0.0023618 | 0.0023504 | 0.0023388 | 0.0023271 | 0.0023153
Yes | SDG&E | Com | BldgEnv | 2025 T-24: NR High Performance Envelope - Windows/Fenestration - Alterations (Alterations) | Possible | Electric Demand (MW) | 0 | 0.0023479 | 0.0024217 | 0.0022749 | 0.0021274 | 0.001981 | 0.0018375 | 0.0016988 | 0.0015662 | 0.001441 | 0.001324 | 0.0012159 | 0.0011169
Yes | SDG&E | Com | BldgEnv | 2025 T-24: NR High Performance Envelope - Windows/Fenestration - New Construction (New Construction + Additions) | Possible | Electric Demand (MW) | 0 | 1.7099e-05 | 9.6566e-05 | 9.0713e-05 | 8.4829e-05 | 7.899e-05 | 7.3271e-05 | 6.7738e-05 | 6.2451e-05 | 5.7459e-05 | 5.2795e-05 | 4.8484e-05 | 4.4537e-05
Yes | SDG&E | Com | BldgEnv | 2022 T-24: NRA - Envelope - Cool Roofs: Steep-Sloped | Possible | Electric Demand (MW) | 0.0097776 | 0.0097405 | 0.0097026 | 0.0096641 | 0.0096255 | 0.0095873 | 0.0095498 | 0.0095136 | 0.0094788 | 0.0094458 | 0.0094148 | 0.0093859 | 0.0093593
Yes | SDG&E | Com | BldgEnv | 2022 T-24: NRA - Envelope - Roof Recovers | Possible | Electric Demand (MW) | 0.041555 | 0.041397 | 0.041236 | 0.041072 | 0.040908 | 0.040746 | 0.040587 | 0.040433 | 0.040285 | 0.040145 | 0.040013 | 0.03989 | 0.039777
Yes | SDG&E | Com | BldgEnv | 2022 T-24: NRA - Envelope - Roof Replacements | Possible | Electric Demand (MW) | 0.034222 | 0.034092 | 0.033959 | 0.033824 | 0.033689 | 0.033555 | 0.033424 | 0.033297 | 0.033176 | 0.03306 | 0.032952 | 0.032851 | 0.032757
Yes | SDG&E | Com | BldgEnv | 2022 T-24: NRA - Reduce Infiltration - Require air barrier where not currently required | Possible | Electric Demand (MW) | 0.0018169 | 0.0018058 | 0.0017978 | 0.0017921 | 0.0017881 | 0.0017852 | 0.0017832 | 0.0017817 | 0.0017807 | 0.00178 | 0.0017795 | 0.0017791 | 0.0017789
Yes | SDG&E | Com | BldgEnv | 2022 T-24: NRNC - Envelope - Cool Roofs: Steep-Sloped | Possible | Electric Demand (MW) | 0.0020533 | 0.0020455 | 0.0020375 | 0.0020295 | 0.0020214 | 0.0020133 | 0.0020055 | 0.0019978 | 0.0019905 | 0.0019836 | 0.0019771 | 0.001971 | 0.0019654
Yes | SDG&E | Com | BldgEnv | 2022 T-24: NRNC - Envelope - High Performance Windows | Possible | Electric Demand (MW) | 0.0025877 | 0.0025779 | 0.0025678 | 0.0025576 | 0.0025474 | 0.0025373 | 0.0025274 | 0.0025178 | 0.0025086 | 0.0024999 | 0.0024917 | 0.002484 | 0.002477
Yes | SDG&E | Com | BldgEnv | 2022 T-24: NRNC - Envelope - Opaque Envelope: Wall | Possible | Electric Demand (MW) |  | 0.0031243 | 0.0031121 | 0.0030998 | 0.0030874 | 0.0030751 | 0.0030631 | 0.0030515 | 0.0030403 | 0.0030297 | 0.0030198 | 0.0030105 | 0.003002
Yes | SDG&E | Com | BldgEnv | 2022 T-24: NRNC - Reduce Infiltration - Require air barrier where not currently required | Possible | Electric Demand (MW) |  | 0.0015168 | 0.0015102 | 0.0015054 | 0.001502 | 0.0014996 | 0.0014979 | 0.0014967 | 0.0014958 | 0.0014952 | 0.0014948 | 0.0014945 | 0.0014943
Yes | SDG&E | Com | BldgEnv | 2019 T-24: NRNC-Envelope-Dock Seals | Possible | Electric Demand (MW) |  | -7.7259e-05 | -7.1265e-05 | -6.4508e-05 | -5.7186e-05 | -4.9587e-05 | -4.2043e-05 | -3.4878e-05 | -2.8354e-05 | -2.2637e-05 | -1.7792e-05 | -1.3804e-05 | -1.0596e-05
Yes | PG&E | Res | BldgEnv | 2008 T-24: Residential Fenestration | On-the-books | Electric Demand (MW) | 0.30169 | 0.30063 | 0.29985 | 0.29927 | 0.29884 | 0.29852 | 0.29812 | 0.29778 | 0.29741 | 0.29705 | 0.29668 | 0.29632 | 0.29596
Yes | PG&E | Res | BldgEnv | 2005 T-24: Window replacement | On-the-books | Electric Demand (MW) | 0 | 0 | 0 | 0 | 0 | 0 | 0 | 0 | 0 | 0 | 0 | 0 | 0
Yes | PG&E | Res | BldgEnv | 2022 T-24: MFA - Restructuring - Fenestration Properties | On-the-books | Electric Demand (MW) | 0.21289 | 0.20772 | 0.20234 | 0.19676 | 0.19099 | 0.18506 | 0.179 | 0.17282 | 0.16657 | 0.16027 | 0.15396 | 0.14766 | 0.14141
Yes | PG&E | Res | BldgEnv | 2022 T-24: MFA - Restructuring - Roof Assemblies | On-the-books | Electric Demand (MW) | 0.022531 | 0.022531 | 0.022531 | 0.022531 | 0.022531 | 0.022531 | 0.022531 | 0.022531 | 0.022531 | 0.022531 | 0.022531 | 0.022531 | 0.022531
Yes | PG&E | Res | BldgEnv | 2022 T-24: MFNC - Restructuring - Duct Sealing and Testing | On-the-books | Electric Demand (MW) | 0.019768 | 0.019698 | 0.019633 | 0.019573 | 0.019517 | 0.019466 | 0.019419 | 0.019375 | 0.019335 | 0.019298 | 0.019264 | 0.019233 | 0.019204
Yes | PG&E | Res | BldgEnv | 2022 T-24: MFNC - Restructuring - Fenestration Properties | On-the-books | Electric Demand (MW) | 0.0017594 | 0.0017167 | 0.0016723 | 0.0016261 | 0.0015784 | 0.0015294 | 0.0014793 | 0.0014283 | 0.0013766 | 0.0013245 | 0.0012724 | 0.0012203 | 0.0011687
Yes | PG&E | Res | BldgEnv | 2022 T-24: MFNC - Restructuring - Roof Assemblies | On-the-books | Electric Demand (MW) | 0.014082 | 0.014082 | 0.014082 | 0.014082 | 0.014082 | 0.014082 | 0.014082 | 0.014082 | 0.014082 | 0.014082 | 0.014082 | 0.014082 | 0.014082
Yes | PG&E | Res | BldgEnv | 2022 T-24: MFNC - Restructuring - Wall U-Factor | On-the-books | Electric Demand (MW) | -0.0043504 | -0.0043504 | -0.0043504 | -0.0043504 | -0.0043504 | -0.0043504 | -0.0043504 | -0.0043504 | -0.0043504 | -0.0043504 | -0.0043504 | -0.0043504 | -0.0043504
Yes | PG&E | Res | BldgEnv | 2025 T-24: Multifamily Envelope - Cool Roof Improvements (New Construction + Additions) | On-the-books | Electric Demand (MW) | 0 | 0.00072109 | 0.0028597 | 0.0028585 | 0.0028573 | 0.0028561 | 0.002855 | 0.0028538 | 0.0028526 | 0.0028514 | 0.0028502 | 0.002849 | 0.0028478
Yes | PG&E | Res | BldgEnv | 2025 T-24: Multifamily Envelope - High Performance Windows (New Construction + Additions) | On-the-books | Electric Demand (MW) | 0 | 0.0018383 | 0.0067892 | 0.0062888 | 0.0057968 | 0.0053178 | 0.0048557 | 0.0044141 | 0.0039956 | 0.0036024 | 0.0032357 | 0.0028962 | 0.002584
Yes | PG&E | Res | BldgEnv | 2025 T-24: Multifamily Envelope - Window Alterations (Alterations) | On-the-books | Electric Demand (MW) | 0 | -0.00029758 | -0.00031594 | -0.00030668 | -0.00029741 | -0.00028816 | -0.00027894 | -0.00026977 | -0.00026067 | -0.00025165 | -0.00024273 | -0.00023392 | -0.00022524
Yes | PG&E | Res | BldgEnv | 2025 T-24: Multifamily Restructuring - Slab Perimeter Insulation (New Construction + Additions) | On-the-books | Electric Demand (MW) | 0 | -6.9882e-09 | -2.6936e-08 | -2.6146e-08 | -2.5356e-08 | -2.4567e-08 | -2.3781e-08 | -2.3e-08 | -2.2224e-08 | -2.1455e-08 | -2.0694e-08 | -1.9943e-08 | -1.9203e-08
Yes | PG&E | Res | BldgEnv | 2019 T-24: RA(MF)-Envelope-QII | On-the-books | Electric Demand (MW) |  | 0.005345 | 0.0049303 | 0.0044628 | 0.0039563 | 0.0034305 | 0.0029086 | 0.002413 | 0.0019616 | 0.0015661 | 0.0012309 | 0.00095497 | 0.00073307
Yes | PG&E | Res | BldgEnv | 2019 T-24: RA(MF)-Envelope-Windows and Doors | On-the-books | Electric Demand (MW) |  | 0.10401 | 0.095944 | 0.086847 | 0.076989 | 0.066758 | 0.056602 | 0.046956 | 0.038173 | 0.030475 | 0.023954 | 0.018584 | 0.014266
Yes | PG&E | Res | BldgEnv | 2019 T-24: RA(SF)-Envelope-High Performance Walls | On-the-books | Electric Demand (MW) |  | 0.011773 | 0.01086 | 0.0098302 | 0.0087145 | 0.0075564 | 0.0064068 | 0.005315 | 0.0043208 | 0.0034495 | 0.0027113 | 0.0021035 | 0.0016147
Yes | PG&E | Res | BldgEnv | 2019 T-24: RA(SF)-Envelope-QII | On-the-books | Electric Demand (MW) |  | 0.020993 | 0.019364 | 0.017528 | 0.015538 | 0.013473 | 0.011424 | 0.0094769 | 0.0077042 | 0.0061507 | 0.0048344 | 0.0037507 | 0.0028792
Yes | PG&E | Res | BldgEnv | 2019 T-24: RA(SF)-Envelope-Windows and Doors | On-the-books | Electric Demand (MW) |  | 0.22027 | 0.20318 | 0.18391 | 0.16304 | 0.14137 | 0.11987 | 0.099439 | 0.080838 | 0.064538 | 0.050726 | 0.039355 | 0.03021
Yes | PG&E | Res | BldgEnv | 2019 T-24: RNC(MF)-Envelope-High Performance Attics | On-the-books | Electric Demand (MW) |  | 0.045393 | 0.041871 | 0.037901 | 0.033599 | 0.029134 | 0.024702 | 0.020492 | 0.016659 | 0.0133 | 0.010454 | 0.0081101 | 0.0062257
Yes | PG&E | Res | BldgEnv | 2019 T-24: RNC(MF)-Envelope-QII | On-the-books | Electric Demand (MW) |  | 0.17346 | 0.16 | 0.14483 | 0.12839 | 0.11133 | 0.094393 | 0.078307 | 0.063659 | 0.050823 | 0.039947 | 0.030991 | 0.02379
Yes | PG&E | Res | BldgEnv | 2019 T-24: RNC(MF)-Envelope-Windows and Doors | On-the-books | Electric Demand (MW) |  | 0.18228 | 0.16814 | 0.15219 | 0.13492 | 0.11699 | 0.099192 | 0.082288 | 0.066896 | 0.053407 | 0.041977 | 0.032567 | 0.025
Yes | PG&E | Res | BldgEnv | 2019 T-24: RNC(SF)-Envelope-High Performance Attics | On-the-books | Electric Demand (MW) |  | 0.41459 | 0.38242 | 0.34616 | 0.30687 | 0.26609 | 0.22561 | 0.18716 | 0.15215 | 0.12147 | 0.095476 | 0.074073 | 0.056861
Yes | PG&E | Res | BldgEnv | 2019 T-24: RNC(SF)-Envelope-High Performance Walls | On-the-books | Electric Demand (MW) |  | 0.21347 | 0.19691 | 0.17824 | 0.15801 | 0.13701 | 0.11617 | 0.09637 | 0.078343 | 0.062546 | 0.049161 | 0.03814 | 0.029278
Yes | PG&E | Res | BldgEnv | 2019 T-24: RNC(SF)-Envelope-QII | On-the-books | Electric Demand (MW) |  | 1.008 | 0.92976 | 0.8416 | 0.74608 | 0.64693 | 0.54851 | 0.45504 | 0.36992 | 0.29533 | 0.23213 | 0.18009 | 0.13824
Yes | PG&E | Res | BldgEnv | 2019 T-24: RNC(SF)-Envelope-Windows and Doors | On-the-books | Electric Demand (MW) |  | 0.57112 | 0.52681 | 0.47686 | 0.42273 | 0.36656 | 0.31079 | 0.25783 | 0.2096 | 0.16733 | 0.13152 | 0.10204 | 0.07833
Yes | PG&E | Res | BldgEnv | 2022 T-24: SFA - Cool roof for low-sloped roof | On-the-books | Electric Demand (MW) |  | 6.176 | 6.0637 | 5.9717 | 5.8979 | 5.8398 | 5.7947 | 5.7602 | 5.7339 | 5.714 | 5.6991 | 5.6879 | 5.6796
Yes | PG&E | Res | BldgEnv | 2022 T-24: SFA - Cool roof for steep-sloped roofs | On-the-books | Electric Demand (MW) |  | 0.85505 | 0.83767 | 0.82199 | 0.80818 | 0.79628 | 0.78621 | 0.77783 | 0.77095 | 0.76535 | 0.76084 | 0.75724 | 0.75437
Yes | PG&E | Res | BldgEnv | 2022 T-24: SFA - Prescriptive attic insulation for alterations | On-the-books | Electric Demand (MW) |  | 0.76397 | 0.76326 | 0.76255 | 0.76184 | 0.76113 | 0.76042 | 0.7597 | 0.75899 | 0.75828 | 0.75756 | 0.75685 | 0.75613
Yes | PG&E | Res | BldgEnv | 2022 T-24: SFA - Roof deck insulation for low-sloped roofs | On-the-books | Electric Demand (MW) |  | 2.3931 | 2.3238 | 2.2565 | 2.192 | 2.1309 | 2.0739 | 2.0213 | 1.9733 | 1.9298 | 1.891 | 1.8564 | 1.8259
Yes | PG&E | Res | BldgEnv | 2022 T-24: SFNC - Prescriptive attic insulation for additions | On-the-books | Electric Demand (MW) |  | 0.0013978 | 0.0013729 | 0.0013528 | 0.0013367 | 0.0013239 | 0.0013137 | 0.0013056 | 0.0012993 | 0.0012943 | 0.0012905 | 0.0012874 | 0.001285
Yes | PG&E | Res | BldgEnv | 2025 T-24: Single Family High-Performance Envelope - High-Performance Windows (Alterations) | On-the-books | Electric Demand (MW) |  | 0.0013085 | 0.001428 | 0.001426 | 0.001424 | 0.001422 | 0.0014199 | 0.0014179 | 0.0014158 | 0.0014136 | 0.0014115 | 0.0014093 | 0.0014071
Yes | PG&E | Res | BldgEnv | 2025 T-24: Single Family High-Performance Envelope - High-Performance Windows (New Construction + Additions) | On-the-books | Electric Demand (MW) |  | 0.071286 | 0.14122 | 0.14102 | 0.14082 | 0.14062 | 0.14042 | 0.14022 | 0.14001 | 0.1398 | 0.13959 | 0.13937 | 0.13915
Yes | PG&E | Res | BldgEnv | 2008 T-24: Residential Fenestration | Expected | Electric Demand (MW) | 0.30169 | 0.30063 | 0.29985 | 0.29927 | 0.29884 | 0.29852 | 0.29812 | 0.29778 | 0.29741 | 0.29705 | 0.29668 | 0.29632 | 0.29596
Yes | PG&E | Res | BldgEnv | 2005 T-24: Window replacement | Expected | Electric Demand (MW) | 0 | 0 | 0 | 0 | 0 | 0 | 0 | 0 | 0 | 0 | 0 | 0 | 0
Yes | PG&E | Res | BldgEnv | 2022 T-24: MFA - Restructuring - Fenestration Properties | Expected | Electric Demand (MW) | 0.21289 | 0.20772 | 0.20234 | 0.19676 | 0.19099 | 0.18506 | 0.179 | 0.17282 | 0.16657 | 0.16027 | 0.15396 | 0.14766 | 0.14141
Yes | PG&E | Res | BldgEnv | 2022 T-24: MFA - Restructuring - Roof Assemblies | Expected | Electric Demand (MW) | 0.022531 | 0.022531 | 0.022531 | 0.022531 | 0.022531 | 0.022531 | 0.022531 | 0.022531 | 0.022531 | 0.022531 | 0.022531 | 0.022531 | 0.022531
Yes | PG&E | Res | BldgEnv | 2022 T-24: MFNC - Restructuring - Duct Sealing and Testing | Expected | Electric Demand (MW) | 0.019768 | 0.019698 | 0.019633 | 0.019573 | 0.019517 | 0.019466 | 0.019419 | 0.019375 | 0.019335 | 0.019298 | 0.019264 | 0.019233 | 0.019204
Yes | PG&E | Res | BldgEnv | 2022 T-24: MFNC - Restructuring - Fenestration Properties | Expected | Electric Demand (MW) | 0.0017594 | 0.0017167 | 0.0016723 | 0.0016261 | 0.0015784 | 0.0015294 | 0.0014793 | 0.0014283 | 0.0013766 | 0.0013245 | 0.0012724 | 0.0012203 | 0.0011687
Yes | PG&E | Res | BldgEnv | 2022 T-24: MFNC - Restructuring - Roof Assemblies | Expected | Electric Demand (MW) | 0.014082 | 0.014082 | 0.014082 | 0.014082 | 0.014082 | 0.014082 | 0.014082 | 0.014082 | 0.014082 | 0.014082 | 0.014082 | 0.014082 | 0.014082
Yes | PG&E | Res | BldgEnv | 2022 T-24: MFNC - Restructuring - Wall U-Factor | Expected | Electric Demand (MW) | -0.0043504 | -0.0043504 | -0.0043504 | -0.0043504 | -0.0043504 | -0.0043504 | -0.0043504 | -0.0043504 | -0.0043504 | -0.0043504 | -0.0043504 | -0.0043504 | -0.0043504
Yes | PG&E | Res | BldgEnv | 2025 T-24: Multifamily Envelope - Cool Roof Improvements (New Construction + Additions) | Expected | Electric Demand (MW) | 0 | 0.00072109 | 0.0028597 | 0.0028585 | 0.0028573 | 0.0028561 | 0.002855 | 0.0028538 | 0.0028526 | 0.0028514 | 0.0028502 | 0.002849 | 0.0028478
Yes | PG&E | Res | BldgEnv | 2025 T-24: Multifamily Envelope - High Performance Windows (New Construction + Additions) | Expected | Electric Demand (MW) | 0 | 0.0018383 | 0.0067892 | 0.0062888 | 0.0057968 | 0.0053178 | 0.0048557 | 0.0044141 | 0.0039956 | 0.0036024 | 0.0032357 | 0.0028962 | 0.002584
Yes | PG&E | Res | BldgEnv | 2025 T-24: Multifamily Envelope - Window Alterations (Alterations) | Expected | Electric Demand (MW) | 0 | -0.00029758 | -0.00031594 | -0.00030668 | -0.00029741 | -0.00028816 | -0.00027894 | -0.00026977 | -0.00026067 | -0.00025165 | -0.00024273 | -0.00023392 | -0.00022524
Yes | PG&E | Res | BldgEnv | 2025 T-24: Multifamily Restructuring - Slab Perimeter Insulation (New Construction + Additions) | Expected | Electric Demand (MW) | 0 | -6.9882e-09 | -2.6936e-08 | -2.6146e-08 | -2.5356e-08 | -2.4567e-08 | -2.3781e-08 | -2.3e-08 | -2.2224e-08 | -2.1455e-08 | -2.0694e-08 | -1.9943e-08 | -1.9203e-08
Yes | PG&E | Res | BldgEnv | 2019 T-24: RA(MF)-Envelope-QII | Expected | Electric Demand (MW) |  | 0.005345 | 0.0049303 | 0.0044628 | 0.0039563 | 0.0034305 | 0.0029086 | 0.002413 | 0.0019616 | 0.0015661 | 0.0012309 | 0.00095497 | 0.00073307
Yes | PG&E | Res | BldgEnv | 2019 T-24: RA(MF)-Envelope-Windows and Doors | Expected | Electric Demand (MW) |  | 0.10401 | 0.095944 | 0.086847 | 0.076989 | 0.066758 | 0.056602 | 0.046956 | 0.038173 | 0.030475 | 0.023954 | 0.018584 | 0.014266
Yes | PG&E | Res | BldgEnv | 2019 T-24: RA(SF)-Envelope-High Performance Walls | Expected | Electric Demand (MW) |  | 0.011773 | 0.01086 | 0.0098302 | 0.0087145 | 0.0075564 | 0.0064068 | 0.005315 | 0.0043208 | 0.0034495 | 0.0027113 | 0.0021035 | 0.0016147
Yes | PG&E | Res | BldgEnv | 2019 T-24: RA(SF)-Envelope-QII | Expected | Electric Demand (MW) |  | 0.020993 | 0.019364 | 0.017528 | 0.015538 | 0.013473 | 0.011424 | 0.0094769 | 0.0077042 | 0.0061507 | 0.0048344 | 0.0037507 | 0.0028792
Yes | PG&E | Res | BldgEnv | 2019 T-24: RA(SF)-Envelope-Windows and Doors | Expected | Electric Demand (MW) |  | 0.22027 | 0.20318 | 0.18391 | 0.16304 | 0.14137 | 0.11987 | 0.099439 | 0.080838 | 0.064538 | 0.050726 | 0.039355 | 0.03021
Yes | PG&E | Res | BldgEnv | 2019 T-24: RNC(MF)-Envelope-High Performance Attics | Expected | Electric Demand (MW) |  | 0.045393 | 0.041871 | 0.037901 | 0.033599 | 0.029134 | 0.024702 | 0.020492 | 0.016659 | 0.0133 | 0.010454 | 0.0081101 | 0.0062257
Yes | PG&E | Res | BldgEnv | 2019 T-24: RNC(MF)-Envelope-QII | Expected | Electric Demand (MW) |  | 0.17346 | 0.16 | 0.14483 | 0.12839 | 0.11133 | 0.094393 | 0.078307 | 0.063659 | 0.050823 | 0.039947 | 0.030991 | 0.02379
Yes | PG&E | Res | BldgEnv | 2019 T-24: RNC(MF)-Envelope-Windows and Doors | Expected | Electric Demand (MW) |  | 0.18228 | 0.16814 | 0.15219 | 0.13492 | 0.11699 | 0.099192 | 0.082288 | 0.066896 | 0.053407 | 0.041977 | 0.032567 | 0.025
Yes | PG&E | Res | BldgEnv | 2019 T-24: RNC(SF)-Envelope-High Performance Attics | Expected | Electric Demand (MW) |  | 0.41459 | 0.38242 | 0.34616 | 0.30687 | 0.26609 | 0.22561 | 0.18716 | 0.15215 | 0.12147 | 0.095476 | 0.074073 | 0.056861
Yes | PG&E | Res | BldgEnv | 2019 T-24: RNC(SF)-Envelope-High Performance Walls | Expected | Electric Demand (MW) |  | 0.21347 | 0.19691 | 0.17824 | 0.15801 | 0.13701 | 0.11617 | 0.09637 | 0.078343 | 0.062546 | 0.049161 | 0.03814 | 0.029278
Yes | PG&E | Res | BldgEnv | 2019 T-24: RNC(SF)-Envelope-QII | Expected | Electric Demand (MW) |  | 1.008 | 0.92976 | 0.8416 | 0.74608 | 0.64693 | 0.54851 | 0.45504 | 0.36992 | 0.29533 | 0.23213 | 0.18009 | 0.13824
Yes | PG&E | Res | BldgEnv | 2019 T-24: RNC(SF)-Envelope-Windows and Doors | Expected | Electric Demand (MW) |  | 0.57112 | 0.52681 | 0.47686 | 0.42273 | 0.36656 | 0.31079 | 0.25783 | 0.2096 | 0.16733 | 0.13152 | 0.10204 | 0.07833
Yes | PG&E | Res | BldgEnv | 2022 T-24: SFA - Cool roof for low-sloped roof | Expected | Electric Demand (MW) |  | 6.176 | 6.0637 | 5.9717 | 5.8979 | 5.8398 | 5.7947 | 5.7602 | 5.7339 | 5.714 | 5.6991 | 5.6879 | 5.6796
Yes | PG&E | Res | BldgEnv | 2022 T-24: SFA - Cool roof for steep-sloped roofs | Expected | Electric Demand (MW) |  | 0.85505 | 0.83767 | 0.82199 | 0.80818 | 0.79628 | 0.78621 | 0.77783 | 0.77095 | 0.76535 | 0.76084 | 0.75724 | 0.75437
Yes | PG&E | Res | BldgEnv | 2022 T-24: SFA - Prescriptive attic insulation for alterations | Expected | Electric Demand (MW) |  | 0.76397 | 0.76326 | 0.76255 | 0.76184 | 0.76113 | 0.76042 | 0.7597 | 0.75899 | 0.75828 | 0.75756 | 0.75685 | 0.75613
Yes | PG&E | Res | BldgEnv | 2022 T-24: SFA - Roof deck insulation for low-sloped roofs | Expected | Electric Demand (MW) |  | 2.3931 | 2.3238 | 2.2565 | 2.192 | 2.1309 | 2.0739 | 2.0213 | 1.9733 | 1.9298 | 1.891 | 1.8564 | 1.8259
Yes | PG&E | Res | BldgEnv | 2022 T-24: SFNC - Prescriptive attic insulation for additions | Expected | Electric Demand (MW) |  | 0.0013978 | 0.0013729 | 0.0013528 | 0.0013367 | 0.0013239 | 0.0013137 | 0.0013056 | 0.0012993 | 0.0012943 | 0.0012905 | 0.0012874 | 0.001285
Yes | PG&E | Res | BldgEnv | 2025 T-24: Single Family High-Performance Envelope - High-Performance Windows (Alterations) | Expected | Electric Demand (MW) |  | 0.0013085 | 0.001428 | 0.001426 | 0.001424 | 0.001422 | 0.0014199 | 0.0014179 | 0.0014158 | 0.0014136 | 0.0014115 | 0.0014093 | 0.0014071
Yes | PG&E | Res | BldgEnv | 2025 T-24: Single Family High-Performance Envelope - High-Performance Windows (New Construction + Additions) | Expected | Electric Demand (MW) |  | 0.071286 | 0.14122 | 0.14102 | 0.14082 | 0.14062 | 0.14042 | 0.14022 | 0.14001 | 0.1398 | 0.13959 | 0.13937 | 0.13915
Yes | PG&E | Res | BldgEnv | 2008 T-24: Residential Fenestration | Possible | Electric Demand (MW) | 0.30169 | 0.30063 | 0.29985 | 0.29927 | 0.29884 | 0.29852 | 0.29812 | 0.29778 | 0.29741 | 0.29705 | 0.29668 | 0.29632 | 0.29596
Yes | PG&E | Res | BldgEnv | 2005 T-24: Window replacement | Possible | Electric Demand (MW) | 0 | 0 | 0 | 0 | 0 | 0 | 0 | 0 | 0 | 0 | 0 | 0 | 0
Yes | PG&E | Res | BldgEnv | 2022 T-24: MFA - Restructuring - Fenestration Properties | Possible | Electric Demand (MW) | 0.21289 | 0.20772 | 0.20234 | 0.19676 | 0.19099 | 0.18506 | 0.179 | 0.17282 | 0.16657 | 0.16027 | 0.15396 | 0.14766 | 0.14141
Yes | PG&E | Res | BldgEnv | 2022 T-24: MFA - Restructuring - Roof Assemblies | Possible | Electric Demand (MW) | 0.022531 | 0.022531 | 0.022531 | 0.022531 | 0.022531 | 0.022531 | 0.022531 | 0.022531 | 0.022531 | 0.022531 | 0.022531 | 0.022531 | 0.022531
Yes | PG&E | Res | BldgEnv | 2022 T-24: MFNC - Restructuring - Duct Sealing and Testing | Possible | Electric Demand (MW) | 0.019768 | 0.019698 | 0.019633 | 0.019573 | 0.019517 | 0.019466 | 0.019419 | 0.019375 | 0.019335 | 0.019298 | 0.019264 | 0.019233 | 0.019204
Yes | PG&E | Res | BldgEnv | 2022 T-24: MFNC - Restructuring - Fenestration Properties | Possible | Electric Demand (MW) | 0.0017594 | 0.0017167 | 0.0016723 | 0.0016261 | 0.0015784 | 0.0015294 | 0.0014793 | 0.0014283 | 0.0013766 | 0.0013245 | 0.0012724 | 0.0012203 | 0.0011687
Yes | PG&E | Res | BldgEnv | 2022 T-24: MFNC - Restructuring - Roof Assemblies | Possible | Electric Demand (MW) | 0.014082 | 0.014082 | 0.014082 | 0.014082 | 0.014082 | 0.014082 | 0.014082 | 0.014082 | 0.014082 | 0.014082 | 0.014082 | 0.014082 | 0.014082
Yes | PG&E | Res | BldgEnv | 2022 T-24: MFNC - Restructuring - Wall U-Factor | Possible | Electric Demand (MW) | -0.0043504 | -0.0043504 | -0.0043504 | -0.0043504 | -0.0043504 | -0.0043504 | -0.0043504 | -0.0043504 | -0.0043504 | -0.0043504 | -0.0043504 | -0.0043504 | -0.0043504
Yes | PG&E | Res | BldgEnv | 2025 T-24: Multifamily Envelope - Cool Roof Improvements (New Construction + Additions) | Possible | Electric Demand (MW) | 0 | 0.00072109 | 0.0028597 | 0.0028585 | 0.0028573 | 0.0028561 | 0.002855 | 0.0028538 | 0.0028526 | 0.0028514 | 0.0028502 | 0.002849 | 0.0028478
Yes | PG&E | Res | BldgEnv | 2025 T-24: Multifamily Envelope - High Performance Windows (New Construction + Additions) | Possible | Electric Demand (MW) | 0 | 0.0018383 | 0.0067892 | 0.0062888 | 0.0057968 | 0.0053178 | 0.0048557 | 0.0044141 | 0.0039956 | 0.0036024 | 0.0032357 | 0.0028962 | 0.002584
Yes | PG&E | Res | BldgEnv | 2025 T-24: Multifamily Envelope - Window Alterations (Alterations) | Possible | Electric Demand (MW) | 0 | -0.00029758 | -0.00031594 | -0.00030668 | -0.00029741 | -0.00028816 | -0.00027894 | -0.00026977 | -0.00026067 | -0.00025165 | -0.00024273 | -0.00023392 | -0.00022524
Yes | PG&E | Res | BldgEnv | 2025 T-24: Multifamily Restructuring - Slab Perimeter Insulation (New Construction + Additions) | Possible | Electric Demand (MW) | 0 | -6.9882e-09 | -2.6936e-08 | -2.6146e-08 | -2.5356e-08 | -2.4567e-08 | -2.3781e-08 | -2.3e-08 | -2.2224e-08 | -2.1455e-08 | -2.0694e-08 | -1.9943e-08 | -1.9203e-08
Yes | PG&E | Res | BldgEnv | 2019 T-24: RA(MF)-Envelope-QII | Possible | Electric Demand (MW) |  | 0.005345 | 0.0049303 | 0.0044628 | 0.0039563 | 0.0034305 | 0.0029086 | 0.002413 | 0.0019616 | 0.0015661 | 0.0012309 | 0.00095497 | 0.00073307
Yes | PG&E | Res | BldgEnv | 2019 T-24: RA(MF)-Envelope-Windows and Doors | Possible | Electric Demand (MW) |  | 0.10401 | 0.095944 | 0.086847 | 0.076989 | 0.066758 | 0.056602 | 0.046956 | 0.038173 | 0.030475 | 0.023954 | 0.018584 | 0.014266
Yes | PG&E | Res | BldgEnv | 2019 T-24: RA(SF)-Envelope-High Performance Walls | Possible | Electric Demand (MW) |  | 0.011773 | 0.01086 | 0.0098302 | 0.0087145 | 0.0075564 | 0.0064068 | 0.005315 | 0.0043208 | 0.0034495 | 0.0027113 | 0.0021035 | 0.0016147
Yes | PG&E | Res | BldgEnv | 2019 T-24: RA(SF)-Envelope-QII | Possible | Electric Demand (MW) |  | 0.020993 | 0.019364 | 0.017528 | 0.015538 | 0.013473 | 0.011424 | 0.0094769 | 0.0077042 | 0.0061507 | 0.0048344 | 0.0037507 | 0.0028792
Yes | PG&E | Res | BldgEnv | 2019 T-24: RA(SF)-Envelope-Windows and Doors | Possible | Electric Demand (MW) |  | 0.22027 | 0.20318 | 0.18391 | 0.16304 | 0.14137 | 0.11987 | 0.099439 | 0.080838 | 0.064538 | 0.050726 | 0.039355 | 0.03021
Yes | PG&E | Res | BldgEnv | 2019 T-24: RNC(MF)-Envelope-High Performance Attics | Possible | Electric Demand (MW) |  | 0.045393 | 0.041871 | 0.037901 | 0.033599 | 0.029134 | 0.024702 | 0.020492 | 0.016659 | 0.0133 | 0.010454 | 0.0081101 | 0.0062257
Yes | PG&E | Res | BldgEnv | 2019 T-24: RNC(MF)-Envelope-QII | Possible | Electric Demand (MW) |  | 0.17346 | 0.16 | 0.14483 | 0.12839 | 0.11133 | 0.094393 | 0.078307 | 0.063659 | 0.050823 | 0.039947 | 0.030991 | 0.02379
Yes | PG&E | Res | BldgEnv | 2019 T-24: RNC(MF)-Envelope-Windows and Doors | Possible | Electric Demand (MW) |  | 0.18228 | 0.16814 | 0.15219 | 0.13492 | 0.11699 | 0.099192 | 0.082288 | 0.066896 | 0.053407 | 0.041977 | 0.032567 | 0.025
Yes | PG&E | Res | BldgEnv | 2019 T-24: RNC(SF)-Envelope-High Performance Attics | Possible | Electric Demand (MW) |  | 0.41459 | 0.38242 | 0.34616 | 0.30687 | 0.26609 | 0.22561 | 0.18716 | 0.15215 | 0.12147 | 0.095476 | 0.074073 | 0.056861
Yes | PG&E | Res | BldgEnv | 2019 T-24: RNC(SF)-Envelope-High Performance Walls | Possible | Electric Demand (MW) |  | 0.21347 | 0.19691 | 0.17824 | 0.15801 | 0.13701 | 0.11617 | 0.09637 | 0.078343 | 0.062546 | 0.049161 | 0.03814 | 0.029278
Yes | PG&E | Res | BldgEnv | 2019 T-24: RNC(SF)-Envelope-QII | Possible | Electric Demand (MW) |  | 1.008 | 0.92976 | 0.8416 | 0.74608 | 0.64693 | 0.54851 | 0.45504 | 0.36992 | 0.29533 | 0.23213 | 0.18009 | 0.13824
Yes | PG&E | Res | BldgEnv | 2019 T-24: RNC(SF)-Envelope-Windows and Doors | Possible | Electric Demand (MW) |  | 0.57112 | 0.52681 | 0.47686 | 0.42273 | 0.36656 | 0.31079 | 0.25783 | 0.2096 | 0.16733 | 0.13152 | 0.10204 | 0.07833
Yes | PG&E | Res | BldgEnv | 2022 T-24: SFA - Cool roof for low-sloped roof | Possible | Electric Demand (MW) |  | 6.176 | 6.0637 | 5.9717 | 5.8979 | 5.8398 | 5.7947 | 5.7602 | 5.7339 | 5.714 | 5.6991 | 5.6879 | 5.6796
Yes | PG&E | Res | BldgEnv | 2022 T-24: SFA - Cool roof for steep-sloped roofs | Possible | Electric Demand (MW) |  | 0.85505 | 0.83767 | 0.82199 | 0.80818 | 0.79628 | 0.78621 | 0.77783 | 0.77095 | 0.76535 | 0.76084 | 0.75724 | 0.75437
Yes | PG&E | Res | BldgEnv | 2022 T-24: SFA - Prescriptive attic insulation for alterations | Possible | Electric Demand (MW) |  | 0.76397 | 0.76326 | 0.76255 | 0.76184 | 0.76113 | 0.76042 | 0.7597 | 0.75899 | 0.75828 | 0.75756 | 0.75685 | 0.75613
Yes | PG&E | Res | BldgEnv | 2022 T-24: SFA - Roof deck insulation for low-sloped roofs | Possible | Electric Demand (MW) |  | 2.3931 | 2.3238 | 2.2565 | 2.192 | 2.1309 | 2.0739 | 2.0213 | 1.9733 | 1.9298 | 1.891 | 1.8564 | 1.8259
Yes | PG&E | Res | BldgEnv | 2022 T-24: SFNC - Prescriptive attic insulation for additions | Possible | Electric Demand (MW) |  | 0.0013978 | 0.0013729 | 0.0013528 | 0.0013367 | 0.0013239 | 0.0013137 | 0.0013056 | 0.0012993 | 0.0012943 | 0.0012905 | 0.0012874 | 0.001285
Yes | PG&E | Res | BldgEnv | 2025 T-24: Single Family High-Performance Envelope - High-Performance Windows (Alterations) | Possible | Electric Demand (MW) |  | 0.0013085 | 0.001428 | 0.001426 | 0.001424 | 0.001422 | 0.0014199 | 0.0014179 | 0.0014158 | 0.0014136 | 0.0014115 | 0.0014093 | 0.0014071
Yes | PG&E | Res | BldgEnv | 2025 T-24: Single Family High-Performance Envelope - High-Performance Windows (New Construction + Additions) | Possible | Electric Demand (MW) |  | 0.071286 | 0.14122 | 0.14102 | 0.14082 | 0.14062 | 0.14042 | 0.14022 | 0.14001 | 0.1398 | 0.13959 | 0.13937 | 0.13915
Yes | SCE | Res | BldgEnv | 2008 T-24: Residential Fenestration | On-the-books | Electric Demand (MW) | 0.23354 | 0.23272 | 0.23212 | 0.23167 | 0.23133 | 0.23109 | 0.23078 | 0.23052 | 0.23023 | 0.22995 | 0.22967 | 0.22939 | 0.22911
Yes | SCE | Res | BldgEnv | 2005 T-24: Window replacement | On-the-books | Electric Demand (MW) | 0 | 0 | 0 | 0 | 0 | 0 | 0 | 0 | 0 | 0 | 0 | 0 | 0
Yes | SCE | Res | BldgEnv | 2022 T-24: MFA - Restructuring - Fenestration Properties | On-the-books | Electric Demand (MW) | 0.1648 | 0.1608 | 0.15664 | 0.15231 | 0.14785 | 0.14326 | 0.13856 | 0.13379 | 0.12894 | 0.12407 | 0.11918 | 0.1143 | 0.10947
Yes | SCE | Res | BldgEnv | 2022 T-24: MFA - Restructuring - Roof Assemblies | On-the-books | Electric Demand (MW) | 0.017441 | 0.017441 | 0.017441 | 0.017441 | 0.017441 | 0.017441 | 0.017441 | 0.017441 | 0.017441 | 0.017441 | 0.017441 | 0.017441 | 0.017441
Yes | SCE | Res | BldgEnv | 2022 T-24: MFNC - Restructuring - Duct Sealing and Testing | On-the-books | Electric Demand (MW) | 0.015303 | 0.015249 | 0.015198 | 0.015152 | 0.015109 | 0.015069 | 0.015032 | 0.014999 | 0.014968 | 0.014939 | 0.014913 | 0.014889 | 0.014866
Yes | SCE | Res | BldgEnv | 2022 T-24: MFNC - Restructuring - Fenestration Properties | On-the-books | Electric Demand (MW) | 0.001362 | 0.0013289 | 0.0012945 | 0.0012588 | 0.0012219 | 0.001184 | 0.0011452 | 0.0011057 | 0.0010657 | 0.0010254 | 0.00098495 | 0.00094466 | 0.00090469
Yes | SCE | Res | BldgEnv | 2022 T-24: MFNC - Restructuring - Roof Assemblies | On-the-books | Electric Demand (MW) | 0.010901 | 0.010901 | 0.010901 | 0.010901 | 0.010901 | 0.010901 | 0.010901 | 0.010901 | 0.010901 | 0.010901 | 0.010901 | 0.010901 | 0.010901
Yes | SCE | Res | BldgEnv | 2022 T-24: MFNC - Restructuring - Wall U-Factor | On-the-books | Electric Demand (MW) | -0.0033677 | -0.0033677 | -0.0033677 | -0.0033677 | -0.0033677 | -0.0033677 | -0.0033677 | -0.0033677 | -0.0033677 | -0.0033677 | -0.0033677 | -0.0033677 | -0.0033677
Yes | SCE | Res | BldgEnv | 2025 T-24: Multifamily Envelope - Cool Roof Improvements (New Construction + Additions) | On-the-books | Electric Demand (MW) | 0 | 0.0005582 | 0.0022137 | 0.0022128 | 0.0022119 | 0.002211 | 0.0022101 | 0.0022092 | 0.0022082 | 0.0022073 | 0.0022064 | 0.0022055 | 0.0022045
Yes | SCE | Res | BldgEnv | 2025 T-24: Multifamily Envelope - High Performance Windows (New Construction + Additions) | On-the-books | Electric Demand (MW) | 0 | 0.001423 | 0.0052556 | 0.0048683 | 0.0044874 | 0.0041166 | 0.0037589 | 0.003417 | 0.0030931 | 0.0027886 | 0.0025048 | 0.002242 | 0.0020003
Yes | SCE | Res | BldgEnv | 2025 T-24: Multifamily Envelope - Window Alterations (Alterations) | On-the-books | Electric Demand (MW) | 0 | -0.00023036 | -0.00024458 | -0.0002374 | -0.00023023 | -0.00022307 | -0.00021593 | -0.00020883 | -0.00020179 | -0.00019481 | -0.0001879 | -0.00018108 | -0.00017436
Yes | SCE | Res | BldgEnv | 2025 T-24: Multifamily Restructuring - Slab Perimeter Insulation (New Construction + Additions) | On-the-books | Electric Demand (MW) | 0 | -5.4097e-09 | -2.0852e-08 | -2.024e-08 | -1.9628e-08 | -1.9018e-08 | -1.841e-08 | -1.7805e-08 | -1.7204e-08 | -1.6609e-08 | -1.602e-08 | -1.5439e-08 | -1.4865e-08
Yes | SCE | Res | BldgEnv | 2019 T-24: RA(MF)-Envelope-QII | On-the-books | Electric Demand (MW) |  | 0.0041376 | 0.0038166 | 0.0034547 | 0.0030626 | 0.0026556 | 0.0022516 | 0.0018679 | 0.0015185 | 0.0012123 | 0.00095287 | 0.00073926 | 0.00056748
Yes | SCE | Res | BldgEnv | 2019 T-24: RA(MF)-Envelope-Windows and Doors | On-the-books | Electric Demand (MW) |  | 0.080519 | 0.074272 | 0.067229 | 0.059599 | 0.051679 | 0.043817 | 0.03635 | 0.02955 | 0.023592 | 0.018543 | 0.014386 | 0.011043
Yes | SCE | Res | BldgEnv | 2019 T-24: RA(SF)-Envelope-High Performance Walls | On-the-books | Electric Demand (MW) |  | 0.009114 | 0.0084069 | 0.0076097 | 0.006746 | 0.0058495 | 0.0049596 | 0.0041144 | 0.0033448 | 0.0026703 | 0.0020989 | 0.0016284 | 0.00125
Yes | SCE | Res | BldgEnv | 2019 T-24: RA(SF)-Envelope-QII | On-the-books | Electric Demand (MW) |  | 0.016251 | 0.01499 | 0.013569 | 0.012028 | 0.01043 | 0.0088433 | 0.0073362 | 0.0059639 | 0.0047614 | 0.0037424 | 0.0029034 | 0.0022288
Yes | SCE | Res | BldgEnv | 2019 T-24: RA(SF)-Envelope-Windows and Doors | On-the-books | Electric Demand (MW) |  | 0.17051 | 0.15728 | 0.14237 | 0.12621 | 0.10944 | 0.09279 | 0.076977 | 0.062578 | 0.04996 | 0.039268 | 0.030465 | 0.023386
Yes | SCE | Res | BldgEnv | 2019 T-24: RNC(MF)-Envelope-High Performance Attics | On-the-books | Electric Demand (MW) |  | 0.035139 | 0.032413 | 0.02934 | 0.026009 | 0.022553 | 0.019122 | 0.015863 | 0.012896 | 0.010296 | 0.0080923 | 0.0062782 | 0.0048194
Yes | SCE | Res | BldgEnv | 2019 T-24: RNC(MF)-Envelope-QII | On-the-books | Electric Demand (MW) |  | 0.13428 | 0.12386 | 0.11212 | 0.09939 | 0.086182 | 0.073071 | 0.060619 | 0.04928 | 0.039343 | 0.030923 | 0.023991 | 0.018416
Yes | SCE | Res | BldgEnv | 2019 T-24: RNC(MF)-Envelope-Windows and Doors | On-the-books | Electric Demand (MW) |  | 0.1411 | 0.13016 | 0.11782 | 0.10444 | 0.090564 | 0.076786 | 0.063701 | 0.051785 | 0.041343 | 0.032495 | 0.025211 | 0.019353
Yes | SCE | Res | BldgEnv | 2019 T-24: RNC(SF)-Envelope-High Performance Attics | On-the-books | Electric Demand (MW) |  | 0.32094 | 0.29604 | 0.26797 | 0.23755 | 0.20598 | 0.17465 | 0.14489 | 0.11778 | 0.094033 | 0.07391 | 0.057341 | 0.044017
Yes | SCE | Res | BldgEnv | 2019 T-24: RNC(SF)-Envelope-High Performance Walls | On-the-books | Electric Demand (MW) |  | 0.16525 | 0.15243 | 0.13798 | 0.12232 | 0.10606 | 0.089926 | 0.074602 | 0.060647 | 0.048418 | 0.038056 | 0.029525 | 0.022664
Yes | SCE | Res | BldgEnv | 2019 T-24: RNC(SF)-Envelope-QII | On-the-books | Electric Demand (MW) |  | 0.78028 | 0.71974 | 0.6515 | 0.57755 | 0.5008 | 0.42461 | 0.35225 | 0.28636 | 0.22862 | 0.17969 | 0.13941 | 0.10702
Yes | SCE | Res | BldgEnv | 2019 T-24: RNC(SF)-Envelope-Windows and Doors | On-the-books | Electric Demand (MW) |  | 0.44211 | 0.40781 | 0.36914 | 0.32724 | 0.28376 | 0.24059 | 0.19959 | 0.16225 | 0.12954 | 0.10182 | 0.078991 | 0.060636
Yes | SCE | Res | BldgEnv | 2022 T-24: SFA - Cool roof for low-sloped roof | On-the-books | Electric Demand (MW) |  | 4.7809 | 4.694 | 4.6228 | 4.5656 | 4.5207 | 4.4858 | 4.459 | 4.4387 | 4.4233 | 4.4117 | 4.4031 | 4.3966
Yes | SCE | Res | BldgEnv | 2022 T-24: SFA - Cool roof for steep-sloped roofs | On-the-books | Electric Demand (MW) |  | 0.66191 | 0.64846 | 0.63631 | 0.62562 | 0.61641 | 0.60862 | 0.60213 | 0.5968 | 0.59247 | 0.58898 | 0.58619 | 0.58397
Yes | SCE | Res | BldgEnv | 2022 T-24: SFA - Prescriptive attic insulation for alterations | On-the-books | Electric Demand (MW) |  | 0.5914 | 0.59085 | 0.5903 | 0.58975 | 0.5892 | 0.58865 | 0.5881 | 0.58755 | 0.58699 | 0.58644 | 0.58589 | 0.58534
Yes | SCE | Res | BldgEnv | 2022 T-24: SFA - Roof deck insulation for low-sloped roofs | On-the-books | Electric Demand (MW) |  | 1.8526 | 1.7989 | 1.7468 | 1.6968 | 1.6496 | 1.6054 | 1.5647 | 1.5275 | 1.4939 | 1.4638 | 1.4371 | 1.4135
Yes | SCE | Res | BldgEnv | 2022 T-24: SFNC - Prescriptive attic insulation for additions | On-the-books | Electric Demand (MW) |  | 0.0010821 | 0.0010628 | 0.0010472 | 0.0010348 | 0.0010248 | 0.0010169 | 0.0010107 | 0.0010058 | 0.001002 | 0.00099896 | 0.00099661 | 0.00099477
Yes | SCE | Res | BldgEnv | 2025 T-24: Single Family High-Performance Envelope - High-Performance Windows (Alterations) | On-the-books | Electric Demand (MW) |  | 0.0010129 | 0.0011054 | 0.0011039 | 0.0011023 | 0.0011008 | 0.0010992 | 0.0010976 | 0.001096 | 0.0010943 | 0.0010927 | 0.001091 | 0.0010893
Yes | SCE | Res | BldgEnv | 2025 T-24: Single Family High-Performance Envelope - High-Performance Windows (New Construction + Additions) | On-the-books | Electric Demand (MW) |  | 0.055184 | 0.10932 | 0.10917 | 0.10901 | 0.10886 | 0.1087 | 0.10854 | 0.10838 | 0.10822 | 0.10806 | 0.10789 | 0.10772
Yes | SCE | Res | BldgEnv | 2008 T-24: Residential Fenestration | Expected | Electric Demand (MW) | 0.23354 | 0.23272 | 0.23212 | 0.23167 | 0.23133 | 0.23109 | 0.23078 | 0.23052 | 0.23023 | 0.22995 | 0.22967 | 0.22939 | 0.22911
Yes | SCE | Res | BldgEnv | 2005 T-24: Window replacement | Expected | Electric Demand (MW) | 0 | 0 | 0 | 0 | 0 | 0 | 0 | 0 | 0 | 0 | 0 | 0 | 0
Yes | SCE | Res | BldgEnv | 2022 T-24: MFA - Restructuring - Fenestration Properties | Expected | Electric Demand (MW) | 0.1648 | 0.1608 | 0.15664 | 0.15231 | 0.14785 | 0.14326 | 0.13856 | 0.13379 | 0.12894 | 0.12407 | 0.11918 | 0.1143 | 0.10947
Yes | SCE | Res | BldgEnv | 2022 T-24: MFA - Restructuring - Roof Assemblies | Expected | Electric Demand (MW) | 0.017441 | 0.017441 | 0.017441 | 0.017441 | 0.017441 | 0.017441 | 0.017441 | 0.017441 | 0.017441 | 0.017441 | 0.017441 | 0.017441 | 0.017441
Yes | SCE | Res | BldgEnv | 2022 T-24: MFNC - Restructuring - Duct Sealing and Testing | Expected | Electric Demand (MW) | 0.015303 | 0.015249 | 0.015198 | 0.015152 | 0.015109 | 0.015069 | 0.015032 | 0.014999 | 0.014968 | 0.014939 | 0.014913 | 0.014889 | 0.014866
Yes | SCE | Res | BldgEnv | 2022 T-24: MFNC - Restructuring - Fenestration Properties | Expected | Electric Demand (MW) | 0.001362 | 0.0013289 | 0.0012945 | 0.0012588 | 0.0012219 | 0.001184 | 0.0011452 | 0.0011057 | 0.0010657 | 0.0010254 | 0.00098495 | 0.00094466 | 0.00090469
Yes | SCE | Res | BldgEnv | 2022 T-24: MFNC - Restructuring - Roof Assemblies | Expected | Electric Demand (MW) | 0.010901 | 0.010901 | 0.010901 | 0.010901 | 0.010901 | 0.010901 | 0.010901 | 0.010901 | 0.010901 | 0.010901 | 0.010901 | 0.010901 | 0.010901
Yes | SCE | Res | BldgEnv | 2022 T-24: MFNC - Restructuring - Wall U-Factor | Expected | Electric Demand (MW) | -0.0033677 | -0.0033677 | -0.0033677 | -0.0033677 | -0.0033677 | -0.0033677 | -0.0033677 | -0.0033677 | -0.0033677 | -0.0033677 | -0.0033677 | -0.0033677 | -0.0033677
Yes | SCE | Res | BldgEnv | 2025 T-24: Multifamily Envelope - Cool Roof Improvements (New Construction + Additions) | Expected | Electric Demand (MW) | 0 | 0.0005582 | 0.0022137 | 0.0022128 | 0.0022119 | 0.002211 | 0.0022101 | 0.0022092 | 0.0022082 | 0.0022073 | 0.0022064 | 0.0022055 | 0.0022045
Yes | SCE | Res | BldgEnv | 2025 T-24: Multifamily Envelope - High Performance Windows (New Construction + Additions) | Expected | Electric Demand (MW) | 0 | 0.001423 | 0.0052556 | 0.0048683 | 0.0044874 | 0.0041166 | 0.0037589 | 0.003417 | 0.0030931 | 0.0027886 | 0.0025048 | 0.002242 | 0.0020003
Yes | SCE | Res | BldgEnv | 2025 T-24: Multifamily Envelope - Window Alterations (Alterations) | Expected | Electric Demand (MW) | 0 | -0.00023036 | -0.00024458 | -0.0002374 | -0.00023023 | -0.00022307 | -0.00021593 | -0.00020883 | -0.00020179 | -0.00019481 | -0.0001879 | -0.00018108 | -0.00017436
Yes | SCE | Res | BldgEnv | 2025 T-24: Multifamily Restructuring - Slab Perimeter Insulation (New Construction + Additions) | Expected | Electric Demand (MW) | 0 | -5.4097e-09 | -2.0852e-08 | -2.024e-08 | -1.9628e-08 | -1.9018e-08 | -1.841e-08 | -1.7805e-08 | -1.7204e-08 | -1.6609e-08 | -1.602e-08 | -1.5439e-08 | -1.4865e-08
Yes | SCE | Res | BldgEnv | 2019 T-24: RA(MF)-Envelope-QII | Expected | Electric Demand (MW) |  | 0.0041376 | 0.0038166 | 0.0034547 | 0.0030626 | 0.0026556 | 0.0022516 | 0.0018679 | 0.0015185 | 0.0012123 | 0.00095287 | 0.00073926 | 0.00056748
Yes | SCE | Res | BldgEnv | 2019 T-24: RA(MF)-Envelope-Windows and Doors | Expected | Electric Demand (MW) |  | 0.080519 | 0.074272 | 0.067229 | 0.059599 | 0.051679 | 0.043817 | 0.03635 | 0.02955 | 0.023592 | 0.018543 | 0.014386 | 0.011043
Yes | SCE | Res | BldgEnv | 2019 T-24: RA(SF)-Envelope-High Performance Walls | Expected | Electric Demand (MW) |  | 0.009114 | 0.0084069 | 0.0076097 | 0.006746 | 0.0058495 | 0.0049596 | 0.0041144 | 0.0033448 | 0.0026703 | 0.0020989 | 0.0016284 | 0.00125
Yes | SCE | Res | BldgEnv | 2019 T-24: RA(SF)-Envelope-QII | Expected | Electric Demand (MW) |  | 0.016251 | 0.01499 | 0.013569 | 0.012028 | 0.01043 | 0.0088433 | 0.0073362 | 0.0059639 | 0.0047614 | 0.0037424 | 0.0029034 | 0.0022288
Yes | SCE | Res | BldgEnv | 2019 T-24: RA(SF)-Envelope-Windows and Doors | Expected | Electric Demand (MW) |  | 0.17051 | 0.15728 | 0.14237 | 0.12621 | 0.10944 | 0.09279 | 0.076977 | 0.062578 | 0.04996 | 0.039268 | 0.030465 | 0.023386
Yes | SCE | Res | BldgEnv | 2019 T-24: RNC(MF)-Envelope-High Performance Attics | Expected | Electric Demand (MW) |  | 0.035139 | 0.032413 | 0.02934 | 0.026009 | 0.022553 | 0.019122 | 0.015863 | 0.012896 | 0.010296 | 0.0080923 | 0.0062782 | 0.0048194
Yes | SCE | Res | BldgEnv | 2019 T-24: RNC(MF)-Envelope-QII | Expected | Electric Demand (MW) |  | 0.13428 | 0.12386 | 0.11212 | 0.09939 | 0.086182 | 0.073071 | 0.060619 | 0.04928 | 0.039343 | 0.030923 | 0.023991 | 0.018416
Yes | SCE | Res | BldgEnv | 2019 T-24: RNC(MF)-Envelope-Windows and Doors | Expected | Electric Demand (MW) |  | 0.1411 | 0.13016 | 0.11782 | 0.10444 | 0.090564 | 0.076786 | 0.063701 | 0.051785 | 0.041343 | 0.032495 | 0.025211 | 0.019353
Yes | SCE | Res | BldgEnv | 2019 T-24: RNC(SF)-Envelope-High Performance Attics | Expected | Electric Demand (MW) |  | 0.32094 | 0.29604 | 0.26797 | 0.23755 | 0.20598 | 0.17465 | 0.14489 | 0.11778 | 0.094033 | 0.07391 | 0.057341 | 0.044017
Yes | SCE | Res | BldgEnv | 2019 T-24: RNC(SF)-Envelope-High Performance Walls | Expected | Electric Demand (MW) |  | 0.16525 | 0.15243 | 0.13798 | 0.12232 | 0.10606 | 0.089926 | 0.074602 | 0.060647 | 0.048418 | 0.038056 | 0.029525 | 0.022664
Yes | SCE | Res | BldgEnv | 2019 T-24: RNC(SF)-Envelope-QII | Expected | Electric Demand (MW) |  | 0.78028 | 0.71974 | 0.6515 | 0.57755 | 0.5008 | 0.42461 | 0.35225 | 0.28636 | 0.22862 | 0.17969 | 0.13941 | 0.10702
Yes | SCE | Res | BldgEnv | 2019 T-24: RNC(SF)-Envelope-Windows and Doors | Expected | Electric Demand (MW) |  | 0.44211 | 0.40781 | 0.36914 | 0.32724 | 0.28376 | 0.24059 | 0.19959 | 0.16225 | 0.12954 | 0.10182 | 0.078991 | 0.060636
Yes | SCE | Res | BldgEnv | 2022 T-24: SFA - Cool roof for low-sloped roof | Expected | Electric Demand (MW) |  | 4.7809 | 4.694 | 4.6228 | 4.5656 | 4.5207 | 4.4858 | 4.459 | 4.4387 | 4.4233 | 4.4117 | 4.4031 | 4.3966
Yes | SCE | Res | BldgEnv | 2022 T-24: SFA - Cool roof for steep-sloped roofs | Expected | Electric Demand (MW) |  | 0.66191 | 0.64846 | 0.63631 | 0.62562 | 0.61641 | 0.60862 | 0.60213 | 0.5968 | 0.59247 | 0.58898 | 0.58619 | 0.58397
Yes | SCE | Res | BldgEnv | 2022 T-24: SFA - Prescriptive attic insulation for alterations | Expected | Electric Demand (MW) |  | 0.5914 | 0.59085 | 0.5903 | 0.58975 | 0.5892 | 0.58865 | 0.5881 | 0.58755 | 0.58699 | 0.58644 | 0.58589 | 0.58534
Yes | SCE | Res | BldgEnv | 2022 T-24: SFA - Roof deck insulation for low-sloped roofs | Expected | Electric Demand (MW) |  | 1.8526 | 1.7989 | 1.7468 | 1.6968 | 1.6496 | 1.6054 | 1.5647 | 1.5275 | 1.4939 | 1.4638 | 1.4371 | 1.4135
Yes | SCE | Res | BldgEnv | 2022 T-24: SFNC - Prescriptive attic insulation for additions | Expected | Electric Demand (MW) |  | 0.0010821 | 0.0010628 | 0.0010472 | 0.0010348 | 0.0010248 | 0.0010169 | 0.0010107 | 0.0010058 | 0.001002 | 0.00099896 | 0.00099661 | 0.00099477
Yes | SCE | Res | BldgEnv | 2025 T-24: Single Family High-Performance Envelope - High-Performance Windows (Alterations) | Expected | Electric Demand (MW) |  | 0.0010129 | 0.0011054 | 0.0011039 | 0.0011023 | 0.0011008 | 0.0010992 | 0.0010976 | 0.001096 | 0.0010943 | 0.0010927 | 0.001091 | 0.0010893
Yes | SCE | Res | BldgEnv | 2025 T-24: Single Family High-Performance Envelope - High-Performance Windows (New Construction + Additions) | Expected | Electric Demand (MW) |  | 0.055184 | 0.10932 | 0.10917 | 0.10901 | 0.10886 | 0.1087 | 0.10854 | 0.10838 | 0.10822 | 0.10806 | 0.10789 | 0.10772
Yes | SCE | Res | BldgEnv | 2008 T-24: Residential Fenestration | Possible | Electric Demand (MW) | 0.23354 | 0.23272 | 0.23212 | 0.23167 | 0.23133 | 0.23109 | 0.23078 | 0.23052 | 0.23023 | 0.22995 | 0.22967 | 0.22939 | 0.22911
Yes | SCE | Res | BldgEnv | 2005 T-24: Window replacement | Possible | Electric Demand (MW) | 0 | 0 | 0 | 0 | 0 | 0 | 0 | 0 | 0 | 0 | 0 | 0 | 0
Yes | SCE | Res | BldgEnv | 2022 T-24: MFA - Restructuring - Fenestration Properties | Possible | Electric Demand (MW) | 0.1648 | 0.1608 | 0.15664 | 0.15231 | 0.14785 | 0.14326 | 0.13856 | 0.13379 | 0.12894 | 0.12407 | 0.11918 | 0.1143 | 0.10947
Yes | SCE | Res | BldgEnv | 2022 T-24: MFA - Restructuring - Roof Assemblies | Possible | Electric Demand (MW) | 0.017441 | 0.017441 | 0.017441 | 0.017441 | 0.017441 | 0.017441 | 0.017441 | 0.017441 | 0.017441 | 0.017441 | 0.017441 | 0.017441 | 0.017441
Yes | SCE | Res | BldgEnv | 2022 T-24: MFNC - Restructuring - Duct Sealing and Testing | Possible | Electric Demand (MW) | 0.015303 | 0.015249 | 0.015198 | 0.015152 | 0.015109 | 0.015069 | 0.015032 | 0.014999 | 0.014968 | 0.014939 | 0.014913 | 0.014889 | 0.014866
Yes | SCE | Res | BldgEnv | 2022 T-24: MFNC - Restructuring - Fenestration Properties | Possible | Electric Demand (MW) | 0.001362 | 0.0013289 | 0.0012945 | 0.0012588 | 0.0012219 | 0.001184 | 0.0011452 | 0.0011057 | 0.0010657 | 0.0010254 | 0.00098495 | 0.00094466 | 0.00090469
Yes | SCE | Res | BldgEnv | 2022 T-24: MFNC - Restructuring - Roof Assemblies | Possible | Electric Demand (MW) | 0.010901 | 0.010901 | 0.010901 | 0.010901 | 0.010901 | 0.010901 | 0.010901 | 0.010901 | 0.010901 | 0.010901 | 0.010901 | 0.010901 | 0.010901
Yes | SCE | Res | BldgEnv | 2022 T-24: MFNC - Restructuring - Wall U-Factor | Possible | Electric Demand (MW) | -0.0033677 | -0.0033677 | -0.0033677 | -0.0033677 | -0.0033677 | -0.0033677 | -0.0033677 | -0.0033677 | -0.0033677 | -0.0033677 | -0.0033677 | -0.0033677 | -0.0033677
Yes | SCE | Res | BldgEnv | 2025 T-24: Multifamily Envelope - Cool Roof Improvements (New Construction + Additions) | Possible | Electric Demand (MW) | 0 | 0.0005582 | 0.0022137 | 0.0022128 | 0.0022119 | 0.002211 | 0.0022101 | 0.0022092 | 0.0022082 | 0.0022073 | 0.0022064 | 0.0022055 | 0.0022045
Yes | SCE | Res | BldgEnv | 2025 T-24: Multifamily Envelope - High Performance Windows (New Construction + Additions) | Possible | Electric Demand (MW) | 0 | 0.001423 | 0.0052556 | 0.0048683 | 0.0044874 | 0.0041166 | 0.0037589 | 0.003417 | 0.0030931 | 0.0027886 | 0.0025048 | 0.002242 | 0.0020003
Yes | SCE | Res | BldgEnv | 2025 T-24: Multifamily Envelope - Window Alterations (Alterations) | Possible | Electric Demand (MW) | 0 | -0.00023036 | -0.00024458 | -0.0002374 | -0.00023023 | -0.00022307 | -0.00021593 | -0.00020883 | -0.00020179 | -0.00019481 | -0.0001879 | -0.00018108 | -0.00017436
Yes | SCE | Res | BldgEnv | 2025 T-24: Multifamily Restructuring - Slab Perimeter Insulation (New Construction + Additions) | Possible | Electric Demand (MW) | 0 | -5.4097e-09 | -2.0852e-08 | -2.024e-08 | -1.9628e-08 | -1.9018e-08 | -1.841e-08 | -1.7805e-08 | -1.7204e-08 | -1.6609e-08 | -1.602e-08 | -1.5439e-08 | -1.4865e-08
Yes | SCE | Res | BldgEnv | 2019 T-24: RA(MF)-Envelope-QII | Possible | Electric Demand (MW) |  | 0.0041376 | 0.0038166 | 0.0034547 | 0.0030626 | 0.0026556 | 0.0022516 | 0.0018679 | 0.0015185 | 0.0012123 | 0.00095287 | 0.00073926 | 0.00056748
Yes | SCE | Res | BldgEnv | 2019 T-24: RA(MF)-Envelope-Windows and Doors | Possible | Electric Demand (MW) |  | 0.080519 | 0.074272 | 0.067229 | 0.059599 | 0.051679 | 0.043817 | 0.03635 | 0.02955 | 0.023592 | 0.018543 | 0.014386 | 0.011043
Yes | SCE | Res | BldgEnv | 2019 T-24: RA(SF)-Envelope-High Performance Walls | Possible | Electric Demand (MW) |  | 0.009114 | 0.0084069 | 0.0076097 | 0.006746 | 0.0058495 | 0.0049596 | 0.0041144 | 0.0033448 | 0.0026703 | 0.0020989 | 0.0016284 | 0.00125
Yes | SCE | Res | BldgEnv | 2019 T-24: RA(SF)-Envelope-QII | Possible | Electric Demand (MW) |  | 0.016251 | 0.01499 | 0.013569 | 0.012028 | 0.01043 | 0.0088433 | 0.0073362 | 0.0059639 | 0.0047614 | 0.0037424 | 0.0029034 | 0.0022288
Yes | SCE | Res | BldgEnv | 2019 T-24: RA(SF)-Envelope-Windows and Doors | Possible | Electric Demand (MW) |  | 0.17051 | 0.15728 | 0.14237 | 0.12621 | 0.10944 | 0.09279 | 0.076977 | 0.062578 | 0.04996 | 0.039268 | 0.030465 | 0.023386
Yes | SCE | Res | BldgEnv | 2019 T-24: RNC(MF)-Envelope-High Performance Attics | Possible | Electric Demand (MW) |  | 0.035139 | 0.032413 | 0.02934 | 0.026009 | 0.022553 | 0.019122 | 0.015863 | 0.012896 | 0.010296 | 0.0080923 | 0.0062782 | 0.0048194
Yes | SCE | Res | BldgEnv | 2019 T-24: RNC(MF)-Envelope-QII | Possible | Electric Demand (MW) |  | 0.13428 | 0.12386 | 0.11212 | 0.09939 | 0.086182 | 0.073071 | 0.060619 | 0.04928 | 0.039343 | 0.030923 | 0.023991 | 0.018416
Yes | SCE | Res | BldgEnv | 2019 T-24: RNC(MF)-Envelope-Windows and Doors | Possible | Electric Demand (MW) |  | 0.1411 | 0.13016 | 0.11782 | 0.10444 | 0.090564 | 0.076786 | 0.063701 | 0.051785 | 0.041343 | 0.032495 | 0.025211 | 0.019353
Yes | SCE | Res | BldgEnv | 2019 T-24: RNC(SF)-Envelope-High Performance Attics | Possible | Electric Demand (MW) |  | 0.32094 | 0.29604 | 0.26797 | 0.23755 | 0.20598 | 0.17465 | 0.14489 | 0.11778 | 0.094033 | 0.07391 | 0.057341 | 0.044017
Yes | SCE | Res | BldgEnv | 2019 T-24: RNC(SF)-Envelope-High Performance Walls | Possible | Electric Demand (MW) |  | 0.16525 | 0.15243 | 0.13798 | 0.12232 | 0.10606 | 0.089926 | 0.074602 | 0.060647 | 0.048418 | 0.038056 | 0.029525 | 0.022664
Yes | SCE | Res | BldgEnv | 2019 T-24: RNC(SF)-Envelope-QII | Possible | Electric Demand (MW) |  | 0.78028 | 0.71974 | 0.6515 | 0.57755 | 0.5008 | 0.42461 | 0.35225 | 0.28636 | 0.22862 | 0.17969 | 0.13941 | 0.10702
Yes | SCE | Res | BldgEnv | 2019 T-24: RNC(SF)-Envelope-Windows and Doors | Possible | Electric Demand (MW) |  | 0.44211 | 0.40781 | 0.36914 | 0.32724 | 0.28376 | 0.24059 | 0.19959 | 0.16225 | 0.12954 | 0.10182 | 0.078991 | 0.060636
Yes | SCE | Res | BldgEnv | 2022 T-24: SFA - Cool roof for low-sloped roof | Possible | Electric Demand (MW) |  | 4.7809 | 4.694 | 4.6228 | 4.5656 | 4.5207 | 4.4858 | 4.459 | 4.4387 | 4.4233 | 4.4117 | 4.4031 | 4.3966
Yes | SCE | Res | BldgEnv | 2022 T-24: SFA - Cool roof for steep-sloped roofs | Possible | Electric Demand (MW) |  | 0.66191 | 0.64846 | 0.63631 | 0.62562 | 0.61641 | 0.60862 | 0.60213 | 0.5968 | 0.59247 | 0.58898 | 0.58619 | 0.58397
Yes | SCE | Res | BldgEnv | 2022 T-24: SFA - Prescriptive attic insulation for alterations | Possible | Electric Demand (MW) |  | 0.5914 | 0.59085 | 0.5903 | 0.58975 | 0.5892 | 0.58865 | 0.5881 | 0.58755 | 0.58699 | 0.58644 | 0.58589 | 0.58534
Yes | SCE | Res | BldgEnv | 2022 T-24: SFA - Roof deck insulation for low-sloped roofs | Possible | Electric Demand (MW) |  | 1.8526 | 1.7989 | 1.7468 | 1.6968 | 1.6496 | 1.6054 | 1.5647 | 1.5275 | 1.4939 | 1.4638 | 1.4371 | 1.4135
Yes | SCE | Res | BldgEnv | 2022 T-24: SFNC - Prescriptive attic insulation for additions | Possible | Electric Demand (MW) |  | 0.0010821 | 0.0010628 | 0.0010472 | 0.0010348 | 0.0010248 | 0.0010169 | 0.0010107 | 0.0010058 | 0.001002 | 0.00099896 | 0.00099661 | 0.00099477
Yes | SCE | Res | BldgEnv | 2025 T-24: Single Family High-Performance Envelope - High-Performance Windows (Alterations) | Possible | Electric Demand (MW) |  | 0.0010129 | 0.0011054 | 0.0011039 | 0.0011023 | 0.0011008 | 0.0010992 | 0.0010976 | 0.001096 | 0.0010943 | 0.0010927 | 0.001091 | 0.0010893
Yes | SCE | Res | BldgEnv | 2025 T-24: Single Family High-Performance Envelope - High-Performance Windows (New Construction + Additions) | Possible | Electric Demand (MW) |  | 0.055184 | 0.10932 | 0.10917 | 0.10901 | 0.10886 | 0.1087 | 0.10854 | 0.10838 | 0.10822 | 0.10806 | 0.10789 | 0.10772
Yes | SDG&E | Res | BldgEnv | 2008 T-24: Residential Fenestration | On-the-books | Electric Demand (MW) | 0.041349 | 0.041204 | 0.041096 | 0.041017 | 0.040958 | 0.040914 | 0.04086 | 0.040813 | 0.040762 | 0.040713 | 0.040663 | 0.040613 | 0.040563
Yes | SDG&E | Res | BldgEnv | 2005 T-24: Window replacement | On-the-books | Electric Demand (MW) | 0 | 0 | 0 | 0 | 0 | 0 | 0 | 0 | 0 | 0 | 0 | 0 | 0
Yes | SDG&E | Res | BldgEnv | 2022 T-24: MFA - Restructuring - Fenestration Properties | On-the-books | Electric Demand (MW) | 0.029178 | 0.02847 | 0.027733 | 0.026967 | 0.026177 | 0.025364 | 0.024533 | 0.023687 | 0.02283 | 0.021966 | 0.021101 | 0.020238 | 0.019381
Yes | SDG&E | Res | BldgEnv | 2022 T-24: MFA - Restructuring - Roof Assemblies | On-the-books | Electric Demand (MW) | 0.003088 | 0.003088 | 0.003088 | 0.003088 | 0.003088 | 0.003088 | 0.003088 | 0.003088 | 0.003088 | 0.003088 | 0.003088 | 0.003088 | 0.003088
Yes | SDG&E | Res | BldgEnv | 2022 T-24: MFNC - Restructuring - Duct Sealing and Testing | On-the-books | Electric Demand (MW) | 0.0027094 | 0.0026998 | 0.0026909 | 0.0026826 | 0.002675 | 0.002668 | 0.0026615 | 0.0026555 | 0.00265 | 0.002645 | 0.0026403 | 0.002636 | 0.0026321
Yes | SDG&E | Res | BldgEnv | 2022 T-24: MFNC - Restructuring - Fenestration Properties | On-the-books | Electric Demand (MW) | 0.00024114 | 0.00023529 | 0.0002292 | 0.00022287 | 0.00021634 | 0.00020962 | 0.00020275 | 0.00019576 | 0.00018868 | 0.00018154 | 0.00017439 | 0.00016725 | 0.00016018
Yes | SDG&E | Res | BldgEnv | 2022 T-24: MFNC - Restructuring - Roof Assemblies | On-the-books | Electric Demand (MW) | 0.00193 | 0.00193 | 0.00193 | 0.00193 | 0.00193 | 0.00193 | 0.00193 | 0.00193 | 0.00193 | 0.00193 | 0.00193 | 0.00193 | 0.00193
Yes | SDG&E | Res | BldgEnv | 2022 T-24: MFNC - Restructuring - Wall U-Factor | On-the-books | Electric Demand (MW) | -0.00059626 | -0.00059626 | -0.00059626 | -0.00059626 | -0.00059626 | -0.00059626 | -0.00059626 | -0.00059626 | -0.00059626 | -0.00059626 | -0.00059626 | -0.00059626 | -0.00059626
Yes | SDG&E | Res | BldgEnv | 2025 T-24: Multifamily Envelope - Cool Roof Improvements (New Construction + Additions) | On-the-books | Electric Demand (MW) | 0 | 9.883e-05 | 0.00039194 | 0.00039178 | 0.00039162 | 0.00039146 | 0.0003913 | 0.00039113 | 0.00039097 | 0.00039081 | 0.00039064 | 0.00039048 | 0.00039031
Yes | SDG&E | Res | BldgEnv | 2025 T-24: Multifamily Envelope - High Performance Windows (New Construction + Additions) | On-the-books | Electric Demand (MW) | 0 | 0.00025195 | 0.00093051 | 0.00086193 | 0.0007945 | 0.00072885 | 0.00066552 | 0.00060499 | 0.00054763 | 0.00049373 | 0.00044347 | 0.00039694 | 0.00035416
Yes | SDG&E | Res | BldgEnv | 2025 T-24: Multifamily Envelope - Window Alterations (Alterations) | On-the-books | Electric Demand (MW) | 0 | -4.0785e-05 | -4.3303e-05 | -4.2032e-05 | -4.0762e-05 | -3.9494e-05 | -3.8231e-05 | -3.6974e-05 | -3.5727e-05 | -3.4491e-05 | -3.3268e-05 | -3.2061e-05 | -3.0871e-05
Yes | SDG&E | Res | BldgEnv | 2025 T-24: Multifamily Restructuring - Slab Perimeter Insulation (New Construction + Additions) | On-the-books | Electric Demand (MW) | 0 | -9.5779e-10 | -3.6918e-09 | -3.5835e-09 | -3.4752e-09 | -3.3671e-09 | -3.2594e-09 | -3.1523e-09 | -3.046e-09 | -2.9406e-09 | -2.8363e-09 | -2.7334e-09 | -2.6319e-09
Yes | SDG&E | Res | BldgEnv | 2019 T-24: RA(MF)-Envelope-QII | On-the-books | Electric Demand (MW) |  | 0.00073257 | 0.00067574 | 0.00061166 | 0.00054224 | 0.00047018 | 0.00039865 | 0.00033072 | 0.00026885 | 0.00021464 | 0.00016871 | 0.00013089 | 0.00010047
Yes | SDG&E | Res | BldgEnv | 2019 T-24: RA(MF)-Envelope-Windows and Doors | On-the-books | Electric Demand (MW) |  | 0.014256 | 0.01315 | 0.011903 | 0.010552 | 0.0091497 | 0.0077577 | 0.0064357 | 0.0052319 | 0.0041769 | 0.003283 | 0.002547 | 0.0019552
Yes | SDG&E | Res | BldgEnv | 2019 T-24: RA(SF)-Envelope-High Performance Walls | On-the-books | Electric Demand (MW) |  | 0.0016136 | 0.0014884 | 0.0013473 | 0.0011944 | 0.0010357 | 0.00087811 | 0.00072847 | 0.0005922 | 0.00047279 | 0.00037161 | 0.0002883 | 0.00022131
Yes | SDG&E | Res | BldgEnv | 2019 T-24: RA(SF)-Envelope-QII | On-the-books | Electric Demand (MW) |  | 0.0028772 | 0.002654 | 0.0024023 | 0.0021296 | 0.0018466 | 0.0015657 | 0.0012989 | 0.0010559 | 0.000843 | 0.0006626 | 0.00051406 | 0.00039461
Yes | SDG&E | Res | BldgEnv | 2019 T-24: RA(SF)-Envelope-Windows and Doors | On-the-books | Electric Demand (MW) |  | 0.03019 | 0.027847 | 0.025207 | 0.022346 | 0.019376 | 0.016429 | 0.013629 | 0.011079 | 0.0088454 | 0.0069525 | 0.0053939 | 0.0041405
Yes | SDG&E | Res | BldgEnv | 2019 T-24: RNC(MF)-Envelope-High Performance Attics | On-the-books | Electric Demand (MW) |  | 0.0062214 | 0.0057387 | 0.0051946 | 0.004605 | 0.003993 | 0.0033856 | 0.0028086 | 0.0022832 | 0.0018228 | 0.0014327 | 0.0011116 | 0.00085328
Yes | SDG&E | Res | BldgEnv | 2019 T-24: RNC(MF)-Envelope-QII | On-the-books | Electric Demand (MW) |  | 0.023774 | 0.02193 | 0.01985 | 0.017597 | 0.015259 | 0.012937 | 0.010733 | 0.008725 | 0.0069656 | 0.005475 | 0.0042476 | 0.0032606
Yes | SDG&E | Res | BldgEnv | 2019 T-24: RNC(MF)-Envelope-Windows and Doors | On-the-books | Electric Demand (MW) |  | 0.024983 | 0.023044 | 0.020859 | 0.018492 | 0.016034 | 0.013595 | 0.011278 | 0.0091686 | 0.0073198 | 0.0057533 | 0.0044636 | 0.0034264
Yes | SDG&E | Res | BldgEnv | 2019 T-24: RNC(SF)-Envelope-High Performance Attics | On-the-books | Electric Demand (MW) |  | 0.056822 | 0.052414 | 0.047444 | 0.042059 | 0.03647 | 0.030921 | 0.025652 | 0.020854 | 0.016649 | 0.013086 | 0.010152 | 0.0077933
Yes | SDG&E | Res | BldgEnv | 2019 T-24: RNC(SF)-Envelope-High Performance Walls | On-the-books | Electric Demand (MW) |  | 0.029258 | 0.026988 | 0.024429 | 0.021656 | 0.018778 | 0.015922 | 0.013208 | 0.010738 | 0.0085724 | 0.0067379 | 0.0052274 | 0.0040128
Yes | SDG&E | Res | BldgEnv | 2019 T-24: RNC(SF)-Envelope-QII | On-the-books | Electric Demand (MW) |  | 0.13815 | 0.12743 | 0.11535 | 0.10226 | 0.088667 | 0.075178 | 0.062366 | 0.0507 | 0.040477 | 0.031815 | 0.024683 | 0.018947
Yes | SDG&E | Res | BldgEnv | 2019 T-24: RNC(SF)-Envelope-Windows and Doors | On-the-books | Electric Demand (MW) |  | 0.078276 | 0.072203 | 0.065357 | 0.057939 | 0.050239 | 0.042596 | 0.035337 | 0.028727 | 0.022935 | 0.018026 | 0.013985 | 0.010736
Yes | SDG&E | Res | BldgEnv | 2022 T-24: SFA - Cool roof for low-sloped roof | On-the-books | Electric Demand (MW) |  | 0.84646 | 0.83108 | 0.81846 | 0.80835 | 0.80039 | 0.79421 | 0.78947 | 0.78587 | 0.78315 | 0.7811 | 0.77957 | 0.77843
Yes | SDG&E | Res | BldgEnv | 2022 T-24: SFA - Cool roof for steep-sloped roofs | On-the-books | Electric Demand (MW) |  | 0.11719 | 0.11481 | 0.11266 | 0.11077 | 0.10914 | 0.10776 | 0.10661 | 0.10566 | 0.1049 | 0.10428 | 0.10379 | 0.10339
Yes | SDG&E | Res | BldgEnv | 2022 T-24: SFA - Prescriptive attic insulation for alterations | On-the-books | Electric Demand (MW) |  | 0.10471 | 0.10461 | 0.10451 | 0.10442 | 0.10432 | 0.10422 | 0.10412 | 0.10403 | 0.10393 | 0.10383 | 0.10373 | 0.10363
Yes | SDG&E | Res | BldgEnv | 2022 T-24: SFA - Roof deck insulation for low-sloped roofs | On-the-books | Electric Demand (MW) |  | 0.328 | 0.3185 | 0.30927 | 0.30043 | 0.29206 | 0.28424 | 0.27703 | 0.27045 | 0.2645 | 0.25917 | 0.25444 | 0.25026
Yes | SDG&E | Res | BldgEnv | 2022 T-24: SFNC - Prescriptive attic insulation for additions | On-the-books | Electric Demand (MW) |  | 0.00019158 | 0.00018817 | 0.00018541 | 0.0001832 | 0.00018144 | 0.00018005 | 0.00017895 | 0.00017808 | 0.0001774 | 0.00017687 | 0.00017645 | 0.00017612
Yes | SDG&E | Res | BldgEnv | 2025 T-24: Single Family High-Performance Envelope - High-Performance Windows (Alterations) | On-the-books | Electric Demand (MW) |  | 0.00017934 | 0.00019572 | 0.00019544 | 0.00019517 | 0.00019489 | 0.00019461 | 0.00019433 | 0.00019404 | 0.00019375 | 0.00019346 | 0.00019316 | 0.00019286
Yes | SDG&E | Res | BldgEnv | 2025 T-24: Single Family High-Performance Envelope - High-Performance Windows (New Construction + Additions) | On-the-books | Electric Demand (MW) |  | 0.0097703 | 0.019355 | 0.019328 | 0.019301 | 0.019274 | 0.019246 | 0.019218 | 0.019189 | 0.01916 | 0.019131 | 0.019102 | 0.019072
Yes | SDG&E | Res | BldgEnv | 2008 T-24: Residential Fenestration | Expected | Electric Demand (MW) | 0.041349 | 0.041204 | 0.041096 | 0.041017 | 0.040958 | 0.040914 | 0.04086 | 0.040813 | 0.040762 | 0.040713 | 0.040663 | 0.040613 | 0.040563
Yes | SDG&E | Res | BldgEnv | 2005 T-24: Window replacement | Expected | Electric Demand (MW) | 0 | 0 | 0 | 0 | 0 | 0 | 0 | 0 | 0 | 0 | 0 | 0 | 0
Yes | SDG&E | Res | BldgEnv | 2022 T-24: MFA - Restructuring - Fenestration Properties | Expected | Electric Demand (MW) | 0.029178 | 0.02847 | 0.027733 | 0.026967 | 0.026177 | 0.025364 | 0.024533 | 0.023687 | 0.02283 | 0.021966 | 0.021101 | 0.020238 | 0.019381
Yes | SDG&E | Res | BldgEnv | 2022 T-24: MFA - Restructuring - Roof Assemblies | Expected | Electric Demand (MW) | 0.003088 | 0.003088 | 0.003088 | 0.003088 | 0.003088 | 0.003088 | 0.003088 | 0.003088 | 0.003088 | 0.003088 | 0.003088 | 0.003088 | 0.003088
Yes | SDG&E | Res | BldgEnv | 2022 T-24: MFNC - Restructuring - Duct Sealing and Testing | Expected | Electric Demand (MW) | 0.0027094 | 0.0026998 | 0.0026909 | 0.0026826 | 0.002675 | 0.002668 | 0.0026615 | 0.0026555 | 0.00265 | 0.002645 | 0.0026403 | 0.002636 | 0.0026321
Yes | SDG&E | Res | BldgEnv | 2022 T-24: MFNC - Restructuring - Fenestration Properties | Expected | Electric Demand (MW) | 0.00024114 | 0.00023529 | 0.0002292 | 0.00022287 | 0.00021634 | 0.00020962 | 0.00020275 | 0.00019576 | 0.00018868 | 0.00018154 | 0.00017439 | 0.00016725 | 0.00016018
Yes | SDG&E | Res | BldgEnv | 2022 T-24: MFNC - Restructuring - Roof Assemblies | Expected | Electric Demand (MW) | 0.00193 | 0.00193 | 0.00193 | 0.00193 | 0.00193 | 0.00193 | 0.00193 | 0.00193 | 0.00193 | 0.00193 | 0.00193 | 0.00193 | 0.00193
Yes | SDG&E | Res | BldgEnv | 2022 T-24: MFNC - Restructuring - Wall U-Factor | Expected | Electric Demand (MW) | -0.00059626 | -0.00059626 | -0.00059626 | -0.00059626 | -0.00059626 | -0.00059626 | -0.00059626 | -0.00059626 | -0.00059626 | -0.00059626 | -0.00059626 | -0.00059626 | -0.00059626
Yes | SDG&E | Res | BldgEnv | 2025 T-24: Multifamily Envelope - Cool Roof Improvements (New Construction + Additions) | Expected | Electric Demand (MW) | 0 | 9.883e-05 | 0.00039194 | 0.00039178 | 0.00039162 | 0.00039146 | 0.0003913 | 0.00039113 | 0.00039097 | 0.00039081 | 0.00039064 | 0.00039048 | 0.00039031
Yes | SDG&E | Res | BldgEnv | 2025 T-24: Multifamily Envelope - High Performance Windows (New Construction + Additions) | Expected | Electric Demand (MW) | 0 | 0.00025195 | 0.00093051 | 0.00086193 | 0.0007945 | 0.00072885 | 0.00066552 | 0.00060499 | 0.00054763 | 0.00049373 | 0.00044347 | 0.00039694 | 0.00035416
Yes | SDG&E | Res | BldgEnv | 2025 T-24: Multifamily Envelope - Window Alterations (Alterations) | Expected | Electric Demand (MW) | 0 | -4.0785e-05 | -4.3303e-05 | -4.2032e-05 | -4.0762e-05 | -3.9494e-05 | -3.8231e-05 | -3.6974e-05 | -3.5727e-05 | -3.4491e-05 | -3.3268e-05 | -3.2061e-05 | -3.0871e-05
Yes | SDG&E | Res | BldgEnv | 2025 T-24: Multifamily Restructuring - Slab Perimeter Insulation (New Construction + Additions) | Expected | Electric Demand (MW) | 0 | -9.5779e-10 | -3.6918e-09 | -3.5835e-09 | -3.4752e-09 | -3.3671e-09 | -3.2594e-09 | -3.1523e-09 | -3.046e-09 | -2.9406e-09 | -2.8363e-09 | -2.7334e-09 | -2.6319e-09
Yes | SDG&E | Res | BldgEnv | 2019 T-24: RA(MF)-Envelope-QII | Expected | Electric Demand (MW) |  | 0.00073257 | 0.00067574 | 0.00061166 | 0.00054224 | 0.00047018 | 0.00039865 | 0.00033072 | 0.00026885 | 0.00021464 | 0.00016871 | 0.00013089 | 0.00010047
Yes | SDG&E | Res | BldgEnv | 2019 T-24: RA(MF)-Envelope-Windows and Doors | Expected | Electric Demand (MW) |  | 0.014256 | 0.01315 | 0.011903 | 0.010552 | 0.0091497 | 0.0077577 | 0.0064357 | 0.0052319 | 0.0041769 | 0.003283 | 0.002547 | 0.0019552
Yes | SDG&E | Res | BldgEnv | 2019 T-24: RA(SF)-Envelope-High Performance Walls | Expected | Electric Demand (MW) |  | 0.0016136 | 0.0014884 | 0.0013473 | 0.0011944 | 0.0010357 | 0.00087811 | 0.00072847 | 0.0005922 | 0.00047279 | 0.00037161 | 0.0002883 | 0.00022131
Yes | SDG&E | Res | BldgEnv | 2019 T-24: RA(SF)-Envelope-QII | Expected | Electric Demand (MW) |  | 0.0028772 | 0.002654 | 0.0024023 | 0.0021296 | 0.0018466 | 0.0015657 | 0.0012989 | 0.0010559 | 0.000843 | 0.0006626 | 0.00051406 | 0.00039461
Yes | SDG&E | Res | BldgEnv | 2019 T-24: RA(SF)-Envelope-Windows and Doors | Expected | Electric Demand (MW) |  | 0.03019 | 0.027847 | 0.025207 | 0.022346 | 0.019376 | 0.016429 | 0.013629 | 0.011079 | 0.0088454 | 0.0069525 | 0.0053939 | 0.0041405
Yes | SDG&E | Res | BldgEnv | 2019 T-24: RNC(MF)-Envelope-High Performance Attics | Expected | Electric Demand (MW) |  | 0.0062214 | 0.0057387 | 0.0051946 | 0.004605 | 0.003993 | 0.0033856 | 0.0028086 | 0.0022832 | 0.0018228 | 0.0014327 | 0.0011116 | 0.00085328
Yes | SDG&E | Res | BldgEnv | 2019 T-24: RNC(MF)-Envelope-QII | Expected | Electric Demand (MW) |  | 0.023774 | 0.02193 | 0.01985 | 0.017597 | 0.015259 | 0.012937 | 0.010733 | 0.008725 | 0.0069656 | 0.005475 | 0.0042476 | 0.0032606
Yes | SDG&E | Res | BldgEnv | 2019 T-24: RNC(MF)-Envelope-Windows and Doors | Expected | Electric Demand (MW) |  | 0.024983 | 0.023044 | 0.020859 | 0.018492 | 0.016034 | 0.013595 | 0.011278 | 0.0091686 | 0.0073198 | 0.0057533 | 0.0044636 | 0.0034264
Yes | SDG&E | Res | BldgEnv | 2019 T-24: RNC(SF)-Envelope-High Performance Attics | Expected | Electric Demand (MW) |  | 0.056822 | 0.052414 | 0.047444 | 0.042059 | 0.03647 | 0.030921 | 0.025652 | 0.020854 | 0.016649 | 0.013086 | 0.010152 | 0.0077933
Yes | SDG&E | Res | BldgEnv | 2019 T-24: RNC(SF)-Envelope-High Performance Walls | Expected | Electric Demand (MW) |  | 0.029258 | 0.026988 | 0.024429 | 0.021656 | 0.018778 | 0.015922 | 0.013208 | 0.010738 | 0.0085724 | 0.0067379 | 0.0052274 | 0.0040128
Yes | SDG&E | Res | BldgEnv | 2019 T-24: RNC(SF)-Envelope-QII | Expected | Electric Demand (MW) |  | 0.13815 | 0.12743 | 0.11535 | 0.10226 | 0.088667 | 0.075178 | 0.062366 | 0.0507 | 0.040477 | 0.031815 | 0.024683 | 0.018947
Yes | SDG&E | Res | BldgEnv | 2019 T-24: RNC(SF)-Envelope-Windows and Doors | Expected | Electric Demand (MW) |  | 0.078276 | 0.072203 | 0.065357 | 0.057939 | 0.050239 | 0.042596 | 0.035337 | 0.028727 | 0.022935 | 0.018026 | 0.013985 | 0.010736
Yes | SDG&E | Res | BldgEnv | 2022 T-24: SFA - Cool roof for low-sloped roof | Expected | Electric Demand (MW) |  | 0.84646 | 0.83108 | 0.81846 | 0.80835 | 0.80039 | 0.79421 | 0.78947 | 0.78587 | 0.78315 | 0.7811 | 0.77957 | 0.77843
Yes | SDG&E | Res | BldgEnv | 2022 T-24: SFA - Cool roof for steep-sloped roofs | Expected | Electric Demand (MW) |  | 0.11719 | 0.11481 | 0.11266 | 0.11077 | 0.10914 | 0.10776 | 0.10661 | 0.10566 | 0.1049 | 0.10428 | 0.10379 | 0.10339
Yes | SDG&E | Res | BldgEnv | 2022 T-24: SFA - Prescriptive attic insulation for alterations | Expected | Electric Demand (MW) |  | 0.10471 | 0.10461 | 0.10451 | 0.10442 | 0.10432 | 0.10422 | 0.10412 | 0.10403 | 0.10393 | 0.10383 | 0.10373 | 0.10363
Yes | SDG&E | Res | BldgEnv | 2022 T-24: SFA - Roof deck insulation for low-sloped roofs | Expected | Electric Demand (MW) |  | 0.328 | 0.3185 | 0.30927 | 0.30043 | 0.29206 | 0.28424 | 0.27703 | 0.27045 | 0.2645 | 0.25917 | 0.25444 | 0.25026
Yes | SDG&E | Res | BldgEnv | 2022 T-24: SFNC - Prescriptive attic insulation for additions | Expected | Electric Demand (MW) |  | 0.00019158 | 0.00018817 | 0.00018541 | 0.0001832 | 0.00018144 | 0.00018005 | 0.00017895 | 0.00017808 | 0.0001774 | 0.00017687 | 0.00017645 | 0.00017612
Yes | SDG&E | Res | BldgEnv | 2025 T-24: Single Family High-Performance Envelope - High-Performance Windows (Alterations) | Expected | Electric Demand (MW) |  | 0.00017934 | 0.00019572 | 0.00019544 | 0.00019517 | 0.00019489 | 0.00019461 | 0.00019433 | 0.00019404 | 0.00019375 | 0.00019346 | 0.00019316 | 0.00019286
Yes | SDG&E | Res | BldgEnv | 2025 T-24: Single Family High-Performance Envelope - High-Performance Windows (New Construction + Additions) | Expected | Electric Demand (MW) |  | 0.0097703 | 0.019355 | 0.019328 | 0.019301 | 0.019274 | 0.019246 | 0.019218 | 0.019189 | 0.01916 | 0.019131 | 0.019102 | 0.019072
Yes | SDG&E | Res | BldgEnv | 2008 T-24: Residential Fenestration | Possible | Electric Demand (MW) | 0.041349 | 0.041204 | 0.041096 | 0.041017 | 0.040958 | 0.040914 | 0.04086 | 0.040813 | 0.040762 | 0.040713 | 0.040663 | 0.040613 | 0.040563
Yes | SDG&E | Res | BldgEnv | 2005 T-24: Window replacement | Possible | Electric Demand (MW) | 0 | 0 | 0 | 0 | 0 | 0 | 0 | 0 | 0 | 0 | 0 | 0 | 0
Yes | SDG&E | Res | BldgEnv | 2022 T-24: MFA - Restructuring - Fenestration Properties | Possible | Electric Demand (MW) | 0.029178 | 0.02847 | 0.027733 | 0.026967 | 0.026177 | 0.025364 | 0.024533 | 0.023687 | 0.02283 | 0.021966 | 0.021101 | 0.020238 | 0.019381
Yes | SDG&E | Res | BldgEnv | 2022 T-24: MFA - Restructuring - Roof Assemblies | Possible | Electric Demand (MW) | 0.003088 | 0.003088 | 0.003088 | 0.003088 | 0.003088 | 0.003088 | 0.003088 | 0.003088 | 0.003088 | 0.003088 | 0.003088 | 0.003088 | 0.003088
Yes | SDG&E | Res | BldgEnv | 2022 T-24: MFNC - Restructuring - Duct Sealing and Testing | Possible | Electric Demand (MW) | 0.0027094 | 0.0026998 | 0.0026909 | 0.0026826 | 0.002675 | 0.002668 | 0.0026615 | 0.0026555 | 0.00265 | 0.002645 | 0.0026403 | 0.002636 | 0.0026321
Yes | SDG&E | Res | BldgEnv | 2022 T-24: MFNC - Restructuring - Fenestration Properties | Possible | Electric Demand (MW) | 0.00024114 | 0.00023529 | 0.0002292 | 0.00022287 | 0.00021634 | 0.00020962 | 0.00020275 | 0.00019576 | 0.00018868 | 0.00018154 | 0.00017439 | 0.00016725 | 0.00016018
Yes | SDG&E | Res | BldgEnv | 2022 T-24: MFNC - Restructuring - Roof Assemblies | Possible | Electric Demand (MW) | 0.00193 | 0.00193 | 0.00193 | 0.00193 | 0.00193 | 0.00193 | 0.00193 | 0.00193 | 0.00193 | 0.00193 | 0.00193 | 0.00193 | 0.00193
Yes | SDG&E | Res | BldgEnv | 2022 T-24: MFNC - Restructuring - Wall U-Factor | Possible | Electric Demand (MW) | -0.00059626 | -0.00059626 | -0.00059626 | -0.00059626 | -0.00059626 | -0.00059626 | -0.00059626 | -0.00059626 | -0.00059626 | -0.00059626 | -0.00059626 | -0.00059626 | -0.00059626
Yes | SDG&E | Res | BldgEnv | 2025 T-24: Multifamily Envelope - Cool Roof Improvements (New Construction + Additions) | Possible | Electric Demand (MW) | 0 | 9.883e-05 | 0.00039194 | 0.00039178 | 0.00039162 | 0.00039146 | 0.0003913 | 0.00039113 | 0.00039097 | 0.00039081 | 0.00039064 | 0.00039048 | 0.00039031
Yes | SDG&E | Res | BldgEnv | 2025 T-24: Multifamily Envelope - High Performance Windows (New Construction + Additions) | Possible | Electric Demand (MW) | 0 | 0.00025195 | 0.00093051 | 0.00086193 | 0.0007945 | 0.00072885 | 0.00066552 | 0.00060499 | 0.00054763 | 0.00049373 | 0.00044347 | 0.00039694 | 0.00035416
Yes | SDG&E | Res | BldgEnv | 2025 T-24: Multifamily Envelope - Window Alterations (Alterations) | Possible | Electric Demand (MW) | 0 | -4.0785e-05 | -4.3303e-05 | -4.2032e-05 | -4.0762e-05 | -3.9494e-05 | -3.8231e-05 | -3.6974e-05 | -3.5727e-05 | -3.4491e-05 | -3.3268e-05 | -3.2061e-05 | -3.0871e-05
Yes | SDG&E | Res | BldgEnv | 2025 T-24: Multifamily Restructuring - Slab Perimeter Insulation (New Construction + Additions) | Possible | Electric Demand (MW) | 0 | -9.5779e-10 | -3.6918e-09 | -3.5835e-09 | -3.4752e-09 | -3.3671e-09 | -3.2594e-09 | -3.1523e-09 | -3.046e-09 | -2.9406e-09 | -2.8363e-09 | -2.7334e-09 | -2.6319e-09
Yes | SDG&E | Res | BldgEnv | 2019 T-24: RA(MF)-Envelope-QII | Possible | Electric Demand (MW) |  | 0.00073257 | 0.00067574 | 0.00061166 | 0.00054224 | 0.00047018 | 0.00039865 | 0.00033072 | 0.00026885 | 0.00021464 | 0.00016871 | 0.00013089 | 0.00010047
Yes | SDG&E | Res | BldgEnv | 2019 T-24: RA(MF)-Envelope-Windows and Doors | Possible | Electric Demand (MW) |  | 0.014256 | 0.01315 | 0.011903 | 0.010552 | 0.0091497 | 0.0077577 | 0.0064357 | 0.0052319 | 0.0041769 | 0.003283 | 0.002547 | 0.0019552
Yes | SDG&E | Res | BldgEnv | 2019 T-24: RA(SF)-Envelope-High Performance Walls | Possible | Electric Demand (MW) |  | 0.0016136 | 0.0014884 | 0.0013473 | 0.0011944 | 0.0010357 | 0.00087811 | 0.00072847 | 0.0005922 | 0.00047279 | 0.00037161 | 0.0002883 | 0.00022131
Yes | SDG&E | Res | BldgEnv | 2019 T-24: RA(SF)-Envelope-QII | Possible | Electric Demand (MW) |  | 0.0028772 | 0.002654 | 0.0024023 | 0.0021296 | 0.0018466 | 0.0015657 | 0.0012989 | 0.0010559 | 0.000843 | 0.0006626 | 0.00051406 | 0.00039461
Yes | SDG&E | Res | BldgEnv | 2019 T-24: RA(SF)-Envelope-Windows and Doors | Possible | Electric Demand (MW) |  | 0.03019 | 0.027847 | 0.025207 | 0.022346 | 0.019376 | 0.016429 | 0.013629 | 0.011079 | 0.0088454 | 0.0069525 | 0.0053939 | 0.0041405
Yes | SDG&E | Res | BldgEnv | 2019 T-24: RNC(MF)-Envelope-High Performance Attics | Possible | Electric Demand (MW) |  | 0.0062214 | 0.0057387 | 0.0051946 | 0.004605 | 0.003993 | 0.0033856 | 0.0028086 | 0.0022832 | 0.0018228 | 0.0014327 | 0.0011116 | 0.00085328
Yes | SDG&E | Res | BldgEnv | 2019 T-24: RNC(MF)-Envelope-QII | Possible | Electric Demand (MW) |  | 0.023774 | 0.02193 | 0.01985 | 0.017597 | 0.015259 | 0.012937 | 0.010733 | 0.008725 | 0.0069656 | 0.005475 | 0.0042476 | 0.0032606
Yes | SDG&E | Res | BldgEnv | 2019 T-24: RNC(MF)-Envelope-Windows and Doors | Possible | Electric Demand (MW) |  | 0.024983 | 0.023044 | 0.020859 | 0.018492 | 0.016034 | 0.013595 | 0.011278 | 0.0091686 | 0.0073198 | 0.0057533 | 0.0044636 | 0.0034264
Yes | SDG&E | Res | BldgEnv | 2019 T-24: RNC(SF)-Envelope-High Performance Attics | Possible | Electric Demand (MW) |  | 0.056822 | 0.052414 | 0.047444 | 0.042059 | 0.03647 | 0.030921 | 0.025652 | 0.020854 | 0.016649 | 0.013086 | 0.010152 | 0.0077933
Yes | SDG&E | Res | BldgEnv | 2019 T-24: RNC(SF)-Envelope-High Performance Walls | Possible | Electric Demand (MW) |  | 0.029258 | 0.026988 | 0.024429 | 0.021656 | 0.018778 | 0.015922 | 0.013208 | 0.010738 | 0.0085724 | 0.0067379 | 0.0052274 | 0.0040128
Yes | SDG&E | Res | BldgEnv | 2019 T-24: RNC(SF)-Envelope-QII | Possible | Electric Demand (MW) |  | 0.13815 | 0.12743 | 0.11535 | 0.10226 | 0.088667 | 0.075178 | 0.062366 | 0.0507 | 0.040477 | 0.031815 | 0.024683 | 0.018947
Yes | SDG&E | Res | BldgEnv | 2019 T-24: RNC(SF)-Envelope-Windows and Doors | Possible | Electric Demand (MW) |  | 0.078276 | 0.072203 | 0.065357 | 0.057939 | 0.050239 | 0.042596 | 0.035337 | 0.028727 | 0.022935 | 0.018026 | 0.013985 | 0.010736
Yes | SDG&E | Res | BldgEnv | 2022 T-24: SFA - Cool roof for low-sloped roof | Possible | Electric Demand (MW) |  | 0.84646 | 0.83108 | 0.81846 | 0.80835 | 0.80039 | 0.79421 | 0.78947 | 0.78587 | 0.78315 | 0.7811 | 0.77957 | 0.77843
Yes | SDG&E | Res | BldgEnv | 2022 T-24: SFA - Cool roof for steep-sloped roofs | Possible | Electric Demand (MW) |  | 0.11719 | 0.11481 | 0.11266 | 0.11077 | 0.10914 | 0.10776 | 0.10661 | 0.10566 | 0.1049 | 0.10428 | 0.10379 | 0.10339
Yes | SDG&E | Res | BldgEnv | 2022 T-24: SFA - Prescriptive attic insulation for alterations | Possible | Electric Demand (MW) |  | 0.10471 | 0.10461 | 0.10451 | 0.10442 | 0.10432 | 0.10422 | 0.10412 | 0.10403 | 0.10393 | 0.10383 | 0.10373 | 0.10363
Yes | SDG&E | Res | BldgEnv | 2022 T-24: SFA - Roof deck insulation for low-sloped roofs | Possible | Electric Demand (MW) |  | 0.328 | 0.3185 | 0.30927 | 0.30043 | 0.29206 | 0.28424 | 0.27703 | 0.27045 | 0.2645 | 0.25917 | 0.25444 | 0.25026
Yes | SDG&E | Res | BldgEnv | 2022 T-24: SFNC - Prescriptive attic insulation for additions | Possible | Electric Demand (MW) |  | 0.00019158 | 0.00018817 | 0.00018541 | 0.0001832 | 0.00018144 | 0.00018005 | 0.00017895 | 0.00017808 | 0.0001774 | 0.00017687 | 0.00017645 | 0.00017612
Yes | SDG&E | Res | BldgEnv | 2025 T-24: Single Family High-Performance Envelope - High-Performance Windows (Alterations) | Possible | Electric Demand (MW) |  | 0.00017934 | 0.00019572 | 0.00019544 | 0.00019517 | 0.00019489 | 0.00019461 | 0.00019433 | 0.00019404 | 0.00019375 | 0.00019346 | 0.00019316 | 0.00019286
Yes | SDG&E | Res | BldgEnv | 2025 T-24: Single Family High-Performance Envelope - High-Performance Windows (New Construction + Additions) | Possible | Electric Demand (MW) |  | 0.0097703 | 0.019355 | 0.019328 | 0.019301 | 0.019274 | 0.019246 | 0.019218 | 0.019189 | 0.01916 | 0.019131 | 0.019102 | 0.019072
Yes | PG&E | Com | HVAC | Fed Appliance: Single package vertical AC and HP - >65,000 Btu/hr and <240,000 Btu/hr | On-the-books | Electric Demand (MW) | 0.090895 | 0.09004 | 0.089452 | 0.089025 | 0.088778 | 0.024462 | 0.024401 | 0.024361 | 0.024297 | 0.024238 | 0.024165 | 0.024091 | 0.024007
Yes | PG&E | Com | HVAC | Fed Appliance: Commercial CAC and HP - <65,000 Btu/hr | On-the-books | Electric Demand (MW) | 0.0033121 | 0.0033121 | 0.0033121 | 0.0033121 | 0.0033121 | 0.0033121 | 0.0033121 | 0.0033121 | 0.0033121 | 0.0033121 | 0.0033121 | 0.0033121 | 0.0033121
Yes | PG&E | Com | HVAC | Fed Appliance: Commercial CAC and HP - 65,000 Btu/hr to 760,000 Btu/hr - Tier 1 | On-the-books | Electric Demand (MW) | 0.73249 | 0.71784 | 0.70319 | 0.68854 | 0.67389 | 0.65924 | 0.64459 | 0.14833 | 0.14489 | 0.14144 | 0.13799 | 0.13454 | 0.13109
Yes | PG&E | Com | HVAC | Fed Appliance: Computer Room Acs >=65,000 Btu/h and < 760,000 Btu/h | On-the-books | Electric Demand (MW) | 6.5344e-06 | 6.5342e-06 | 6.5341e-06 | 5.675e-06 | 1.6212e-06 | 1.6212e-06 | 1.6212e-06 | 1.6212e-06 | 1.6212e-06 | 1.6212e-06 | 1.6212e-06 | 1.6212e-06 | 1.6212e-06
Yes | PG&E | Com | HVAC | 2008 T-24: DDC to Zone | On-the-books | Electric Demand (MW) | 4.9517 | 4.9332 | 4.9189 | 4.9079 | 4.8995 | 4.8931 | 4.8853 | 4.8785 | 4.871 | 4.8639 | 4.8566 | 4.8494 | 4.8422
Yes | PG&E | Com | HVAC | 2005 T-24: Ducts in existing commercial buildings | On-the-books | Electric Demand (MW) | 0 | 0 | 0 | 0 | 0 | 0 | 0 | 0 | 0 | 0 | 0 | 0 | 0
Yes | PG&E | Com | HVAC | Fed Appliance: Large and Very Large Commercial Package Air-Conditioners ≥135 kBtu/h | On-the-books | Electric Demand (MW) | 0.00026093 | 0.00025909 | 0.00025742 | 0.00025592 | 0.00014234 | 6.2853e-05 | 6.2526e-05 | 6.2213e-05 | 6.189e-05 | 6.1573e-05 | 6.1253e-05 | 6.0935e-05 | 6.0615e-05
Yes | PG&E | Com | HVAC | 2016 T-24: NRA-HVAC-ASHRAE Equipment Efficiency | On-the-books | Electric Demand (MW) | 0.54035 | 0.53564 | 0.53244 | 0.53027 | 0.52879 | 0.52779 | 0.52647 | 0.52537 | 0.52412 | 0.52297 | 0.52175 | 0.52057 | 0
Yes | PG&E | Com | HVAC | 2016 T-24: NRA-HVAC-ASHRAE Measure-DDC | On-the-books | Electric Demand (MW) | 0.025924 | 0.025698 | 0.025545 | 0.02544 | 0.025369 | 0.025321 | 0.025258 | 0 | 0 | 0 | 0 | 0 | 0
Yes | PG&E | Com | HVAC | 2013 T-24: NRA-HVAC-Equipment Efficiency | On-the-books | Electric Demand (MW) | 0.846 | 0.83922 | 0.83404 | 0.83009 | 0.8271 | 0.82483 | 0.82208 | 0.81965 | 0.817 | 0.4039 | 0 | 0 | 0
Yes | PG&E | Com | HVAC | 2013 T-24: NRNC-HVAC-Garage Exhaust | On-the-books | Electric Demand (MW) | 0.45529 | 0.45314 | 0.45178 | 0.45094 | 0.45043 | 0.45011 | 0.44966 | 0.4493 | 0.44888 | 0.4485 | 0.44809 | 0.4477 | 0.4473
Yes | PG&E | Com | HVAC | 2013 T-24: NRNC-HVAC-Laboratory Exhaust | On-the-books | Electric Demand (MW) | 1.0323 | 1.0274 | 1.0244 | 1.0225 | 1.0213 | 1.0206 | 1.0196 | 1.0187 | 1.0178 | 1.0169 | 1.016 | 1.0151 | 1.0142
Yes | PG&E | Com | HVAC | 2013 T-24: NRNC-HVAC-Occupant Controlled Smart Thermostats | On-the-books | Electric Demand (MW) | 0.21181 | 0.20917 | 0.20709 | 0.20545 | 0.20418 | 0.2032 | 0.20202 | 0.20097 | 0.19984 | 0.19876 | 0.19765 | 0.19656 | 0.19545
Yes | PG&E | Com | HVAC | 2013 T-24: NRNC-HVAC-Water & Space Heating ACM | On-the-books | Electric Demand (MW) | 0.021338 | 0.021072 | 0.020862 | 0.020698 | 0.020569 | 0.02047 | 0.020352 | 0.020246 | 0.020132 | 0.020023 | 0.019911 | 0.019801 | 0.01969
Yes | PG&E | Com | HVAC | 2013 T-24: NRNC-Process-Data Centers | On-the-books | Electric Demand (MW) | 0.086546 | 0.086539 | 0.086534 | 0.086531 | 0.086529 | 0.086527 | 0.086525 | 0.086523 | 0.086522 | 0.08652 | 0.086518 | 0.086516 | 0.086514
Yes | PG&E | Com | HVAC | Fed Appliance: Small Commercial Package Air-Conditioners ≥65 and <135 kBtu/h | On-the-books | Electric Demand (MW) | 1.292e-07 | 1.2664e-07 | 1.2432e-07 | 6.849e-08 | 2.9855e-08 | 2.9429e-08 | 2.8974e-08 | 2.8538e-08 | 2.8089e-08 | 2.7649e-08 | 2.7203e-08 | 2.6761e-08 | 2.6316e-08
Yes | PG&E | Com | HVAC | 2019-21 Fed App: Ceiling Fans | On-the-books | Electric Demand (MW) | 2.7157e-05 | 2.6629e-05 | 2.6136e-05 | 2.5665e-05 | 2.5384e-05 | 2.5212e-05 | 2.4847e-05 | 2.4535e-05 | 2.1173e-05 | 2.9158e-06 | 2.8928e-06 | 2.8734e-06 | 2.8571e-06
Yes | PG&E | Com | HVAC | 2022-24 Fed App: Commercial boilers | On-the-books | Electric Demand (MW) | -0.0064032 | -0.0063773 | -0.0062548 | -0.0061494 | -0.0060601 | -0.0059844 | -0.0058571 | -0.0057465 | -0.0056511 | -0.0055692 | -0.0054992 | -0.0054398 | -0.0053894
Yes | PG&E | Com | HVAC | 2016-18 Fed App: Commercial CAC and HP (65,000 Btu/hr to 760,000 Btu/hr) - Tier 2 | On-the-books | Electric Demand (MW) | 5.1467 | 5.1457 | 5.1449 | 5.1442 | 5.1436 | 5.1432 | 5.1428 | 5.1424 | 5.1422 | 5.1419 | 5.1417 | 5.1416 | 5.1414
Yes | PG&E | Com | HVAC | 2019-21 Fed App: Dehumidifiers | On-the-books | Electric Demand (MW) |  | 0.20892 | 0.20282 | 0.19652 | 0.18979 | 0.1093 | 0.026222 | 0.025039 | 0.023968 | 0.022999 | 0.022122 | 0.021328 | 0.02061
Yes | PG&E | Com | HVAC | 2025 T-24: NR HVAC - Limit Hot Water Supply Temperatures - Electric (Alterations) | On-the-books | Electric Demand (MW) | 0 | 0.020882 | 0.022519 | 0.022221 | 0.021925 | 0.021634 | 0.021346 | 0.021062 | 0.020782 | 0.020507 | 0.020236 | 0.0042125 | 0.0027183
Yes | PG&E | Com | HVAC | 2025 T-24: NR HVAC - Limit Hot Water Supply Temperatures - Electric (New Construction + Additions) | On-the-books | Electric Demand (MW) | 0 | 0.0017419 | 0.010285 | 0.010149 | 0.010014 | 0.0098808 | 0.0097493 | 0.0096196 | 0.0094918 | 0.009366 | 0.0092423 | 0.0078102 | 0.0012415
Yes | PG&E | Com | HVAC | 2025 T-24: NR HVAC - Mechanical Heat Recovery (without TES, waterside HR) (New Construction + Additions) | On-the-books | Electric Demand (MW) | 0 | 0.0018834 | 0.010912 | 0.010548 | 0.01018 | 0.00981 | 0.0094415 | 0.0090769 | 0.0087187 | 0.0083694 | 0.0080311 | 0.0065984 | 0.0010199
Yes | PG&E | Com | HVAC | 2025 T-24: NR HVAC - Mechanical Heat Recovery Scenario A - Gas Baseline (New Construction + Additions) | On-the-books | Electric Demand (MW) | 0 | -8.5609e-05 | -0.000496 | -0.00047945 | -0.00046271 | -0.00044591 | -0.00042916 | -0.00041258 | -0.00039631 | -0.00038043 | -0.00036505 | -0.00029993 | -4.636e-05
Yes | PG&E | Com | HVAC | 2025 T-24: NR HVAC Controls - Guideline 36 (Alterations) | On-the-books | Electric Demand (MW) | 0 | 2.0646 | 2.2488 | 2.2413 | 2.2335 | 2.2257 | 2.2176 | 2.2094 | 2.2009 | 2.1924 | 2.1836 | 2.1746 | 2.1655
Yes | PG&E | Com | HVAC | 2025 T-24: NR HVAC Controls - Guideline 36 (New Construction + Additions) | On-the-books | Electric Demand (MW) | 0 | 0.087775 | 0.52349 | 0.52173 | 0.51994 | 0.5181 | 0.51622 | 0.51431 | 0.51235 | 0.51035 | 0.50831 | 0.50622 | 0.50409
Yes | PG&E | Com | HVAC | 2022 T-24: NRA - Air Distribution - Duct Leakage Testing | On-the-books | Electric Demand (MW) | 0.17362 | 0.17146 | 0.16932 | 0.16722 | 0.16516 | 0.16315 | 0.1612 | 0.15932 | 0.15752 | 0.15579 | 0.15415 | 0.15258 | 0.15111
Yes | PG&E | Com | HVAC | 2022 T-24: NRA - Air Distribution - Fan Energy Index | On-the-books | Electric Demand (MW) | 0.010213 | 0.010086 | 0.0099601 | 0.0098364 | 0.0097152 | 0.0095971 | 0.0094826 | 0.009372 | 0.0092658 | 0.0091642 | 0.0090674 | 0.0089756 | 0.0088888
Yes | PG&E | Com | HVAC | 2022 T-24: NRA - Air Distribution - Fan Power Budget | On-the-books | Electric Demand (MW) | 0.25532 | 0.25214 | 0.249 | 0.24591 | 0.24288 | 0.23993 | 0.23707 | 0.2343 | 0.23165 | 0.22911 | 0.22669 | 0.22439 | 0.22222
Yes | PG&E | Com | HVAC | 2022 T-24: NRA - HVAC Controls - Dedicated Outdoor Air Systems (DOAS) | On-the-books | Electric Demand (MW) | 0.18496 | 0.18395 | 0.18289 | 0.1818 | 0.18068 | 0.17951 | 0.17831 | 0.17707 | 0.17579 | 0.17448 | 0.17313 | 0.17174 | 0.17032
Yes | PG&E | Com | HVAC | 2022 T-24: NRA - HVAC Controls - Exhaust Air Heat Recovery | On-the-books | Electric Demand (MW) | 0.0034873 | 0.003466 | 0.003444 | 0.0034215 | 0.0033985 | 0.0033748 | 0.0033507 | 0.003326 | 0.0033008 | 0.0032751 | 0.003249 | 0.0032225 | 0.0031956
Yes | PG&E | Com | HVAC | 2022 T-24: NRA - HVAC Controls - Expand Economizer Requirements | On-the-books | Electric Demand (MW) | 0.043313 | 0.042349 | 0.041432 | 0.040562 | 0.039739 | 0.02279 | 0 | 0 | 0 | 0 | 0 | 0 | 0
Yes | PG&E | Com | HVAC | 2022 T-24: NRA - HVAC Controls - VAV Deadband Airflow | On-the-books | Electric Demand (MW) | 0.0097636 | 0.0063578 | 0.0039623 | 0.0023969 | 0.0014227 | 0.0008347 | 0.00048632 | 0.00028218 | 0.00016334 | 9.4421e-05 | 5.4536e-05 | 3.1485e-05 | 1.8172e-05
Yes | PG&E | Com | HVAC | 2019 T-24: NRA-MECH-ASHRAE 90.1 | On-the-books | Electric Demand (MW) | 0.45508 | 0.42673 | 0.39362 | 0.3563 | 0.31586 | 0.27388 | 0.23222 | 0.19264 | 0.15661 | 0.12503 | 0.0083465 | 0 | 0
Yes | PG&E | Com | HVAC | 2019 T-24: NRA-MECH-Cooling Towers | On-the-books | Electric Demand (MW) | 0.042118 | 0.039494 | 0.03643 | 0.032976 | 0.029233 | 0.025348 | 0.021492 | 0.017829 | 0.014494 | 0.011572 | 0.00077247 | 0 | 0
Yes | PG&E | Com | HVAC | 2019 T-24: NRA-MECH-HE Fume Hoods in Lab Spaces | On-the-books | Electric Demand (MW) | 0.18799 | 0.17628 | 0.1626 | 0.14718 | 0.13048 | 0.11314 | 0.095927 | 0.07958 | 0.064694 | 0.051649 | 0.0034479 | 0 | 0
Yes | PG&E | Com | HVAC | 2019 T-24: NRA-MECH-Variable Exhaust Flow Control | On-the-books | Electric Demand (MW) | 0.062817 | 0.058904 | 0.054334 | 0.049182 | 0.0436 | 0.037806 | 0.032054 | 0.026592 | 0.021617 | 0.017258 | 0.0011521 | 1.6004e-17 | 1.6004e-17
Yes | PG&E | Com | HVAC | 2022 T-24: NRNC - Air Distribution - Duct Leakage Testing | On-the-books | Electric Demand (MW) | 0.094366 | 0.093193 | 0.092032 | 0.090888 | 0.089769 | 0.088678 | 0.087619 | 0.086598 | 0.085616 | 0.084677 | 0.083783 | 0.082934 | 0.082132
Yes | PG&E | Com | HVAC | 2022 T-24: NRNC - Air Distribution - Fan Energy Index | On-the-books | Electric Demand (MW) | 0.0042893 | 0.004236 | 0.0041833 | 0.0041313 | 0.0040804 | 0.0040308 | 0.0039827 | 0.0039363 | 0.0038916 | 0.003849 | 0.0038083 | 0.0037697 | 0.0037333
Yes | PG&E | Com | HVAC | 2022 T-24: NRNC - Air Distribution - Fan Power Budget | On-the-books | Electric Demand (MW) | 0.085787 | 0.08472 | 0.083665 | 0.082626 | 0.081608 | 0.080616 | 0.079654 | 0.078725 | 0.077833 | 0.076979 | 0.076166 | 0.075395 | 0.074666
Yes | PG&E | Com | HVAC | 2022 T-24: NRNC - Computer Room Efficiency - Increased Temperature Thresholds for Economizers | On-the-books | Electric Demand (MW) | 0.040822 | 0.038719 | 0.03681 | 0.035082 | 0.033521 | 0.032114 | 0.030848 | 0.02971 | 0.028689 | 0.027774 | 0.026954 | 0.026222 | 0.025567
Yes | PG&E | Com | HVAC | 2022 T-24: NRNC - HVAC Controls - Dedicated Outdoor Air Systems (DOAS) | On-the-books | Electric Demand (MW) |  | 0.33739 | 0.33595 | 0.33446 | 0.33291 | 0.3313 | 0.32963 | 0.32789 | 0.32609 | 0.32422 | 0.32229 | 0.32029 | 0.31823
Yes | PG&E | Com | HVAC | 2022 T-24: NRNC - HVAC Controls - Exhaust Air Heat Recovery | On-the-books | Electric Demand (MW) |  | 0.00097047 | 0.00096433 | 0.00095803 | 0.00095157 | 0.00094496 | 0.00093819 | 0.00093128 | 0.00092423 | 0.00091704 | 0.00090973 | 0.0009023 | 0.00089477
Yes | PG&E | Com | HVAC | 2022 T-24: NRNC - HVAC Controls - Expand Economizer Requirements | On-the-books | Electric Demand (MW) |  | 0.01625 | 0.015899 | 0.015565 | 0.015249 | 0.014951 | 0.01467 | 0.014406 | 0.014158 | 0.013927 | 0.01371 | 0.013508 | 0.01332
Yes | PG&E | Com | HVAC | 2022 T-24: NRNC - HVAC Controls - VAV Deadband Airflow | On-the-books | Electric Demand (MW) |  | 0.0022595 | 0.0014081 | 0.00085183 | 0.00050561 | 0.00029664 | 0.00017283 | 0.00010028 | 5.805e-05 | 3.3556e-05 | 1.9381e-05 | 1.1189e-05 | 6.458e-06
Yes | PG&E | Com | HVAC | 2019 T-24: NRNC-MECH-ASHRAE 90.1 | On-the-books | Electric Demand (MW) |  | 0.74529 | 0.63346 | 0.51794 | 0.40747 | 0.30938 | 0.22784 | 0.1637 | 0.11541 | 0.080227 | 0.055208 | 0.037721 | 0.025646
Yes | PG&E | Com | HVAC | 2019 T-24: NRNC-MECH-Cooling Towers | On-the-books | Electric Demand (MW) |  | 0.10018 | 0.092408 | 0.083646 | 0.074152 | 0.064298 | 0.054516 | 0.045226 | 0.036766 | 0.029352 | 0.023071 | 0.017899 | 0.01374
Yes | PG&E | Com | HVAC | 2019 T-24: NRNC-MECH-Economizer FDD | On-the-books | Electric Demand (MW) |  | 0.10307 | 0.095074 | 0.086059 | 0.076291 | 0.066153 | 0.056088 | 0.04653 | 0.037826 | 0.030199 | 0.023736 | 0.018415 | 0.014136
Yes | PG&E | Com | HVAC | 2019 T-24: NRNC-MECH-HE Fume Hoods in Lab Spaces | On-the-books | Electric Demand (MW) |  | 0.11848 | 0.10929 | 0.098927 | 0.087699 | 0.076045 | 0.064476 | 0.053488 | 0.043483 | 0.034715 | 0.027286 | 0.021169 | 0.01625
Yes | PG&E | Com | HVAC | 2019 T-24: NRNC-MECH-Variable Exhaust Flow Control | On-the-books | Electric Demand (MW) |  | 0.032126 | 0.029633 | 0.026823 | 0.023779 | 0.020619 | 0.017482 | 0.014503 | 0.01179 | 0.0094126 | 0.0073983 | 0.0057398 | 0.0044061
Yes | PG&E | Com | HVAC | 2019 T-24: NRNC-MECH-Ventilation & IAQ | On-the-books | Electric Demand (MW) |  | 0.057796 | 0.053312 | 0.048257 | 0.04278 | 0.037095 | 0.031451 | 0.026092 | 0.021211 | 0.016934 | 0.01331 | 0.010326 | 0.0079268
Yes | PG&E | Com | HVAC | 2019-21 Fed App: Single package vertical AC and HP - <65,000 Btu/hr | On-the-books | Electric Demand (MW) |  | 0.13595 | 0.13645 | 0.13789 | 0.14006 | 0.14223 | 0.14044 | 0.13892 | 0.13764 | 0.10638 | 0.026252 | 0.026103 | 0.025978
Yes | PG&E | Com | HVAC | Fed Appliance: Single package vertical AC and HP - >65,000 Btu/hr and <240,000 Btu/hr | Expected | Electric Demand (MW) | 0.090895 | 0.09004 | 0.089452 | 0.089025 | 0.088778 | 0.024462 | 0.024401 | 0.024361 | 0.024297 | 0.024238 | 0.024165 | 0.024091 | 0.024007
Yes | PG&E | Com | HVAC | Fed Appliance: Commercial CAC and HP - <65,000 Btu/hr | Expected | Electric Demand (MW) | 0.0033121 | 0.0033121 | 0.0033121 | 0.0033121 | 0.0033121 | 0.0033121 | 0.0033121 | 0.0033121 | 0.0033121 | 0.0033121 | 0.0033121 | 0.0033121 | 0.0033121
Yes | PG&E | Com | HVAC | Fed Appliance: Commercial CAC and HP - 65,000 Btu/hr to 760,000 Btu/hr - Tier 1 | Expected | Electric Demand (MW) | 0.73249 | 0.71784 | 0.70319 | 0.68854 | 0.67389 | 0.65924 | 0.64459 | 0.14833 | 0.14489 | 0.14144 | 0.13799 | 0.13454 | 0.13109
Yes | PG&E | Com | HVAC | Fed Appliance: Computer Room Acs >=65,000 Btu/h and < 760,000 Btu/h | Expected | Electric Demand (MW) | 6.5344e-06 | 6.5342e-06 | 6.5341e-06 | 5.675e-06 | 1.6212e-06 | 1.6212e-06 | 1.6212e-06 | 1.6212e-06 | 1.6212e-06 | 1.6212e-06 | 1.6212e-06 | 1.6212e-06 | 1.6212e-06
Yes | PG&E | Com | HVAC | 2008 T-24: DDC to Zone | Expected | Electric Demand (MW) | 4.9517 | 4.9332 | 4.9189 | 4.9079 | 4.8995 | 4.8931 | 4.8853 | 4.8785 | 4.871 | 4.8639 | 4.8566 | 4.8494 | 4.8422
Yes | PG&E | Com | HVAC | 2005 T-24: Ducts in existing commercial buildings | Expected | Electric Demand (MW) | 0 | 0 | 0 | 0 | 0 | 0 | 0 | 0 | 0 | 0 | 0 | 0 | 0
Yes | PG&E | Com | HVAC | Fed Appliance: Large and Very Large Commercial Package Air-Conditioners ≥135 kBtu/h | Expected | Electric Demand (MW) | 0.00026093 | 0.00025909 | 0.00025742 | 0.00025592 | 0.00014234 | 6.2853e-05 | 6.2526e-05 | 6.2213e-05 | 6.189e-05 | 6.1573e-05 | 6.1253e-05 | 6.0935e-05 | 6.0615e-05
Yes | PG&E | Com | HVAC | 2016 T-24: NRA-HVAC-ASHRAE Equipment Efficiency | Expected | Electric Demand (MW) | 0.54035 | 0.53564 | 0.53244 | 0.53027 | 0.52879 | 0.52779 | 0.52647 | 0.52537 | 0.52412 | 0.52297 | 0.52175 | 0.52057 | 0
Yes | PG&E | Com | HVAC | 2016 T-24: NRA-HVAC-ASHRAE Measure-DDC | Expected | Electric Demand (MW) | 0.025924 | 0.025698 | 0.025545 | 0.02544 | 0.025369 | 0.025321 | 0.025258 | 0 | 0 | 0 | 0 | 0 | 0
Yes | PG&E | Com | HVAC | 2013 T-24: NRA-HVAC-Equipment Efficiency | Expected | Electric Demand (MW) | 0.846 | 0.83922 | 0.83404 | 0.83009 | 0.8271 | 0.82483 | 0.82208 | 0.81965 | 0.817 | 0.4039 | 0 | 0 | 0
Yes | PG&E | Com | HVAC | 2013 T-24: NRNC-HVAC-Garage Exhaust | Expected | Electric Demand (MW) | 0.45529 | 0.45314 | 0.45178 | 0.45094 | 0.45043 | 0.45011 | 0.44966 | 0.4493 | 0.44888 | 0.4485 | 0.44809 | 0.4477 | 0.4473
Yes | PG&E | Com | HVAC | 2013 T-24: NRNC-HVAC-Laboratory Exhaust | Expected | Electric Demand (MW) | 1.0323 | 1.0274 | 1.0244 | 1.0225 | 1.0213 | 1.0206 | 1.0196 | 1.0187 | 1.0178 | 1.0169 | 1.016 | 1.0151 | 1.0142
Yes | PG&E | Com | HVAC | 2013 T-24: NRNC-HVAC-Occupant Controlled Smart Thermostats | Expected | Electric Demand (MW) | 0.21181 | 0.20917 | 0.20709 | 0.20545 | 0.20418 | 0.2032 | 0.20202 | 0.20097 | 0.19984 | 0.19876 | 0.19765 | 0.19656 | 0.19545
Yes | PG&E | Com | HVAC | 2013 T-24: NRNC-HVAC-Water & Space Heating ACM | Expected | Electric Demand (MW) | 0.021338 | 0.021072 | 0.020862 | 0.020698 | 0.020569 | 0.02047 | 0.020352 | 0.020246 | 0.020132 | 0.020023 | 0.019911 | 0.019801 | 0.01969
Yes | PG&E | Com | HVAC | 2013 T-24: NRNC-Process-Data Centers | Expected | Electric Demand (MW) | 0.086546 | 0.086539 | 0.086534 | 0.086531 | 0.086529 | 0.086527 | 0.086525 | 0.086523 | 0.086522 | 0.08652 | 0.086518 | 0.086516 | 0.086514
Yes | PG&E | Com | HVAC | Fed Appliance: Small Commercial Package Air-Conditioners ≥65 and <135 kBtu/h | Expected | Electric Demand (MW) | 1.292e-07 | 1.2664e-07 | 1.2432e-07 | 6.849e-08 | 2.9855e-08 | 2.9429e-08 | 2.8974e-08 | 2.8538e-08 | 2.8089e-08 | 2.7649e-08 | 2.7203e-08 | 2.6761e-08 | 2.6316e-08
Yes | PG&E | Com | HVAC | 2019-21 Fed App: Ceiling Fans | Expected | Electric Demand (MW) | 2.7157e-05 | 2.6629e-05 | 2.6136e-05 | 2.5665e-05 | 2.5384e-05 | 2.5212e-05 | 2.4847e-05 | 2.4535e-05 | 2.1173e-05 | 2.9158e-06 | 2.8928e-06 | 2.8734e-06 | 2.8571e-06
Yes | PG&E | Com | HVAC | 2022-24 Fed App: Commercial boilers | Expected | Electric Demand (MW) | -0.0064032 | -0.0063773 | -0.0062548 | -0.0061494 | -0.0060601 | -0.0059844 | -0.0058571 | -0.0057465 | -0.0056511 | -0.0055692 | -0.0054992 | -0.0054398 | -0.0053894
Yes | PG&E | Com | HVAC | 2016-18 Fed App: Commercial CAC and HP (65,000 Btu/hr to 760,000 Btu/hr) - Tier 2 | Expected | Electric Demand (MW) | 5.1467 | 5.1457 | 5.1449 | 5.1442 | 5.1436 | 5.1432 | 5.1428 | 5.1424 | 5.1422 | 5.1419 | 5.1417 | 5.1416 | 5.1414
Yes | PG&E | Com | HVAC | 2019-21 Fed App: Dehumidifiers | Expected | Electric Demand (MW) |  | 0.20892 | 0.20282 | 0.19652 | 0.18979 | 0.1093 | 0.026222 | 0.025039 | 0.023968 | 0.022999 | 0.022122 | 0.021328 | 0.02061
Yes | PG&E | Com | HVAC | 2025 T-24: NR HVAC - Limit Hot Water Supply Temperatures - Electric (Alterations) | Expected | Electric Demand (MW) | 0 | 0.020882 | 0.022519 | 0.022221 | 0.021925 | 0.021634 | 0.021346 | 0.021062 | 0.020782 | 0.020507 | 0.020236 | 0.0042125 | 0.0027183
Yes | PG&E | Com | HVAC | 2025 T-24: NR HVAC - Limit Hot Water Supply Temperatures - Electric (New Construction + Additions) | Expected | Electric Demand (MW) | 0 | 0.0017419 | 0.010285 | 0.010149 | 0.010014 | 0.0098808 | 0.0097493 | 0.0096196 | 0.0094918 | 0.009366 | 0.0092423 | 0.0078102 | 0.0012415
Yes | PG&E | Com | HVAC | 2025 T-24: NR HVAC - Mechanical Heat Recovery (without TES, waterside HR) (New Construction + Additions) | Expected | Electric Demand (MW) | 0 | 0.0018834 | 0.010912 | 0.010548 | 0.01018 | 0.00981 | 0.0094415 | 0.0090769 | 0.0087187 | 0.0083694 | 0.0080311 | 0.0065984 | 0.0010199
Yes | PG&E | Com | HVAC | 2025 T-24: NR HVAC - Mechanical Heat Recovery Scenario A - Gas Baseline (New Construction + Additions) | Expected | Electric Demand (MW) | 0 | -8.5609e-05 | -0.000496 | -0.00047945 | -0.00046271 | -0.00044591 | -0.00042916 | -0.00041258 | -0.00039631 | -0.00038043 | -0.00036505 | -0.00029993 | -4.636e-05
Yes | PG&E | Com | HVAC | 2025 T-24: NR HVAC Controls - Guideline 36 (Alterations) | Expected | Electric Demand (MW) | 0 | 2.0646 | 2.2488 | 2.2413 | 2.2335 | 2.2257 | 2.2176 | 2.2094 | 2.2009 | 2.1924 | 2.1836 | 2.1746 | 2.1655
Yes | PG&E | Com | HVAC | 2025 T-24: NR HVAC Controls - Guideline 36 (New Construction + Additions) | Expected | Electric Demand (MW) | 0 | 0.087775 | 0.52349 | 0.52173 | 0.51994 | 0.5181 | 0.51622 | 0.51431 | 0.51235 | 0.51035 | 0.50831 | 0.50622 | 0.50409
Yes | PG&E | Com | HVAC | 2022 T-24: NRA - Air Distribution - Duct Leakage Testing | Expected | Electric Demand (MW) | 0.17362 | 0.17146 | 0.16932 | 0.16722 | 0.16516 | 0.16315 | 0.1612 | 0.15932 | 0.15752 | 0.15579 | 0.15415 | 0.15258 | 0.15111
Yes | PG&E | Com | HVAC | 2022 T-24: NRA - Air Distribution - Fan Energy Index | Expected | Electric Demand (MW) | 0.010213 | 0.010086 | 0.0099601 | 0.0098364 | 0.0097152 | 0.0095971 | 0.0094826 | 0.009372 | 0.0092658 | 0.0091642 | 0.0090674 | 0.0089756 | 0.0088888
Yes | PG&E | Com | HVAC | 2022 T-24: NRA - Air Distribution - Fan Power Budget | Expected | Electric Demand (MW) | 0.25532 | 0.25214 | 0.249 | 0.24591 | 0.24288 | 0.23993 | 0.23707 | 0.2343 | 0.23165 | 0.22911 | 0.22669 | 0.22439 | 0.22222
Yes | PG&E | Com | HVAC | 2022 T-24: NRA - HVAC Controls - Dedicated Outdoor Air Systems (DOAS) | Expected | Electric Demand (MW) | 0.18496 | 0.18395 | 0.18289 | 0.1818 | 0.18068 | 0.17951 | 0.17831 | 0.17707 | 0.17579 | 0.17448 | 0.17313 | 0.17174 | 0.17032
Yes | PG&E | Com | HVAC | 2022 T-24: NRA - HVAC Controls - Exhaust Air Heat Recovery | Expected | Electric Demand (MW) | 0.0034873 | 0.003466 | 0.003444 | 0.0034215 | 0.0033985 | 0.0033748 | 0.0033507 | 0.003326 | 0.0033008 | 0.0032751 | 0.003249 | 0.0032225 | 0.0031956
Yes | PG&E | Com | HVAC | 2022 T-24: NRA - HVAC Controls - Expand Economizer Requirements | Expected | Electric Demand (MW) | 0.043313 | 0.042349 | 0.041432 | 0.040562 | 0.039739 | 0.02279 | 0 | 0 | 0 | 0 | 0 | 0 | 0
Yes | PG&E | Com | HVAC | 2022 T-24: NRA - HVAC Controls - VAV Deadband Airflow | Expected | Electric Demand (MW) | 0.0097636 | 0.0063578 | 0.0039623 | 0.0023969 | 0.0014227 | 0.0008347 | 0.00048632 | 0.00028218 | 0.00016334 | 9.4421e-05 | 5.4536e-05 | 3.1485e-05 | 1.8172e-05
Yes | PG&E | Com | HVAC | 2019 T-24: NRA-MECH-ASHRAE 90.1 | Expected | Electric Demand (MW) | 0.45508 | 0.42673 | 0.39362 | 0.3563 | 0.31586 | 0.27388 | 0.23222 | 0.19264 | 0.15661 | 0.12503 | 0.0083465 | 0 | 0
Yes | PG&E | Com | HVAC | 2019 T-24: NRA-MECH-Cooling Towers | Expected | Electric Demand (MW) | 0.042118 | 0.039494 | 0.03643 | 0.032976 | 0.029233 | 0.025348 | 0.021492 | 0.017829 | 0.014494 | 0.011572 | 0.00077247 | 0 | 0
Yes | PG&E | Com | HVAC | 2019 T-24: NRA-MECH-HE Fume Hoods in Lab Spaces | Expected | Electric Demand (MW) | 0.18799 | 0.17628 | 0.1626 | 0.14718 | 0.13048 | 0.11314 | 0.095927 | 0.07958 | 0.064694 | 0.051649 | 0.0034479 | 0 | 0
Yes | PG&E | Com | HVAC | 2019 T-24: NRA-MECH-Variable Exhaust Flow Control | Expected | Electric Demand (MW) | 0.062817 | 0.058904 | 0.054334 | 0.049182 | 0.0436 | 0.037806 | 0.032054 | 0.026592 | 0.021617 | 0.017258 | 0.0011521 | 1.6004e-17 | 1.6004e-17
Yes | PG&E | Com | HVAC | 2022 T-24: NRNC - Air Distribution - Duct Leakage Testing | Expected | Electric Demand (MW) | 0.094366 | 0.093193 | 0.092032 | 0.090888 | 0.089769 | 0.088678 | 0.087619 | 0.086598 | 0.085616 | 0.084677 | 0.083783 | 0.082934 | 0.082132
Yes | PG&E | Com | HVAC | 2022 T-24: NRNC - Air Distribution - Fan Energy Index | Expected | Electric Demand (MW) | 0.0042893 | 0.004236 | 0.0041833 | 0.0041313 | 0.0040804 | 0.0040308 | 0.0039827 | 0.0039363 | 0.0038916 | 0.003849 | 0.0038083 | 0.0037697 | 0.0037333
Yes | PG&E | Com | HVAC | 2022 T-24: NRNC - Air Distribution - Fan Power Budget | Expected | Electric Demand (MW) | 0.085787 | 0.08472 | 0.083665 | 0.082626 | 0.081608 | 0.080616 | 0.079654 | 0.078725 | 0.077833 | 0.076979 | 0.076166 | 0.075395 | 0.074666
Yes | PG&E | Com | HVAC | 2022 T-24: NRNC - Computer Room Efficiency - Increased Temperature Thresholds for Economizers | Expected | Electric Demand (MW) | 0.040822 | 0.038719 | 0.03681 | 0.035082 | 0.033521 | 0.032114 | 0.030848 | 0.02971 | 0.028689 | 0.027774 | 0.026954 | 0.026222 | 0.025567
Yes | PG&E | Com | HVAC | 2022 T-24: NRNC - HVAC Controls - Dedicated Outdoor Air Systems (DOAS) | Expected | Electric Demand (MW) |  | 0.33739 | 0.33595 | 0.33446 | 0.33291 | 0.3313 | 0.32963 | 0.32789 | 0.32609 | 0.32422 | 0.32229 | 0.32029 | 0.31823
Yes | PG&E | Com | HVAC | 2022 T-24: NRNC - HVAC Controls - Exhaust Air Heat Recovery | Expected | Electric Demand (MW) |  | 0.00097047 | 0.00096433 | 0.00095803 | 0.00095157 | 0.00094496 | 0.00093819 | 0.00093128 | 0.00092423 | 0.00091704 | 0.00090973 | 0.0009023 | 0.00089477
Yes | PG&E | Com | HVAC | 2022 T-24: NRNC - HVAC Controls - Expand Economizer Requirements | Expected | Electric Demand (MW) |  | 0.01625 | 0.015899 | 0.015565 | 0.015249 | 0.014951 | 0.01467 | 0.014406 | 0.014158 | 0.013927 | 0.01371 | 0.013508 | 0.01332
Yes | PG&E | Com | HVAC | 2022 T-24: NRNC - HVAC Controls - VAV Deadband Airflow | Expected | Electric Demand (MW) |  | 0.0022595 | 0.0014081 | 0.00085183 | 0.00050561 | 0.00029664 | 0.00017283 | 0.00010028 | 5.805e-05 | 3.3556e-05 | 1.9381e-05 | 1.1189e-05 | 6.458e-06
Yes | PG&E | Com | HVAC | 2019 T-24: NRNC-MECH-ASHRAE 90.1 | Expected | Electric Demand (MW) |  | 0.74529 | 0.63346 | 0.51794 | 0.40747 | 0.30938 | 0.22784 | 0.1637 | 0.11541 | 0.080227 | 0.055208 | 0.037721 | 0.025646
Yes | PG&E | Com | HVAC | 2019 T-24: NRNC-MECH-Cooling Towers | Expected | Electric Demand (MW) |  | 0.10018 | 0.092408 | 0.083646 | 0.074152 | 0.064298 | 0.054516 | 0.045226 | 0.036766 | 0.029352 | 0.023071 | 0.017899 | 0.01374
Yes | PG&E | Com | HVAC | 2019 T-24: NRNC-MECH-Economizer FDD | Expected | Electric Demand (MW) |  | 0.10307 | 0.095074 | 0.086059 | 0.076291 | 0.066153 | 0.056088 | 0.04653 | 0.037826 | 0.030199 | 0.023736 | 0.018415 | 0.014136
Yes | PG&E | Com | HVAC | 2019 T-24: NRNC-MECH-HE Fume Hoods in Lab Spaces | Expected | Electric Demand (MW) |  | 0.11848 | 0.10929 | 0.098927 | 0.087699 | 0.076045 | 0.064476 | 0.053488 | 0.043483 | 0.034715 | 0.027286 | 0.021169 | 0.01625
Yes | PG&E | Com | HVAC | 2019 T-24: NRNC-MECH-Variable Exhaust Flow Control | Expected | Electric Demand (MW) |  | 0.032126 | 0.029633 | 0.026823 | 0.023779 | 0.020619 | 0.017482 | 0.014503 | 0.01179 | 0.0094126 | 0.0073983 | 0.0057398 | 0.0044061
Yes | PG&E | Com | HVAC | 2019 T-24: NRNC-MECH-Ventilation & IAQ | Expected | Electric Demand (MW) |  | 0.057796 | 0.053312 | 0.048257 | 0.04278 | 0.037095 | 0.031451 | 0.026092 | 0.021211 | 0.016934 | 0.01331 | 0.010326 | 0.0079268
Yes | PG&E | Com | HVAC | 2019-21 Fed App: Single package vertical AC and HP - <65,000 Btu/hr | Expected | Electric Demand (MW) |  | 0.13595 | 0.13645 | 0.13789 | 0.14006 | 0.14223 | 0.14044 | 0.13892 | 0.13764 | 0.10638 | 0.026252 | 0.026103 | 0.025978
Yes | PG&E | Com | HVAC | Fed Appliance: Single package vertical AC and HP - >65,000 Btu/hr and <240,000 Btu/hr | Possible | Electric Demand (MW) | 0.090895 | 0.09004 | 0.089452 | 0.089025 | 0.088778 | 0.024462 | 0.024401 | 0.024361 | 0.024297 | 0.024238 | 0.024165 | 0.024091 | 0.024007
Yes | PG&E | Com | HVAC | Fed Appliance: Commercial CAC and HP - <65,000 Btu/hr | Possible | Electric Demand (MW) | 0.0033121 | 0.0033121 | 0.0033121 | 0.0033121 | 0.0033121 | 0.0033121 | 0.0033121 | 0.0033121 | 0.0033121 | 0.0033121 | 0.0033121 | 0.0033121 | 0.0033121
Yes | PG&E | Com | HVAC | Fed Appliance: Commercial CAC and HP - 65,000 Btu/hr to 760,000 Btu/hr - Tier 1 | Possible | Electric Demand (MW) | 0.73249 | 0.71784 | 0.70319 | 0.68854 | 0.67389 | 0.65924 | 0.64459 | 0.14833 | 0.14489 | 0.14144 | 0.13799 | 0.13454 | 0.13109
Yes | PG&E | Com | HVAC | Fed Appliance: Computer Room Acs >=65,000 Btu/h and < 760,000 Btu/h | Possible | Electric Demand (MW) | 6.5344e-06 | 6.5342e-06 | 6.5341e-06 | 5.675e-06 | 1.6212e-06 | 1.6212e-06 | 1.6212e-06 | 1.6212e-06 | 1.6212e-06 | 1.6212e-06 | 1.6212e-06 | 1.6212e-06 | 1.6212e-06
Yes | PG&E | Com | HVAC | 2008 T-24: DDC to Zone | Possible | Electric Demand (MW) | 4.9517 | 4.9332 | 4.9189 | 4.9079 | 4.8995 | 4.8931 | 4.8853 | 4.8785 | 4.871 | 4.8639 | 4.8566 | 4.8494 | 4.8422
Yes | PG&E | Com | HVAC | 2005 T-24: Ducts in existing commercial buildings | Possible | Electric Demand (MW) | 0 | 0 | 0 | 0 | 0 | 0 | 0 | 0 | 0 | 0 | 0 | 0 | 0
Yes | PG&E | Com | HVAC | Fed Appliance: Large and Very Large Commercial Package Air-Conditioners ≥135 kBtu/h | Possible | Electric Demand (MW) | 0.00026093 | 0.00025909 | 0.00025742 | 0.00025592 | 0.00014234 | 6.2853e-05 | 6.2526e-05 | 6.2213e-05 | 6.189e-05 | 6.1573e-05 | 6.1253e-05 | 6.0935e-05 | 6.0615e-05
Yes | PG&E | Com | HVAC | 2016 T-24: NRA-HVAC-ASHRAE Equipment Efficiency | Possible | Electric Demand (MW) | 0.54035 | 0.53564 | 0.53244 | 0.53027 | 0.52879 | 0.52779 | 0.52647 | 0.52537 | 0.52412 | 0.52297 | 0.52175 | 0.52057 | 0
Yes | PG&E | Com | HVAC | 2016 T-24: NRA-HVAC-ASHRAE Measure-DDC | Possible | Electric Demand (MW) | 0.025924 | 0.025698 | 0.025545 | 0.02544 | 0.025369 | 0.025321 | 0.025258 | 0 | 0 | 0 | 0 | 0 | 0
Yes | PG&E | Com | HVAC | 2013 T-24: NRA-HVAC-Equipment Efficiency | Possible | Electric Demand (MW) | 0.846 | 0.83922 | 0.83404 | 0.83009 | 0.8271 | 0.82483 | 0.82208 | 0.81965 | 0.817 | 0.4039 | 0 | 0 | 0
Yes | PG&E | Com | HVAC | 2013 T-24: NRNC-HVAC-Garage Exhaust | Possible | Electric Demand (MW) | 0.45529 | 0.45314 | 0.45178 | 0.45094 | 0.45043 | 0.45011 | 0.44966 | 0.4493 | 0.44888 | 0.4485 | 0.44809 | 0.4477 | 0.4473
Yes | PG&E | Com | HVAC | 2013 T-24: NRNC-HVAC-Laboratory Exhaust | Possible | Electric Demand (MW) | 1.0323 | 1.0274 | 1.0244 | 1.0225 | 1.0213 | 1.0206 | 1.0196 | 1.0187 | 1.0178 | 1.0169 | 1.016 | 1.0151 | 1.0142
Yes | PG&E | Com | HVAC | 2013 T-24: NRNC-HVAC-Occupant Controlled Smart Thermostats | Possible | Electric Demand (MW) | 0.21181 | 0.20917 | 0.20709 | 0.20545 | 0.20418 | 0.2032 | 0.20202 | 0.20097 | 0.19984 | 0.19876 | 0.19765 | 0.19656 | 0.19545
Yes | PG&E | Com | HVAC | 2013 T-24: NRNC-HVAC-Water & Space Heating ACM | Possible | Electric Demand (MW) | 0.021338 | 0.021072 | 0.020862 | 0.020698 | 0.020569 | 0.02047 | 0.020352 | 0.020246 | 0.020132 | 0.020023 | 0.019911 | 0.019801 | 0.01969
Yes | PG&E | Com | HVAC | 2013 T-24: NRNC-Process-Data Centers | Possible | Electric Demand (MW) | 0.086546 | 0.086539 | 0.086534 | 0.086531 | 0.086529 | 0.086527 | 0.086525 | 0.086523 | 0.086522 | 0.08652 | 0.086518 | 0.086516 | 0.086514
Yes | PG&E | Com | HVAC | Fed Appliance: Small Commercial Package Air-Conditioners ≥65 and <135 kBtu/h | Possible | Electric Demand (MW) | 1.292e-07 | 1.2664e-07 | 1.2432e-07 | 6.849e-08 | 2.9855e-08 | 2.9429e-08 | 2.8974e-08 | 2.8538e-08 | 2.8089e-08 | 2.7649e-08 | 2.7203e-08 | 2.6761e-08 | 2.6316e-08
Yes | PG&E | Com | HVAC | 2019-21 Fed App: Ceiling Fans | Possible | Electric Demand (MW) | 2.7157e-05 | 2.6629e-05 | 2.6136e-05 | 2.5665e-05 | 2.5384e-05 | 2.5212e-05 | 2.4847e-05 | 2.4535e-05 | 2.1173e-05 | 2.9158e-06 | 2.8928e-06 | 2.8734e-06 | 2.8571e-06
Yes | PG&E | Com | HVAC | 2022-24 Fed App: Commercial boilers | Possible | Electric Demand (MW) | -0.0064032 | -0.0063773 | -0.0062548 | -0.0061494 | -0.0060601 | -0.0059844 | -0.0058571 | -0.0057465 | -0.0056511 | -0.0055692 | -0.0054992 | -0.0054398 | -0.0053894
Yes | PG&E | Com | HVAC | 2016-18 Fed App: Commercial CAC and HP (65,000 Btu/hr to 760,000 Btu/hr) - Tier 2 | Possible | Electric Demand (MW) | 5.1467 | 5.1457 | 5.1449 | 5.1442 | 5.1436 | 5.1432 | 5.1428 | 5.1424 | 5.1422 | 5.1419 | 5.1417 | 5.1416 | 5.1414
Yes | PG&E | Com | HVAC | 2019-21 Fed App: Dehumidifiers | Possible | Electric Demand (MW) |  | 0.20892 | 0.20282 | 0.19652 | 0.18979 | 0.1093 | 0.026222 | 0.025039 | 0.023968 | 0.022999 | 0.022122 | 0.021328 | 0.02061
Yes | PG&E | Com | HVAC | 2025 T-24: NR HVAC - Limit Hot Water Supply Temperatures - Electric (Alterations) | Possible | Electric Demand (MW) | 0 | 0.020882 | 0.022519 | 0.022221 | 0.021925 | 0.021634 | 0.021346 | 0.021062 | 0.020782 | 0.020507 | 0.020236 | 0.0042125 | 0.0027183
Yes | PG&E | Com | HVAC | 2025 T-24: NR HVAC - Limit Hot Water Supply Temperatures - Electric (New Construction + Additions) | Possible | Electric Demand (MW) | 0 | 0.0017419 | 0.010285 | 0.010149 | 0.010014 | 0.0098808 | 0.0097493 | 0.0096196 | 0.0094918 | 0.009366 | 0.0092423 | 0.0078102 | 0.0012415
Yes | PG&E | Com | HVAC | 2025 T-24: NR HVAC - Mechanical Heat Recovery (without TES, waterside HR) (New Construction + Additions) | Possible | Electric Demand (MW) | 0 | 0.0018834 | 0.010912 | 0.010548 | 0.01018 | 0.00981 | 0.0094415 | 0.0090769 | 0.0087187 | 0.0083694 | 0.0080311 | 0.0065984 | 0.0010199
Yes | PG&E | Com | HVAC | 2025 T-24: NR HVAC - Mechanical Heat Recovery Scenario A - Gas Baseline (New Construction + Additions) | Possible | Electric Demand (MW) | 0 | -8.5609e-05 | -0.000496 | -0.00047945 | -0.00046271 | -0.00044591 | -0.00042916 | -0.00041258 | -0.00039631 | -0.00038043 | -0.00036505 | -0.00029993 | -4.636e-05
Yes | PG&E | Com | HVAC | 2025 T-24: NR HVAC Controls - Guideline 36 (Alterations) | Possible | Electric Demand (MW) | 0 | 2.0646 | 2.2488 | 2.2413 | 2.2335 | 2.2257 | 2.2176 | 2.2094 | 2.2009 | 2.1924 | 2.1836 | 2.1746 | 2.1655
Yes | PG&E | Com | HVAC | 2025 T-24: NR HVAC Controls - Guideline 36 (New Construction + Additions) | Possible | Electric Demand (MW) | 0 | 0.087775 | 0.52349 | 0.52173 | 0.51994 | 0.5181 | 0.51622 | 0.51431 | 0.51235 | 0.51035 | 0.50831 | 0.50622 | 0.50409
Yes | PG&E | Com | HVAC | 2022 T-24: NRA - Air Distribution - Duct Leakage Testing | Possible | Electric Demand (MW) | 0.17362 | 0.17146 | 0.16932 | 0.16722 | 0.16516 | 0.16315 | 0.1612 | 0.15932 | 0.15752 | 0.15579 | 0.15415 | 0.15258 | 0.15111
Yes | PG&E | Com | HVAC | 2022 T-24: NRA - Air Distribution - Fan Energy Index | Possible | Electric Demand (MW) | 0.010213 | 0.010086 | 0.0099601 | 0.0098364 | 0.0097152 | 0.0095971 | 0.0094826 | 0.009372 | 0.0092658 | 0.0091642 | 0.0090674 | 0.0089756 | 0.0088888
Yes | PG&E | Com | HVAC | 2022 T-24: NRA - Air Distribution - Fan Power Budget | Possible | Electric Demand (MW) | 0.25532 | 0.25214 | 0.249 | 0.24591 | 0.24288 | 0.23993 | 0.23707 | 0.2343 | 0.23165 | 0.22911 | 0.22669 | 0.22439 | 0.22222
Yes | PG&E | Com | HVAC | 2022 T-24: NRA - HVAC Controls - Dedicated Outdoor Air Systems (DOAS) | Possible | Electric Demand (MW) | 0.18496 | 0.18395 | 0.18289 | 0.1818 | 0.18068 | 0.17951 | 0.17831 | 0.17707 | 0.17579 | 0.17448 | 0.17313 | 0.17174 | 0.17032
Yes | PG&E | Com | HVAC | 2022 T-24: NRA - HVAC Controls - Exhaust Air Heat Recovery | Possible | Electric Demand (MW) | 0.0034873 | 0.003466 | 0.003444 | 0.0034215 | 0.0033985 | 0.0033748 | 0.0033507 | 0.003326 | 0.0033008 | 0.0032751 | 0.003249 | 0.0032225 | 0.0031956
Yes | PG&E | Com | HVAC | 2022 T-24: NRA - HVAC Controls - Expand Economizer Requirements | Possible | Electric Demand (MW) | 0.043313 | 0.042349 | 0.041432 | 0.040562 | 0.039739 | 0.02279 | 0 | 0 | 0 | 0 | 0 | 0 | 0
Yes | PG&E | Com | HVAC | 2022 T-24: NRA - HVAC Controls - VAV Deadband Airflow | Possible | Electric Demand (MW) | 0.0097636 | 0.0063578 | 0.0039623 | 0.0023969 | 0.0014227 | 0.0008347 | 0.00048632 | 0.00028218 | 0.00016334 | 9.4421e-05 | 5.4536e-05 | 3.1485e-05 | 1.8172e-05
Yes | PG&E | Com | HVAC | 2019 T-24: NRA-MECH-ASHRAE 90.1 | Possible | Electric Demand (MW) | 0.45508 | 0.42673 | 0.39362 | 0.3563 | 0.31586 | 0.27388 | 0.23222 | 0.19264 | 0.15661 | 0.12503 | 0.0083465 | 0 | 0
Yes | PG&E | Com | HVAC | 2019 T-24: NRA-MECH-Cooling Towers | Possible | Electric Demand (MW) | 0.042118 | 0.039494 | 0.03643 | 0.032976 | 0.029233 | 0.025348 | 0.021492 | 0.017829 | 0.014494 | 0.011572 | 0.00077247 | 0 | 0
Yes | PG&E | Com | HVAC | 2019 T-24: NRA-MECH-HE Fume Hoods in Lab Spaces | Possible | Electric Demand (MW) | 0.18799 | 0.17628 | 0.1626 | 0.14718 | 0.13048 | 0.11314 | 0.095927 | 0.07958 | 0.064694 | 0.051649 | 0.0034479 | 0 | 0
Yes | PG&E | Com | HVAC | 2019 T-24: NRA-MECH-Variable Exhaust Flow Control | Possible | Electric Demand (MW) | 0.062817 | 0.058904 | 0.054334 | 0.049182 | 0.0436 | 0.037806 | 0.032054 | 0.026592 | 0.021617 | 0.017258 | 0.0011521 | 1.6004e-17 | 1.6004e-17
Yes | PG&E | Com | HVAC | 2022 T-24: NRNC - Air Distribution - Duct Leakage Testing | Possible | Electric Demand (MW) | 0.094366 | 0.093193 | 0.092032 | 0.090888 | 0.089769 | 0.088678 | 0.087619 | 0.086598 | 0.085616 | 0.084677 | 0.083783 | 0.082934 | 0.082132
Yes | PG&E | Com | HVAC | 2022 T-24: NRNC - Air Distribution - Fan Energy Index | Possible | Electric Demand (MW) | 0.0042893 | 0.004236 | 0.0041833 | 0.0041313 | 0.0040804 | 0.0040308 | 0.0039827 | 0.0039363 | 0.0038916 | 0.003849 | 0.0038083 | 0.0037697 | 0.0037333
Yes | PG&E | Com | HVAC | 2022 T-24: NRNC - Air Distribution - Fan Power Budget | Possible | Electric Demand (MW) | 0.085787 | 0.08472 | 0.083665 | 0.082626 | 0.081608 | 0.080616 | 0.079654 | 0.078725 | 0.077833 | 0.076979 | 0.076166 | 0.075395 | 0.074666
Yes | PG&E | Com | HVAC | 2022 T-24: NRNC - Computer Room Efficiency - Increased Temperature Thresholds for Economizers | Possible | Electric Demand (MW) | 0.040822 | 0.038719 | 0.03681 | 0.035082 | 0.033521 | 0.032114 | 0.030848 | 0.02971 | 0.028689 | 0.027774 | 0.026954 | 0.026222 | 0.025567
Yes | PG&E | Com | HVAC | 2022 T-24: NRNC - HVAC Controls - Dedicated Outdoor Air Systems (DOAS) | Possible | Electric Demand (MW) |  | 0.33739 | 0.33595 | 0.33446 | 0.33291 | 0.3313 | 0.32963 | 0.32789 | 0.32609 | 0.32422 | 0.32229 | 0.32029 | 0.31823
Yes | PG&E | Com | HVAC | 2022 T-24: NRNC - HVAC Controls - Exhaust Air Heat Recovery | Possible | Electric Demand (MW) |  | 0.00097047 | 0.00096433 | 0.00095803 | 0.00095157 | 0.00094496 | 0.00093819 | 0.00093128 | 0.00092423 | 0.00091704 | 0.00090973 | 0.0009023 | 0.00089477
Yes | PG&E | Com | HVAC | 2022 T-24: NRNC - HVAC Controls - Expand Economizer Requirements | Possible | Electric Demand (MW) |  | 0.01625 | 0.015899 | 0.015565 | 0.015249 | 0.014951 | 0.01467 | 0.014406 | 0.014158 | 0.013927 | 0.01371 | 0.013508 | 0.01332
Yes | PG&E | Com | HVAC | 2022 T-24: NRNC - HVAC Controls - VAV Deadband Airflow | Possible | Electric Demand (MW) |  | 0.0022595 | 0.0014081 | 0.00085183 | 0.00050561 | 0.00029664 | 0.00017283 | 0.00010028 | 5.805e-05 | 3.3556e-05 | 1.9381e-05 | 1.1189e-05 | 6.458e-06
Yes | PG&E | Com | HVAC | 2019 T-24: NRNC-MECH-ASHRAE 90.1 | Possible | Electric Demand (MW) |  | 0.74529 | 0.63346 | 0.51794 | 0.40747 | 0.30938 | 0.22784 | 0.1637 | 0.11541 | 0.080227 | 0.055208 | 0.037721 | 0.025646
Yes | PG&E | Com | HVAC | 2019 T-24: NRNC-MECH-Cooling Towers | Possible | Electric Demand (MW) |  | 0.10018 | 0.092408 | 0.083646 | 0.074152 | 0.064298 | 0.054516 | 0.045226 | 0.036766 | 0.029352 | 0.023071 | 0.017899 | 0.01374
Yes | PG&E | Com | HVAC | 2019 T-24: NRNC-MECH-Economizer FDD | Possible | Electric Demand (MW) |  | 0.10307 | 0.095074 | 0.086059 | 0.076291 | 0.066153 | 0.056088 | 0.04653 | 0.037826 | 0.030199 | 0.023736 | 0.018415 | 0.014136
Yes | PG&E | Com | HVAC | 2019 T-24: NRNC-MECH-HE Fume Hoods in Lab Spaces | Possible | Electric Demand (MW) |  | 0.11848 | 0.10929 | 0.098927 | 0.087699 | 0.076045 | 0.064476 | 0.053488 | 0.043483 | 0.034715 | 0.027286 | 0.021169 | 0.01625
Yes | PG&E | Com | HVAC | 2019 T-24: NRNC-MECH-Variable Exhaust Flow Control | Possible | Electric Demand (MW) |  | 0.032126 | 0.029633 | 0.026823 | 0.023779 | 0.020619 | 0.017482 | 0.014503 | 0.01179 | 0.0094126 | 0.0073983 | 0.0057398 | 0.0044061
Yes | PG&E | Com | HVAC | 2019 T-24: NRNC-MECH-Ventilation & IAQ | Possible | Electric Demand (MW) |  | 0.057796 | 0.053312 | 0.048257 | 0.04278 | 0.037095 | 0.031451 | 0.026092 | 0.021211 | 0.016934 | 0.01331 | 0.010326 | 0.0079268
Yes | PG&E | Com | HVAC | 2019-21 Fed App: Single package vertical AC and HP - <65,000 Btu/hr | Possible | Electric Demand (MW) |  | 0.13595 | 0.13645 | 0.13789 | 0.14006 | 0.14223 | 0.14044 | 0.13892 | 0.13764 | 0.10638 | 0.026252 | 0.026103 | 0.025978
Yes | SCE | Com | HVAC | Fed Appliance: Single package vertical AC and HP - >65,000 Btu/hr and <240,000 Btu/hr | On-the-books | Electric Demand (MW) | 0.09107 | 0.090214 | 0.089625 | 0.089197 | 0.08895 | 0.024509 | 0.024448 | 0.024409 | 0.024344 | 0.024285 | 0.024212 | 0.024138 | 0.024053
Yes | SCE | Com | HVAC | Fed Appliance: Commercial CAC and HP - <65,000 Btu/hr | On-the-books | Electric Demand (MW) | 0.0033185 | 0.0033185 | 0.0033185 | 0.0033185 | 0.0033185 | 0.0033185 | 0.0033185 | 0.0033185 | 0.0033185 | 0.0033185 | 0.0033185 | 0.0033185 | 0.0033185
Yes | SCE | Com | HVAC | Fed Appliance: Commercial CAC and HP - 65,000 Btu/hr to 760,000 Btu/hr - Tier 1 | On-the-books | Electric Demand (MW) | 0.73391 | 0.71923 | 0.70455 | 0.68987 | 0.67519 | 0.66052 | 0.64584 | 0.14862 | 0.14517 | 0.14171 | 0.13825 | 0.1348 | 0.13134
Yes | SCE | Com | HVAC | Fed Appliance: Computer Room Acs >=65,000 Btu/h and < 760,000 Btu/h | On-the-books | Electric Demand (MW) | 6.547e-06 | 6.5468e-06 | 6.5467e-06 | 5.686e-06 | 1.6244e-06 | 1.6244e-06 | 1.6244e-06 | 1.6244e-06 | 1.6243e-06 | 1.6243e-06 | 1.6243e-06 | 1.6243e-06 | 1.6243e-06
Yes | SCE | Com | HVAC | 2008 T-24: DDC to Zone | On-the-books | Electric Demand (MW) | 4.9613 | 4.9427 | 4.9284 | 4.9174 | 4.909 | 4.9026 | 4.8948 | 4.8879 | 4.8804 | 4.8733 | 4.866 | 4.8588 | 4.8515
Yes | SCE | Com | HVAC | 2005 T-24: Ducts in existing commercial buildings | On-the-books | Electric Demand (MW) | 0 | 0 | 0 | 0 | 0 | 0 | 0 | 0 | 0 | 0 | 0 | 0 | 0
Yes | SCE | Com | HVAC | Fed Appliance: Large and Very Large Commercial Package Air-Conditioners ≥135 kBtu/h | On-the-books | Electric Demand (MW) | 0.00026144 | 0.00025959 | 0.00025792 | 0.00025641 | 0.00014261 | 6.2975e-05 | 6.2647e-05 | 6.2333e-05 | 6.201e-05 | 6.1693e-05 | 6.1371e-05 | 6.1053e-05 | 6.0732e-05
Yes | SCE | Com | HVAC | 2016 T-24: NRA-HVAC-ASHRAE Equipment Efficiency | On-the-books | Electric Demand (MW) | 0.54139 | 0.53668 | 0.53347 | 0.5313 | 0.52982 | 0.52881 | 0.52749 | 0.52638 | 0.52513 | 0.52398 | 0.52276 | 0.52158 | 0
Yes | SCE | Com | HVAC | 2016 T-24: NRA-HVAC-ASHRAE Measure-DDC | On-the-books | Electric Demand (MW) | 0.025974 | 0.025748 | 0.025594 | 0.02549 | 0.025419 | 0.02537 | 0.025307 | 0 | 0 | 0 | 0 | 0 | 0
Yes | SCE | Com | HVAC | 2013 T-24: NRA-HVAC-Equipment Efficiency | On-the-books | Electric Demand (MW) | 0.84764 | 0.84084 | 0.83565 | 0.8317 | 0.8287 | 0.82643 | 0.82367 | 0.82123 | 0.81858 | 0.40468 | 0 | 0 | 0
Yes | SCE | Com | HVAC | 2013 T-24: NRNC-HVAC-Garage Exhaust | On-the-books | Electric Demand (MW) | 0.45617 | 0.45401 | 0.45266 | 0.45181 | 0.4513 | 0.45098 | 0.45053 | 0.45017 | 0.44975 | 0.44937 | 0.44896 | 0.44857 | 0.44817
Yes | SCE | Com | HVAC | 2013 T-24: NRNC-HVAC-Laboratory Exhaust | On-the-books | Electric Demand (MW) | 1.0343 | 1.0294 | 1.0264 | 1.0245 | 1.0233 | 1.0226 | 1.0215 | 1.0207 | 1.0198 | 1.0189 | 1.018 | 1.0171 | 1.0162
Yes | SCE | Com | HVAC | 2013 T-24: NRNC-HVAC-Occupant Controlled Smart Thermostats | On-the-books | Electric Demand (MW) | 0.21222 | 0.20958 | 0.20749 | 0.20585 | 0.20458 | 0.20359 | 0.20241 | 0.20136 | 0.20022 | 0.19915 | 0.19803 | 0.19694 | 0.19583
Yes | SCE | Com | HVAC | 2013 T-24: NRNC-HVAC-Water & Space Heating ACM | On-the-books | Electric Demand (MW) | 0.02138 | 0.021113 | 0.020902 | 0.020738 | 0.020609 | 0.02051 | 0.020391 | 0.020285 | 0.020171 | 0.020062 | 0.01995 | 0.01984 | 0.019728
Yes | SCE | Com | HVAC | 2013 T-24: NRNC-Process-Data Centers | On-the-books | Electric Demand (MW) | 0.086714 | 0.086706 | 0.086702 | 0.086698 | 0.086696 | 0.086694 | 0.086692 | 0.086691 | 0.086689 | 0.086687 | 0.086685 | 0.086684 | 0.086682
Yes | SCE | Com | HVAC | Fed Appliance: Small Commercial Package Air-Conditioners ≥65 and <135 kBtu/h | On-the-books | Electric Demand (MW) | 1.2945e-07 | 1.2688e-07 | 1.2456e-07 | 6.8622e-08 | 2.9913e-08 | 2.9486e-08 | 2.903e-08 | 2.8593e-08 | 2.8143e-08 | 2.7702e-08 | 2.7255e-08 | 2.6812e-08 | 2.6367e-08
Yes | SCE | Com | HVAC | 2019-21 Fed App: Ceiling Fans | On-the-books | Electric Demand (MW) | 2.721e-05 | 2.6681e-05 | 2.6186e-05 | 2.5714e-05 | 2.5434e-05 | 2.5261e-05 | 2.4895e-05 | 2.4582e-05 | 2.1214e-05 | 2.9215e-06 | 2.8984e-06 | 2.879e-06 | 2.8626e-06
Yes | SCE | Com | HVAC | 2022-24 Fed App: Commercial boilers | On-the-books | Electric Demand (MW) | -0.0064156 | -0.0063896 | -0.0062669 | -0.0061613 | -0.0060718 | -0.0059959 | -0.0058684 | -0.0057576 | -0.005662 | -0.0055799 | -0.0055099 | -0.0054503 | -0.0053998
Yes | SCE | Com | HVAC | 2016-18 Fed App: Commercial CAC and HP (65,000 Btu/hr to 760,000 Btu/hr) - Tier 2 | On-the-books | Electric Demand (MW) | 5.1566 | 5.1557 | 5.1548 | 5.1542 | 5.1536 | 5.1531 | 5.1527 | 5.1524 | 5.1521 | 5.1519 | 5.1517 | 5.1515 | 5.1514
Yes | SCE | Com | HVAC | 2019-21 Fed App: Dehumidifiers | On-the-books | Electric Demand (MW) |  | 0.20933 | 0.20321 | 0.1969 | 0.19016 | 0.10952 | 0.026273 | 0.025087 | 0.024014 | 0.023043 | 0.022165 | 0.02137 | 0.02065
Yes | SCE | Com | HVAC | 2025 T-24: NR HVAC - Limit Hot Water Supply Temperatures - Electric (Alterations) | On-the-books | Electric Demand (MW) | 0 | 0.020923 | 0.022563 | 0.022263 | 0.021968 | 0.021676 | 0.021387 | 0.021103 | 0.020822 | 0.020546 | 0.020275 | 0.0042206 | 0.0027236
Yes | SCE | Com | HVAC | 2025 T-24: NR HVAC - Limit Hot Water Supply Temperatures - Electric (New Construction + Additions) | On-the-books | Electric Demand (MW) | 0 | 0.0017453 | 0.010305 | 0.010168 | 0.010033 | 0.0098999 | 0.0097682 | 0.0096382 | 0.0095102 | 0.0093841 | 0.0092601 | 0.0078253 | 0.0012439
Yes | SCE | Com | HVAC | 2025 T-24: NR HVAC - Mechanical Heat Recovery (without TES, waterside HR) (New Construction + Additions) | On-the-books | Electric Demand (MW) | 0 | 0.001887 | 0.010933 | 0.010568 | 0.010199 | 0.0098289 | 0.0094597 | 0.0090944 | 0.0087356 | 0.0083856 | 0.0080466 | 0.0066112 | 0.0010219
Yes | SCE | Com | HVAC | 2025 T-24: NR HVAC - Mechanical Heat Recovery Scenario A - Gas Baseline (New Construction + Additions) | On-the-books | Electric Demand (MW) | 0 | -8.5775e-05 | -0.00049696 | -0.00048038 | -0.00046361 | -0.00044677 | -0.00042999 | -0.00041338 | -0.00039707 | -0.00038116 | -0.00036576 | -0.00030051 | -4.6449e-05
Yes | SCE | Com | HVAC | 2025 T-24: NR HVAC Controls - Guideline 36 (Alterations) | On-the-books | Electric Demand (MW) | 0 | 2.0686 | 2.2532 | 2.2456 | 2.2379 | 2.23 | 2.2219 | 2.2136 | 2.2052 | 2.1966 | 2.1878 | 2.1788 | 2.1697
Yes | SCE | Com | HVAC | 2025 T-24: NR HVAC Controls - Guideline 36 (New Construction + Additions) | On-the-books | Electric Demand (MW) | 0 | 0.087944 | 0.5245 | 0.52274 | 0.52094 | 0.5191 | 0.51722 | 0.5153 | 0.51334 | 0.51133 | 0.50929 | 0.5072 | 0.50507
Yes | SCE | Com | HVAC | 2022 T-24: NRA - Air Distribution - Duct Leakage Testing | On-the-books | Electric Demand (MW) | 0.17395 | 0.17179 | 0.16965 | 0.16754 | 0.16548 | 0.16347 | 0.16152 | 0.15963 | 0.15782 | 0.15609 | 0.15444 | 0.15288 | 0.1514
Yes | SCE | Com | HVAC | 2022 T-24: NRA - Air Distribution - Fan Energy Index | On-the-books | Electric Demand (MW) | 0.010232 | 0.010105 | 0.0099794 | 0.0098554 | 0.009734 | 0.0096157 | 0.0095009 | 0.0093902 | 0.0092837 | 0.0091819 | 0.0090849 | 0.0089929 | 0.008906
Yes | SCE | Com | HVAC | 2022 T-24: NRA - Air Distribution - Fan Power Budget | On-the-books | Electric Demand (MW) | 0.25581 | 0.25263 | 0.24948 | 0.24639 | 0.24335 | 0.24039 | 0.23752 | 0.23475 | 0.23209 | 0.22955 | 0.22712 | 0.22482 | 0.22265
Yes | SCE | Com | HVAC | 2022 T-24: NRA - HVAC Controls - Dedicated Outdoor Air Systems (DOAS) | On-the-books | Electric Demand (MW) | 0.18532 | 0.1843 | 0.18325 | 0.18216 | 0.18103 | 0.17986 | 0.17866 | 0.17741 | 0.17613 | 0.17482 | 0.17347 | 0.17208 | 0.17065
Yes | SCE | Com | HVAC | 2022 T-24: NRA - HVAC Controls - Exhaust Air Heat Recovery | On-the-books | Electric Demand (MW) | 0.003494 | 0.0034727 | 0.0034507 | 0.0034282 | 0.003405 | 0.0033814 | 0.0033572 | 0.0033324 | 0.0033072 | 0.0032815 | 0.0032553 | 0.0032287 | 0.0032018
Yes | SCE | Com | HVAC | 2022 T-24: NRA - HVAC Controls - Expand Economizer Requirements | On-the-books | Electric Demand (MW) | 0.043397 | 0.042431 | 0.041512 | 0.040641 | 0.039816 | 0.022834 | 0 | 0 | 0 | 0 | 0 | 0 | 0
Yes | SCE | Com | HVAC | 2022 T-24: NRA - HVAC Controls - VAV Deadband Airflow | On-the-books | Electric Demand (MW) | 0.0097825 | 0.0063701 | 0.0039699 | 0.0024015 | 0.0014255 | 0.00083631 | 0.00048726 | 0.00028273 | 0.00016366 | 9.4604e-05 | 5.4642e-05 | 3.1546e-05 | 1.8207e-05
Yes | SCE | Com | HVAC | 2019 T-24: NRA-MECH-ASHRAE 90.1 | On-the-books | Electric Demand (MW) | 0.45596 | 0.42756 | 0.39438 | 0.35699 | 0.31647 | 0.27441 | 0.23267 | 0.19302 | 0.15691 | 0.12527 | 0.0083626 | 0 | 0
Yes | SCE | Com | HVAC | 2019 T-24: NRA-MECH-Cooling Towers | On-the-books | Electric Demand (MW) | 0.042199 | 0.039571 | 0.036501 | 0.03304 | 0.029289 | 0.025397 | 0.021533 | 0.017864 | 0.014522 | 0.011594 | 0.00077397 | 0 | 0
Yes | SCE | Com | HVAC | 2019 T-24: NRA-MECH-HE Fume Hoods in Lab Spaces | On-the-books | Electric Demand (MW) | 0.18835 | 0.17662 | 0.16292 | 0.14747 | 0.13073 | 0.11336 | 0.096113 | 0.079734 | 0.064819 | 0.051749 | 0.0034545 | 0 | 0
Yes | SCE | Com | HVAC | 2019 T-24: NRA-MECH-Variable Exhaust Flow Control | On-the-books | Electric Demand (MW) | 0.062938 | 0.059018 | 0.054439 | 0.049277 | 0.043684 | 0.037879 | 0.032116 | 0.026643 | 0.021659 | 0.017292 | 0.0011543 | 1.6035e-17 | 1.6035e-17
Yes | SCE | Com | HVAC | 2022 T-24: NRNC - Air Distribution - Duct Leakage Testing | On-the-books | Electric Demand (MW) | 0.094548 | 0.093373 | 0.09221 | 0.091064 | 0.089942 | 0.088849 | 0.087789 | 0.086765 | 0.085782 | 0.084841 | 0.083945 | 0.083095 | 0.082291
Yes | SCE | Com | HVAC | 2022 T-24: NRNC - Air Distribution - Fan Energy Index | On-the-books | Electric Demand (MW) | 0.0042976 | 0.0042442 | 0.0041913 | 0.0041393 | 0.0040883 | 0.0040386 | 0.0039904 | 0.0039439 | 0.0038992 | 0.0038564 | 0.0038157 | 0.003777 | 0.0037405
Yes | SCE | Com | HVAC | 2022 T-24: NRNC - Air Distribution - Fan Power Budget | On-the-books | Electric Demand (MW) | 0.085953 | 0.084884 | 0.083827 | 0.082786 | 0.081766 | 0.080772 | 0.079808 | 0.078877 | 0.077983 | 0.077128 | 0.076314 | 0.075541 | 0.07481
Yes | SCE | Com | HVAC | 2022 T-24: NRNC - Computer Room Efficiency - Increased Temperature Thresholds for Economizers | On-the-books | Electric Demand (MW) | 0.040901 | 0.038794 | 0.036881 | 0.03515 | 0.033586 | 0.032176 | 0.030908 | 0.029767 | 0.028744 | 0.027827 | 0.027007 | 0.026273 | 0.025617
Yes | SCE | Com | HVAC | 2022 T-24: NRNC - HVAC Controls - Dedicated Outdoor Air Systems (DOAS) | On-the-books | Electric Demand (MW) |  | 0.33804 | 0.3366 | 0.33511 | 0.33356 | 0.33194 | 0.33027 | 0.32852 | 0.32672 | 0.32485 | 0.32291 | 0.32091 | 0.31884
Yes | SCE | Com | HVAC | 2022 T-24: NRNC - HVAC Controls - Exhaust Air Heat Recovery | On-the-books | Electric Demand (MW) |  | 0.00097235 | 0.0009662 | 0.00095989 | 0.00095341 | 0.00094678 | 0.00094001 | 0.00093308 | 0.00092601 | 0.00091882 | 0.00091149 | 0.00090405 | 0.0008965
Yes | SCE | Com | HVAC | 2022 T-24: NRNC - HVAC Controls - Expand Economizer Requirements | On-the-books | Electric Demand (MW) |  | 0.016282 | 0.015929 | 0.015595 | 0.015278 | 0.014979 | 0.014698 | 0.014434 | 0.014186 | 0.013954 | 0.013737 | 0.013535 | 0.013346
Yes | SCE | Com | HVAC | 2022 T-24: NRNC - HVAC Controls - VAV Deadband Airflow | On-the-books | Electric Demand (MW) |  | 0.0022639 | 0.0014109 | 0.00085347 | 0.00050659 | 0.00029721 | 0.00017316 | 0.00010048 | 5.8162e-05 | 3.3621e-05 | 1.9419e-05 | 1.1211e-05 | 6.4705e-06
Yes | SCE | Com | HVAC | 2019 T-24: NRNC-MECH-ASHRAE 90.1 | On-the-books | Electric Demand (MW) |  | 0.74673 | 0.63469 | 0.51894 | 0.40826 | 0.30997 | 0.22828 | 0.16402 | 0.11563 | 0.080383 | 0.055315 | 0.037794 | 0.025695
Yes | SCE | Com | HVAC | 2019 T-24: NRNC-MECH-Cooling Towers | On-the-books | Electric Demand (MW) |  | 0.10037 | 0.092587 | 0.083808 | 0.074295 | 0.064422 | 0.054621 | 0.045313 | 0.036837 | 0.029409 | 0.023115 | 0.017933 | 0.013766
Yes | SCE | Com | HVAC | 2019 T-24: NRNC-MECH-Economizer FDD | On-the-books | Electric Demand (MW) |  | 0.10327 | 0.095258 | 0.086225 | 0.076438 | 0.066281 | 0.056197 | 0.04662 | 0.0379 | 0.030257 | 0.023782 | 0.018451 | 0.014164
Yes | SCE | Com | HVAC | 2019 T-24: NRNC-MECH-HE Fume Hoods in Lab Spaces | On-the-books | Electric Demand (MW) |  | 0.11871 | 0.1095 | 0.099119 | 0.087868 | 0.076192 | 0.0646 | 0.053592 | 0.043567 | 0.034782 | 0.027338 | 0.02121 | 0.016281
Yes | SCE | Com | HVAC | 2019 T-24: NRNC-MECH-Variable Exhaust Flow Control | On-the-books | Electric Demand (MW) |  | 0.032188 | 0.029691 | 0.026875 | 0.023825 | 0.020659 | 0.017516 | 0.014531 | 0.011813 | 0.0094308 | 0.0074126 | 0.0057509 | 0.0044146
Yes | SCE | Com | HVAC | 2019 T-24: NRNC-MECH-Ventilation & IAQ | On-the-books | Electric Demand (MW) |  | 0.057908 | 0.053415 | 0.048351 | 0.042863 | 0.037167 | 0.031512 | 0.026142 | 0.021252 | 0.016967 | 0.013336 | 0.010346 | 0.0079422
Yes | SCE | Com | HVAC | 2019-21 Fed App: Single package vertical AC and HP - <65,000 Btu/hr | On-the-books | Electric Demand (MW) |  | 0.13621 | 0.13672 | 0.13816 | 0.14033 | 0.1425 | 0.14071 | 0.13919 | 0.1379 | 0.10659 | 0.026303 | 0.026154 | 0.026028
Yes | SCE | Com | HVAC | Fed Appliance: Single package vertical AC and HP - >65,000 Btu/hr and <240,000 Btu/hr | Expected | Electric Demand (MW) | 0.09107 | 0.090214 | 0.089625 | 0.089197 | 0.08895 | 0.024509 | 0.024448 | 0.024409 | 0.024344 | 0.024285 | 0.024212 | 0.024138 | 0.024053
Yes | SCE | Com | HVAC | Fed Appliance: Commercial CAC and HP - <65,000 Btu/hr | Expected | Electric Demand (MW) | 0.0033185 | 0.0033185 | 0.0033185 | 0.0033185 | 0.0033185 | 0.0033185 | 0.0033185 | 0.0033185 | 0.0033185 | 0.0033185 | 0.0033185 | 0.0033185 | 0.0033185
Yes | SCE | Com | HVAC | Fed Appliance: Commercial CAC and HP - 65,000 Btu/hr to 760,000 Btu/hr - Tier 1 | Expected | Electric Demand (MW) | 0.73391 | 0.71923 | 0.70455 | 0.68987 | 0.67519 | 0.66052 | 0.64584 | 0.14862 | 0.14517 | 0.14171 | 0.13825 | 0.1348 | 0.13134
Yes | SCE | Com | HVAC | Fed Appliance: Computer Room Acs >=65,000 Btu/h and < 760,000 Btu/h | Expected | Electric Demand (MW) | 6.547e-06 | 6.5468e-06 | 6.5467e-06 | 5.686e-06 | 1.6244e-06 | 1.6244e-06 | 1.6244e-06 | 1.6244e-06 | 1.6243e-06 | 1.6243e-06 | 1.6243e-06 | 1.6243e-06 | 1.6243e-06
Yes | SCE | Com | HVAC | 2008 T-24: DDC to Zone | Expected | Electric Demand (MW) | 4.9613 | 4.9427 | 4.9284 | 4.9174 | 4.909 | 4.9026 | 4.8948 | 4.8879 | 4.8804 | 4.8733 | 4.866 | 4.8588 | 4.8515
Yes | SCE | Com | HVAC | 2005 T-24: Ducts in existing commercial buildings | Expected | Electric Demand (MW) | 0 | 0 | 0 | 0 | 0 | 0 | 0 | 0 | 0 | 0 | 0 | 0 | 0
Yes | SCE | Com | HVAC | Fed Appliance: Large and Very Large Commercial Package Air-Conditioners ≥135 kBtu/h | Expected | Electric Demand (MW) | 0.00026144 | 0.00025959 | 0.00025792 | 0.00025641 | 0.00014261 | 6.2975e-05 | 6.2647e-05 | 6.2333e-05 | 6.201e-05 | 6.1693e-05 | 6.1371e-05 | 6.1053e-05 | 6.0732e-05
Yes | SCE | Com | HVAC | 2016 T-24: NRA-HVAC-ASHRAE Equipment Efficiency | Expected | Electric Demand (MW) | 0.54139 | 0.53668 | 0.53347 | 0.5313 | 0.52982 | 0.52881 | 0.52749 | 0.52638 | 0.52513 | 0.52398 | 0.52276 | 0.52158 | 0
Yes | SCE | Com | HVAC | 2016 T-24: NRA-HVAC-ASHRAE Measure-DDC | Expected | Electric Demand (MW) | 0.025974 | 0.025748 | 0.025594 | 0.02549 | 0.025419 | 0.02537 | 0.025307 | 0 | 0 | 0 | 0 | 0 | 0
Yes | SCE | Com | HVAC | 2013 T-24: NRA-HVAC-Equipment Efficiency | Expected | Electric Demand (MW) | 0.84764 | 0.84084 | 0.83565 | 0.8317 | 0.8287 | 0.82643 | 0.82367 | 0.82123 | 0.81858 | 0.40468 | 0 | 0 | 0
Yes | SCE | Com | HVAC | 2013 T-24: NRNC-HVAC-Garage Exhaust | Expected | Electric Demand (MW) | 0.45617 | 0.45401 | 0.45266 | 0.45181 | 0.4513 | 0.45098 | 0.45053 | 0.45017 | 0.44975 | 0.44937 | 0.44896 | 0.44857 | 0.44817
Yes | SCE | Com | HVAC | 2013 T-24: NRNC-HVAC-Laboratory Exhaust | Expected | Electric Demand (MW) | 1.0343 | 1.0294 | 1.0264 | 1.0245 | 1.0233 | 1.0226 | 1.0215 | 1.0207 | 1.0198 | 1.0189 | 1.018 | 1.0171 | 1.0162
Yes | SCE | Com | HVAC | 2013 T-24: NRNC-HVAC-Occupant Controlled Smart Thermostats | Expected | Electric Demand (MW) | 0.21222 | 0.20958 | 0.20749 | 0.20585 | 0.20458 | 0.20359 | 0.20241 | 0.20136 | 0.20022 | 0.19915 | 0.19803 | 0.19694 | 0.19583
Yes | SCE | Com | HVAC | 2013 T-24: NRNC-HVAC-Water & Space Heating ACM | Expected | Electric Demand (MW) | 0.02138 | 0.021113 | 0.020902 | 0.020738 | 0.020609 | 0.02051 | 0.020391 | 0.020285 | 0.020171 | 0.020062 | 0.01995 | 0.01984 | 0.019728
Yes | SCE | Com | HVAC | 2013 T-24: NRNC-Process-Data Centers | Expected | Electric Demand (MW) | 0.086714 | 0.086706 | 0.086702 | 0.086698 | 0.086696 | 0.086694 | 0.086692 | 0.086691 | 0.086689 | 0.086687 | 0.086685 | 0.086684 | 0.086682
Yes | SCE | Com | HVAC | Fed Appliance: Small Commercial Package Air-Conditioners ≥65 and <135 kBtu/h | Expected | Electric Demand (MW) | 1.2945e-07 | 1.2688e-07 | 1.2456e-07 | 6.8622e-08 | 2.9913e-08 | 2.9486e-08 | 2.903e-08 | 2.8593e-08 | 2.8143e-08 | 2.7702e-08 | 2.7255e-08 | 2.6812e-08 | 2.6367e-08
Yes | SCE | Com | HVAC | 2019-21 Fed App: Ceiling Fans | Expected | Electric Demand (MW) | 2.721e-05 | 2.6681e-05 | 2.6186e-05 | 2.5714e-05 | 2.5434e-05 | 2.5261e-05 | 2.4895e-05 | 2.4582e-05 | 2.1214e-05 | 2.9215e-06 | 2.8984e-06 | 2.879e-06 | 2.8626e-06
Yes | SCE | Com | HVAC | 2022-24 Fed App: Commercial boilers | Expected | Electric Demand (MW) | -0.0064156 | -0.0063896 | -0.0062669 | -0.0061613 | -0.0060718 | -0.0059959 | -0.0058684 | -0.0057576 | -0.005662 | -0.0055799 | -0.0055099 | -0.0054503 | -0.0053998
Yes | SCE | Com | HVAC | 2016-18 Fed App: Commercial CAC and HP (65,000 Btu/hr to 760,000 Btu/hr) - Tier 2 | Expected | Electric Demand (MW) | 5.1566 | 5.1557 | 5.1548 | 5.1542 | 5.1536 | 5.1531 | 5.1527 | 5.1524 | 5.1521 | 5.1519 | 5.1517 | 5.1515 | 5.1514
Yes | SCE | Com | HVAC | 2019-21 Fed App: Dehumidifiers | Expected | Electric Demand (MW) |  | 0.20933 | 0.20321 | 0.1969 | 0.19016 | 0.10952 | 0.026273 | 0.025087 | 0.024014 | 0.023043 | 0.022165 | 0.02137 | 0.02065
Yes | SCE | Com | HVAC | 2025 T-24: NR HVAC - Limit Hot Water Supply Temperatures - Electric (Alterations) | Expected | Electric Demand (MW) | 0 | 0.020923 | 0.022563 | 0.022263 | 0.021968 | 0.021676 | 0.021387 | 0.021103 | 0.020822 | 0.020546 | 0.020275 | 0.0042206 | 0.0027236
Yes | SCE | Com | HVAC | 2025 T-24: NR HVAC - Limit Hot Water Supply Temperatures - Electric (New Construction + Additions) | Expected | Electric Demand (MW) | 0 | 0.0017453 | 0.010305 | 0.010168 | 0.010033 | 0.0098999 | 0.0097682 | 0.0096382 | 0.0095102 | 0.0093841 | 0.0092601 | 0.0078253 | 0.0012439
Yes | SCE | Com | HVAC | 2025 T-24: NR HVAC - Mechanical Heat Recovery (without TES, waterside HR) (New Construction + Additions) | Expected | Electric Demand (MW) | 0 | 0.001887 | 0.010933 | 0.010568 | 0.010199 | 0.0098289 | 0.0094597 | 0.0090944 | 0.0087356 | 0.0083856 | 0.0080466 | 0.0066112 | 0.0010219
Yes | SCE | Com | HVAC | 2025 T-24: NR HVAC - Mechanical Heat Recovery Scenario A - Gas Baseline (New Construction + Additions) | Expected | Electric Demand (MW) | 0 | -8.5775e-05 | -0.00049696 | -0.00048038 | -0.00046361 | -0.00044677 | -0.00042999 | -0.00041338 | -0.00039707 | -0.00038116 | -0.00036576 | -0.00030051 | -4.6449e-05
Yes | SCE | Com | HVAC | 2025 T-24: NR HVAC Controls - Guideline 36 (Alterations) | Expected | Electric Demand (MW) | 0 | 2.0686 | 2.2532 | 2.2456 | 2.2379 | 2.23 | 2.2219 | 2.2136 | 2.2052 | 2.1966 | 2.1878 | 2.1788 | 2.1697
Yes | SCE | Com | HVAC | 2025 T-24: NR HVAC Controls - Guideline 36 (New Construction + Additions) | Expected | Electric Demand (MW) | 0 | 0.087944 | 0.5245 | 0.52274 | 0.52094 | 0.5191 | 0.51722 | 0.5153 | 0.51334 | 0.51133 | 0.50929 | 0.5072 | 0.50507
Yes | SCE | Com | HVAC | 2022 T-24: NRA - Air Distribution - Duct Leakage Testing | Expected | Electric Demand (MW) | 0.17395 | 0.17179 | 0.16965 | 0.16754 | 0.16548 | 0.16347 | 0.16152 | 0.15963 | 0.15782 | 0.15609 | 0.15444 | 0.15288 | 0.1514
Yes | SCE | Com | HVAC | 2022 T-24: NRA - Air Distribution - Fan Energy Index | Expected | Electric Demand (MW) | 0.010232 | 0.010105 | 0.0099794 | 0.0098554 | 0.009734 | 0.0096157 | 0.0095009 | 0.0093902 | 0.0092837 | 0.0091819 | 0.0090849 | 0.0089929 | 0.008906
Yes | SCE | Com | HVAC | 2022 T-24: NRA - Air Distribution - Fan Power Budget | Expected | Electric Demand (MW) | 0.25581 | 0.25263 | 0.24948 | 0.24639 | 0.24335 | 0.24039 | 0.23752 | 0.23475 | 0.23209 | 0.22955 | 0.22712 | 0.22482 | 0.22265
Yes | SCE | Com | HVAC | 2022 T-24: NRA - HVAC Controls - Dedicated Outdoor Air Systems (DOAS) | Expected | Electric Demand (MW) | 0.18532 | 0.1843 | 0.18325 | 0.18216 | 0.18103 | 0.17986 | 0.17866 | 0.17741 | 0.17613 | 0.17482 | 0.17347 | 0.17208 | 0.17065
Yes | SCE | Com | HVAC | 2022 T-24: NRA - HVAC Controls - Exhaust Air Heat Recovery | Expected | Electric Demand (MW) | 0.003494 | 0.0034727 | 0.0034507 | 0.0034282 | 0.003405 | 0.0033814 | 0.0033572 | 0.0033324 | 0.0033072 | 0.0032815 | 0.0032553 | 0.0032287 | 0.0032018
Yes | SCE | Com | HVAC | 2022 T-24: NRA - HVAC Controls - Expand Economizer Requirements | Expected | Electric Demand (MW) | 0.043397 | 0.042431 | 0.041512 | 0.040641 | 0.039816 | 0.022834 | 0 | 0 | 0 | 0 | 0 | 0 | 0
Yes | SCE | Com | HVAC | 2022 T-24: NRA - HVAC Controls - VAV Deadband Airflow | Expected | Electric Demand (MW) | 0.0097825 | 0.0063701 | 0.0039699 | 0.0024015 | 0.0014255 | 0.00083631 | 0.00048726 | 0.00028273 | 0.00016366 | 9.4604e-05 | 5.4642e-05 | 3.1546e-05 | 1.8207e-05
Yes | SCE | Com | HVAC | 2019 T-24: NRA-MECH-ASHRAE 90.1 | Expected | Electric Demand (MW) | 0.45596 | 0.42756 | 0.39438 | 0.35699 | 0.31647 | 0.27441 | 0.23267 | 0.19302 | 0.15691 | 0.12527 | 0.0083626 | 0 | 0
Yes | SCE | Com | HVAC | 2019 T-24: NRA-MECH-Cooling Towers | Expected | Electric Demand (MW) | 0.042199 | 0.039571 | 0.036501 | 0.03304 | 0.029289 | 0.025397 | 0.021533 | 0.017864 | 0.014522 | 0.011594 | 0.00077397 | 0 | 0
Yes | SCE | Com | HVAC | 2019 T-24: NRA-MECH-HE Fume Hoods in Lab Spaces | Expected | Electric Demand (MW) | 0.18835 | 0.17662 | 0.16292 | 0.14747 | 0.13073 | 0.11336 | 0.096113 | 0.079734 | 0.064819 | 0.051749 | 0.0034545 | 0 | 0
Yes | SCE | Com | HVAC | 2019 T-24: NRA-MECH-Variable Exhaust Flow Control | Expected | Electric Demand (MW) | 0.062938 | 0.059018 | 0.054439 | 0.049277 | 0.043684 | 0.037879 | 0.032116 | 0.026643 | 0.021659 | 0.017292 | 0.0011543 | 1.6035e-17 | 1.6035e-17
Yes | SCE | Com | HVAC | 2022 T-24: NRNC - Air Distribution - Duct Leakage Testing | Expected | Electric Demand (MW) | 0.094548 | 0.093373 | 0.09221 | 0.091064 | 0.089942 | 0.088849 | 0.087789 | 0.086765 | 0.085782 | 0.084841 | 0.083945 | 0.083095 | 0.082291
Yes | SCE | Com | HVAC | 2022 T-24: NRNC - Air Distribution - Fan Energy Index | Expected | Electric Demand (MW) | 0.0042976 | 0.0042442 | 0.0041913 | 0.0041393 | 0.0040883 | 0.0040386 | 0.0039904 | 0.0039439 | 0.0038992 | 0.0038564 | 0.0038157 | 0.003777 | 0.0037405
Yes | SCE | Com | HVAC | 2022 T-24: NRNC - Air Distribution - Fan Power Budget | Expected | Electric Demand (MW) | 0.085953 | 0.084884 | 0.083827 | 0.082786 | 0.081766 | 0.080772 | 0.079808 | 0.078877 | 0.077983 | 0.077128 | 0.076314 | 0.075541 | 0.07481
Yes | SCE | Com | HVAC | 2022 T-24: NRNC - Computer Room Efficiency - Increased Temperature Thresholds for Economizers | Expected | Electric Demand (MW) | 0.040901 | 0.038794 | 0.036881 | 0.03515 | 0.033586 | 0.032176 | 0.030908 | 0.029767 | 0.028744 | 0.027827 | 0.027007 | 0.026273 | 0.025617
Yes | SCE | Com | HVAC | 2022 T-24: NRNC - HVAC Controls - Dedicated Outdoor Air Systems (DOAS) | Expected | Electric Demand (MW) |  | 0.33804 | 0.3366 | 0.33511 | 0.33356 | 0.33194 | 0.33027 | 0.32852 | 0.32672 | 0.32485 | 0.32291 | 0.32091 | 0.31884
Yes | SCE | Com | HVAC | 2022 T-24: NRNC - HVAC Controls - Exhaust Air Heat Recovery | Expected | Electric Demand (MW) |  | 0.00097235 | 0.0009662 | 0.00095989 | 0.00095341 | 0.00094678 | 0.00094001 | 0.00093308 | 0.00092601 | 0.00091882 | 0.00091149 | 0.00090405 | 0.0008965
Yes | SCE | Com | HVAC | 2022 T-24: NRNC - HVAC Controls - Expand Economizer Requirements | Expected | Electric Demand (MW) |  | 0.016282 | 0.015929 | 0.015595 | 0.015278 | 0.014979 | 0.014698 | 0.014434 | 0.014186 | 0.013954 | 0.013737 | 0.013535 | 0.013346
Yes | SCE | Com | HVAC | 2022 T-24: NRNC - HVAC Controls - VAV Deadband Airflow | Expected | Electric Demand (MW) |  | 0.0022639 | 0.0014109 | 0.00085347 | 0.00050659 | 0.00029721 | 0.00017316 | 0.00010048 | 5.8162e-05 | 3.3621e-05 | 1.9419e-05 | 1.1211e-05 | 6.4705e-06
Yes | SCE | Com | HVAC | 2019 T-24: NRNC-MECH-ASHRAE 90.1 | Expected | Electric Demand (MW) |  | 0.74673 | 0.63469 | 0.51894 | 0.40826 | 0.30997 | 0.22828 | 0.16402 | 0.11563 | 0.080383 | 0.055315 | 0.037794 | 0.025695
Yes | SCE | Com | HVAC | 2019 T-24: NRNC-MECH-Cooling Towers | Expected | Electric Demand (MW) |  | 0.10037 | 0.092587 | 0.083808 | 0.074295 | 0.064422 | 0.054621 | 0.045313 | 0.036837 | 0.029409 | 0.023115 | 0.017933 | 0.013766
Yes | SCE | Com | HVAC | 2019 T-24: NRNC-MECH-Economizer FDD | Expected | Electric Demand (MW) |  | 0.10327 | 0.095258 | 0.086225 | 0.076438 | 0.066281 | 0.056197 | 0.04662 | 0.0379 | 0.030257 | 0.023782 | 0.018451 | 0.014164
Yes | SCE | Com | HVAC | 2019 T-24: NRNC-MECH-HE Fume Hoods in Lab Spaces | Expected | Electric Demand (MW) |  | 0.11871 | 0.1095 | 0.099119 | 0.087868 | 0.076192 | 0.0646 | 0.053592 | 0.043567 | 0.034782 | 0.027338 | 0.02121 | 0.016281
Yes | SCE | Com | HVAC | 2019 T-24: NRNC-MECH-Variable Exhaust Flow Control | Expected | Electric Demand (MW) |  | 0.032188 | 0.029691 | 0.026875 | 0.023825 | 0.020659 | 0.017516 | 0.014531 | 0.011813 | 0.0094308 | 0.0074126 | 0.0057509 | 0.0044146
Yes | SCE | Com | HVAC | 2019 T-24: NRNC-MECH-Ventilation & IAQ | Expected | Electric Demand (MW) |  | 0.057908 | 0.053415 | 0.048351 | 0.042863 | 0.037167 | 0.031512 | 0.026142 | 0.021252 | 0.016967 | 0.013336 | 0.010346 | 0.0079422
Yes | SCE | Com | HVAC | 2019-21 Fed App: Single package vertical AC and HP - <65,000 Btu/hr | Expected | Electric Demand (MW) |  | 0.13621 | 0.13672 | 0.13816 | 0.14033 | 0.1425 | 0.14071 | 0.13919 | 0.1379 | 0.10659 | 0.026303 | 0.026154 | 0.026028
Yes | SCE | Com | HVAC | Fed Appliance: Single package vertical AC and HP - >65,000 Btu/hr and <240,000 Btu/hr | Possible | Electric Demand (MW) | 0.09107 | 0.090214 | 0.089625 | 0.089197 | 0.08895 | 0.024509 | 0.024448 | 0.024409 | 0.024344 | 0.024285 | 0.024212 | 0.024138 | 0.024053
Yes | SCE | Com | HVAC | Fed Appliance: Commercial CAC and HP - <65,000 Btu/hr | Possible | Electric Demand (MW) | 0.0033185 | 0.0033185 | 0.0033185 | 0.0033185 | 0.0033185 | 0.0033185 | 0.0033185 | 0.0033185 | 0.0033185 | 0.0033185 | 0.0033185 | 0.0033185 | 0.0033185
Yes | SCE | Com | HVAC | Fed Appliance: Commercial CAC and HP - 65,000 Btu/hr to 760,000 Btu/hr - Tier 1 | Possible | Electric Demand (MW) | 0.73391 | 0.71923 | 0.70455 | 0.68987 | 0.67519 | 0.66052 | 0.64584 | 0.14862 | 0.14517 | 0.14171 | 0.13825 | 0.1348 | 0.13134
Yes | SCE | Com | HVAC | Fed Appliance: Computer Room Acs >=65,000 Btu/h and < 760,000 Btu/h | Possible | Electric Demand (MW) | 6.547e-06 | 6.5468e-06 | 6.5467e-06 | 5.686e-06 | 1.6244e-06 | 1.6244e-06 | 1.6244e-06 | 1.6244e-06 | 1.6243e-06 | 1.6243e-06 | 1.6243e-06 | 1.6243e-06 | 1.6243e-06
Yes | SCE | Com | HVAC | 2008 T-24: DDC to Zone | Possible | Electric Demand (MW) | 4.9613 | 4.9427 | 4.9284 | 4.9174 | 4.909 | 4.9026 | 4.8948 | 4.8879 | 4.8804 | 4.8733 | 4.866 | 4.8588 | 4.8515
Yes | SCE | Com | HVAC | 2005 T-24: Ducts in existing commercial buildings | Possible | Electric Demand (MW) | 0 | 0 | 0 | 0 | 0 | 0 | 0 | 0 | 0 | 0 | 0 | 0 | 0
Yes | SCE | Com | HVAC | Fed Appliance: Large and Very Large Commercial Package Air-Conditioners ≥135 kBtu/h | Possible | Electric Demand (MW) | 0.00026144 | 0.00025959 | 0.00025792 | 0.00025641 | 0.00014261 | 6.2975e-05 | 6.2647e-05 | 6.2333e-05 | 6.201e-05 | 6.1693e-05 | 6.1371e-05 | 6.1053e-05 | 6.0732e-05
Yes | SCE | Com | HVAC | 2016 T-24: NRA-HVAC-ASHRAE Equipment Efficiency | Possible | Electric Demand (MW) | 0.54139 | 0.53668 | 0.53347 | 0.5313 | 0.52982 | 0.52881 | 0.52749 | 0.52638 | 0.52513 | 0.52398 | 0.52276 | 0.52158 | 0
Yes | SCE | Com | HVAC | 2016 T-24: NRA-HVAC-ASHRAE Measure-DDC | Possible | Electric Demand (MW) | 0.025974 | 0.025748 | 0.025594 | 0.02549 | 0.025419 | 0.02537 | 0.025307 | 0 | 0 | 0 | 0 | 0 | 0
Yes | SCE | Com | HVAC | 2013 T-24: NRA-HVAC-Equipment Efficiency | Possible | Electric Demand (MW) | 0.84764 | 0.84084 | 0.83565 | 0.8317 | 0.8287 | 0.82643 | 0.82367 | 0.82123 | 0.81858 | 0.40468 | 0 | 0 | 0
Yes | SCE | Com | HVAC | 2013 T-24: NRNC-HVAC-Garage Exhaust | Possible | Electric Demand (MW) | 0.45617 | 0.45401 | 0.45266 | 0.45181 | 0.4513 | 0.45098 | 0.45053 | 0.45017 | 0.44975 | 0.44937 | 0.44896 | 0.44857 | 0.44817
Yes | SCE | Com | HVAC | 2013 T-24: NRNC-HVAC-Laboratory Exhaust | Possible | Electric Demand (MW) | 1.0343 | 1.0294 | 1.0264 | 1.0245 | 1.0233 | 1.0226 | 1.0215 | 1.0207 | 1.0198 | 1.0189 | 1.018 | 1.0171 | 1.0162
Yes | SCE | Com | HVAC | 2013 T-24: NRNC-HVAC-Occupant Controlled Smart Thermostats | Possible | Electric Demand (MW) | 0.21222 | 0.20958 | 0.20749 | 0.20585 | 0.20458 | 0.20359 | 0.20241 | 0.20136 | 0.20022 | 0.19915 | 0.19803 | 0.19694 | 0.19583
Yes | SCE | Com | HVAC | 2013 T-24: NRNC-HVAC-Water & Space Heating ACM | Possible | Electric Demand (MW) | 0.02138 | 0.021113 | 0.020902 | 0.020738 | 0.020609 | 0.02051 | 0.020391 | 0.020285 | 0.020171 | 0.020062 | 0.01995 | 0.01984 | 0.019728
Yes | SCE | Com | HVAC | 2013 T-24: NRNC-Process-Data Centers | Possible | Electric Demand (MW) | 0.086714 | 0.086706 | 0.086702 | 0.086698 | 0.086696 | 0.086694 | 0.086692 | 0.086691 | 0.086689 | 0.086687 | 0.086685 | 0.086684 | 0.086682
Yes | SCE | Com | HVAC | Fed Appliance: Small Commercial Package Air-Conditioners ≥65 and <135 kBtu/h | Possible | Electric Demand (MW) | 1.2945e-07 | 1.2688e-07 | 1.2456e-07 | 6.8622e-08 | 2.9913e-08 | 2.9486e-08 | 2.903e-08 | 2.8593e-08 | 2.8143e-08 | 2.7702e-08 | 2.7255e-08 | 2.6812e-08 | 2.6367e-08
Yes | SCE | Com | HVAC | 2019-21 Fed App: Ceiling Fans | Possible | Electric Demand (MW) | 2.721e-05 | 2.6681e-05 | 2.6186e-05 | 2.5714e-05 | 2.5434e-05 | 2.5261e-05 | 2.4895e-05 | 2.4582e-05 | 2.1214e-05 | 2.9215e-06 | 2.8984e-06 | 2.879e-06 | 2.8626e-06
Yes | SCE | Com | HVAC | 2022-24 Fed App: Commercial boilers | Possible | Electric Demand (MW) | -0.0064156 | -0.0063896 | -0.0062669 | -0.0061613 | -0.0060718 | -0.0059959 | -0.0058684 | -0.0057576 | -0.005662 | -0.0055799 | -0.0055099 | -0.0054503 | -0.0053998
Yes | SCE | Com | HVAC | 2016-18 Fed App: Commercial CAC and HP (65,000 Btu/hr to 760,000 Btu/hr) - Tier 2 | Possible | Electric Demand (MW) | 5.1566 | 5.1557 | 5.1548 | 5.1542 | 5.1536 | 5.1531 | 5.1527 | 5.1524 | 5.1521 | 5.1519 | 5.1517 | 5.1515 | 5.1514
Yes | SCE | Com | HVAC | 2019-21 Fed App: Dehumidifiers | Possible | Electric Demand (MW) |  | 0.20933 | 0.20321 | 0.1969 | 0.19016 | 0.10952 | 0.026273 | 0.025087 | 0.024014 | 0.023043 | 0.022165 | 0.02137 | 0.02065
Yes | SCE | Com | HVAC | 2025 T-24: NR HVAC - Limit Hot Water Supply Temperatures - Electric (Alterations) | Possible | Electric Demand (MW) | 0 | 0.020923 | 0.022563 | 0.022263 | 0.021968 | 0.021676 | 0.021387 | 0.021103 | 0.020822 | 0.020546 | 0.020275 | 0.0042206 | 0.0027236
Yes | SCE | Com | HVAC | 2025 T-24: NR HVAC - Limit Hot Water Supply Temperatures - Electric (New Construction + Additions) | Possible | Electric Demand (MW) | 0 | 0.0017453 | 0.010305 | 0.010168 | 0.010033 | 0.0098999 | 0.0097682 | 0.0096382 | 0.0095102 | 0.0093841 | 0.0092601 | 0.0078253 | 0.0012439
Yes | SCE | Com | HVAC | 2025 T-24: NR HVAC - Mechanical Heat Recovery (without TES, waterside HR) (New Construction + Additions) | Possible | Electric Demand (MW) | 0 | 0.001887 | 0.010933 | 0.010568 | 0.010199 | 0.0098289 | 0.0094597 | 0.0090944 | 0.0087356 | 0.0083856 | 0.0080466 | 0.0066112 | 0.0010219
Yes | SCE | Com | HVAC | 2025 T-24: NR HVAC - Mechanical Heat Recovery Scenario A - Gas Baseline (New Construction + Additions) | Possible | Electric Demand (MW) | 0 | -8.5775e-05 | -0.00049696 | -0.00048038 | -0.00046361 | -0.00044677 | -0.00042999 | -0.00041338 | -0.00039707 | -0.00038116 | -0.00036576 | -0.00030051 | -4.6449e-05
Yes | SCE | Com | HVAC | 2025 T-24: NR HVAC Controls - Guideline 36 (Alterations) | Possible | Electric Demand (MW) | 0 | 2.0686 | 2.2532 | 2.2456 | 2.2379 | 2.23 | 2.2219 | 2.2136 | 2.2052 | 2.1966 | 2.1878 | 2.1788 | 2.1697
Yes | SCE | Com | HVAC | 2025 T-24: NR HVAC Controls - Guideline 36 (New Construction + Additions) | Possible | Electric Demand (MW) | 0 | 0.087944 | 0.5245 | 0.52274 | 0.52094 | 0.5191 | 0.51722 | 0.5153 | 0.51334 | 0.51133 | 0.50929 | 0.5072 | 0.50507
Yes | SCE | Com | HVAC | 2022 T-24: NRA - Air Distribution - Duct Leakage Testing | Possible | Electric Demand (MW) | 0.17395 | 0.17179 | 0.16965 | 0.16754 | 0.16548 | 0.16347 | 0.16152 | 0.15963 | 0.15782 | 0.15609 | 0.15444 | 0.15288 | 0.1514
Yes | SCE | Com | HVAC | 2022 T-24: NRA - Air Distribution - Fan Energy Index | Possible | Electric Demand (MW) | 0.010232 | 0.010105 | 0.0099794 | 0.0098554 | 0.009734 | 0.0096157 | 0.0095009 | 0.0093902 | 0.0092837 | 0.0091819 | 0.0090849 | 0.0089929 | 0.008906
Yes | SCE | Com | HVAC | 2022 T-24: NRA - Air Distribution - Fan Power Budget | Possible | Electric Demand (MW) | 0.25581 | 0.25263 | 0.24948 | 0.24639 | 0.24335 | 0.24039 | 0.23752 | 0.23475 | 0.23209 | 0.22955 | 0.22712 | 0.22482 | 0.22265
Yes | SCE | Com | HVAC | 2022 T-24: NRA - HVAC Controls - Dedicated Outdoor Air Systems (DOAS) | Possible | Electric Demand (MW) | 0.18532 | 0.1843 | 0.18325 | 0.18216 | 0.18103 | 0.17986 | 0.17866 | 0.17741 | 0.17613 | 0.17482 | 0.17347 | 0.17208 | 0.17065
Yes | SCE | Com | HVAC | 2022 T-24: NRA - HVAC Controls - Exhaust Air Heat Recovery | Possible | Electric Demand (MW) | 0.003494 | 0.0034727 | 0.0034507 | 0.0034282 | 0.003405 | 0.0033814 | 0.0033572 | 0.0033324 | 0.0033072 | 0.0032815 | 0.0032553 | 0.0032287 | 0.0032018
Yes | SCE | Com | HVAC | 2022 T-24: NRA - HVAC Controls - Expand Economizer Requirements | Possible | Electric Demand (MW) | 0.043397 | 0.042431 | 0.041512 | 0.040641 | 0.039816 | 0.022834 | 0 | 0 | 0 | 0 | 0 | 0 | 0
Yes | SCE | Com | HVAC | 2022 T-24: NRA - HVAC Controls - VAV Deadband Airflow | Possible | Electric Demand (MW) | 0.0097825 | 0.0063701 | 0.0039699 | 0.0024015 | 0.0014255 | 0.00083631 | 0.00048726 | 0.00028273 | 0.00016366 | 9.4604e-05 | 5.4642e-05 | 3.1546e-05 | 1.8207e-05
Yes | SCE | Com | HVAC | 2019 T-24: NRA-MECH-ASHRAE 90.1 | Possible | Electric Demand (MW) | 0.45596 | 0.42756 | 0.39438 | 0.35699 | 0.31647 | 0.27441 | 0.23267 | 0.19302 | 0.15691 | 0.12527 | 0.0083626 | 0 | 0
Yes | SCE | Com | HVAC | 2019 T-24: NRA-MECH-Cooling Towers | Possible | Electric Demand (MW) | 0.042199 | 0.039571 | 0.036501 | 0.03304 | 0.029289 | 0.025397 | 0.021533 | 0.017864 | 0.014522 | 0.011594 | 0.00077397 | 0 | 0
Yes | SCE | Com | HVAC | 2019 T-24: NRA-MECH-HE Fume Hoods in Lab Spaces | Possible | Electric Demand (MW) | 0.18835 | 0.17662 | 0.16292 | 0.14747 | 0.13073 | 0.11336 | 0.096113 | 0.079734 | 0.064819 | 0.051749 | 0.0034545 | 0 | 0
Yes | SCE | Com | HVAC | 2019 T-24: NRA-MECH-Variable Exhaust Flow Control | Possible | Electric Demand (MW) | 0.062938 | 0.059018 | 0.054439 | 0.049277 | 0.043684 | 0.037879 | 0.032116 | 0.026643 | 0.021659 | 0.017292 | 0.0011543 | 1.6035e-17 | 1.6035e-17
Yes | SCE | Com | HVAC | 2022 T-24: NRNC - Air Distribution - Duct Leakage Testing | Possible | Electric Demand (MW) | 0.094548 | 0.093373 | 0.09221 | 0.091064 | 0.089942 | 0.088849 | 0.087789 | 0.086765 | 0.085782 | 0.084841 | 0.083945 | 0.083095 | 0.082291
Yes | SCE | Com | HVAC | 2022 T-24: NRNC - Air Distribution - Fan Energy Index | Possible | Electric Demand (MW) | 0.0042976 | 0.0042442 | 0.0041913 | 0.0041393 | 0.0040883 | 0.0040386 | 0.0039904 | 0.0039439 | 0.0038992 | 0.0038564 | 0.0038157 | 0.003777 | 0.0037405
Yes | SCE | Com | HVAC | 2022 T-24: NRNC - Air Distribution - Fan Power Budget | Possible | Electric Demand (MW) | 0.085953 | 0.084884 | 0.083827 | 0.082786 | 0.081766 | 0.080772 | 0.079808 | 0.078877 | 0.077983 | 0.077128 | 0.076314 | 0.075541 | 0.07481
Yes | SCE | Com | HVAC | 2022 T-24: NRNC - Computer Room Efficiency - Increased Temperature Thresholds for Economizers | Possible | Electric Demand (MW) | 0.040901 | 0.038794 | 0.036881 | 0.03515 | 0.033586 | 0.032176 | 0.030908 | 0.029767 | 0.028744 | 0.027827 | 0.027007 | 0.026273 | 0.025617
Yes | SCE | Com | HVAC | 2022 T-24: NRNC - HVAC Controls - Dedicated Outdoor Air Systems (DOAS) | Possible | Electric Demand (MW) |  | 0.33804 | 0.3366 | 0.33511 | 0.33356 | 0.33194 | 0.33027 | 0.32852 | 0.32672 | 0.32485 | 0.32291 | 0.32091 | 0.31884
Yes | SCE | Com | HVAC | 2022 T-24: NRNC - HVAC Controls - Exhaust Air Heat Recovery | Possible | Electric Demand (MW) |  | 0.00097235 | 0.0009662 | 0.00095989 | 0.00095341 | 0.00094678 | 0.00094001 | 0.00093308 | 0.00092601 | 0.00091882 | 0.00091149 | 0.00090405 | 0.0008965
Yes | SCE | Com | HVAC | 2022 T-24: NRNC - HVAC Controls - Expand Economizer Requirements | Possible | Electric Demand (MW) |  | 0.016282 | 0.015929 | 0.015595 | 0.015278 | 0.014979 | 0.014698 | 0.014434 | 0.014186 | 0.013954 | 0.013737 | 0.013535 | 0.013346
Yes | SCE | Com | HVAC | 2022 T-24: NRNC - HVAC Controls - VAV Deadband Airflow | Possible | Electric Demand (MW) |  | 0.0022639 | 0.0014109 | 0.00085347 | 0.00050659 | 0.00029721 | 0.00017316 | 0.00010048 | 5.8162e-05 | 3.3621e-05 | 1.9419e-05 | 1.1211e-05 | 6.4705e-06
Yes | SCE | Com | HVAC | 2019 T-24: NRNC-MECH-ASHRAE 90.1 | Possible | Electric Demand (MW) |  | 0.74673 | 0.63469 | 0.51894 | 0.40826 | 0.30997 | 0.22828 | 0.16402 | 0.11563 | 0.080383 | 0.055315 | 0.037794 | 0.025695
Yes | SCE | Com | HVAC | 2019 T-24: NRNC-MECH-Cooling Towers | Possible | Electric Demand (MW) |  | 0.10037 | 0.092587 | 0.083808 | 0.074295 | 0.064422 | 0.054621 | 0.045313 | 0.036837 | 0.029409 | 0.023115 | 0.017933 | 0.013766
Yes | SCE | Com | HVAC | 2019 T-24: NRNC-MECH-Economizer FDD | Possible | Electric Demand (MW) |  | 0.10327 | 0.095258 | 0.086225 | 0.076438 | 0.066281 | 0.056197 | 0.04662 | 0.0379 | 0.030257 | 0.023782 | 0.018451 | 0.014164
Yes | SCE | Com | HVAC | 2019 T-24: NRNC-MECH-HE Fume Hoods in Lab Spaces | Possible | Electric Demand (MW) |  | 0.11871 | 0.1095 | 0.099119 | 0.087868 | 0.076192 | 0.0646 | 0.053592 | 0.043567 | 0.034782 | 0.027338 | 0.02121 | 0.016281
Yes | SCE | Com | HVAC | 2019 T-24: NRNC-MECH-Variable Exhaust Flow Control | Possible | Electric Demand (MW) |  | 0.032188 | 0.029691 | 0.026875 | 0.023825 | 0.020659 | 0.017516 | 0.014531 | 0.011813 | 0.0094308 | 0.0074126 | 0.0057509 | 0.0044146
Yes | SCE | Com | HVAC | 2019 T-24: NRNC-MECH-Ventilation & IAQ | Possible | Electric Demand (MW) |  | 0.057908 | 0.053415 | 0.048351 | 0.042863 | 0.037167 | 0.031512 | 0.026142 | 0.021252 | 0.016967 | 0.013336 | 0.010346 | 0.0079422
Yes | SCE | Com | HVAC | 2019-21 Fed App: Single package vertical AC and HP - <65,000 Btu/hr | Possible | Electric Demand (MW) |  | 0.13621 | 0.13672 | 0.13816 | 0.14033 | 0.1425 | 0.14071 | 0.13919 | 0.1379 | 0.10659 | 0.026303 | 0.026154 | 0.026028
Yes | SDG&E | Com | HVAC | Fed Appliance: Single package vertical AC and HP - >65,000 Btu/hr and <240,000 Btu/hr | On-the-books | Electric Demand (MW) | 0.018225 | 0.018054 | 0.017936 | 0.017851 | 0.017801 | 0.0049049 | 0.0048927 | 0.0048848 | 0.0048718 | 0.0048601 | 0.0048454 | 0.0048306 | 0.0048137
Yes | SDG&E | Com | HVAC | Fed Appliance: Commercial CAC and HP - <65,000 Btu/hr | On-the-books | Electric Demand (MW) | 0.00066411 | 0.00066411 | 0.00066411 | 0.00066411 | 0.00066411 | 0.00066411 | 0.00066411 | 0.00066411 | 0.00066411 | 0.00066411 | 0.00066411 | 0.00066411 | 0.00066411
Yes | SDG&E | Com | HVAC | Fed Appliance: Commercial CAC and HP - 65,000 Btu/hr to 760,000 Btu/hr - Tier 1 | On-the-books | Electric Demand (MW) | 0.14687 | 0.14394 | 0.141 | 0.13806 | 0.13512 | 0.13219 | 0.12925 | 0.029743 | 0.029051 | 0.02836 | 0.027668 | 0.026976 | 0.026284
Yes | SDG&E | Com | HVAC | Fed Appliance: Computer Room Acs >=65,000 Btu/h and < 760,000 Btu/h | On-the-books | Electric Demand (MW) | 1.3102e-06 | 1.3102e-06 | 1.3102e-06 | 1.1379e-06 | 3.2508e-07 | 3.2507e-07 | 3.2507e-07 | 3.2507e-07 | 3.2507e-07 | 3.2507e-07 | 3.2507e-07 | 3.2507e-07 | 3.2507e-07
Yes | SDG&E | Com | HVAC | 2008 T-24: DDC to Zone | On-the-books | Electric Demand (MW) | 0.99287 | 0.98916 | 0.9863 | 0.9841 | 0.98241 | 0.98112 | 0.97957 | 0.97819 | 0.9767 | 0.97528 | 0.97381 | 0.97237 | 0.97092
Yes | SDG&E | Com | HVAC | 2005 T-24: Ducts in existing commercial buildings | On-the-books | Electric Demand (MW) | 0 | 0 | 0 | 0 | 0 | 0 | 0 | 0 | 0 | 0 | 0 | 0 | 0
Yes | SDG&E | Com | HVAC | Fed Appliance: Large and Very Large Commercial Package Air-Conditioners ≥135 kBtu/h | On-the-books | Electric Demand (MW) | 5.232e-05 | 5.1951e-05 | 5.1616e-05 | 5.1314e-05 | 2.8541e-05 | 1.2603e-05 | 1.2537e-05 | 1.2474e-05 | 1.241e-05 | 1.2346e-05 | 1.2282e-05 | 1.2218e-05 | 1.2154e-05
Yes | SDG&E | Com | HVAC | 2016 T-24: NRA-HVAC-ASHRAE Equipment Efficiency | On-the-books | Electric Demand (MW) | 0.10835 | 0.1074 | 0.10676 | 0.10633 | 0.10603 | 0.10583 | 0.10556 | 0.10534 | 0.10509 | 0.10486 | 0.10462 | 0.10438 | 0
Yes | SDG&E | Com | HVAC | 2016 T-24: NRA-HVAC-ASHRAE Measure-DDC | On-the-books | Electric Demand (MW) | 0.005198 | 0.0051528 | 0.005122 | 0.0051011 | 0.0050869 | 0.0050773 | 0.0050646 | 0 | 0 | 0 | 0 | 0 | 0
Yes | SDG&E | Com | HVAC | 2013 T-24: NRA-HVAC-Equipment Efficiency | On-the-books | Electric Demand (MW) | 0.16963 | 0.16827 | 0.16723 | 0.16644 | 0.16584 | 0.16539 | 0.16484 | 0.16435 | 0.16382 | 0.080987 | 0 | 0 | 0
Yes | SDG&E | Com | HVAC | 2013 T-24: NRNC-HVAC-Garage Exhaust | On-the-books | Electric Demand (MW) | 0.091291 | 0.090859 | 0.090588 | 0.090419 | 0.090316 | 0.090252 | 0.090162 | 0.09009 | 0.090006 | 0.08993 | 0.089848 | 0.08977 | 0.08969
Yes | SDG&E | Com | HVAC | 2013 T-24: NRNC-HVAC-Laboratory Exhaust | On-the-books | Electric Demand (MW) | 0.20699 | 0.20602 | 0.2054 | 0.20502 | 0.20478 | 0.20464 | 0.20444 | 0.20427 | 0.20408 | 0.20391 | 0.20372 | 0.20355 | 0.20336
Yes | SDG&E | Com | HVAC | 2013 T-24: NRNC-HVAC-Occupant Controlled Smart Thermostats | On-the-books | Electric Demand (MW) | 0.042471 | 0.041941 | 0.041523 | 0.041196 | 0.040941 | 0.040743 | 0.040508 | 0.040297 | 0.04007 | 0.039854 | 0.039631 | 0.039412 | 0.03919
Yes | SDG&E | Com | HVAC | 2013 T-24: NRNC-HVAC-Water & Space Heating ACM | On-the-books | Electric Demand (MW) | 0.0042786 | 0.0042252 | 0.0041831 | 0.0041501 | 0.0041244 | 0.0041045 | 0.0040808 | 0.0040596 | 0.0040367 | 0.0040149 | 0.0039924 | 0.0039704 | 0.0039481
Yes | SDG&E | Com | HVAC | 2013 T-24: NRNC-Process-Data Centers | On-the-books | Electric Demand (MW) | 0.017354 | 0.017352 | 0.017351 | 0.01735 | 0.01735 | 0.01735 | 0.017349 | 0.017349 | 0.017349 | 0.017348 | 0.017348 | 0.017348 | 0.017347
Yes | SDG&E | Com | HVAC | Fed Appliance: Small Commercial Package Air-Conditioners ≥65 and <135 kBtu/h | On-the-books | Electric Demand (MW) | 2.5907e-08 | 2.5392e-08 | 2.4927e-08 | 1.3733e-08 | 5.9863e-09 | 5.9009e-09 | 5.8096e-09 | 5.7222e-09 | 5.6322e-09 | 5.5439e-09 | 5.4545e-09 | 5.3658e-09 | 5.2767e-09
Yes | SDG&E | Com | HVAC | 2019-21 Fed App: Ceiling Fans | On-the-books | Electric Demand (MW) | 5.4454e-06 | 5.3395e-06 | 5.2405e-06 | 5.1461e-06 | 5.0899e-06 | 5.0554e-06 | 4.9821e-06 | 4.9195e-06 | 4.2454e-06 | 5.8466e-07 | 5.8004e-07 | 5.7615e-07 | 5.7289e-07
Yes | SDG&E | Com | HVAC | 2022-24 Fed App: Commercial boilers | On-the-books | Electric Demand (MW) | -0.0012839 | -0.0012787 | -0.0012542 | -0.001233 | -0.0012151 | -0.0011999 | -0.0011744 | -0.0011522 | -0.0011331 | -0.0011167 | -0.0011027 | -0.0010907 | -0.0010806
Yes | SDG&E | Com | HVAC | 2016-18 Fed App: Commercial CAC and HP (65,000 Btu/hr to 760,000 Btu/hr) - Tier 2 | On-the-books | Electric Demand (MW) | 1.032 | 1.0318 | 1.0316 | 1.0315 | 1.0314 | 1.0313 | 1.0312 | 1.0311 | 1.0311 | 1.031 | 1.031 | 1.0309 | 1.0309
Yes | SDG&E | Com | HVAC | 2019-21 Fed App: Dehumidifiers | On-the-books | Electric Demand (MW) |  | 0.041891 | 0.040668 | 0.039405 | 0.038055 | 0.021917 | 0.0052579 | 0.0050206 | 0.0048058 | 0.0046115 | 0.0044357 | 0.0042766 | 0.0041326
Yes | SDG&E | Com | HVAC | 2025 T-24: NR HVAC - Limit Hot Water Supply Temperatures - Electric (Alterations) | On-the-books | Electric Demand (MW) | 0 | 0.0041871 | 0.0045153 | 0.0044555 | 0.0043963 | 0.0043378 | 0.0042801 | 0.0042232 | 0.0041671 | 0.0041118 | 0.0040575 | 0.00084466 | 0.00054506
Yes | SDG&E | Com | HVAC | 2025 T-24: NR HVAC - Limit Hot Water Supply Temperatures - Electric (New Construction + Additions) | On-the-books | Electric Demand (MW) | 0 | 0.00034927 | 0.0020623 | 0.002035 | 0.0020079 | 0.0019812 | 0.0019549 | 0.0019288 | 0.0019032 | 0.001878 | 0.0018532 | 0.001566 | 0.00024894
Yes | SDG&E | Com | HVAC | 2025 T-24: NR HVAC - Mechanical Heat Recovery (without TES, waterside HR) (New Construction + Additions) | On-the-books | Electric Demand (MW) | 0 | 0.00037764 | 0.002188 | 0.002115 | 0.0020411 | 0.001967 | 0.0018931 | 0.00182 | 0.0017482 | 0.0016782 | 0.0016103 | 0.0013231 | 0.00020451
Yes | SDG&E | Com | HVAC | 2025 T-24: NR HVAC - Mechanical Heat Recovery Scenario A - Gas Baseline (New Construction + Additions) | On-the-books | Electric Demand (MW) | 0 | -1.7166e-05 | -9.9455e-05 | -9.6136e-05 | -9.2779e-05 | -8.941e-05 | -8.6051e-05 | -8.2728e-05 | -7.9464e-05 | -7.6281e-05 | -7.3197e-05 | -6.0139e-05 | -9.2957e-06
Yes | SDG&E | Com | HVAC | 2025 T-24: NR HVAC Controls - Guideline 36 (Alterations) | On-the-books | Electric Demand (MW) | 0 | 0.41397 | 0.45091 | 0.4494 | 0.44785 | 0.44627 | 0.44466 | 0.443 | 0.44132 | 0.43959 | 0.43784 | 0.43604 | 0.43421
Yes | SDG&E | Com | HVAC | 2025 T-24: NR HVAC Controls - Guideline 36 (New Construction + Additions) | On-the-books | Electric Demand (MW) | 0 | 0.0176 | 0.10497 | 0.10461 | 0.10425 | 0.10389 | 0.10351 | 0.10312 | 0.10273 | 0.10233 | 0.10192 | 0.1015 | 0.10108
Yes | SDG&E | Com | HVAC | 2022 T-24: NRA - Air Distribution - Duct Leakage Testing | On-the-books | Electric Demand (MW) | 0.034812 | 0.034379 | 0.033951 | 0.033529 | 0.033116 | 0.032714 | 0.032323 | 0.031947 | 0.031584 | 0.031238 | 0.030908 | 0.030595 | 0.030299
Yes | SDG&E | Com | HVAC | 2022 T-24: NRA - Air Distribution - Fan Energy Index | On-the-books | Electric Demand (MW) | 0.0020478 | 0.0020223 | 0.0019971 | 0.0019723 | 0.001948 | 0.0019243 | 0.0019014 | 0.0018792 | 0.0018579 | 0.0018375 | 0.0018181 | 0.0017997 | 0.0017823
Yes | SDG&E | Com | HVAC | 2022 T-24: NRA - Air Distribution - Fan Power Budget | On-the-books | Electric Demand (MW) | 0.051194 | 0.050558 | 0.049928 | 0.049308 | 0.048701 | 0.048109 | 0.047534 | 0.04698 | 0.046448 | 0.045938 | 0.045453 | 0.044993 | 0.044558
Yes | SDG&E | Com | HVAC | 2022 T-24: NRA - HVAC Controls - Dedicated Outdoor Air Systems (DOAS) | On-the-books | Electric Demand (MW) | 0.037087 | 0.036884 | 0.036673 | 0.036454 | 0.036228 | 0.035994 | 0.035753 | 0.035505 | 0.035249 | 0.034985 | 0.034715 | 0.034437 | 0.034152
Yes | SDG&E | Com | HVAC | 2022 T-24: NRA - HVAC Controls - Exhaust Air Heat Recovery | On-the-books | Electric Demand (MW) | 0.00069924 | 0.00069497 | 0.00069057 | 0.00068606 | 0.00068143 | 0.0006767 | 0.00067185 | 0.0006669 | 0.00066185 | 0.00065671 | 0.00065147 | 0.00064615 | 0.00064076
Yes | SDG&E | Com | HVAC | 2022 T-24: NRA - HVAC Controls - Expand Economizer Requirements | On-the-books | Electric Demand (MW) | 0.0086849 | 0.0084916 | 0.0083077 | 0.0081332 | 0.0079681 | 0.0045697 | 0 | 0 | 0 | 0 | 0 | 0 | 0
Yes | SDG&E | Com | HVAC | 2022 T-24: NRA - HVAC Controls - VAV Deadband Airflow | On-the-books | Electric Demand (MW) | 0.0019577 | 0.0012748 | 0.00079448 | 0.00048061 | 0.00028527 | 0.00016737 | 9.7513e-05 | 5.6581e-05 | 3.2752e-05 | 1.8933e-05 | 1.0935e-05 | 6.3131e-06 | 3.6437e-06
Yes | SDG&E | Com | HVAC | 2019 T-24: NRA-MECH-ASHRAE 90.1 | On-the-books | Electric Demand (MW) | 0.091248 | 0.085565 | 0.078926 | 0.071442 | 0.063333 | 0.054917 | 0.046562 | 0.038627 | 0.031402 | 0.02507 | 0.0016736 | 0 | 0
Yes | SDG&E | Com | HVAC | 2019 T-24: NRA-MECH-Cooling Towers | On-the-books | Electric Demand (MW) | 0.0084451 | 0.0079191 | 0.0073047 | 0.006612 | 0.0058616 | 0.0050826 | 0.0043094 | 0.003575 | 0.0029063 | 0.0023202 | 0.00015489 | 0 | 0
Yes | SDG&E | Com | HVAC | 2019 T-24: NRA-MECH-HE Fume Hoods in Lab Spaces | On-the-books | Electric Demand (MW) | 0.037694 | 0.035346 | 0.032604 | 0.029512 | 0.026163 | 0.022686 | 0.019235 | 0.015957 | 0.012972 | 0.010356 | 0.00069134 | 0 | 0
Yes | SDG&E | Com | HVAC | 2019 T-24: NRA-MECH-Variable Exhaust Flow Control | On-the-books | Electric Demand (MW) | 0.012595 | 0.011811 | 0.010895 | 0.0098615 | 0.0087422 | 0.0075805 | 0.0064272 | 0.0053319 | 0.0043346 | 0.0034605 | 0.00023101 | 3.209e-18 | 3.209e-18
Yes | SDG&E | Com | HVAC | 2022 T-24: NRNC - Air Distribution - Duct Leakage Testing | On-the-books | Electric Demand (MW) | 0.018921 | 0.018686 | 0.018453 | 0.018224 | 0.018 | 0.017781 | 0.017569 | 0.017364 | 0.017167 | 0.016979 | 0.016799 | 0.016629 | 0.016469
Yes | SDG&E | Com | HVAC | 2022 T-24: NRNC - Air Distribution - Fan Energy Index | On-the-books | Electric Demand (MW) | 0.00086007 | 0.00084937 | 0.00083879 | 0.00082837 | 0.00081817 | 0.00080822 | 0.00079858 | 0.00078927 | 0.00078032 | 0.00077176 | 0.00076361 | 0.00075588 | 0.00074857
Yes | SDG&E | Com | HVAC | 2022 T-24: NRNC - Air Distribution - Fan Power Budget | On-the-books | Electric Demand (MW) | 0.017201 | 0.016987 | 0.016776 | 0.016567 | 0.016363 | 0.016164 | 0.015972 | 0.015785 | 0.015606 | 0.015435 | 0.015272 | 0.015118 | 0.014971
Yes | SDG&E | Com | HVAC | 2022 T-24: NRNC - Computer Room Efficiency - Increased Temperature Thresholds for Economizers | On-the-books | Electric Demand (MW) | 0.0081854 | 0.0077636 | 0.0073809 | 0.0070344 | 0.0067215 | 0.0064393 | 0.0061854 | 0.0059572 | 0.0057525 | 0.005569 | 0.0054047 | 0.0052578 | 0.0051266
Yes | SDG&E | Com | HVAC | 2022 T-24: NRNC - HVAC Controls - Dedicated Outdoor Air Systems (DOAS) | On-the-books | Electric Demand (MW) |  | 0.06765 | 0.067363 | 0.067064 | 0.066753 | 0.06643 | 0.066094 | 0.065746 | 0.065385 | 0.06501 | 0.064623 | 0.064222 | 0.063808
Yes | SDG&E | Com | HVAC | 2022 T-24: NRNC - HVAC Controls - Exhaust Air Heat Recovery | On-the-books | Electric Demand (MW) |  | 0.00019459 | 0.00019336 | 0.0001921 | 0.0001908 | 0.00018948 | 0.00018812 | 0.00018673 | 0.00018532 | 0.00018388 | 0.00018241 | 0.00018092 | 0.00017941
Yes | SDG&E | Com | HVAC | 2022 T-24: NRNC - HVAC Controls - Expand Economizer Requirements | On-the-books | Electric Demand (MW) |  | 0.0032584 | 0.0031878 | 0.0031209 | 0.0030576 | 0.0029978 | 0.0029415 | 0.0028885 | 0.0028389 | 0.0027925 | 0.0027491 | 0.0027086 | 0.0026709
Yes | SDG&E | Com | HVAC | 2022 T-24: NRNC - HVAC Controls - VAV Deadband Airflow | On-the-books | Electric Demand (MW) |  | 0.00045305 | 0.00028235 | 0.0001708 | 0.00010138 | 5.948e-05 | 3.4654e-05 | 2.0108e-05 | 1.164e-05 | 6.7283e-06 | 3.8862e-06 | 2.2436e-06 | 1.2949e-06
Yes | SDG&E | Com | HVAC | 2019 T-24: NRNC-MECH-ASHRAE 90.1 | On-the-books | Electric Demand (MW) |  | 0.14944 | 0.12702 | 0.10385 | 0.081702 | 0.062034 | 0.045685 | 0.032825 | 0.023141 | 0.016087 | 0.01107 | 0.0075635 | 0.0051423
Yes | SDG&E | Com | HVAC | 2019 T-24: NRNC-MECH-Cooling Towers | On-the-books | Electric Demand (MW) |  | 0.020087 | 0.018529 | 0.016772 | 0.014868 | 0.012893 | 0.010931 | 0.0090683 | 0.007372 | 0.0058855 | 0.004626 | 0.0035889 | 0.002755
Yes | SDG&E | Com | HVAC | 2019 T-24: NRNC-MECH-Economizer FDD | On-the-books | Electric Demand (MW) |  | 0.020667 | 0.019063 | 0.017256 | 0.015297 | 0.013264 | 0.011246 | 0.0093299 | 0.0075847 | 0.0060553 | 0.0047594 | 0.0036925 | 0.0028345
Yes | SDG&E | Com | HVAC | 2019 T-24: NRNC-MECH-HE Fume Hoods in Lab Spaces | On-the-books | Electric Demand (MW) |  | 0.023757 | 0.021914 | 0.019836 | 0.017585 | 0.015248 | 0.012928 | 0.010725 | 0.0087188 | 0.0069607 | 0.0054711 | 0.0042446 | 0.0032583
Yes | SDG&E | Com | HVAC | 2019 T-24: NRNC-MECH-Variable Exhaust Flow Control | On-the-books | Electric Demand (MW) |  | 0.0064416 | 0.0059418 | 0.0053784 | 0.0047679 | 0.0041343 | 0.0035054 | 0.002908 | 0.002364 | 0.0018873 | 0.0014834 | 0.0011509 | 0.00088347
Yes | SDG&E | Com | HVAC | 2019 T-24: NRNC-MECH-Ventilation & IAQ | On-the-books | Electric Demand (MW) |  | 0.011589 | 0.01069 | 0.0096761 | 0.0085779 | 0.007438 | 0.0063064 | 0.0052317 | 0.0042531 | 0.0033955 | 0.0026688 | 0.0020705 | 0.0015894
Yes | SDG&E | Com | HVAC | 2019-21 Fed App: Single package vertical AC and HP - <65,000 Btu/hr | On-the-books | Electric Demand (MW) |  | 0.027259 | 0.02736 | 0.027649 | 0.028084 | 0.028518 | 0.02816 | 0.027856 | 0.027598 | 0.02133 | 0.0052638 | 0.005234 | 0.0052089
Yes | SDG&E | Com | HVAC | Fed Appliance: Single package vertical AC and HP - >65,000 Btu/hr and <240,000 Btu/hr | Expected | Electric Demand (MW) | 0.018225 | 0.018054 | 0.017936 | 0.017851 | 0.017801 | 0.0049049 | 0.0048927 | 0.0048848 | 0.0048718 | 0.0048601 | 0.0048454 | 0.0048306 | 0.0048137
Yes | SDG&E | Com | HVAC | Fed Appliance: Commercial CAC and HP - <65,000 Btu/hr | Expected | Electric Demand (MW) | 0.00066411 | 0.00066411 | 0.00066411 | 0.00066411 | 0.00066411 | 0.00066411 | 0.00066411 | 0.00066411 | 0.00066411 | 0.00066411 | 0.00066411 | 0.00066411 | 0.00066411
Yes | SDG&E | Com | HVAC | Fed Appliance: Commercial CAC and HP - 65,000 Btu/hr to 760,000 Btu/hr - Tier 1 | Expected | Electric Demand (MW) | 0.14687 | 0.14394 | 0.141 | 0.13806 | 0.13512 | 0.13219 | 0.12925 | 0.029743 | 0.029051 | 0.02836 | 0.027668 | 0.026976 | 0.026284
Yes | SDG&E | Com | HVAC | Fed Appliance: Computer Room Acs >=65,000 Btu/h and < 760,000 Btu/h | Expected | Electric Demand (MW) | 1.3102e-06 | 1.3102e-06 | 1.3102e-06 | 1.1379e-06 | 3.2508e-07 | 3.2507e-07 | 3.2507e-07 | 3.2507e-07 | 3.2507e-07 | 3.2507e-07 | 3.2507e-07 | 3.2507e-07 | 3.2507e-07
Yes | SDG&E | Com | HVAC | 2008 T-24: DDC to Zone | Expected | Electric Demand (MW) | 0.99287 | 0.98916 | 0.9863 | 0.9841 | 0.98241 | 0.98112 | 0.97957 | 0.97819 | 0.9767 | 0.97528 | 0.97381 | 0.97237 | 0.97092
Yes | SDG&E | Com | HVAC | 2005 T-24: Ducts in existing commercial buildings | Expected | Electric Demand (MW) | 0 | 0 | 0 | 0 | 0 | 0 | 0 | 0 | 0 | 0 | 0 | 0 | 0
Yes | SDG&E | Com | HVAC | Fed Appliance: Large and Very Large Commercial Package Air-Conditioners ≥135 kBtu/h | Expected | Electric Demand (MW) | 5.232e-05 | 5.1951e-05 | 5.1616e-05 | 5.1314e-05 | 2.8541e-05 | 1.2603e-05 | 1.2537e-05 | 1.2474e-05 | 1.241e-05 | 1.2346e-05 | 1.2282e-05 | 1.2218e-05 | 1.2154e-05
Yes | SDG&E | Com | HVAC | 2016 T-24: NRA-HVAC-ASHRAE Equipment Efficiency | Expected | Electric Demand (MW) | 0.10835 | 0.1074 | 0.10676 | 0.10633 | 0.10603 | 0.10583 | 0.10556 | 0.10534 | 0.10509 | 0.10486 | 0.10462 | 0.10438 | 0
Yes | SDG&E | Com | HVAC | 2016 T-24: NRA-HVAC-ASHRAE Measure-DDC | Expected | Electric Demand (MW) | 0.005198 | 0.0051528 | 0.005122 | 0.0051011 | 0.0050869 | 0.0050773 | 0.0050646 | 0 | 0 | 0 | 0 | 0 | 0
Yes | SDG&E | Com | HVAC | 2013 T-24: NRA-HVAC-Equipment Efficiency | Expected | Electric Demand (MW) | 0.16963 | 0.16827 | 0.16723 | 0.16644 | 0.16584 | 0.16539 | 0.16484 | 0.16435 | 0.16382 | 0.080987 | 0 | 0 | 0
Yes | SDG&E | Com | HVAC | 2013 T-24: NRNC-HVAC-Garage Exhaust | Expected | Electric Demand (MW) | 0.091291 | 0.090859 | 0.090588 | 0.090419 | 0.090316 | 0.090252 | 0.090162 | 0.09009 | 0.090006 | 0.08993 | 0.089848 | 0.08977 | 0.08969
Yes | SDG&E | Com | HVAC | 2013 T-24: NRNC-HVAC-Laboratory Exhaust | Expected | Electric Demand (MW) | 0.20699 | 0.20602 | 0.2054 | 0.20502 | 0.20478 | 0.20464 | 0.20444 | 0.20427 | 0.20408 | 0.20391 | 0.20372 | 0.20355 | 0.20336
Yes | SDG&E | Com | HVAC | 2013 T-24: NRNC-HVAC-Occupant Controlled Smart Thermostats | Expected | Electric Demand (MW) | 0.042471 | 0.041941 | 0.041523 | 0.041196 | 0.040941 | 0.040743 | 0.040508 | 0.040297 | 0.04007 | 0.039854 | 0.039631 | 0.039412 | 0.03919
Yes | SDG&E | Com | HVAC | 2013 T-24: NRNC-HVAC-Water & Space Heating ACM | Expected | Electric Demand (MW) | 0.0042786 | 0.0042252 | 0.0041831 | 0.0041501 | 0.0041244 | 0.0041045 | 0.0040808 | 0.0040596 | 0.0040367 | 0.0040149 | 0.0039924 | 0.0039704 | 0.0039481
Yes | SDG&E | Com | HVAC | 2013 T-24: NRNC-Process-Data Centers | Expected | Electric Demand (MW) | 0.017354 | 0.017352 | 0.017351 | 0.01735 | 0.01735 | 0.01735 | 0.017349 | 0.017349 | 0.017349 | 0.017348 | 0.017348 | 0.017348 | 0.017347
Yes | SDG&E | Com | HVAC | Fed Appliance: Small Commercial Package Air-Conditioners ≥65 and <135 kBtu/h | Expected | Electric Demand (MW) | 2.5907e-08 | 2.5392e-08 | 2.4927e-08 | 1.3733e-08 | 5.9863e-09 | 5.9009e-09 | 5.8096e-09 | 5.7222e-09 | 5.6322e-09 | 5.5439e-09 | 5.4545e-09 | 5.3658e-09 | 5.2767e-09
Yes | SDG&E | Com | HVAC | 2019-21 Fed App: Ceiling Fans | Expected | Electric Demand (MW) | 5.4454e-06 | 5.3395e-06 | 5.2405e-06 | 5.1461e-06 | 5.0899e-06 | 5.0554e-06 | 4.9821e-06 | 4.9195e-06 | 4.2454e-06 | 5.8466e-07 | 5.8004e-07 | 5.7615e-07 | 5.7289e-07
Yes | SDG&E | Com | HVAC | 2022-24 Fed App: Commercial boilers | Expected | Electric Demand (MW) | -0.0012839 | -0.0012787 | -0.0012542 | -0.001233 | -0.0012151 | -0.0011999 | -0.0011744 | -0.0011522 | -0.0011331 | -0.0011167 | -0.0011027 | -0.0010907 | -0.0010806
Yes | SDG&E | Com | HVAC | 2016-18 Fed App: Commercial CAC and HP (65,000 Btu/hr to 760,000 Btu/hr) - Tier 2 | Expected | Electric Demand (MW) | 1.032 | 1.0318 | 1.0316 | 1.0315 | 1.0314 | 1.0313 | 1.0312 | 1.0311 | 1.0311 | 1.031 | 1.031 | 1.0309 | 1.0309
Yes | SDG&E | Com | HVAC | 2019-21 Fed App: Dehumidifiers | Expected | Electric Demand (MW) |  | 0.041891 | 0.040668 | 0.039405 | 0.038055 | 0.021917 | 0.0052579 | 0.0050206 | 0.0048058 | 0.0046115 | 0.0044357 | 0.0042766 | 0.0041326
Yes | SDG&E | Com | HVAC | 2025 T-24: NR HVAC - Limit Hot Water Supply Temperatures - Electric (Alterations) | Expected | Electric Demand (MW) | 0 | 0.0041871 | 0.0045153 | 0.0044555 | 0.0043963 | 0.0043378 | 0.0042801 | 0.0042232 | 0.0041671 | 0.0041118 | 0.0040575 | 0.00084466 | 0.00054506
Yes | SDG&E | Com | HVAC | 2025 T-24: NR HVAC - Limit Hot Water Supply Temperatures - Electric (New Construction + Additions) | Expected | Electric Demand (MW) | 0 | 0.00034927 | 0.0020623 | 0.002035 | 0.0020079 | 0.0019812 | 0.0019549 | 0.0019288 | 0.0019032 | 0.001878 | 0.0018532 | 0.001566 | 0.00024894
Yes | SDG&E | Com | HVAC | 2025 T-24: NR HVAC - Mechanical Heat Recovery (without TES, waterside HR) (New Construction + Additions) | Expected | Electric Demand (MW) | 0 | 0.00037764 | 0.002188 | 0.002115 | 0.0020411 | 0.001967 | 0.0018931 | 0.00182 | 0.0017482 | 0.0016782 | 0.0016103 | 0.0013231 | 0.00020451
Yes | SDG&E | Com | HVAC | 2025 T-24: NR HVAC - Mechanical Heat Recovery Scenario A - Gas Baseline (New Construction + Additions) | Expected | Electric Demand (MW) | 0 | -1.7166e-05 | -9.9455e-05 | -9.6136e-05 | -9.2779e-05 | -8.941e-05 | -8.6051e-05 | -8.2728e-05 | -7.9464e-05 | -7.6281e-05 | -7.3197e-05 | -6.0139e-05 | -9.2957e-06
Yes | SDG&E | Com | HVAC | 2025 T-24: NR HVAC Controls - Guideline 36 (Alterations) | Expected | Electric Demand (MW) | 0 | 0.41397 | 0.45091 | 0.4494 | 0.44785 | 0.44627 | 0.44466 | 0.443 | 0.44132 | 0.43959 | 0.43784 | 0.43604 | 0.43421
Yes | SDG&E | Com | HVAC | 2025 T-24: NR HVAC Controls - Guideline 36 (New Construction + Additions) | Expected | Electric Demand (MW) | 0 | 0.0176 | 0.10497 | 0.10461 | 0.10425 | 0.10389 | 0.10351 | 0.10312 | 0.10273 | 0.10233 | 0.10192 | 0.1015 | 0.10108
Yes | SDG&E | Com | HVAC | 2022 T-24: NRA - Air Distribution - Duct Leakage Testing | Expected | Electric Demand (MW) | 0.034812 | 0.034379 | 0.033951 | 0.033529 | 0.033116 | 0.032714 | 0.032323 | 0.031947 | 0.031584 | 0.031238 | 0.030908 | 0.030595 | 0.030299
Yes | SDG&E | Com | HVAC | 2022 T-24: NRA - Air Distribution - Fan Energy Index | Expected | Electric Demand (MW) | 0.0020478 | 0.0020223 | 0.0019971 | 0.0019723 | 0.001948 | 0.0019243 | 0.0019014 | 0.0018792 | 0.0018579 | 0.0018375 | 0.0018181 | 0.0017997 | 0.0017823
Yes | SDG&E | Com | HVAC | 2022 T-24: NRA - Air Distribution - Fan Power Budget | Expected | Electric Demand (MW) | 0.051194 | 0.050558 | 0.049928 | 0.049308 | 0.048701 | 0.048109 | 0.047534 | 0.04698 | 0.046448 | 0.045938 | 0.045453 | 0.044993 | 0.044558
Yes | SDG&E | Com | HVAC | 2022 T-24: NRA - HVAC Controls - Dedicated Outdoor Air Systems (DOAS) | Expected | Electric Demand (MW) | 0.037087 | 0.036884 | 0.036673 | 0.036454 | 0.036228 | 0.035994 | 0.035753 | 0.035505 | 0.035249 | 0.034985 | 0.034715 | 0.034437 | 0.034152
Yes | SDG&E | Com | HVAC | 2022 T-24: NRA - HVAC Controls - Exhaust Air Heat Recovery | Expected | Electric Demand (MW) | 0.00069924 | 0.00069497 | 0.00069057 | 0.00068606 | 0.00068143 | 0.0006767 | 0.00067185 | 0.0006669 | 0.00066185 | 0.00065671 | 0.00065147 | 0.00064615 | 0.00064076
Yes | SDG&E | Com | HVAC | 2022 T-24: NRA - HVAC Controls - Expand Economizer Requirements | Expected | Electric Demand (MW) | 0.0086849 | 0.0084916 | 0.0083077 | 0.0081332 | 0.0079681 | 0.0045697 | 0 | 0 | 0 | 0 | 0 | 0 | 0
Yes | SDG&E | Com | HVAC | 2022 T-24: NRA - HVAC Controls - VAV Deadband Airflow | Expected | Electric Demand (MW) | 0.0019577 | 0.0012748 | 0.00079448 | 0.00048061 | 0.00028527 | 0.00016737 | 9.7513e-05 | 5.6581e-05 | 3.2752e-05 | 1.8933e-05 | 1.0935e-05 | 6.3131e-06 | 3.6437e-06
Yes | SDG&E | Com | HVAC | 2019 T-24: NRA-MECH-ASHRAE 90.1 | Expected | Electric Demand (MW) | 0.091248 | 0.085565 | 0.078926 | 0.071442 | 0.063333 | 0.054917 | 0.046562 | 0.038627 | 0.031402 | 0.02507 | 0.0016736 | 0 | 0
Yes | SDG&E | Com | HVAC | 2019 T-24: NRA-MECH-Cooling Towers | Expected | Electric Demand (MW) | 0.0084451 | 0.0079191 | 0.0073047 | 0.006612 | 0.0058616 | 0.0050826 | 0.0043094 | 0.003575 | 0.0029063 | 0.0023202 | 0.00015489 | 0 | 0
Yes | SDG&E | Com | HVAC | 2019 T-24: NRA-MECH-HE Fume Hoods in Lab Spaces | Expected | Electric Demand (MW) | 0.037694 | 0.035346 | 0.032604 | 0.029512 | 0.026163 | 0.022686 | 0.019235 | 0.015957 | 0.012972 | 0.010356 | 0.00069134 | 0 | 0
Yes | SDG&E | Com | HVAC | 2019 T-24: NRA-MECH-Variable Exhaust Flow Control | Expected | Electric Demand (MW) | 0.012595 | 0.011811 | 0.010895 | 0.0098615 | 0.0087422 | 0.0075805 | 0.0064272 | 0.0053319 | 0.0043346 | 0.0034605 | 0.00023101 | 3.209e-18 | 3.209e-18
Yes | SDG&E | Com | HVAC | 2022 T-24: NRNC - Air Distribution - Duct Leakage Testing | Expected | Electric Demand (MW) | 0.018921 | 0.018686 | 0.018453 | 0.018224 | 0.018 | 0.017781 | 0.017569 | 0.017364 | 0.017167 | 0.016979 | 0.016799 | 0.016629 | 0.016469
Yes | SDG&E | Com | HVAC | 2022 T-24: NRNC - Air Distribution - Fan Energy Index | Expected | Electric Demand (MW) | 0.00086007 | 0.00084937 | 0.00083879 | 0.00082837 | 0.00081817 | 0.00080822 | 0.00079858 | 0.00078927 | 0.00078032 | 0.00077176 | 0.00076361 | 0.00075588 | 0.00074857
Yes | SDG&E | Com | HVAC | 2022 T-24: NRNC - Air Distribution - Fan Power Budget | Expected | Electric Demand (MW) | 0.017201 | 0.016987 | 0.016776 | 0.016567 | 0.016363 | 0.016164 | 0.015972 | 0.015785 | 0.015606 | 0.015435 | 0.015272 | 0.015118 | 0.014971
Yes | SDG&E | Com | HVAC | 2022 T-24: NRNC - Computer Room Efficiency - Increased Temperature Thresholds for Economizers | Expected | Electric Demand (MW) | 0.0081854 | 0.0077636 | 0.0073809 | 0.0070344 | 0.0067215 | 0.0064393 | 0.0061854 | 0.0059572 | 0.0057525 | 0.005569 | 0.0054047 | 0.0052578 | 0.0051266
Yes | SDG&E | Com | HVAC | 2022 T-24: NRNC - HVAC Controls - Dedicated Outdoor Air Systems (DOAS) | Expected | Electric Demand (MW) |  | 0.06765 | 0.067363 | 0.067064 | 0.066753 | 0.06643 | 0.066094 | 0.065746 | 0.065385 | 0.06501 | 0.064623 | 0.064222 | 0.063808
Yes | SDG&E | Com | HVAC | 2022 T-24: NRNC - HVAC Controls - Exhaust Air Heat Recovery | Expected | Electric Demand (MW) |  | 0.00019459 | 0.00019336 | 0.0001921 | 0.0001908 | 0.00018948 | 0.00018812 | 0.00018673 | 0.00018532 | 0.00018388 | 0.00018241 | 0.00018092 | 0.00017941
Yes | SDG&E | Com | HVAC | 2022 T-24: NRNC - HVAC Controls - Expand Economizer Requirements | Expected | Electric Demand (MW) |  | 0.0032584 | 0.0031878 | 0.0031209 | 0.0030576 | 0.0029978 | 0.0029415 | 0.0028885 | 0.0028389 | 0.0027925 | 0.0027491 | 0.0027086 | 0.0026709
Yes | SDG&E | Com | HVAC | 2022 T-24: NRNC - HVAC Controls - VAV Deadband Airflow | Expected | Electric Demand (MW) |  | 0.00045305 | 0.00028235 | 0.0001708 | 0.00010138 | 5.948e-05 | 3.4654e-05 | 2.0108e-05 | 1.164e-05 | 6.7283e-06 | 3.8862e-06 | 2.2436e-06 | 1.2949e-06
Yes | SDG&E | Com | HVAC | 2019 T-24: NRNC-MECH-ASHRAE 90.1 | Expected | Electric Demand (MW) |  | 0.14944 | 0.12702 | 0.10385 | 0.081702 | 0.062034 | 0.045685 | 0.032825 | 0.023141 | 0.016087 | 0.01107 | 0.0075635 | 0.0051423
Yes | SDG&E | Com | HVAC | 2019 T-24: NRNC-MECH-Cooling Towers | Expected | Electric Demand (MW) |  | 0.020087 | 0.018529 | 0.016772 | 0.014868 | 0.012893 | 0.010931 | 0.0090683 | 0.007372 | 0.0058855 | 0.004626 | 0.0035889 | 0.002755
Yes | SDG&E | Com | HVAC | 2019 T-24: NRNC-MECH-Economizer FDD | Expected | Electric Demand (MW) |  | 0.020667 | 0.019063 | 0.017256 | 0.015297 | 0.013264 | 0.011246 | 0.0093299 | 0.0075847 | 0.0060553 | 0.0047594 | 0.0036925 | 0.0028345
Yes | SDG&E | Com | HVAC | 2019 T-24: NRNC-MECH-HE Fume Hoods in Lab Spaces | Expected | Electric Demand (MW) |  | 0.023757 | 0.021914 | 0.019836 | 0.017585 | 0.015248 | 0.012928 | 0.010725 | 0.0087188 | 0.0069607 | 0.0054711 | 0.0042446 | 0.0032583
Yes | SDG&E | Com | HVAC | 2019 T-24: NRNC-MECH-Variable Exhaust Flow Control | Expected | Electric Demand (MW) |  | 0.0064416 | 0.0059418 | 0.0053784 | 0.0047679 | 0.0041343 | 0.0035054 | 0.002908 | 0.002364 | 0.0018873 | 0.0014834 | 0.0011509 | 0.00088347
Yes | SDG&E | Com | HVAC | 2019 T-24: NRNC-MECH-Ventilation & IAQ | Expected | Electric Demand (MW) |  | 0.011589 | 0.01069 | 0.0096761 | 0.0085779 | 0.007438 | 0.0063064 | 0.0052317 | 0.0042531 | 0.0033955 | 0.0026688 | 0.0020705 | 0.0015894
Yes | SDG&E | Com | HVAC | 2019-21 Fed App: Single package vertical AC and HP - <65,000 Btu/hr | Expected | Electric Demand (MW) |  | 0.027259 | 0.02736 | 0.027649 | 0.028084 | 0.028518 | 0.02816 | 0.027856 | 0.027598 | 0.02133 | 0.0052638 | 0.005234 | 0.0052089
Yes | SDG&E | Com | HVAC | Fed Appliance: Single package vertical AC and HP - >65,000 Btu/hr and <240,000 Btu/hr | Possible | Electric Demand (MW) | 0.018225 | 0.018054 | 0.017936 | 0.017851 | 0.017801 | 0.0049049 | 0.0048927 | 0.0048848 | 0.0048718 | 0.0048601 | 0.0048454 | 0.0048306 | 0.0048137
Yes | SDG&E | Com | HVAC | Fed Appliance: Commercial CAC and HP - <65,000 Btu/hr | Possible | Electric Demand (MW) | 0.00066411 | 0.00066411 | 0.00066411 | 0.00066411 | 0.00066411 | 0.00066411 | 0.00066411 | 0.00066411 | 0.00066411 | 0.00066411 | 0.00066411 | 0.00066411 | 0.00066411
Yes | SDG&E | Com | HVAC | Fed Appliance: Commercial CAC and HP - 65,000 Btu/hr to 760,000 Btu/hr - Tier 1 | Possible | Electric Demand (MW) | 0.14687 | 0.14394 | 0.141 | 0.13806 | 0.13512 | 0.13219 | 0.12925 | 0.029743 | 0.029051 | 0.02836 | 0.027668 | 0.026976 | 0.026284
Yes | SDG&E | Com | HVAC | Fed Appliance: Computer Room Acs >=65,000 Btu/h and < 760,000 Btu/h | Possible | Electric Demand (MW) | 1.3102e-06 | 1.3102e-06 | 1.3102e-06 | 1.1379e-06 | 3.2508e-07 | 3.2507e-07 | 3.2507e-07 | 3.2507e-07 | 3.2507e-07 | 3.2507e-07 | 3.2507e-07 | 3.2507e-07 | 3.2507e-07
Yes | SDG&E | Com | HVAC | 2008 T-24: DDC to Zone | Possible | Electric Demand (MW) | 0.99287 | 0.98916 | 0.9863 | 0.9841 | 0.98241 | 0.98112 | 0.97957 | 0.97819 | 0.9767 | 0.97528 | 0.97381 | 0.97237 | 0.97092
Yes | SDG&E | Com | HVAC | 2005 T-24: Ducts in existing commercial buildings | Possible | Electric Demand (MW) | 0 | 0 | 0 | 0 | 0 | 0 | 0 | 0 | 0 | 0 | 0 | 0 | 0
Yes | SDG&E | Com | HVAC | Fed Appliance: Large and Very Large Commercial Package Air-Conditioners ≥135 kBtu/h | Possible | Electric Demand (MW) | 5.232e-05 | 5.1951e-05 | 5.1616e-05 | 5.1314e-05 | 2.8541e-05 | 1.2603e-05 | 1.2537e-05 | 1.2474e-05 | 1.241e-05 | 1.2346e-05 | 1.2282e-05 | 1.2218e-05 | 1.2154e-05
Yes | SDG&E | Com | HVAC | 2016 T-24: NRA-HVAC-ASHRAE Equipment Efficiency | Possible | Electric Demand (MW) | 0.10835 | 0.1074 | 0.10676 | 0.10633 | 0.10603 | 0.10583 | 0.10556 | 0.10534 | 0.10509 | 0.10486 | 0.10462 | 0.10438 | 0
Yes | SDG&E | Com | HVAC | 2016 T-24: NRA-HVAC-ASHRAE Measure-DDC | Possible | Electric Demand (MW) | 0.005198 | 0.0051528 | 0.005122 | 0.0051011 | 0.0050869 | 0.0050773 | 0.0050646 | 0 | 0 | 0 | 0 | 0 | 0
Yes | SDG&E | Com | HVAC | 2013 T-24: NRA-HVAC-Equipment Efficiency | Possible | Electric Demand (MW) | 0.16963 | 0.16827 | 0.16723 | 0.16644 | 0.16584 | 0.16539 | 0.16484 | 0.16435 | 0.16382 | 0.080987 | 0 | 0 | 0
Yes | SDG&E | Com | HVAC | 2013 T-24: NRNC-HVAC-Garage Exhaust | Possible | Electric Demand (MW) | 0.091291 | 0.090859 | 0.090588 | 0.090419 | 0.090316 | 0.090252 | 0.090162 | 0.09009 | 0.090006 | 0.08993 | 0.089848 | 0.08977 | 0.08969
Yes | SDG&E | Com | HVAC | 2013 T-24: NRNC-HVAC-Laboratory Exhaust | Possible | Electric Demand (MW) | 0.20699 | 0.20602 | 0.2054 | 0.20502 | 0.20478 | 0.20464 | 0.20444 | 0.20427 | 0.20408 | 0.20391 | 0.20372 | 0.20355 | 0.20336
Yes | SDG&E | Com | HVAC | 2013 T-24: NRNC-HVAC-Occupant Controlled Smart Thermostats | Possible | Electric Demand (MW) | 0.042471 | 0.041941 | 0.041523 | 0.041196 | 0.040941 | 0.040743 | 0.040508 | 0.040297 | 0.04007 | 0.039854 | 0.039631 | 0.039412 | 0.03919
Yes | SDG&E | Com | HVAC | 2013 T-24: NRNC-HVAC-Water & Space Heating ACM | Possible | Electric Demand (MW) | 0.0042786 | 0.0042252 | 0.0041831 | 0.0041501 | 0.0041244 | 0.0041045 | 0.0040808 | 0.0040596 | 0.0040367 | 0.0040149 | 0.0039924 | 0.0039704 | 0.0039481
Yes | SDG&E | Com | HVAC | 2013 T-24: NRNC-Process-Data Centers | Possible | Electric Demand (MW) | 0.017354 | 0.017352 | 0.017351 | 0.01735 | 0.01735 | 0.01735 | 0.017349 | 0.017349 | 0.017349 | 0.017348 | 0.017348 | 0.017348 | 0.017347
Yes | SDG&E | Com | HVAC | Fed Appliance: Small Commercial Package Air-Conditioners ≥65 and <135 kBtu/h | Possible | Electric Demand (MW) | 2.5907e-08 | 2.5392e-08 | 2.4927e-08 | 1.3733e-08 | 5.9863e-09 | 5.9009e-09 | 5.8096e-09 | 5.7222e-09 | 5.6322e-09 | 5.5439e-09 | 5.4545e-09 | 5.3658e-09 | 5.2767e-09
Yes | SDG&E | Com | HVAC | 2019-21 Fed App: Ceiling Fans | Possible | Electric Demand (MW) | 5.4454e-06 | 5.3395e-06 | 5.2405e-06 | 5.1461e-06 | 5.0899e-06 | 5.0554e-06 | 4.9821e-06 | 4.9195e-06 | 4.2454e-06 | 5.8466e-07 | 5.8004e-07 | 5.7615e-07 | 5.7289e-07
Yes | SDG&E | Com | HVAC | 2022-24 Fed App: Commercial boilers | Possible | Electric Demand (MW) | -0.0012839 | -0.0012787 | -0.0012542 | -0.001233 | -0.0012151 | -0.0011999 | -0.0011744 | -0.0011522 | -0.0011331 | -0.0011167 | -0.0011027 | -0.0010907 | -0.0010806
Yes | SDG&E | Com | HVAC | 2016-18 Fed App: Commercial CAC and HP (65,000 Btu/hr to 760,000 Btu/hr) - Tier 2 | Possible | Electric Demand (MW) | 1.032 | 1.0318 | 1.0316 | 1.0315 | 1.0314 | 1.0313 | 1.0312 | 1.0311 | 1.0311 | 1.031 | 1.031 | 1.0309 | 1.0309
Yes | SDG&E | Com | HVAC | 2019-21 Fed App: Dehumidifiers | Possible | Electric Demand (MW) |  | 0.041891 | 0.040668 | 0.039405 | 0.038055 | 0.021917 | 0.0052579 | 0.0050206 | 0.0048058 | 0.0046115 | 0.0044357 | 0.0042766 | 0.0041326
Yes | SDG&E | Com | HVAC | 2025 T-24: NR HVAC - Limit Hot Water Supply Temperatures - Electric (Alterations) | Possible | Electric Demand (MW) | 0 | 0.0041871 | 0.0045153 | 0.0044555 | 0.0043963 | 0.0043378 | 0.0042801 | 0.0042232 | 0.0041671 | 0.0041118 | 0.0040575 | 0.00084466 | 0.00054506
Yes | SDG&E | Com | HVAC | 2025 T-24: NR HVAC - Limit Hot Water Supply Temperatures - Electric (New Construction + Additions) | Possible | Electric Demand (MW) | 0 | 0.00034927 | 0.0020623 | 0.002035 | 0.0020079 | 0.0019812 | 0.0019549 | 0.0019288 | 0.0019032 | 0.001878 | 0.0018532 | 0.001566 | 0.00024894
Yes | SDG&E | Com | HVAC | 2025 T-24: NR HVAC - Mechanical Heat Recovery (without TES, waterside HR) (New Construction + Additions) | Possible | Electric Demand (MW) | 0 | 0.00037764 | 0.002188 | 0.002115 | 0.0020411 | 0.001967 | 0.0018931 | 0.00182 | 0.0017482 | 0.0016782 | 0.0016103 | 0.0013231 | 0.00020451
Yes | SDG&E | Com | HVAC | 2025 T-24: NR HVAC - Mechanical Heat Recovery Scenario A - Gas Baseline (New Construction + Additions) | Possible | Electric Demand (MW) | 0 | -1.7166e-05 | -9.9455e-05 | -9.6136e-05 | -9.2779e-05 | -8.941e-05 | -8.6051e-05 | -8.2728e-05 | -7.9464e-05 | -7.6281e-05 | -7.3197e-05 | -6.0139e-05 | -9.2957e-06
Yes | SDG&E | Com | HVAC | 2025 T-24: NR HVAC Controls - Guideline 36 (Alterations) | Possible | Electric Demand (MW) | 0 | 0.41397 | 0.45091 | 0.4494 | 0.44785 | 0.44627 | 0.44466 | 0.443 | 0.44132 | 0.43959 | 0.43784 | 0.43604 | 0.43421
Yes | SDG&E | Com | HVAC | 2025 T-24: NR HVAC Controls - Guideline 36 (New Construction + Additions) | Possible | Electric Demand (MW) | 0 | 0.0176 | 0.10497 | 0.10461 | 0.10425 | 0.10389 | 0.10351 | 0.10312 | 0.10273 | 0.10233 | 0.10192 | 0.1015 | 0.10108
Yes | SDG&E | Com | HVAC | 2022 T-24: NRA - Air Distribution - Duct Leakage Testing | Possible | Electric Demand (MW) | 0.034812 | 0.034379 | 0.033951 | 0.033529 | 0.033116 | 0.032714 | 0.032323 | 0.031947 | 0.031584 | 0.031238 | 0.030908 | 0.030595 | 0.030299
Yes | SDG&E | Com | HVAC | 2022 T-24: NRA - Air Distribution - Fan Energy Index | Possible | Electric Demand (MW) | 0.0020478 | 0.0020223 | 0.0019971 | 0.0019723 | 0.001948 | 0.0019243 | 0.0019014 | 0.0018792 | 0.0018579 | 0.0018375 | 0.0018181 | 0.0017997 | 0.0017823
Yes | SDG&E | Com | HVAC | 2022 T-24: NRA - Air Distribution - Fan Power Budget | Possible | Electric Demand (MW) | 0.051194 | 0.050558 | 0.049928 | 0.049308 | 0.048701 | 0.048109 | 0.047534 | 0.04698 | 0.046448 | 0.045938 | 0.045453 | 0.044993 | 0.044558
Yes | SDG&E | Com | HVAC | 2022 T-24: NRA - HVAC Controls - Dedicated Outdoor Air Systems (DOAS) | Possible | Electric Demand (MW) | 0.037087 | 0.036884 | 0.036673 | 0.036454 | 0.036228 | 0.035994 | 0.035753 | 0.035505 | 0.035249 | 0.034985 | 0.034715 | 0.034437 | 0.034152
Yes | SDG&E | Com | HVAC | 2022 T-24: NRA - HVAC Controls - Exhaust Air Heat Recovery | Possible | Electric Demand (MW) | 0.00069924 | 0.00069497 | 0.00069057 | 0.00068606 | 0.00068143 | 0.0006767 | 0.00067185 | 0.0006669 | 0.00066185 | 0.00065671 | 0.00065147 | 0.00064615 | 0.00064076
Yes | SDG&E | Com | HVAC | 2022 T-24: NRA - HVAC Controls - Expand Economizer Requirements | Possible | Electric Demand (MW) | 0.0086849 | 0.0084916 | 0.0083077 | 0.0081332 | 0.0079681 | 0.0045697 | 0 | 0 | 0 | 0 | 0 | 0 | 0
Yes | SDG&E | Com | HVAC | 2022 T-24: NRA - HVAC Controls - VAV Deadband Airflow | Possible | Electric Demand (MW) | 0.0019577 | 0.0012748 | 0.00079448 | 0.00048061 | 0.00028527 | 0.00016737 | 9.7513e-05 | 5.6581e-05 | 3.2752e-05 | 1.8933e-05 | 1.0935e-05 | 6.3131e-06 | 3.6437e-06
Yes | SDG&E | Com | HVAC | 2019 T-24: NRA-MECH-ASHRAE 90.1 | Possible | Electric Demand (MW) | 0.091248 | 0.085565 | 0.078926 | 0.071442 | 0.063333 | 0.054917 | 0.046562 | 0.038627 | 0.031402 | 0.02507 | 0.0016736 | 0 | 0
Yes | SDG&E | Com | HVAC | 2019 T-24: NRA-MECH-Cooling Towers | Possible | Electric Demand (MW) | 0.0084451 | 0.0079191 | 0.0073047 | 0.006612 | 0.0058616 | 0.0050826 | 0.0043094 | 0.003575 | 0.0029063 | 0.0023202 | 0.00015489 | 0 | 0
Yes | SDG&E | Com | HVAC | 2019 T-24: NRA-MECH-HE Fume Hoods in Lab Spaces | Possible | Electric Demand (MW) | 0.037694 | 0.035346 | 0.032604 | 0.029512 | 0.026163 | 0.022686 | 0.019235 | 0.015957 | 0.012972 | 0.010356 | 0.00069134 | 0 | 0
Yes | SDG&E | Com | HVAC | 2019 T-24: NRA-MECH-Variable Exhaust Flow Control | Possible | Electric Demand (MW) | 0.012595 | 0.011811 | 0.010895 | 0.0098615 | 0.0087422 | 0.0075805 | 0.0064272 | 0.0053319 | 0.0043346 | 0.0034605 | 0.00023101 | 3.209e-18 | 3.209e-18
Yes | SDG&E | Com | HVAC | 2022 T-24: NRNC - Air Distribution - Duct Leakage Testing | Possible | Electric Demand (MW) | 0.018921 | 0.018686 | 0.018453 | 0.018224 | 0.018 | 0.017781 | 0.017569 | 0.017364 | 0.017167 | 0.016979 | 0.016799 | 0.016629 | 0.016469
Yes | SDG&E | Com | HVAC | 2022 T-24: NRNC - Air Distribution - Fan Energy Index | Possible | Electric Demand (MW) | 0.00086007 | 0.00084937 | 0.00083879 | 0.00082837 | 0.00081817 | 0.00080822 | 0.00079858 | 0.00078927 | 0.00078032 | 0.00077176 | 0.00076361 | 0.00075588 | 0.00074857
Yes | SDG&E | Com | HVAC | 2022 T-24: NRNC - Air Distribution - Fan Power Budget | Possible | Electric Demand (MW) | 0.017201 | 0.016987 | 0.016776 | 0.016567 | 0.016363 | 0.016164 | 0.015972 | 0.015785 | 0.015606 | 0.015435 | 0.015272 | 0.015118 | 0.014971
Yes | SDG&E | Com | HVAC | 2022 T-24: NRNC - Computer Room Efficiency - Increased Temperature Thresholds for Economizers | Possible | Electric Demand (MW) | 0.0081854 | 0.0077636 | 0.0073809 | 0.0070344 | 0.0067215 | 0.0064393 | 0.0061854 | 0.0059572 | 0.0057525 | 0.005569 | 0.0054047 | 0.0052578 | 0.0051266
Yes | SDG&E | Com | HVAC | 2022 T-24: NRNC - HVAC Controls - Dedicated Outdoor Air Systems (DOAS) | Possible | Electric Demand (MW) |  | 0.06765 | 0.067363 | 0.067064 | 0.066753 | 0.06643 | 0.066094 | 0.065746 | 0.065385 | 0.06501 | 0.064623 | 0.064222 | 0.063808
Yes | SDG&E | Com | HVAC | 2022 T-24: NRNC - HVAC Controls - Exhaust Air Heat Recovery | Possible | Electric Demand (MW) |  | 0.00019459 | 0.00019336 | 0.0001921 | 0.0001908 | 0.00018948 | 0.00018812 | 0.00018673 | 0.00018532 | 0.00018388 | 0.00018241 | 0.00018092 | 0.00017941
Yes | SDG&E | Com | HVAC | 2022 T-24: NRNC - HVAC Controls - Expand Economizer Requirements | Possible | Electric Demand (MW) |  | 0.0032584 | 0.0031878 | 0.0031209 | 0.0030576 | 0.0029978 | 0.0029415 | 0.0028885 | 0.0028389 | 0.0027925 | 0.0027491 | 0.0027086 | 0.0026709
Yes | SDG&E | Com | HVAC | 2022 T-24: NRNC - HVAC Controls - VAV Deadband Airflow | Possible | Electric Demand (MW) |  | 0.00045305 | 0.00028235 | 0.0001708 | 0.00010138 | 5.948e-05 | 3.4654e-05 | 2.0108e-05 | 1.164e-05 | 6.7283e-06 | 3.8862e-06 | 2.2436e-06 | 1.2949e-06
Yes | SDG&E | Com | HVAC | 2019 T-24: NRNC-MECH-ASHRAE 90.1 | Possible | Electric Demand (MW) |  | 0.14944 | 0.12702 | 0.10385 | 0.081702 | 0.062034 | 0.045685 | 0.032825 | 0.023141 | 0.016087 | 0.01107 | 0.0075635 | 0.0051423
Yes | SDG&E | Com | HVAC | 2019 T-24: NRNC-MECH-Cooling Towers | Possible | Electric Demand (MW) |  | 0.020087 | 0.018529 | 0.016772 | 0.014868 | 0.012893 | 0.010931 | 0.0090683 | 0.007372 | 0.0058855 | 0.004626 | 0.0035889 | 0.002755
Yes | SDG&E | Com | HVAC | 2019 T-24: NRNC-MECH-Economizer FDD | Possible | Electric Demand (MW) |  | 0.020667 | 0.019063 | 0.017256 | 0.015297 | 0.013264 | 0.011246 | 0.0093299 | 0.0075847 | 0.0060553 | 0.0047594 | 0.0036925 | 0.0028345
Yes | SDG&E | Com | HVAC | 2019 T-24: NRNC-MECH-HE Fume Hoods in Lab Spaces | Possible | Electric Demand (MW) |  | 0.023757 | 0.021914 | 0.019836 | 0.017585 | 0.015248 | 0.012928 | 0.010725 | 0.0087188 | 0.0069607 | 0.0054711 | 0.0042446 | 0.0032583
Yes | SDG&E | Com | HVAC | 2019 T-24: NRNC-MECH-Variable Exhaust Flow Control | Possible | Electric Demand (MW) |  | 0.0064416 | 0.0059418 | 0.0053784 | 0.0047679 | 0.0041343 | 0.0035054 | 0.002908 | 0.002364 | 0.0018873 | 0.0014834 | 0.0011509 | 0.00088347
Yes | SDG&E | Com | HVAC | 2019 T-24: NRNC-MECH-Ventilation & IAQ | Possible | Electric Demand (MW) |  | 0.011589 | 0.01069 | 0.0096761 | 0.0085779 | 0.007438 | 0.0063064 | 0.0052317 | 0.0042531 | 0.0033955 | 0.0026688 | 0.0020705 | 0.0015894
Yes | SDG&E | Com | HVAC | 2019-21 Fed App: Single package vertical AC and HP - <65,000 Btu/hr | Possible | Electric Demand (MW) |  | 0.027259 | 0.02736 | 0.027649 | 0.028084 | 0.028518 | 0.02816 | 0.027856 | 0.027598 | 0.02133 | 0.0052638 | 0.005234 | 0.0052089
Yes | PG&E | Res | HVAC | 2005 T-24: Duct improvement | On-the-books | Electric Demand (MW) | 0 | 0 | 0 | 0 | 0 | 0 | 0 | 0 | 0 | 0 | 0 | 0 | 0
Yes | PG&E | Res | HVAC | Fed Appliance: Residential Central AC, Heat Pumps and Furnaces | On-the-books | Electric Demand (MW) | 1.4126 | 1.3845 | 1.3614 | 1.3424 | 1.327 | 1.3145 | 1.3001 | 1.2869 | 0.19417 | 0.19213 | 0.19002 | 0.18795 | 0.18586
Yes | PG&E | Res | HVAC | Fed Appliance: Residential Room AC | On-the-books | Electric Demand (MW) | 0.78722 | 0.16191 | 0.15907 | 0.15675 | 0.15487 | 0.15334 | 0.15158 | 0.14998 | 0.14827 | 0.14663 | 0.14494 | 0.14328 | 0.14161
Yes | PG&E | Res | HVAC | 2016 T-20: Air Filter Labeling | On-the-books | Electric Demand (MW) | 0.0012928 | 0.0012882 | 0.0012846 | 0.0012816 | 0.0012793 | 0.0012774 | 0.001276 | 0.0012748 | 0.0012739 | 0.0012731 | 0.0012726 | 0.0012721 | 0.0012718
Yes | PG&E | Res | HVAC | 2024 T-20: Air Filter Labeling | On-the-books | Electric Demand (MW) | 0.036031 | 0.036251 | 0.036471 | 0.036691 | 0.036911 | 0.037132 | 0.037132 | 0.037132 | 0.037131 | 0.037131 | 0.037131 | 0.037131 | 0.037131
Yes | PG&E | Res | HVAC | 2019-21 Fed App: Ceiling Fans | On-the-books | Electric Demand (MW) | 0.0009325 | 0.00091438 | 0.00089742 | 0.00088125 | 0.00087163 | 0.00086572 | 0.00085317 | 0.00084246 | 0.00072702 | 0.00010012 | 9.933e-05 | 9.8665e-05 | 9.8105e-05
Yes | PG&E | Res | HVAC | 2019-21 Fed App: Dehumidifiers | On-the-books | Electric Demand (MW) |  | 0.37757 | 0.36654 | 0.35516 | 0.34299 | 0.19754 | 0.047389 | 0.04525 | 0.043315 | 0.041563 | 0.039979 | 0.038545 | 0.037248
Yes | PG&E | Res | HVAC | 2022 T-24: MFA - Restructuring - Airflow and Fan Watt Draw | On-the-books | Electric Demand (MW) | 0.19549 | 0.19482 | 0.19428 | 0.19385 | 0.19352 | 0.19326 | 0.19306 | 0.1929 | 0.19277 | 0.19267 | 0.1926 | 0.19254 | 0.19249
Yes | PG&E | Res | HVAC | 2022 T-24: MFA - Restructuring - Duct Sealing and Testing | On-the-books | Electric Demand (MW) | 0.02516 | 0.02507 | 0.024988 | 0.024911 | 0.02484 | 0.024775 | 0.024715 | 0.024659 | 0.024608 | 0.024561 | 0.024518 | 0.024478 | 0.024442
Yes | PG&E | Res | HVAC | 2022 T-24: MFA - Restructuring - Refrigerant Charge Verification | On-the-books | Electric Demand (MW) | 0.18058 | 0.17719 | 0.17389 | 0.17068 | 0.16759 | 0.16461 | 0.16177 | 0.15906 | 0.15649 | 0.15406 | 0.15178 | 0.14964 | 0.14765
Yes | PG&E | Res | HVAC | 2022 T-24: MFNC - Indoor Air Quality - Central Ventilation Duct Sealing | On-the-books | Electric Demand (MW) | 0.15029 | 0.14853 | 0.1468 | 0.14512 | 0.14348 | 0.1419 | 0.14038 | 0.13893 | 0.13754 | 0.13623 | 0.13499 | 0.13383 | 0.13274
Yes | PG&E | Res | HVAC | 2022 T-24: MFNC - Indoor Air Quality - Heat or Energy Recovery Ventilator | On-the-books | Electric Demand (MW) | 0.22822 | 0.22554 | 0.22292 | 0.22036 | 0.21788 | 0.21548 | 0.21317 | 0.21097 | 0.20886 | 0.20687 | 0.20499 | 0.20322 | 0.20156
Yes | PG&E | Res | HVAC | 2022 T-24: MFNC - Restructuring - Airflow and Fan Watt Draw | On-the-books | Electric Demand (MW) | 0.087274 | 0.086971 | 0.086731 | 0.086542 | 0.086394 | 0.086277 | 0.086186 | 0.086114 | 0.086059 | 0.086015 | 0.085981 | 0.085955 | 0.085935
Yes | PG&E | Res | HVAC | 2022 T-24: MFNC - Restructuring - Refrigerant Charge Verification | On-the-books | Electric Demand (MW) | 0.052532 | 0.051547 | 0.050586 | 0.049653 | 0.048753 | 0.047887 | 0.047059 | 0.046271 | 0.045523 | 0.044818 | 0.044154 | 0.043532 | 0.042951
Yes | PG&E | Res | HVAC | 2025 T-24: Multifamily IAQ - Compartmentalization and Balanced or supply-only ventilation (New Construction + Additions) | On-the-books | Electric Demand (MW) | 0 | 0.0084105 | 0.033292 | 0.033211 | 0.033127 | 0.033038 | 0.032945 | 0.032848 | 0.032746 | 0.03264 | 0.03253 | 0.032416 | 0.032298
Yes | PG&E | Res | HVAC | 2025 T-24: Multifamily Restructuring - Central Ventilation Shaft Sealing (New Construction + Additions) | On-the-books | Electric Demand (MW) | 0 | 0.00019037 | 0.0007338 | 0.00071227 | 0.00069074 | 0.00066926 | 0.00064785 | 0.00062656 | 0.00060542 | 0.00058448 | 0.00056376 | 0.0005433 | 0.00052313
Yes | PG&E | Res | HVAC | 2019 T-24: RA(MF)-MECH-Quality HVAC | On-the-books | Electric Demand (MW) |  | 0.0065199 | 0.006014 | 0.0054438 | 0.0048259 | 0.0041846 | 0.003548 | 0.0029433 | 0.0023928 | 0.0019103 | 0.0015015 | 0.0011649 | 0.00089421
Yes | PG&E | Res | HVAC | 2019 T-24: RA(SF)-MECH-Quality HVAC | On-the-books | Electric Demand (MW) |  | 0.01136 | 0.010478 | 0.0094847 | 0.0084082 | 0.0072908 | 0.0061816 | 0.0051282 | 0.0041689 | 0.0033283 | 0.002616 | 0.0020296 | 0.001558
Yes | PG&E | Res | HVAC | 2019-21 Fed App: Residential boilers - gas-fired hot water and electric hot water | On-the-books | Electric Demand (MW) |  | 0.00039597 | 0.00039384 | 0.00039263 | 0.00039272 | 0.00039258 | 0.00039148 | 0.00039052 | 0.0003897 | 0.00038899 | 0.00038838 | 0.00038787 | 0.00038743
Yes | PG&E | Res | HVAC | 2019-21 Fed App: Residential boilers - gas-fired steam and electric steam | On-the-books | Electric Demand (MW) |  | 1.984e-05 | 1.8615e-05 | 1.751e-05 | 1.6639e-05 | 1.5758e-05 | 1.5089e-05 | 1.4507e-05 | 1.4004e-05 | 1.3573e-05 | 1.3205e-05 | 1.2892e-05 | 1.2627e-05
Yes | PG&E | Res | HVAC | 2022-24 Fed App: Residential central AC & HP | On-the-books | Electric Demand (MW) |  | 22.6152 | 22.1984 | 21.777 | 21.5171 | 21.3429 | 20.8891 | 20.4947 | 20.1543 | 19.8622 | 19.6127 | 19.4006 | 19.221
Yes | PG&E | Res | HVAC | 2019-21 Fed App: Residential furnace fans | On-the-books | Electric Demand (MW) |  | 1.2681 | 1.2735 | 1.2786 | 1.2862 | 1.2953 | 1.2953 | 1.2952 | 1.2952 | 1.2952 | 1.2952 | 1.2952 | 1.2952
Yes | PG&E | Res | HVAC | 2025 T-24: Residential HVAC Performance - Multifamily Design (Alterations) | On-the-books | Electric Demand (MW) |  | 0.019599 | 0.021413 | 0.021408 | 0.021403 | 0.021398 | 0.021393 | 0.021388 | 0.021383 | 0.021378 | 0.021372 | 0.021367 | 0.021362
Yes | PG&E | Res | HVAC | 2025 T-24: Residential HVAC Performance - Refrigerant Charge Verification (Alterations) | On-the-books | Electric Demand (MW) |  | 0.072773 | 0.079491 | 0.079454 | 0.079417 | 0.07938 | 0.079343 | 0.079306 | 0.079268 | 0.079231 | 0.079193 | 0.079155 | 0.079117
Yes | PG&E | Res | HVAC | 2025 T-24: Residential HVAC Performance - Refrigerant Charge Verification (New Construction + Additions) | On-the-books | Electric Demand (MW) |  | 0.012829 | 0.025437 | 0.025425 | 0.025414 | 0.025402 | 0.02539 | 0.025378 | 0.025366 | 0.025354 | 0.025342 | 0.02533 | 0.025318
Yes | PG&E | Res | HVAC | 2025 T-24: Residential HVAC Performance - Single Family Defrost (Alterations) | On-the-books | Electric Demand (MW) |  | 0.27851 | 0.30423 | 0.3041 | 0.30397 | 0.30384 | 0.30371 | 0.30357 | 0.30344 | 0.30331 | 0.30318 | 0.30304 | 0.30291
Yes | PG&E | Res | HVAC | 2025 T-24: Residential HVAC Performance - Single Family Defrost (New Construction + Additions) | On-the-books | Electric Demand (MW) |  | 0.070436 | 0.13966 | 0.13961 | 0.13955 | 0.13948 | 0.13942 | 0.13936 | 0.1393 | 0.13924 | 0.13918 | 0.13912 | 0.13906
Yes | PG&E | Res | HVAC | 2025 T-24: Residential HVAC Performance - Single Family Design (Alterations) | On-the-books | Electric Demand (MW) |  | 0.001108 | 0.0012105 | 0.0012102 | 0.00121 | 0.0012097 | 0.0012094 | 0.0012091 | 0.0012088 | 0.0012085 | 0.0012082 | 0.0012079 | 0.0012077
Yes | PG&E | Res | HVAC | 2025 T-24: Residential HVAC Performance - Single Family Design (New Construction + Additions) | On-the-books | Electric Demand (MW) |  | 0.00040487 | 0.00080295 | 0.00080276 | 0.00080257 | 0.00080238 | 0.00080219 | 0.000802 | 0.00080181 | 0.00080162 | 0.00080143 | 0.00080124 | 0.00080104
Yes | PG&E | Res | HVAC | 2019 T-24: RNC(MF)-MECH-Quality HVAC | On-the-books | Electric Demand (MW) |  | 0.25968 | 0.23953 | 0.21682 | 0.19221 | 0.16666 | 0.14131 | 0.11723 | 0.0953 | 0.076083 | 0.059801 | 0.046395 | 0.035615
Yes | PG&E | Res | HVAC | 2019 T-24: RNC(SF)-MECH-Quality HVAC | On-the-books | Electric Demand (MW) |  | 0.6694 | 0.61746 | 0.55891 | 0.49548 | 0.42963 | 0.36427 | 0.30219 | 0.24567 | 0.19613 | 0.15416 | 0.1196 | 0.091809
Yes | PG&E | Res | HVAC | 2022 T-24: SFA - Electric resistance space heating | On-the-books | Electric Demand (MW) |  | 0.015308 | 0.014944 | 0.014543 | 0.014105 | 0.013632 | 0.013129 | 0.012599 | 0.012049 | 0.011486 | 0.010918 | 0.010353 | 0.0097994
Yes | PG&E | Res | HVAC | 2022 T-24: SFA - Prescriptive duct insulation | On-the-books | Electric Demand (MW) |  | 0.027411 | 0.027182 | 0.026966 | 0.026766 | 0.026581 | 0.026411 | 0.026255 | 0.026113 | 0.025985 | 0.025869 | 0.025765 | 0.025672
Yes | PG&E | Res | HVAC | 2022 T-24: SFA - Prescriptive duct sealing | On-the-books | Electric Demand (MW) |  | 0.31282 | 0.3095 | 0.30679 | 0.30458 | 0.30279 | 0.30134 | 0.30017 | 0.29923 | 0.29848 | 0.29787 | 0.29738 | 0.29699
Yes | PG&E | Res | HVAC | 2025 T-24: Single Family HVAC - Supplemental Heating Combined (New Construction + Additions) | On-the-books | Electric Demand (MW) |  | 0.089823 | 0.17814 | 0.1781 | 0.17806 | 0.17801 | 0.17797 | 0.17793 | 0.17789 | 0.17785 | 0.1778 | 0.17776 | 0.17772
Yes | PG&E | Res | HVAC | 2005 T-24: Duct improvement | Expected | Electric Demand (MW) | 0 | 0 | 0 | 0 | 0 | 0 | 0 | 0 | 0 | 0 | 0 | 0 | 0
Yes | PG&E | Res | HVAC | Fed Appliance: Residential Central AC, Heat Pumps and Furnaces | Expected | Electric Demand (MW) | 1.4126 | 1.3845 | 1.3614 | 1.3424 | 1.327 | 1.3145 | 1.3001 | 1.2869 | 0.19417 | 0.19213 | 0.19002 | 0.18795 | 0.18586
Yes | PG&E | Res | HVAC | Fed Appliance: Residential Room AC | Expected | Electric Demand (MW) | 0.78722 | 0.16191 | 0.15907 | 0.15675 | 0.15487 | 0.15334 | 0.15158 | 0.14998 | 0.14827 | 0.14663 | 0.14494 | 0.14328 | 0.14161
Yes | PG&E | Res | HVAC | 2016 T-20: Air Filter Labeling | Expected | Electric Demand (MW) | 0.0012928 | 0.0012882 | 0.0012846 | 0.0012816 | 0.0012793 | 0.0012774 | 0.001276 | 0.0012748 | 0.0012739 | 0.0012731 | 0.0012726 | 0.0012721 | 0.0012718
Yes | PG&E | Res | HVAC | 2024 T-20: Air Filter Labeling | Expected | Electric Demand (MW) | 0.036031 | 0.036251 | 0.036471 | 0.036691 | 0.036911 | 0.037132 | 0.037132 | 0.037132 | 0.037131 | 0.037131 | 0.037131 | 0.037131 | 0.037131
Yes | PG&E | Res | HVAC | 2019-21 Fed App: Ceiling Fans | Expected | Electric Demand (MW) | 0.0009325 | 0.00091438 | 0.00089742 | 0.00088125 | 0.00087163 | 0.00086572 | 0.00085317 | 0.00084246 | 0.00072702 | 0.00010012 | 9.933e-05 | 9.8665e-05 | 9.8105e-05
Yes | PG&E | Res | HVAC | 2019-21 Fed App: Dehumidifiers | Expected | Electric Demand (MW) |  | 0.37757 | 0.36654 | 0.35516 | 0.34299 | 0.19754 | 0.047389 | 0.04525 | 0.043315 | 0.041563 | 0.039979 | 0.038545 | 0.037248
Yes | PG&E | Res | HVAC | 2022 T-24: MFA - Restructuring - Airflow and Fan Watt Draw | Expected | Electric Demand (MW) | 0.19549 | 0.19482 | 0.19428 | 0.19385 | 0.19352 | 0.19326 | 0.19306 | 0.1929 | 0.19277 | 0.19267 | 0.1926 | 0.19254 | 0.19249
Yes | PG&E | Res | HVAC | 2022 T-24: MFA - Restructuring - Duct Sealing and Testing | Expected | Electric Demand (MW) | 0.02516 | 0.02507 | 0.024988 | 0.024911 | 0.02484 | 0.024775 | 0.024715 | 0.024659 | 0.024608 | 0.024561 | 0.024518 | 0.024478 | 0.024442
Yes | PG&E | Res | HVAC | 2022 T-24: MFA - Restructuring - Refrigerant Charge Verification | Expected | Electric Demand (MW) | 0.18058 | 0.17719 | 0.17389 | 0.17068 | 0.16759 | 0.16461 | 0.16177 | 0.15906 | 0.15649 | 0.15406 | 0.15178 | 0.14964 | 0.14765
Yes | PG&E | Res | HVAC | 2022 T-24: MFNC - Indoor Air Quality - Central Ventilation Duct Sealing | Expected | Electric Demand (MW) | 0.15029 | 0.14853 | 0.1468 | 0.14512 | 0.14348 | 0.1419 | 0.14038 | 0.13893 | 0.13754 | 0.13623 | 0.13499 | 0.13383 | 0.13274
Yes | PG&E | Res | HVAC | 2022 T-24: MFNC - Indoor Air Quality - Heat or Energy Recovery Ventilator | Expected | Electric Demand (MW) | 0.22822 | 0.22554 | 0.22292 | 0.22036 | 0.21788 | 0.21548 | 0.21317 | 0.21097 | 0.20886 | 0.20687 | 0.20499 | 0.20322 | 0.20156
Yes | PG&E | Res | HVAC | 2022 T-24: MFNC - Restructuring - Airflow and Fan Watt Draw | Expected | Electric Demand (MW) | 0.087274 | 0.086971 | 0.086731 | 0.086542 | 0.086394 | 0.086277 | 0.086186 | 0.086114 | 0.086059 | 0.086015 | 0.085981 | 0.085955 | 0.085935
Yes | PG&E | Res | HVAC | 2022 T-24: MFNC - Restructuring - Refrigerant Charge Verification | Expected | Electric Demand (MW) | 0.052532 | 0.051547 | 0.050586 | 0.049653 | 0.048753 | 0.047887 | 0.047059 | 0.046271 | 0.045523 | 0.044818 | 0.044154 | 0.043532 | 0.042951
Yes | PG&E | Res | HVAC | 2025 T-24: Multifamily IAQ - Compartmentalization and Balanced or supply-only ventilation (New Construction + Additions) | Expected | Electric Demand (MW) | 0 | 0.0084105 | 0.033292 | 0.033211 | 0.033127 | 0.033038 | 0.032945 | 0.032848 | 0.032746 | 0.03264 | 0.03253 | 0.032416 | 0.032298
Yes | PG&E | Res | HVAC | 2025 T-24: Multifamily Restructuring - Central Ventilation Shaft Sealing (New Construction + Additions) | Expected | Electric Demand (MW) | 0 | 0.00019037 | 0.0007338 | 0.00071227 | 0.00069074 | 0.00066926 | 0.00064785 | 0.00062656 | 0.00060542 | 0.00058448 | 0.00056376 | 0.0005433 | 0.00052313
Yes | PG&E | Res | HVAC | 2019 T-24: RA(MF)-MECH-Quality HVAC | Expected | Electric Demand (MW) |  | 0.0065199 | 0.006014 | 0.0054438 | 0.0048259 | 0.0041846 | 0.003548 | 0.0029433 | 0.0023928 | 0.0019103 | 0.0015015 | 0.0011649 | 0.00089421
Yes | PG&E | Res | HVAC | 2019 T-24: RA(SF)-MECH-Quality HVAC | Expected | Electric Demand (MW) |  | 0.01136 | 0.010478 | 0.0094847 | 0.0084082 | 0.0072908 | 0.0061816 | 0.0051282 | 0.0041689 | 0.0033283 | 0.002616 | 0.0020296 | 0.001558
Yes | PG&E | Res | HVAC | 2019-21 Fed App: Residential boilers - gas-fired hot water and electric hot water | Expected | Electric Demand (MW) |  | 0.00039597 | 0.00039384 | 0.00039263 | 0.00039272 | 0.00039258 | 0.00039148 | 0.00039052 | 0.0003897 | 0.00038899 | 0.00038838 | 0.00038787 | 0.00038743
Yes | PG&E | Res | HVAC | 2019-21 Fed App: Residential boilers - gas-fired steam and electric steam | Expected | Electric Demand (MW) |  | 1.984e-05 | 1.8615e-05 | 1.751e-05 | 1.6639e-05 | 1.5758e-05 | 1.5089e-05 | 1.4507e-05 | 1.4004e-05 | 1.3573e-05 | 1.3205e-05 | 1.2892e-05 | 1.2627e-05
Yes | PG&E | Res | HVAC | 2022-24 Fed App: Residential central AC & HP | Expected | Electric Demand (MW) |  | 22.6152 | 22.1984 | 21.777 | 21.5171 | 21.3429 | 20.8891 | 20.4947 | 20.1543 | 19.8622 | 19.6127 | 19.4006 | 19.221
Yes | PG&E | Res | HVAC | 2019-21 Fed App: Residential furnace fans | Expected | Electric Demand (MW) |  | 1.2681 | 1.2735 | 1.2786 | 1.2862 | 1.2953 | 1.2953 | 1.2952 | 1.2952 | 1.2952 | 1.2952 | 1.2952 | 1.2952
Yes | PG&E | Res | HVAC | 2025 T-24: Residential HVAC Performance - Multifamily Design (Alterations) | Expected | Electric Demand (MW) |  | 0.019599 | 0.021413 | 0.021408 | 0.021403 | 0.021398 | 0.021393 | 0.021388 | 0.021383 | 0.021378 | 0.021372 | 0.021367 | 0.021362
Yes | PG&E | Res | HVAC | 2025 T-24: Residential HVAC Performance - Refrigerant Charge Verification (Alterations) | Expected | Electric Demand (MW) |  | 0.072773 | 0.079491 | 0.079454 | 0.079417 | 0.07938 | 0.079343 | 0.079306 | 0.079268 | 0.079231 | 0.079193 | 0.079155 | 0.079117
Yes | PG&E | Res | HVAC | 2025 T-24: Residential HVAC Performance - Refrigerant Charge Verification (New Construction + Additions) | Expected | Electric Demand (MW) |  | 0.012829 | 0.025437 | 0.025425 | 0.025414 | 0.025402 | 0.02539 | 0.025378 | 0.025366 | 0.025354 | 0.025342 | 0.02533 | 0.025318
Yes | PG&E | Res | HVAC | 2025 T-24: Residential HVAC Performance - Single Family Defrost (Alterations) | Expected | Electric Demand (MW) |  | 0.27851 | 0.30423 | 0.3041 | 0.30397 | 0.30384 | 0.30371 | 0.30357 | 0.30344 | 0.30331 | 0.30318 | 0.30304 | 0.30291
Yes | PG&E | Res | HVAC | 2025 T-24: Residential HVAC Performance - Single Family Defrost (New Construction + Additions) | Expected | Electric Demand (MW) |  | 0.070436 | 0.13966 | 0.13961 | 0.13955 | 0.13948 | 0.13942 | 0.13936 | 0.1393 | 0.13924 | 0.13918 | 0.13912 | 0.13906
Yes | PG&E | Res | HVAC | 2025 T-24: Residential HVAC Performance - Single Family Design (Alterations) | Expected | Electric Demand (MW) |  | 0.001108 | 0.0012105 | 0.0012102 | 0.00121 | 0.0012097 | 0.0012094 | 0.0012091 | 0.0012088 | 0.0012085 | 0.0012082 | 0.0012079 | 0.0012077
Yes | PG&E | Res | HVAC | 2025 T-24: Residential HVAC Performance - Single Family Design (New Construction + Additions) | Expected | Electric Demand (MW) |  | 0.00040487 | 0.00080295 | 0.00080276 | 0.00080257 | 0.00080238 | 0.00080219 | 0.000802 | 0.00080181 | 0.00080162 | 0.00080143 | 0.00080124 | 0.00080104
Yes | PG&E | Res | HVAC | 2019 T-24: RNC(MF)-MECH-Quality HVAC | Expected | Electric Demand (MW) |  | 0.25968 | 0.23953 | 0.21682 | 0.19221 | 0.16666 | 0.14131 | 0.11723 | 0.0953 | 0.076083 | 0.059801 | 0.046395 | 0.035615
Yes | PG&E | Res | HVAC | 2019 T-24: RNC(SF)-MECH-Quality HVAC | Expected | Electric Demand (MW) |  | 0.6694 | 0.61746 | 0.55891 | 0.49548 | 0.42963 | 0.36427 | 0.30219 | 0.24567 | 0.19613 | 0.15416 | 0.1196 | 0.091809
Yes | PG&E | Res | HVAC | 2022 T-24: SFA - Electric resistance space heating | Expected | Electric Demand (MW) |  | 0.015308 | 0.014944 | 0.014543 | 0.014105 | 0.013632 | 0.013129 | 0.012599 | 0.012049 | 0.011486 | 0.010918 | 0.010353 | 0.0097994
Yes | PG&E | Res | HVAC | 2022 T-24: SFA - Prescriptive duct insulation | Expected | Electric Demand (MW) |  | 0.027411 | 0.027182 | 0.026966 | 0.026766 | 0.026581 | 0.026411 | 0.026255 | 0.026113 | 0.025985 | 0.025869 | 0.025765 | 0.025672
Yes | PG&E | Res | HVAC | 2022 T-24: SFA - Prescriptive duct sealing | Expected | Electric Demand (MW) |  | 0.31282 | 0.3095 | 0.30679 | 0.30458 | 0.30279 | 0.30134 | 0.30017 | 0.29923 | 0.29848 | 0.29787 | 0.29738 | 0.29699
Yes | PG&E | Res | HVAC | 2025 T-24: Single Family HVAC - Supplemental Heating Combined (New Construction + Additions) | Expected | Electric Demand (MW) |  | 0.089823 | 0.17814 | 0.1781 | 0.17806 | 0.17801 | 0.17797 | 0.17793 | 0.17789 | 0.17785 | 0.1778 | 0.17776 | 0.17772
Yes | PG&E | Res | HVAC | 2005 T-24: Duct improvement | Possible | Electric Demand (MW) | 0 | 0 | 0 | 0 | 0 | 0 | 0 | 0 | 0 | 0 | 0 | 0 | 0
Yes | PG&E | Res | HVAC | Fed Appliance: Residential Central AC, Heat Pumps and Furnaces | Possible | Electric Demand (MW) | 1.4126 | 1.3845 | 1.3614 | 1.3424 | 1.327 | 1.3145 | 1.3001 | 1.2869 | 0.19417 | 0.19213 | 0.19002 | 0.18795 | 0.18586
Yes | PG&E | Res | HVAC | Fed Appliance: Residential Room AC | Possible | Electric Demand (MW) | 0.78722 | 0.16191 | 0.15907 | 0.15675 | 0.15487 | 0.15334 | 0.15158 | 0.14998 | 0.14827 | 0.14663 | 0.14494 | 0.14328 | 0.14161
Yes | PG&E | Res | HVAC | 2016 T-20: Air Filter Labeling | Possible | Electric Demand (MW) | 0.0012928 | 0.0012882 | 0.0012846 | 0.0012816 | 0.0012793 | 0.0012774 | 0.001276 | 0.0012748 | 0.0012739 | 0.0012731 | 0.0012726 | 0.0012721 | 0.0012718
Yes | PG&E | Res | HVAC | 2024 T-20: Air Filter Labeling | Possible | Electric Demand (MW) | 0.036031 | 0.036251 | 0.036471 | 0.036691 | 0.036911 | 0.037132 | 0.037132 | 0.037132 | 0.037131 | 0.037131 | 0.037131 | 0.037131 | 0.037131
Yes | PG&E | Res | HVAC | 2019-21 Fed App: Ceiling Fans | Possible | Electric Demand (MW) | 0.0009325 | 0.00091438 | 0.00089742 | 0.00088125 | 0.00087163 | 0.00086572 | 0.00085317 | 0.00084246 | 0.00072702 | 0.00010012 | 9.933e-05 | 9.8665e-05 | 9.8105e-05
Yes | PG&E | Res | HVAC | 2019-21 Fed App: Dehumidifiers | Possible | Electric Demand (MW) |  | 0.37757 | 0.36654 | 0.35516 | 0.34299 | 0.19754 | 0.047389 | 0.04525 | 0.043315 | 0.041563 | 0.039979 | 0.038545 | 0.037248
Yes | PG&E | Res | HVAC | 2022 T-24: MFA - Restructuring - Airflow and Fan Watt Draw | Possible | Electric Demand (MW) | 0.19549 | 0.19482 | 0.19428 | 0.19385 | 0.19352 | 0.19326 | 0.19306 | 0.1929 | 0.19277 | 0.19267 | 0.1926 | 0.19254 | 0.19249
Yes | PG&E | Res | HVAC | 2022 T-24: MFA - Restructuring - Duct Sealing and Testing | Possible | Electric Demand (MW) | 0.02516 | 0.02507 | 0.024988 | 0.024911 | 0.02484 | 0.024775 | 0.024715 | 0.024659 | 0.024608 | 0.024561 | 0.024518 | 0.024478 | 0.024442
Yes | PG&E | Res | HVAC | 2022 T-24: MFA - Restructuring - Refrigerant Charge Verification | Possible | Electric Demand (MW) | 0.18058 | 0.17719 | 0.17389 | 0.17068 | 0.16759 | 0.16461 | 0.16177 | 0.15906 | 0.15649 | 0.15406 | 0.15178 | 0.14964 | 0.14765
Yes | PG&E | Res | HVAC | 2022 T-24: MFNC - Indoor Air Quality - Central Ventilation Duct Sealing | Possible | Electric Demand (MW) | 0.15029 | 0.14853 | 0.1468 | 0.14512 | 0.14348 | 0.1419 | 0.14038 | 0.13893 | 0.13754 | 0.13623 | 0.13499 | 0.13383 | 0.13274
Yes | PG&E | Res | HVAC | 2022 T-24: MFNC - Indoor Air Quality - Heat or Energy Recovery Ventilator | Possible | Electric Demand (MW) | 0.22822 | 0.22554 | 0.22292 | 0.22036 | 0.21788 | 0.21548 | 0.21317 | 0.21097 | 0.20886 | 0.20687 | 0.20499 | 0.20322 | 0.20156
Yes | PG&E | Res | HVAC | 2022 T-24: MFNC - Restructuring - Airflow and Fan Watt Draw | Possible | Electric Demand (MW) | 0.087274 | 0.086971 | 0.086731 | 0.086542 | 0.086394 | 0.086277 | 0.086186 | 0.086114 | 0.086059 | 0.086015 | 0.085981 | 0.085955 | 0.085935
Yes | PG&E | Res | HVAC | 2022 T-24: MFNC - Restructuring - Refrigerant Charge Verification | Possible | Electric Demand (MW) | 0.052532 | 0.051547 | 0.050586 | 0.049653 | 0.048753 | 0.047887 | 0.047059 | 0.046271 | 0.045523 | 0.044818 | 0.044154 | 0.043532 | 0.042951
Yes | PG&E | Res | HVAC | 2025 T-24: Multifamily IAQ - Compartmentalization and Balanced or supply-only ventilation (New Construction + Additions) | Possible | Electric Demand (MW) | 0 | 0.0084105 | 0.033292 | 0.033211 | 0.033127 | 0.033038 | 0.032945 | 0.032848 | 0.032746 | 0.03264 | 0.03253 | 0.032416 | 0.032298
Yes | PG&E | Res | HVAC | 2025 T-24: Multifamily Restructuring - Central Ventilation Shaft Sealing (New Construction + Additions) | Possible | Electric Demand (MW) | 0 | 0.00019037 | 0.0007338 | 0.00071227 | 0.00069074 | 0.00066926 | 0.00064785 | 0.00062656 | 0.00060542 | 0.00058448 | 0.00056376 | 0.0005433 | 0.00052313
Yes | PG&E | Res | HVAC | 2019 T-24: RA(MF)-MECH-Quality HVAC | Possible | Electric Demand (MW) |  | 0.0065199 | 0.006014 | 0.0054438 | 0.0048259 | 0.0041846 | 0.003548 | 0.0029433 | 0.0023928 | 0.0019103 | 0.0015015 | 0.0011649 | 0.00089421
Yes | PG&E | Res | HVAC | 2019 T-24: RA(SF)-MECH-Quality HVAC | Possible | Electric Demand (MW) |  | 0.01136 | 0.010478 | 0.0094847 | 0.0084082 | 0.0072908 | 0.0061816 | 0.0051282 | 0.0041689 | 0.0033283 | 0.002616 | 0.0020296 | 0.001558
Yes | PG&E | Res | HVAC | 2019-21 Fed App: Residential boilers - gas-fired hot water and electric hot water | Possible | Electric Demand (MW) |  | 0.00039597 | 0.00039384 | 0.00039263 | 0.00039272 | 0.00039258 | 0.00039148 | 0.00039052 | 0.0003897 | 0.00038899 | 0.00038838 | 0.00038787 | 0.00038743
Yes | PG&E | Res | HVAC | 2019-21 Fed App: Residential boilers - gas-fired steam and electric steam | Possible | Electric Demand (MW) |  | 1.984e-05 | 1.8615e-05 | 1.751e-05 | 1.6639e-05 | 1.5758e-05 | 1.5089e-05 | 1.4507e-05 | 1.4004e-05 | 1.3573e-05 | 1.3205e-05 | 1.2892e-05 | 1.2627e-05
Yes | PG&E | Res | HVAC | 2022-24 Fed App: Residential central AC & HP | Possible | Electric Demand (MW) |  | 22.6152 | 22.1984 | 21.777 | 21.5171 | 21.3429 | 20.8891 | 20.4947 | 20.1543 | 19.8622 | 19.6127 | 19.4006 | 19.221
Yes | PG&E | Res | HVAC | 2019-21 Fed App: Residential furnace fans | Possible | Electric Demand (MW) |  | 1.2681 | 1.2735 | 1.2786 | 1.2862 | 1.2953 | 1.2953 | 1.2952 | 1.2952 | 1.2952 | 1.2952 | 1.2952 | 1.2952
Yes | PG&E | Res | HVAC | 2025 T-24: Residential HVAC Performance - Multifamily Design (Alterations) | Possible | Electric Demand (MW) |  | 0.019599 | 0.021413 | 0.021408 | 0.021403 | 0.021398 | 0.021393 | 0.021388 | 0.021383 | 0.021378 | 0.021372 | 0.021367 | 0.021362
Yes | PG&E | Res | HVAC | 2025 T-24: Residential HVAC Performance - Refrigerant Charge Verification (Alterations) | Possible | Electric Demand (MW) |  | 0.072773 | 0.079491 | 0.079454 | 0.079417 | 0.07938 | 0.079343 | 0.079306 | 0.079268 | 0.079231 | 0.079193 | 0.079155 | 0.079117
Yes | PG&E | Res | HVAC | 2025 T-24: Residential HVAC Performance - Refrigerant Charge Verification (New Construction + Additions) | Possible | Electric Demand (MW) |  | 0.012829 | 0.025437 | 0.025425 | 0.025414 | 0.025402 | 0.02539 | 0.025378 | 0.025366 | 0.025354 | 0.025342 | 0.02533 | 0.025318
Yes | PG&E | Res | HVAC | 2025 T-24: Residential HVAC Performance - Single Family Defrost (Alterations) | Possible | Electric Demand (MW) |  | 0.27851 | 0.30423 | 0.3041 | 0.30397 | 0.30384 | 0.30371 | 0.30357 | 0.30344 | 0.30331 | 0.30318 | 0.30304 | 0.30291
Yes | PG&E | Res | HVAC | 2025 T-24: Residential HVAC Performance - Single Family Defrost (New Construction + Additions) | Possible | Electric Demand (MW) |  | 0.070436 | 0.13966 | 0.13961 | 0.13955 | 0.13948 | 0.13942 | 0.13936 | 0.1393 | 0.13924 | 0.13918 | 0.13912 | 0.13906
Yes | PG&E | Res | HVAC | 2025 T-24: Residential HVAC Performance - Single Family Design (Alterations) | Possible | Electric Demand (MW) |  | 0.001108 | 0.0012105 | 0.0012102 | 0.00121 | 0.0012097 | 0.0012094 | 0.0012091 | 0.0012088 | 0.0012085 | 0.0012082 | 0.0012079 | 0.0012077
Yes | PG&E | Res | HVAC | 2025 T-24: Residential HVAC Performance - Single Family Design (New Construction + Additions) | Possible | Electric Demand (MW) |  | 0.00040487 | 0.00080295 | 0.00080276 | 0.00080257 | 0.00080238 | 0.00080219 | 0.000802 | 0.00080181 | 0.00080162 | 0.00080143 | 0.00080124 | 0.00080104
Yes | PG&E | Res | HVAC | 2019 T-24: RNC(MF)-MECH-Quality HVAC | Possible | Electric Demand (MW) |  | 0.25968 | 0.23953 | 0.21682 | 0.19221 | 0.16666 | 0.14131 | 0.11723 | 0.0953 | 0.076083 | 0.059801 | 0.046395 | 0.035615
Yes | PG&E | Res | HVAC | 2019 T-24: RNC(SF)-MECH-Quality HVAC | Possible | Electric Demand (MW) |  | 0.6694 | 0.61746 | 0.55891 | 0.49548 | 0.42963 | 0.36427 | 0.30219 | 0.24567 | 0.19613 | 0.15416 | 0.1196 | 0.091809
Yes | PG&E | Res | HVAC | 2022 T-24: SFA - Electric resistance space heating | Possible | Electric Demand (MW) |  | 0.015308 | 0.014944 | 0.014543 | 0.014105 | 0.013632 | 0.013129 | 0.012599 | 0.012049 | 0.011486 | 0.010918 | 0.010353 | 0.0097994
Yes | PG&E | Res | HVAC | 2022 T-24: SFA - Prescriptive duct insulation | Possible | Electric Demand (MW) |  | 0.027411 | 0.027182 | 0.026966 | 0.026766 | 0.026581 | 0.026411 | 0.026255 | 0.026113 | 0.025985 | 0.025869 | 0.025765 | 0.025672
Yes | PG&E | Res | HVAC | 2022 T-24: SFA - Prescriptive duct sealing | Possible | Electric Demand (MW) |  | 0.31282 | 0.3095 | 0.30679 | 0.30458 | 0.30279 | 0.30134 | 0.30017 | 0.29923 | 0.29848 | 0.29787 | 0.29738 | 0.29699
Yes | PG&E | Res | HVAC | 2025 T-24: Single Family HVAC - Supplemental Heating Combined (New Construction + Additions) | Possible | Electric Demand (MW) |  | 0.089823 | 0.17814 | 0.1781 | 0.17806 | 0.17801 | 0.17797 | 0.17793 | 0.17789 | 0.17785 | 0.1778 | 0.17776 | 0.17772
Yes | SCE | Res | HVAC | 2005 T-24: Duct improvement | On-the-books | Electric Demand (MW) | 0 | 0 | 0 | 0 | 0 | 0 | 0 | 0 | 0 | 0 | 0 | 0 | 0
Yes | SCE | Res | HVAC | Fed Appliance: Residential Central AC, Heat Pumps and Furnaces | On-the-books | Electric Demand (MW) | 1.0935 | 1.0718 | 1.0538 | 1.0392 | 1.0272 | 1.0176 | 1.0064 | 0.99623 | 0.15031 | 0.14873 | 0.1471 | 0.1455 | 0.14388
Yes | SCE | Res | HVAC | Fed Appliance: Residential Room AC | On-the-books | Electric Demand (MW) | 0.6094 | 0.12534 | 0.12314 | 0.12134 | 0.11989 | 0.11871 | 0.11734 | 0.1161 | 0.11477 | 0.11351 | 0.1122 | 0.11092 | 0.10962
Yes | SCE | Res | HVAC | 2016 T-20: Air Filter Labeling | On-the-books | Electric Demand (MW) | 0.0010008 | 0.00099723 | 0.00099439 | 0.00099212 | 0.00099032 | 0.00098888 | 0.00098774 | 0.00098684 | 0.00098613 | 0.00098556 | 0.00098512 | 0.00098477 | 0.00098449
Yes | SCE | Res | HVAC | 2024 T-20: Air Filter Labeling | On-the-books | Electric Demand (MW) | 0.027892 | 0.028063 | 0.028233 | 0.028403 | 0.028574 | 0.028744 | 0.028744 | 0.028744 | 0.028744 | 0.028744 | 0.028744 | 0.028744 | 0.028744
Yes | SCE | Res | HVAC | 2019-21 Fed App: Ceiling Fans | On-the-books | Electric Demand (MW) | 0.00072186 | 0.00070783 | 0.0006947 | 0.00068219 | 0.00067474 | 0.00067017 | 0.00066045 | 0.00065216 | 0.00056279 | 7.7505e-05 | 7.6893e-05 | 7.6378e-05 | 7.5945e-05
Yes | SCE | Res | HVAC | 2019-21 Fed App: Dehumidifiers | On-the-books | Electric Demand (MW) |  | 0.29228 | 0.28374 | 0.27493 | 0.26552 | 0.15292 | 0.036685 | 0.035029 | 0.033531 | 0.032175 | 0.030948 | 0.029838 | 0.028834
Yes | SCE | Res | HVAC | 2022 T-24: MFA - Restructuring - Airflow and Fan Watt Draw | On-the-books | Electric Demand (MW) | 0.15133 | 0.15081 | 0.15039 | 0.15007 | 0.14981 | 0.14961 | 0.14945 | 0.14932 | 0.14923 | 0.14915 | 0.14909 | 0.14905 | 0.14901
Yes | SCE | Res | HVAC | 2022 T-24: MFA - Restructuring - Duct Sealing and Testing | On-the-books | Electric Demand (MW) | 0.019476 | 0.019407 | 0.019343 | 0.019284 | 0.019229 | 0.019179 | 0.019132 | 0.019089 | 0.01905 | 0.019013 | 0.01898 | 0.018949 | 0.018921
Yes | SCE | Res | HVAC | 2022 T-24: MFA - Restructuring - Refrigerant Charge Verification | On-the-books | Electric Demand (MW) | 0.13979 | 0.13717 | 0.13461 | 0.13213 | 0.12973 | 0.12743 | 0.12523 | 0.12313 | 0.12114 | 0.11926 | 0.1175 | 0.11584 | 0.11429
Yes | SCE | Res | HVAC | 2022 T-24: MFNC - Indoor Air Quality - Central Ventilation Duct Sealing | On-the-books | Electric Demand (MW) | 0.11634 | 0.11498 | 0.11364 | 0.11234 | 0.11107 | 0.10985 | 0.10867 | 0.10755 | 0.10648 | 0.10546 | 0.1045 | 0.1036 | 0.10275
Yes | SCE | Res | HVAC | 2022 T-24: MFNC - Indoor Air Quality - Heat or Energy Recovery Ventilator | On-the-books | Electric Demand (MW) | 0.17667 | 0.1746 | 0.17257 | 0.17058 | 0.16866 | 0.1668 | 0.16502 | 0.16331 | 0.16169 | 0.16014 | 0.15869 | 0.15732 | 0.15603
Yes | SCE | Res | HVAC | 2022 T-24: MFNC - Restructuring - Airflow and Fan Watt Draw | On-the-books | Electric Demand (MW) | 0.06756 | 0.067326 | 0.06714 | 0.066994 | 0.066879 | 0.066788 | 0.066718 | 0.066662 | 0.066619 | 0.066586 | 0.06656 | 0.066539 | 0.066523
Yes | SCE | Res | HVAC | 2022 T-24: MFNC - Restructuring - Refrigerant Charge Verification | On-the-books | Electric Demand (MW) | 0.040666 | 0.039903 | 0.039159 | 0.038437 | 0.03774 | 0.03707 | 0.036429 | 0.035819 | 0.03524 | 0.034694 | 0.03418 | 0.033699 | 0.033249
Yes | SCE | Res | HVAC | 2025 T-24: Multifamily IAQ - Compartmentalization and Balanced or supply-only ventilation (New Construction + Additions) | On-the-books | Electric Demand (MW) | 0 | 0.0065107 | 0.025772 | 0.02571 | 0.025644 | 0.025575 | 0.025503 | 0.025428 | 0.025349 | 0.025267 | 0.025182 | 0.025094 | 0.025002
Yes | SCE | Res | HVAC | 2025 T-24: Multifamily Restructuring - Central Ventilation Shaft Sealing (New Construction + Additions) | On-the-books | Electric Demand (MW) | 0 | 0.00014737 | 0.00056804 | 0.00055138 | 0.00053472 | 0.00051808 | 0.00050151 | 0.00048503 | 0.00046867 | 0.00045245 | 0.00043641 | 0.00042057 | 0.00040496
Yes | SCE | Res | HVAC | 2019 T-24: RA(MF)-MECH-Quality HVAC | On-the-books | Electric Demand (MW) |  | 0.0050471 | 0.0046556 | 0.0042141 | 0.0037358 | 0.0032394 | 0.0027465 | 0.0022785 | 0.0018523 | 0.0014788 | 0.0011623 | 0.00090175 | 0.00069222
Yes | SCE | Res | HVAC | 2019 T-24: RA(SF)-MECH-Quality HVAC | On-the-books | Electric Demand (MW) |  | 0.0087936 | 0.0081114 | 0.0073423 | 0.0065089 | 0.0056439 | 0.0047853 | 0.0039698 | 0.0032272 | 0.0025765 | 0.0020251 | 0.0015711 | 0.0012061
Yes | SCE | Res | HVAC | 2019-21 Fed App: Residential boilers - gas-fired hot water and electric hot water | On-the-books | Electric Demand (MW) |  | 0.00030653 | 0.00030488 | 0.00030394 | 0.00030401 | 0.00030391 | 0.00030305 | 0.00030231 | 0.00030167 | 0.00030112 | 0.00030065 | 0.00030025 | 0.00029992
Yes | SCE | Res | HVAC | 2019-21 Fed App: Residential boilers - gas-fired steam and electric steam | On-the-books | Electric Demand (MW) |  | 1.5359e-05 | 1.441e-05 | 1.3555e-05 | 1.288e-05 | 1.2199e-05 | 1.168e-05 | 1.123e-05 | 1.0841e-05 | 1.0507e-05 | 1.0222e-05 | 9.9802e-06 | 9.7749e-06
Yes | SCE | Res | HVAC | 2022-24 Fed App: Residential central AC & HP | On-the-books | Electric Demand (MW) |  | 17.5068 | 17.1841 | 16.8579 | 16.6567 | 16.5219 | 16.1706 | 15.8653 | 15.6018 | 15.3756 | 15.1825 | 15.0183 | 14.8793
Yes | SCE | Res | HVAC | 2019-21 Fed App: Residential furnace fans | On-the-books | Electric Demand (MW) |  | 0.98163 | 0.9858 | 0.98976 | 0.99565 | 1.0027 | 1.0027 | 1.0027 | 1.0026 | 1.0026 | 1.0026 | 1.0026 | 1.0026
Yes | SCE | Res | HVAC | 2025 T-24: Residential HVAC Performance - Multifamily Design (Alterations) | On-the-books | Electric Demand (MW) |  | 0.015172 | 0.016576 | 0.016572 | 0.016568 | 0.016564 | 0.016561 | 0.016557 | 0.016553 | 0.016549 | 0.016545 | 0.016541 | 0.016537
Yes | SCE | Res | HVAC | 2025 T-24: Residential HVAC Performance - Refrigerant Charge Verification (Alterations) | On-the-books | Electric Demand (MW) |  | 0.056335 | 0.061535 | 0.061507 | 0.061478 | 0.06145 | 0.061421 | 0.061392 | 0.061363 | 0.061334 | 0.061305 | 0.061275 | 0.061246
Yes | SCE | Res | HVAC | 2025 T-24: Residential HVAC Performance - Refrigerant Charge Verification (New Construction + Additions) | On-the-books | Electric Demand (MW) |  | 0.0099312 | 0.019691 | 0.019682 | 0.019673 | 0.019664 | 0.019655 | 0.019645 | 0.019636 | 0.019627 | 0.019617 | 0.019608 | 0.019599
Yes | SCE | Res | HVAC | 2025 T-24: Residential HVAC Performance - Single Family Defrost (Alterations) | On-the-books | Electric Demand (MW) |  | 0.2156 | 0.23551 | 0.23541 | 0.23531 | 0.23521 | 0.2351 | 0.235 | 0.2349 | 0.2348 | 0.23469 | 0.23459 | 0.23449
Yes | SCE | Res | HVAC | 2025 T-24: Residential HVAC Performance - Single Family Defrost (New Construction + Additions) | On-the-books | Electric Demand (MW) |  | 0.054526 | 0.10812 | 0.10807 | 0.10802 | 0.10798 | 0.10793 | 0.10788 | 0.10784 | 0.10779 | 0.10774 | 0.10769 | 0.10765
Yes | SCE | Res | HVAC | 2025 T-24: Residential HVAC Performance - Single Family Design (Alterations) | On-the-books | Electric Demand (MW) |  | 0.0008577 | 0.00093709 | 0.00093687 | 0.00093664 | 0.00093642 | 0.0009362 | 0.00093598 | 0.00093576 | 0.00093553 | 0.00093531 | 0.00093509 | 0.00093486
Yes | SCE | Res | HVAC | 2025 T-24: Residential HVAC Performance - Single Family Design (New Construction + Additions) | On-the-books | Electric Demand (MW) |  | 0.00031342 | 0.00062157 | 0.00062143 | 0.00062128 | 0.00062114 | 0.00062099 | 0.00062084 | 0.00062069 | 0.00062055 | 0.0006204 | 0.00062025 | 0.0006201
Yes | SCE | Res | HVAC | 2019 T-24: RNC(MF)-MECH-Quality HVAC | On-the-books | Electric Demand (MW) |  | 0.20102 | 0.18542 | 0.16784 | 0.14879 | 0.12902 | 0.10939 | 0.090748 | 0.073773 | 0.058897 | 0.046293 | 0.035915 | 0.02757
Yes | SCE | Res | HVAC | 2019 T-24: RNC(SF)-MECH-Quality HVAC | On-the-books | Electric Demand (MW) |  | 0.51819 | 0.47799 | 0.43266 | 0.38356 | 0.33259 | 0.28199 | 0.23393 | 0.19017 | 0.15183 | 0.11934 | 0.092583 | 0.07107
Yes | SCE | Res | HVAC | 2022 T-24: SFA - Electric resistance space heating | On-the-books | Electric Demand (MW) |  | 0.011851 | 0.011568 | 0.011258 | 0.010919 | 0.010553 | 0.010163 | 0.0097533 | 0.0093276 | 0.0088919 | 0.0084521 | 0.0080147 | 0.0075859
Yes | SCE | Res | HVAC | 2022 T-24: SFA - Prescriptive duct insulation | On-the-books | Electric Demand (MW) |  | 0.02122 | 0.021042 | 0.020875 | 0.02072 | 0.020577 | 0.020445 | 0.020324 | 0.020215 | 0.020116 | 0.020026 | 0.019945 | 0.019873
Yes | SCE | Res | HVAC | 2022 T-24: SFA - Prescriptive duct sealing | On-the-books | Electric Demand (MW) |  | 0.24216 | 0.23959 | 0.23749 | 0.23578 | 0.23439 | 0.23327 | 0.23237 | 0.23164 | 0.23105 | 0.23058 | 0.23021 | 0.2299
Yes | SCE | Res | HVAC | 2025 T-24: Single Family HVAC - Supplemental Heating Combined (New Construction + Additions) | On-the-books | Electric Demand (MW) |  | 0.069534 | 0.1379 | 0.13787 | 0.13784 | 0.1378 | 0.13777 | 0.13774 | 0.13771 | 0.13767 | 0.13764 | 0.13761 | 0.13757
Yes | SCE | Res | HVAC | 2005 T-24: Duct improvement | Expected | Electric Demand (MW) | 0 | 0 | 0 | 0 | 0 | 0 | 0 | 0 | 0 | 0 | 0 | 0 | 0
Yes | SCE | Res | HVAC | Fed Appliance: Residential Central AC, Heat Pumps and Furnaces | Expected | Electric Demand (MW) | 1.0935 | 1.0718 | 1.0538 | 1.0392 | 1.0272 | 1.0176 | 1.0064 | 0.99623 | 0.15031 | 0.14873 | 0.1471 | 0.1455 | 0.14388
Yes | SCE | Res | HVAC | Fed Appliance: Residential Room AC | Expected | Electric Demand (MW) | 0.6094 | 0.12534 | 0.12314 | 0.12134 | 0.11989 | 0.11871 | 0.11734 | 0.1161 | 0.11477 | 0.11351 | 0.1122 | 0.11092 | 0.10962
Yes | SCE | Res | HVAC | 2016 T-20: Air Filter Labeling | Expected | Electric Demand (MW) | 0.0010008 | 0.00099723 | 0.00099439 | 0.00099212 | 0.00099032 | 0.00098888 | 0.00098774 | 0.00098684 | 0.00098613 | 0.00098556 | 0.00098512 | 0.00098477 | 0.00098449
Yes | SCE | Res | HVAC | 2024 T-20: Air Filter Labeling | Expected | Electric Demand (MW) | 0.027892 | 0.028063 | 0.028233 | 0.028403 | 0.028574 | 0.028744 | 0.028744 | 0.028744 | 0.028744 | 0.028744 | 0.028744 | 0.028744 | 0.028744
Yes | SCE | Res | HVAC | 2019-21 Fed App: Ceiling Fans | Expected | Electric Demand (MW) | 0.00072186 | 0.00070783 | 0.0006947 | 0.00068219 | 0.00067474 | 0.00067017 | 0.00066045 | 0.00065216 | 0.00056279 | 7.7505e-05 | 7.6893e-05 | 7.6378e-05 | 7.5945e-05
Yes | SCE | Res | HVAC | 2019-21 Fed App: Dehumidifiers | Expected | Electric Demand (MW) |  | 0.29228 | 0.28374 | 0.27493 | 0.26552 | 0.15292 | 0.036685 | 0.035029 | 0.033531 | 0.032175 | 0.030948 | 0.029838 | 0.028834
Yes | SCE | Res | HVAC | 2022 T-24: MFA - Restructuring - Airflow and Fan Watt Draw | Expected | Electric Demand (MW) | 0.15133 | 0.15081 | 0.15039 | 0.15007 | 0.14981 | 0.14961 | 0.14945 | 0.14932 | 0.14923 | 0.14915 | 0.14909 | 0.14905 | 0.14901
Yes | SCE | Res | HVAC | 2022 T-24: MFA - Restructuring - Duct Sealing and Testing | Expected | Electric Demand (MW) | 0.019476 | 0.019407 | 0.019343 | 0.019284 | 0.019229 | 0.019179 | 0.019132 | 0.019089 | 0.01905 | 0.019013 | 0.01898 | 0.018949 | 0.018921
Yes | SCE | Res | HVAC | 2022 T-24: MFA - Restructuring - Refrigerant Charge Verification | Expected | Electric Demand (MW) | 0.13979 | 0.13717 | 0.13461 | 0.13213 | 0.12973 | 0.12743 | 0.12523 | 0.12313 | 0.12114 | 0.11926 | 0.1175 | 0.11584 | 0.11429
Yes | SCE | Res | HVAC | 2022 T-24: MFNC - Indoor Air Quality - Central Ventilation Duct Sealing | Expected | Electric Demand (MW) | 0.11634 | 0.11498 | 0.11364 | 0.11234 | 0.11107 | 0.10985 | 0.10867 | 0.10755 | 0.10648 | 0.10546 | 0.1045 | 0.1036 | 0.10275
Yes | SCE | Res | HVAC | 2022 T-24: MFNC - Indoor Air Quality - Heat or Energy Recovery Ventilator | Expected | Electric Demand (MW) | 0.17667 | 0.1746 | 0.17257 | 0.17058 | 0.16866 | 0.1668 | 0.16502 | 0.16331 | 0.16169 | 0.16014 | 0.15869 | 0.15732 | 0.15603
Yes | SCE | Res | HVAC | 2022 T-24: MFNC - Restructuring - Airflow and Fan Watt Draw | Expected | Electric Demand (MW) | 0.06756 | 0.067326 | 0.06714 | 0.066994 | 0.066879 | 0.066788 | 0.066718 | 0.066662 | 0.066619 | 0.066586 | 0.06656 | 0.066539 | 0.066523
Yes | SCE | Res | HVAC | 2022 T-24: MFNC - Restructuring - Refrigerant Charge Verification | Expected | Electric Demand (MW) | 0.040666 | 0.039903 | 0.039159 | 0.038437 | 0.03774 | 0.03707 | 0.036429 | 0.035819 | 0.03524 | 0.034694 | 0.03418 | 0.033699 | 0.033249
Yes | SCE | Res | HVAC | 2025 T-24: Multifamily IAQ - Compartmentalization and Balanced or supply-only ventilation (New Construction + Additions) | Expected | Electric Demand (MW) | 0 | 0.0065107 | 0.025772 | 0.02571 | 0.025644 | 0.025575 | 0.025503 | 0.025428 | 0.025349 | 0.025267 | 0.025182 | 0.025094 | 0.025002
Yes | SCE | Res | HVAC | 2025 T-24: Multifamily Restructuring - Central Ventilation Shaft Sealing (New Construction + Additions) | Expected | Electric Demand (MW) | 0 | 0.00014737 | 0.00056804 | 0.00055138 | 0.00053472 | 0.00051808 | 0.00050151 | 0.00048503 | 0.00046867 | 0.00045245 | 0.00043641 | 0.00042057 | 0.00040496
Yes | SCE | Res | HVAC | 2019 T-24: RA(MF)-MECH-Quality HVAC | Expected | Electric Demand (MW) |  | 0.0050471 | 0.0046556 | 0.0042141 | 0.0037358 | 0.0032394 | 0.0027465 | 0.0022785 | 0.0018523 | 0.0014788 | 0.0011623 | 0.00090175 | 0.00069222
Yes | SCE | Res | HVAC | 2019 T-24: RA(SF)-MECH-Quality HVAC | Expected | Electric Demand (MW) |  | 0.0087936 | 0.0081114 | 0.0073423 | 0.0065089 | 0.0056439 | 0.0047853 | 0.0039698 | 0.0032272 | 0.0025765 | 0.0020251 | 0.0015711 | 0.0012061
Yes | SCE | Res | HVAC | 2019-21 Fed App: Residential boilers - gas-fired hot water and electric hot water | Expected | Electric Demand (MW) |  | 0.00030653 | 0.00030488 | 0.00030394 | 0.00030401 | 0.00030391 | 0.00030305 | 0.00030231 | 0.00030167 | 0.00030112 | 0.00030065 | 0.00030025 | 0.00029992
Yes | SCE | Res | HVAC | 2019-21 Fed App: Residential boilers - gas-fired steam and electric steam | Expected | Electric Demand (MW) |  | 1.5359e-05 | 1.441e-05 | 1.3555e-05 | 1.288e-05 | 1.2199e-05 | 1.168e-05 | 1.123e-05 | 1.0841e-05 | 1.0507e-05 | 1.0222e-05 | 9.9802e-06 | 9.7749e-06
Yes | SCE | Res | HVAC | 2022-24 Fed App: Residential central AC & HP | Expected | Electric Demand (MW) |  | 17.5068 | 17.1841 | 16.8579 | 16.6567 | 16.5219 | 16.1706 | 15.8653 | 15.6018 | 15.3756 | 15.1825 | 15.0183 | 14.8793
Yes | SCE | Res | HVAC | 2019-21 Fed App: Residential furnace fans | Expected | Electric Demand (MW) |  | 0.98163 | 0.9858 | 0.98976 | 0.99565 | 1.0027 | 1.0027 | 1.0027 | 1.0026 | 1.0026 | 1.0026 | 1.0026 | 1.0026
Yes | SCE | Res | HVAC | 2025 T-24: Residential HVAC Performance - Multifamily Design (Alterations) | Expected | Electric Demand (MW) |  | 0.015172 | 0.016576 | 0.016572 | 0.016568 | 0.016564 | 0.016561 | 0.016557 | 0.016553 | 0.016549 | 0.016545 | 0.016541 | 0.016537
Yes | SCE | Res | HVAC | 2025 T-24: Residential HVAC Performance - Refrigerant Charge Verification (Alterations) | Expected | Electric Demand (MW) |  | 0.056335 | 0.061535 | 0.061507 | 0.061478 | 0.06145 | 0.061421 | 0.061392 | 0.061363 | 0.061334 | 0.061305 | 0.061275 | 0.061246
Yes | SCE | Res | HVAC | 2025 T-24: Residential HVAC Performance - Refrigerant Charge Verification (New Construction + Additions) | Expected | Electric Demand (MW) |  | 0.0099312 | 0.019691 | 0.019682 | 0.019673 | 0.019664 | 0.019655 | 0.019645 | 0.019636 | 0.019627 | 0.019617 | 0.019608 | 0.019599
Yes | SCE | Res | HVAC | 2025 T-24: Residential HVAC Performance - Single Family Defrost (Alterations) | Expected | Electric Demand (MW) |  | 0.2156 | 0.23551 | 0.23541 | 0.23531 | 0.23521 | 0.2351 | 0.235 | 0.2349 | 0.2348 | 0.23469 | 0.23459 | 0.23449
Yes | SCE | Res | HVAC | 2025 T-24: Residential HVAC Performance - Single Family Defrost (New Construction + Additions) | Expected | Electric Demand (MW) |  | 0.054526 | 0.10812 | 0.10807 | 0.10802 | 0.10798 | 0.10793 | 0.10788 | 0.10784 | 0.10779 | 0.10774 | 0.10769 | 0.10765
Yes | SCE | Res | HVAC | 2025 T-24: Residential HVAC Performance - Single Family Design (Alterations) | Expected | Electric Demand (MW) |  | 0.0008577 | 0.00093709 | 0.00093687 | 0.00093664 | 0.00093642 | 0.0009362 | 0.00093598 | 0.00093576 | 0.00093553 | 0.00093531 | 0.00093509 | 0.00093486
Yes | SCE | Res | HVAC | 2025 T-24: Residential HVAC Performance - Single Family Design (New Construction + Additions) | Expected | Electric Demand (MW) |  | 0.00031342 | 0.00062157 | 0.00062143 | 0.00062128 | 0.00062114 | 0.00062099 | 0.00062084 | 0.00062069 | 0.00062055 | 0.0006204 | 0.00062025 | 0.0006201
Yes | SCE | Res | HVAC | 2019 T-24: RNC(MF)-MECH-Quality HVAC | Expected | Electric Demand (MW) |  | 0.20102 | 0.18542 | 0.16784 | 0.14879 | 0.12902 | 0.10939 | 0.090748 | 0.073773 | 0.058897 | 0.046293 | 0.035915 | 0.02757
Yes | SCE | Res | HVAC | 2019 T-24: RNC(SF)-MECH-Quality HVAC | Expected | Electric Demand (MW) |  | 0.51819 | 0.47799 | 0.43266 | 0.38356 | 0.33259 | 0.28199 | 0.23393 | 0.19017 | 0.15183 | 0.11934 | 0.092583 | 0.07107
Yes | SCE | Res | HVAC | 2022 T-24: SFA - Electric resistance space heating | Expected | Electric Demand (MW) |  | 0.011851 | 0.011568 | 0.011258 | 0.010919 | 0.010553 | 0.010163 | 0.0097533 | 0.0093276 | 0.0088919 | 0.0084521 | 0.0080147 | 0.0075859
Yes | SCE | Res | HVAC | 2022 T-24: SFA - Prescriptive duct insulation | Expected | Electric Demand (MW) |  | 0.02122 | 0.021042 | 0.020875 | 0.02072 | 0.020577 | 0.020445 | 0.020324 | 0.020215 | 0.020116 | 0.020026 | 0.019945 | 0.019873
Yes | SCE | Res | HVAC | 2022 T-24: SFA - Prescriptive duct sealing | Expected | Electric Demand (MW) |  | 0.24216 | 0.23959 | 0.23749 | 0.23578 | 0.23439 | 0.23327 | 0.23237 | 0.23164 | 0.23105 | 0.23058 | 0.23021 | 0.2299
Yes | SCE | Res | HVAC | 2025 T-24: Single Family HVAC - Supplemental Heating Combined (New Construction + Additions) | Expected | Electric Demand (MW) |  | 0.069534 | 0.1379 | 0.13787 | 0.13784 | 0.1378 | 0.13777 | 0.13774 | 0.13771 | 0.13767 | 0.13764 | 0.13761 | 0.13757
Yes | SCE | Res | HVAC | 2005 T-24: Duct improvement | Possible | Electric Demand (MW) | 0 | 0 | 0 | 0 | 0 | 0 | 0 | 0 | 0 | 0 | 0 | 0 | 0
Yes | SCE | Res | HVAC | Fed Appliance: Residential Central AC, Heat Pumps and Furnaces | Possible | Electric Demand (MW) | 1.0935 | 1.0718 | 1.0538 | 1.0392 | 1.0272 | 1.0176 | 1.0064 | 0.99623 | 0.15031 | 0.14873 | 0.1471 | 0.1455 | 0.14388
Yes | SCE | Res | HVAC | Fed Appliance: Residential Room AC | Possible | Electric Demand (MW) | 0.6094 | 0.12534 | 0.12314 | 0.12134 | 0.11989 | 0.11871 | 0.11734 | 0.1161 | 0.11477 | 0.11351 | 0.1122 | 0.11092 | 0.10962
Yes | SCE | Res | HVAC | 2016 T-20: Air Filter Labeling | Possible | Electric Demand (MW) | 0.0010008 | 0.00099723 | 0.00099439 | 0.00099212 | 0.00099032 | 0.00098888 | 0.00098774 | 0.00098684 | 0.00098613 | 0.00098556 | 0.00098512 | 0.00098477 | 0.00098449
Yes | SCE | Res | HVAC | 2024 T-20: Air Filter Labeling | Possible | Electric Demand (MW) | 0.027892 | 0.028063 | 0.028233 | 0.028403 | 0.028574 | 0.028744 | 0.028744 | 0.028744 | 0.028744 | 0.028744 | 0.028744 | 0.028744 | 0.028744
Yes | SCE | Res | HVAC | 2019-21 Fed App: Ceiling Fans | Possible | Electric Demand (MW) | 0.00072186 | 0.00070783 | 0.0006947 | 0.00068219 | 0.00067474 | 0.00067017 | 0.00066045 | 0.00065216 | 0.00056279 | 7.7505e-05 | 7.6893e-05 | 7.6378e-05 | 7.5945e-05
Yes | SCE | Res | HVAC | 2019-21 Fed App: Dehumidifiers | Possible | Electric Demand (MW) |  | 0.29228 | 0.28374 | 0.27493 | 0.26552 | 0.15292 | 0.036685 | 0.035029 | 0.033531 | 0.032175 | 0.030948 | 0.029838 | 0.028834
Yes | SCE | Res | HVAC | 2022 T-24: MFA - Restructuring - Airflow and Fan Watt Draw | Possible | Electric Demand (MW) | 0.15133 | 0.15081 | 0.15039 | 0.15007 | 0.14981 | 0.14961 | 0.14945 | 0.14932 | 0.14923 | 0.14915 | 0.14909 | 0.14905 | 0.14901
Yes | SCE | Res | HVAC | 2022 T-24: MFA - Restructuring - Duct Sealing and Testing | Possible | Electric Demand (MW) | 0.019476 | 0.019407 | 0.019343 | 0.019284 | 0.019229 | 0.019179 | 0.019132 | 0.019089 | 0.01905 | 0.019013 | 0.01898 | 0.018949 | 0.018921
Yes | SCE | Res | HVAC | 2022 T-24: MFA - Restructuring - Refrigerant Charge Verification | Possible | Electric Demand (MW) | 0.13979 | 0.13717 | 0.13461 | 0.13213 | 0.12973 | 0.12743 | 0.12523 | 0.12313 | 0.12114 | 0.11926 | 0.1175 | 0.11584 | 0.11429
Yes | SCE | Res | HVAC | 2022 T-24: MFNC - Indoor Air Quality - Central Ventilation Duct Sealing | Possible | Electric Demand (MW) | 0.11634 | 0.11498 | 0.11364 | 0.11234 | 0.11107 | 0.10985 | 0.10867 | 0.10755 | 0.10648 | 0.10546 | 0.1045 | 0.1036 | 0.10275
Yes | SCE | Res | HVAC | 2022 T-24: MFNC - Indoor Air Quality - Heat or Energy Recovery Ventilator | Possible | Electric Demand (MW) | 0.17667 | 0.1746 | 0.17257 | 0.17058 | 0.16866 | 0.1668 | 0.16502 | 0.16331 | 0.16169 | 0.16014 | 0.15869 | 0.15732 | 0.15603
Yes | SCE | Res | HVAC | 2022 T-24: MFNC - Restructuring - Airflow and Fan Watt Draw | Possible | Electric Demand (MW) | 0.06756 | 0.067326 | 0.06714 | 0.066994 | 0.066879 | 0.066788 | 0.066718 | 0.066662 | 0.066619 | 0.066586 | 0.06656 | 0.066539 | 0.066523
Yes | SCE | Res | HVAC | 2022 T-24: MFNC - Restructuring - Refrigerant Charge Verification | Possible | Electric Demand (MW) | 0.040666 | 0.039903 | 0.039159 | 0.038437 | 0.03774 | 0.03707 | 0.036429 | 0.035819 | 0.03524 | 0.034694 | 0.03418 | 0.033699 | 0.033249
Yes | SCE | Res | HVAC | 2025 T-24: Multifamily IAQ - Compartmentalization and Balanced or supply-only ventilation (New Construction + Additions) | Possible | Electric Demand (MW) | 0 | 0.0065107 | 0.025772 | 0.02571 | 0.025644 | 0.025575 | 0.025503 | 0.025428 | 0.025349 | 0.025267 | 0.025182 | 0.025094 | 0.025002
Yes | SCE | Res | HVAC | 2025 T-24: Multifamily Restructuring - Central Ventilation Shaft Sealing (New Construction + Additions) | Possible | Electric Demand (MW) | 0 | 0.00014737 | 0.00056804 | 0.00055138 | 0.00053472 | 0.00051808 | 0.00050151 | 0.00048503 | 0.00046867 | 0.00045245 | 0.00043641 | 0.00042057 | 0.00040496
Yes | SCE | Res | HVAC | 2019 T-24: RA(MF)-MECH-Quality HVAC | Possible | Electric Demand (MW) |  | 0.0050471 | 0.0046556 | 0.0042141 | 0.0037358 | 0.0032394 | 0.0027465 | 0.0022785 | 0.0018523 | 0.0014788 | 0.0011623 | 0.00090175 | 0.00069222
Yes | SCE | Res | HVAC | 2019 T-24: RA(SF)-MECH-Quality HVAC | Possible | Electric Demand (MW) |  | 0.0087936 | 0.0081114 | 0.0073423 | 0.0065089 | 0.0056439 | 0.0047853 | 0.0039698 | 0.0032272 | 0.0025765 | 0.0020251 | 0.0015711 | 0.0012061
Yes | SCE | Res | HVAC | 2019-21 Fed App: Residential boilers - gas-fired hot water and electric hot water | Possible | Electric Demand (MW) |  | 0.00030653 | 0.00030488 | 0.00030394 | 0.00030401 | 0.00030391 | 0.00030305 | 0.00030231 | 0.00030167 | 0.00030112 | 0.00030065 | 0.00030025 | 0.00029992
Yes | SCE | Res | HVAC | 2019-21 Fed App: Residential boilers - gas-fired steam and electric steam | Possible | Electric Demand (MW) |  | 1.5359e-05 | 1.441e-05 | 1.3555e-05 | 1.288e-05 | 1.2199e-05 | 1.168e-05 | 1.123e-05 | 1.0841e-05 | 1.0507e-05 | 1.0222e-05 | 9.9802e-06 | 9.7749e-06
Yes | SCE | Res | HVAC | 2022-24 Fed App: Residential central AC & HP | Possible | Electric Demand (MW) |  | 17.5068 | 17.1841 | 16.8579 | 16.6567 | 16.5219 | 16.1706 | 15.8653 | 15.6018 | 15.3756 | 15.1825 | 15.0183 | 14.8793
Yes | SCE | Res | HVAC | 2019-21 Fed App: Residential furnace fans | Possible | Electric Demand (MW) |  | 0.98163 | 0.9858 | 0.98976 | 0.99565 | 1.0027 | 1.0027 | 1.0027 | 1.0026 | 1.0026 | 1.0026 | 1.0026 | 1.0026
Yes | SCE | Res | HVAC | 2025 T-24: Residential HVAC Performance - Multifamily Design (Alterations) | Possible | Electric Demand (MW) |  | 0.015172 | 0.016576 | 0.016572 | 0.016568 | 0.016564 | 0.016561 | 0.016557 | 0.016553 | 0.016549 | 0.016545 | 0.016541 | 0.016537
Yes | SCE | Res | HVAC | 2025 T-24: Residential HVAC Performance - Refrigerant Charge Verification (Alterations) | Possible | Electric Demand (MW) |  | 0.056335 | 0.061535 | 0.061507 | 0.061478 | 0.06145 | 0.061421 | 0.061392 | 0.061363 | 0.061334 | 0.061305 | 0.061275 | 0.061246
Yes | SCE | Res | HVAC | 2025 T-24: Residential HVAC Performance - Refrigerant Charge Verification (New Construction + Additions) | Possible | Electric Demand (MW) |  | 0.0099312 | 0.019691 | 0.019682 | 0.019673 | 0.019664 | 0.019655 | 0.019645 | 0.019636 | 0.019627 | 0.019617 | 0.019608 | 0.019599
Yes | SCE | Res | HVAC | 2025 T-24: Residential HVAC Performance - Single Family Defrost (Alterations) | Possible | Electric Demand (MW) |  | 0.2156 | 0.23551 | 0.23541 | 0.23531 | 0.23521 | 0.2351 | 0.235 | 0.2349 | 0.2348 | 0.23469 | 0.23459 | 0.23449
Yes | SCE | Res | HVAC | 2025 T-24: Residential HVAC Performance - Single Family Defrost (New Construction + Additions) | Possible | Electric Demand (MW) |  | 0.054526 | 0.10812 | 0.10807 | 0.10802 | 0.10798 | 0.10793 | 0.10788 | 0.10784 | 0.10779 | 0.10774 | 0.10769 | 0.10765
Yes | SCE | Res | HVAC | 2025 T-24: Residential HVAC Performance - Single Family Design (Alterations) | Possible | Electric Demand (MW) |  | 0.0008577 | 0.00093709 | 0.00093687 | 0.00093664 | 0.00093642 | 0.0009362 | 0.00093598 | 0.00093576 | 0.00093553 | 0.00093531 | 0.00093509 | 0.00093486
Yes | SCE | Res | HVAC | 2025 T-24: Residential HVAC Performance - Single Family Design (New Construction + Additions) | Possible | Electric Demand (MW) |  | 0.00031342 | 0.00062157 | 0.00062143 | 0.00062128 | 0.00062114 | 0.00062099 | 0.00062084 | 0.00062069 | 0.00062055 | 0.0006204 | 0.00062025 | 0.0006201
Yes | SCE | Res | HVAC | 2019 T-24: RNC(MF)-MECH-Quality HVAC | Possible | Electric Demand (MW) |  | 0.20102 | 0.18542 | 0.16784 | 0.14879 | 0.12902 | 0.10939 | 0.090748 | 0.073773 | 0.058897 | 0.046293 | 0.035915 | 0.02757
Yes | SCE | Res | HVAC | 2019 T-24: RNC(SF)-MECH-Quality HVAC | Possible | Electric Demand (MW) |  | 0.51819 | 0.47799 | 0.43266 | 0.38356 | 0.33259 | 0.28199 | 0.23393 | 0.19017 | 0.15183 | 0.11934 | 0.092583 | 0.07107
Yes | SCE | Res | HVAC | 2022 T-24: SFA - Electric resistance space heating | Possible | Electric Demand (MW) |  | 0.011851 | 0.011568 | 0.011258 | 0.010919 | 0.010553 | 0.010163 | 0.0097533 | 0.0093276 | 0.0088919 | 0.0084521 | 0.0080147 | 0.0075859
Yes | SCE | Res | HVAC | 2022 T-24: SFA - Prescriptive duct insulation | Possible | Electric Demand (MW) |  | 0.02122 | 0.021042 | 0.020875 | 0.02072 | 0.020577 | 0.020445 | 0.020324 | 0.020215 | 0.020116 | 0.020026 | 0.019945 | 0.019873
Yes | SCE | Res | HVAC | 2022 T-24: SFA - Prescriptive duct sealing | Possible | Electric Demand (MW) |  | 0.24216 | 0.23959 | 0.23749 | 0.23578 | 0.23439 | 0.23327 | 0.23237 | 0.23164 | 0.23105 | 0.23058 | 0.23021 | 0.2299
Yes | SCE | Res | HVAC | 2025 T-24: Single Family HVAC - Supplemental Heating Combined (New Construction + Additions) | Possible | Electric Demand (MW) |  | 0.069534 | 0.1379 | 0.13787 | 0.13784 | 0.1378 | 0.13777 | 0.13774 | 0.13771 | 0.13767 | 0.13764 | 0.13761 | 0.13757
Yes | SDG&E | Res | HVAC | 2005 T-24: Duct improvement | On-the-books | Electric Demand (MW) | 0 | 0 | 0 | 0 | 0 | 0 | 0 | 0 | 0 | 0 | 0 | 0 | 0
Yes | SDG&E | Res | HVAC | Fed Appliance: Residential Central AC, Heat Pumps and Furnaces | On-the-books | Electric Demand (MW) | 0.19361 | 0.18976 | 0.18658 | 0.18399 | 0.18187 | 0.18016 | 0.17818 | 0.17638 | 0.026613 | 0.026332 | 0.026044 | 0.02576 | 0.025473
Yes | SDG&E | Res | HVAC | Fed Appliance: Residential Room AC | On-the-books | Electric Demand (MW) | 0.10789 | 0.022191 | 0.021802 | 0.021484 | 0.021226 | 0.021017 | 0.020775 | 0.020555 | 0.020321 | 0.020096 | 0.019865 | 0.019638 | 0.019408
Yes | SDG&E | Res | HVAC | 2016 T-20: Air Filter Labeling | On-the-books | Electric Demand (MW) | 0.00017718 | 0.00017656 | 0.00017606 | 0.00017566 | 0.00017534 | 0.00017508 | 0.00017488 | 0.00017472 | 0.00017459 | 0.00017449 | 0.00017442 | 0.00017435 | 0.00017431
Yes | SDG&E | Res | HVAC | 2024 T-20: Air Filter Labeling | On-the-books | Electric Demand (MW) | 0.0049384 | 0.0049685 | 0.0049986 | 0.0050288 | 0.005059 | 0.0050892 | 0.0050892 | 0.0050892 | 0.0050892 | 0.0050892 | 0.0050892 | 0.0050892 | 0.0050892
Yes | SDG&E | Res | HVAC | 2019-21 Fed App: Ceiling Fans | On-the-books | Electric Demand (MW) | 0.00012781 | 0.00012532 | 0.000123 | 0.00012078 | 0.00011946 | 0.00011865 | 0.00011693 | 0.00011547 | 9.9643e-05 | 1.3722e-05 | 1.3614e-05 | 1.3523e-05 | 1.3446e-05
Yes | SDG&E | Res | HVAC | 2019-21 Fed App: Dehumidifiers | On-the-books | Electric Demand (MW) |  | 0.051749 | 0.050237 | 0.048677 | 0.04701 | 0.027074 | 0.0064951 | 0.0062019 | 0.0059366 | 0.0056966 | 0.0054794 | 0.0052829 | 0.0051051
Yes | SDG&E | Res | HVAC | 2022 T-24: MFA - Restructuring - Airflow and Fan Watt Draw | On-the-books | Electric Demand (MW) | 0.026794 | 0.026701 | 0.026627 | 0.026569 | 0.026524 | 0.026488 | 0.02646 | 0.026438 | 0.026421 | 0.026407 | 0.026397 | 0.026389 | 0.026383
Yes | SDG&E | Res | HVAC | 2022 T-24: MFA - Restructuring - Duct Sealing and Testing | On-the-books | Electric Demand (MW) | 0.0034483 | 0.0034361 | 0.0034247 | 0.0034142 | 0.0034046 | 0.0033956 | 0.0033874 | 0.0033798 | 0.0033728 | 0.0033663 | 0.0033604 | 0.0033549 | 0.0033499
Yes | SDG&E | Res | HVAC | 2022 T-24: MFA - Restructuring - Refrigerant Charge Verification | On-the-books | Electric Demand (MW) | 0.02475 | 0.024286 | 0.023833 | 0.023393 | 0.022969 | 0.022561 | 0.022171 | 0.0218 | 0.021448 | 0.021115 | 0.020803 | 0.02051 | 0.020236
Yes | SDG&E | Res | HVAC | 2022 T-24: MFNC - Indoor Air Quality - Central Ventilation Duct Sealing | On-the-books | Electric Demand (MW) | 0.020598 | 0.020357 | 0.02012 | 0.019889 | 0.019665 | 0.019448 | 0.01924 | 0.019041 | 0.018852 | 0.018672 | 0.018502 | 0.018342 | 0.018192
Yes | SDG&E | Res | HVAC | 2022 T-24: MFNC - Indoor Air Quality - Heat or Energy Recovery Ventilator | On-the-books | Electric Demand (MW) | 0.031279 | 0.030912 | 0.030553 | 0.030202 | 0.029862 | 0.029533 | 0.029217 | 0.028914 | 0.028627 | 0.028353 | 0.028096 | 0.027853 | 0.027626
Yes | SDG&E | Res | HVAC | 2022 T-24: MFNC - Restructuring - Airflow and Fan Watt Draw | On-the-books | Electric Demand (MW) | 0.011962 | 0.01192 | 0.011887 | 0.011861 | 0.011841 | 0.011825 | 0.011812 | 0.011803 | 0.011795 | 0.011789 | 0.011784 | 0.011781 | 0.011778
Yes | SDG&E | Res | HVAC | 2022 T-24: MFNC - Restructuring - Refrigerant Charge Verification | On-the-books | Electric Demand (MW) | 0.0071999 | 0.0070649 | 0.0069332 | 0.0068054 | 0.0066819 | 0.0065633 | 0.0064498 | 0.0063418 | 0.0062393 | 0.0061426 | 0.0060517 | 0.0059664 | 0.0058868
Yes | SDG&E | Res | HVAC | 2025 T-24: Multifamily IAQ - Compartmentalization and Balanced or supply-only ventilation (New Construction + Additions) | On-the-books | Electric Demand (MW) | 0 | 0.0011527 | 0.0045629 | 0.0045519 | 0.0045403 | 0.0045282 | 0.0045154 | 0.004502 | 0.0044881 | 0.0044736 | 0.0044585 | 0.0044428 | 0.0044266
Yes | SDG&E | Res | HVAC | 2025 T-24: Multifamily Restructuring - Central Ventilation Shaft Sealing (New Construction + Additions) | On-the-books | Electric Demand (MW) | 0 | 2.6092e-05 | 0.00010057 | 9.7622e-05 | 9.4672e-05 | 9.1727e-05 | 8.8793e-05 | 8.5875e-05 | 8.2978e-05 | 8.0107e-05 | 7.7267e-05 | 7.4463e-05 | 7.1699e-05
Yes | SDG&E | Res | HVAC | 2019 T-24: RA(MF)-MECH-Quality HVAC | On-the-books | Electric Demand (MW) |  | 0.0008936 | 0.00082427 | 0.00074611 | 0.00066143 | 0.00057353 | 0.00048628 | 0.00040341 | 0.00032795 | 0.00026182 | 0.00020579 | 0.00015966 | 0.00012256
Yes | SDG&E | Res | HVAC | 2019 T-24: RA(SF)-MECH-Quality HVAC | On-the-books | Electric Demand (MW) |  | 0.0015569 | 0.0014361 | 0.0013 | 0.0011524 | 0.00099926 | 0.00084724 | 0.00070286 | 0.00057138 | 0.00045617 | 0.00035855 | 0.00027817 | 0.00021353
Yes | SDG&E | Res | HVAC | 2019-21 Fed App: Residential boilers - gas-fired hot water and electric hot water | On-the-books | Electric Demand (MW) |  | 5.4271e-05 | 5.3978e-05 | 5.3813e-05 | 5.3825e-05 | 5.3807e-05 | 5.3656e-05 | 5.3524e-05 | 5.3411e-05 | 5.3314e-05 | 5.3231e-05 | 5.316e-05 | 5.3101e-05
Yes | SDG&E | Res | HVAC | 2019-21 Fed App: Residential boilers - gas-fired steam and electric steam | On-the-books | Electric Demand (MW) |  | 2.7192e-06 | 2.5513e-06 | 2.3999e-06 | 2.2805e-06 | 2.1598e-06 | 2.068e-06 | 1.9883e-06 | 1.9194e-06 | 1.8603e-06 | 1.8099e-06 | 1.767e-06 | 1.7307e-06
Yes | SDG&E | Res | HVAC | 2022-24 Fed App: Residential central AC & HP | On-the-books | Electric Demand (MW) |  | 3.0996 | 3.0425 | 2.9847 | 2.9491 | 2.9252 | 2.863 | 2.809 | 2.7623 | 2.7223 | 2.6881 | 2.659 | 2.6344
Yes | SDG&E | Res | HVAC | 2019-21 Fed App: Residential furnace fans | On-the-books | Electric Demand (MW) |  | 0.1738 | 0.17454 | 0.17524 | 0.17628 | 0.17753 | 0.17753 | 0.17752 | 0.17752 | 0.17752 | 0.17752 | 0.17752 | 0.17752
Yes | SDG&E | Res | HVAC | 2025 T-24: Residential HVAC Performance - Multifamily Design (Alterations) | On-the-books | Electric Demand (MW) |  | 0.0026862 | 0.0029348 | 0.0029341 | 0.0029334 | 0.0029327 | 0.0029321 | 0.0029314 | 0.0029307 | 0.00293 | 0.0029293 | 0.0029286 | 0.0029279
Yes | SDG&E | Res | HVAC | 2025 T-24: Residential HVAC Performance - Refrigerant Charge Verification (Alterations) | On-the-books | Electric Demand (MW) |  | 0.0099741 | 0.010895 | 0.01089 | 0.010885 | 0.01088 | 0.010875 | 0.010869 | 0.010864 | 0.010859 | 0.010854 | 0.010849 | 0.010844
Yes | SDG&E | Res | HVAC | 2025 T-24: Residential HVAC Performance - Refrigerant Charge Verification (New Construction + Additions) | On-the-books | Electric Demand (MW) |  | 0.0017583 | 0.0034864 | 0.0034847 | 0.0034831 | 0.0034815 | 0.0034799 | 0.0034782 | 0.0034766 | 0.0034749 | 0.0034733 | 0.0034716 | 0.00347
Yes | SDG&E | Res | HVAC | 2025 T-24: Residential HVAC Performance - Single Family Defrost (Alterations) | On-the-books | Electric Demand (MW) |  | 0.038172 | 0.041697 | 0.041679 | 0.041661 | 0.041643 | 0.041625 | 0.041607 | 0.041589 | 0.041571 | 0.041553 | 0.041534 | 0.041516
Yes | SDG&E | Res | HVAC | 2025 T-24: Residential HVAC Performance - Single Family Defrost (New Construction + Additions) | On-the-books | Electric Demand (MW) |  | 0.0096538 | 0.019142 | 0.019134 | 0.019126 | 0.019117 | 0.019109 | 0.019101 | 0.019093 | 0.019084 | 0.019076 | 0.019067 | 0.019059
Yes | SDG&E | Res | HVAC | 2025 T-24: Residential HVAC Performance - Single Family Design (Alterations) | On-the-books | Electric Demand (MW) |  | 0.00015186 | 0.00016591 | 0.00016587 | 0.00016583 | 0.00016579 | 0.00016576 | 0.00016572 | 0.00016568 | 0.00016564 | 0.0001656 | 0.00016556 | 0.00016552
Yes | SDG&E | Res | HVAC | 2025 T-24: Residential HVAC Performance - Single Family Design (New Construction + Additions) | On-the-books | Electric Demand (MW) |  | 5.549e-05 | 0.00011005 | 0.00011002 | 0.00011 | 0.00010997 | 0.00010995 | 0.00010992 | 0.00010989 | 0.00010987 | 0.00010984 | 0.00010982 | 0.00010979
Yes | SDG&E | Res | HVAC | 2019 T-24: RNC(MF)-MECH-Quality HVAC | On-the-books | Electric Demand (MW) |  | 0.03559 | 0.032829 | 0.029716 | 0.026343 | 0.022843 | 0.019368 | 0.016067 | 0.013062 | 0.010428 | 0.0081962 | 0.0063588 | 0.0048813
Yes | SDG&E | Res | HVAC | 2019 T-24: RNC(SF)-MECH-Quality HVAC | On-the-books | Electric Demand (MW) |  | 0.091746 | 0.084628 | 0.076603 | 0.067909 | 0.058884 | 0.049926 | 0.041418 | 0.03367 | 0.026881 | 0.021128 | 0.016392 | 0.012583
Yes | SDG&E | Res | HVAC | 2022 T-24: SFA - Electric resistance space heating | On-the-books | Electric Demand (MW) |  | 0.0020981 | 0.0020482 | 0.0019932 | 0.0019332 | 0.0018684 | 0.0017994 | 0.0017268 | 0.0016515 | 0.0015743 | 0.0014965 | 0.001419 | 0.0013431
Yes | SDG&E | Res | HVAC | 2022 T-24: SFA - Prescriptive duct insulation | On-the-books | Electric Demand (MW) |  | 0.003757 | 0.0037254 | 0.0036959 | 0.0036685 | 0.0036431 | 0.0036198 | 0.0035984 | 0.003579 | 0.0035615 | 0.0035456 | 0.0035314 | 0.0035186
Yes | SDG&E | Res | HVAC | 2022 T-24: SFA - Prescriptive duct sealing | On-the-books | Electric Demand (MW) |  | 0.042875 | 0.042419 | 0.042047 | 0.041745 | 0.041499 | 0.041301 | 0.041141 | 0.041012 | 0.040908 | 0.040825 | 0.040758 | 0.040705
Yes | SDG&E | Res | HVAC | 2025 T-24: Single Family HVAC - Supplemental Heating Combined (New Construction + Additions) | On-the-books | Electric Demand (MW) |  | 0.012311 | 0.024416 | 0.02441 | 0.024404 | 0.024398 | 0.024392 | 0.024387 | 0.024381 | 0.024375 | 0.024369 | 0.024363 | 0.024358
Yes | SDG&E | Res | HVAC | 2005 T-24: Duct improvement | Expected | Electric Demand (MW) | 0 | 0 | 0 | 0 | 0 | 0 | 0 | 0 | 0 | 0 | 0 | 0 | 0
Yes | SDG&E | Res | HVAC | Fed Appliance: Residential Central AC, Heat Pumps and Furnaces | Expected | Electric Demand (MW) | 0.19361 | 0.18976 | 0.18658 | 0.18399 | 0.18187 | 0.18016 | 0.17818 | 0.17638 | 0.026613 | 0.026332 | 0.026044 | 0.02576 | 0.025473
Yes | SDG&E | Res | HVAC | Fed Appliance: Residential Room AC | Expected | Electric Demand (MW) | 0.10789 | 0.022191 | 0.021802 | 0.021484 | 0.021226 | 0.021017 | 0.020775 | 0.020555 | 0.020321 | 0.020096 | 0.019865 | 0.019638 | 0.019408
Yes | SDG&E | Res | HVAC | 2016 T-20: Air Filter Labeling | Expected | Electric Demand (MW) | 0.00017718 | 0.00017656 | 0.00017606 | 0.00017566 | 0.00017534 | 0.00017508 | 0.00017488 | 0.00017472 | 0.00017459 | 0.00017449 | 0.00017442 | 0.00017435 | 0.00017431
Yes | SDG&E | Res | HVAC | 2024 T-20: Air Filter Labeling | Expected | Electric Demand (MW) | 0.0049384 | 0.0049685 | 0.0049986 | 0.0050288 | 0.005059 | 0.0050892 | 0.0050892 | 0.0050892 | 0.0050892 | 0.0050892 | 0.0050892 | 0.0050892 | 0.0050892
Yes | SDG&E | Res | HVAC | 2019-21 Fed App: Ceiling Fans | Expected | Electric Demand (MW) | 0.00012781 | 0.00012532 | 0.000123 | 0.00012078 | 0.00011946 | 0.00011865 | 0.00011693 | 0.00011547 | 9.9643e-05 | 1.3722e-05 | 1.3614e-05 | 1.3523e-05 | 1.3446e-05
Yes | SDG&E | Res | HVAC | 2019-21 Fed App: Dehumidifiers | Expected | Electric Demand (MW) |  | 0.051749 | 0.050237 | 0.048677 | 0.04701 | 0.027074 | 0.0064951 | 0.0062019 | 0.0059366 | 0.0056966 | 0.0054794 | 0.0052829 | 0.0051051
Yes | SDG&E | Res | HVAC | 2022 T-24: MFA - Restructuring - Airflow and Fan Watt Draw | Expected | Electric Demand (MW) | 0.026794 | 0.026701 | 0.026627 | 0.026569 | 0.026524 | 0.026488 | 0.02646 | 0.026438 | 0.026421 | 0.026407 | 0.026397 | 0.026389 | 0.026383
Yes | SDG&E | Res | HVAC | 2022 T-24: MFA - Restructuring - Duct Sealing and Testing | Expected | Electric Demand (MW) | 0.0034483 | 0.0034361 | 0.0034247 | 0.0034142 | 0.0034046 | 0.0033956 | 0.0033874 | 0.0033798 | 0.0033728 | 0.0033663 | 0.0033604 | 0.0033549 | 0.0033499
Yes | SDG&E | Res | HVAC | 2022 T-24: MFA - Restructuring - Refrigerant Charge Verification | Expected | Electric Demand (MW) | 0.02475 | 0.024286 | 0.023833 | 0.023393 | 0.022969 | 0.022561 | 0.022171 | 0.0218 | 0.021448 | 0.021115 | 0.020803 | 0.02051 | 0.020236
Yes | SDG&E | Res | HVAC | 2022 T-24: MFNC - Indoor Air Quality - Central Ventilation Duct Sealing | Expected | Electric Demand (MW) | 0.020598 | 0.020357 | 0.02012 | 0.019889 | 0.019665 | 0.019448 | 0.01924 | 0.019041 | 0.018852 | 0.018672 | 0.018502 | 0.018342 | 0.018192
Yes | SDG&E | Res | HVAC | 2022 T-24: MFNC - Indoor Air Quality - Heat or Energy Recovery Ventilator | Expected | Electric Demand (MW) | 0.031279 | 0.030912 | 0.030553 | 0.030202 | 0.029862 | 0.029533 | 0.029217 | 0.028914 | 0.028627 | 0.028353 | 0.028096 | 0.027853 | 0.027626
Yes | SDG&E | Res | HVAC | 2022 T-24: MFNC - Restructuring - Airflow and Fan Watt Draw | Expected | Electric Demand (MW) | 0.011962 | 0.01192 | 0.011887 | 0.011861 | 0.011841 | 0.011825 | 0.011812 | 0.011803 | 0.011795 | 0.011789 | 0.011784 | 0.011781 | 0.011778
Yes | SDG&E | Res | HVAC | 2022 T-24: MFNC - Restructuring - Refrigerant Charge Verification | Expected | Electric Demand (MW) | 0.0071999 | 0.0070649 | 0.0069332 | 0.0068054 | 0.0066819 | 0.0065633 | 0.0064498 | 0.0063418 | 0.0062393 | 0.0061426 | 0.0060517 | 0.0059664 | 0.0058868
Yes | SDG&E | Res | HVAC | 2025 T-24: Multifamily IAQ - Compartmentalization and Balanced or supply-only ventilation (New Construction + Additions) | Expected | Electric Demand (MW) | 0 | 0.0011527 | 0.0045629 | 0.0045519 | 0.0045403 | 0.0045282 | 0.0045154 | 0.004502 | 0.0044881 | 0.0044736 | 0.0044585 | 0.0044428 | 0.0044266
Yes | SDG&E | Res | HVAC | 2025 T-24: Multifamily Restructuring - Central Ventilation Shaft Sealing (New Construction + Additions) | Expected | Electric Demand (MW) | 0 | 2.6092e-05 | 0.00010057 | 9.7622e-05 | 9.4672e-05 | 9.1727e-05 | 8.8793e-05 | 8.5875e-05 | 8.2978e-05 | 8.0107e-05 | 7.7267e-05 | 7.4463e-05 | 7.1699e-05
Yes | SDG&E | Res | HVAC | 2019 T-24: RA(MF)-MECH-Quality HVAC | Expected | Electric Demand (MW) |  | 0.0008936 | 0.00082427 | 0.00074611 | 0.00066143 | 0.00057353 | 0.00048628 | 0.00040341 | 0.00032795 | 0.00026182 | 0.00020579 | 0.00015966 | 0.00012256
Yes | SDG&E | Res | HVAC | 2019 T-24: RA(SF)-MECH-Quality HVAC | Expected | Electric Demand (MW) |  | 0.0015569 | 0.0014361 | 0.0013 | 0.0011524 | 0.00099926 | 0.00084724 | 0.00070286 | 0.00057138 | 0.00045617 | 0.00035855 | 0.00027817 | 0.00021353
Yes | SDG&E | Res | HVAC | 2019-21 Fed App: Residential boilers - gas-fired hot water and electric hot water | Expected | Electric Demand (MW) |  | 5.4271e-05 | 5.3978e-05 | 5.3813e-05 | 5.3825e-05 | 5.3807e-05 | 5.3656e-05 | 5.3524e-05 | 5.3411e-05 | 5.3314e-05 | 5.3231e-05 | 5.316e-05 | 5.3101e-05
Yes | SDG&E | Res | HVAC | 2019-21 Fed App: Residential boilers - gas-fired steam and electric steam | Expected | Electric Demand (MW) |  | 2.7192e-06 | 2.5513e-06 | 2.3999e-06 | 2.2805e-06 | 2.1598e-06 | 2.068e-06 | 1.9883e-06 | 1.9194e-06 | 1.8603e-06 | 1.8099e-06 | 1.767e-06 | 1.7307e-06
Yes | SDG&E | Res | HVAC | 2022-24 Fed App: Residential central AC & HP | Expected | Electric Demand (MW) |  | 3.0996 | 3.0425 | 2.9847 | 2.9491 | 2.9252 | 2.863 | 2.809 | 2.7623 | 2.7223 | 2.6881 | 2.659 | 2.6344
Yes | SDG&E | Res | HVAC | 2019-21 Fed App: Residential furnace fans | Expected | Electric Demand (MW) |  | 0.1738 | 0.17454 | 0.17524 | 0.17628 | 0.17753 | 0.17753 | 0.17752 | 0.17752 | 0.17752 | 0.17752 | 0.17752 | 0.17752
Yes | SDG&E | Res | HVAC | 2025 T-24: Residential HVAC Performance - Multifamily Design (Alterations) | Expected | Electric Demand (MW) |  | 0.0026862 | 0.0029348 | 0.0029341 | 0.0029334 | 0.0029327 | 0.0029321 | 0.0029314 | 0.0029307 | 0.00293 | 0.0029293 | 0.0029286 | 0.0029279
Yes | SDG&E | Res | HVAC | 2025 T-24: Residential HVAC Performance - Refrigerant Charge Verification (Alterations) | Expected | Electric Demand (MW) |  | 0.0099741 | 0.010895 | 0.01089 | 0.010885 | 0.01088 | 0.010875 | 0.010869 | 0.010864 | 0.010859 | 0.010854 | 0.010849 | 0.010844
Yes | SDG&E | Res | HVAC | 2025 T-24: Residential HVAC Performance - Refrigerant Charge Verification (New Construction + Additions) | Expected | Electric Demand (MW) |  | 0.0017583 | 0.0034864 | 0.0034847 | 0.0034831 | 0.0034815 | 0.0034799 | 0.0034782 | 0.0034766 | 0.0034749 | 0.0034733 | 0.0034716 | 0.00347
Yes | SDG&E | Res | HVAC | 2025 T-24: Residential HVAC Performance - Single Family Defrost (Alterations) | Expected | Electric Demand (MW) |  | 0.038172 | 0.041697 | 0.041679 | 0.041661 | 0.041643 | 0.041625 | 0.041607 | 0.041589 | 0.041571 | 0.041553 | 0.041534 | 0.041516
Yes | SDG&E | Res | HVAC | 2025 T-24: Residential HVAC Performance - Single Family Defrost (New Construction + Additions) | Expected | Electric Demand (MW) |  | 0.0096538 | 0.019142 | 0.019134 | 0.019126 | 0.019117 | 0.019109 | 0.019101 | 0.019093 | 0.019084 | 0.019076 | 0.019067 | 0.019059
Yes | SDG&E | Res | HVAC | 2025 T-24: Residential HVAC Performance - Single Family Design (Alterations) | Expected | Electric Demand (MW) |  | 0.00015186 | 0.00016591 | 0.00016587 | 0.00016583 | 0.00016579 | 0.00016576 | 0.00016572 | 0.00016568 | 0.00016564 | 0.0001656 | 0.00016556 | 0.00016552
Yes | SDG&E | Res | HVAC | 2025 T-24: Residential HVAC Performance - Single Family Design (New Construction + Additions) | Expected | Electric Demand (MW) |  | 5.549e-05 | 0.00011005 | 0.00011002 | 0.00011 | 0.00010997 | 0.00010995 | 0.00010992 | 0.00010989 | 0.00010987 | 0.00010984 | 0.00010982 | 0.00010979
Yes | SDG&E | Res | HVAC | 2019 T-24: RNC(MF)-MECH-Quality HVAC | Expected | Electric Demand (MW) |  | 0.03559 | 0.032829 | 0.029716 | 0.026343 | 0.022843 | 0.019368 | 0.016067 | 0.013062 | 0.010428 | 0.0081962 | 0.0063588 | 0.0048813
Yes | SDG&E | Res | HVAC | 2019 T-24: RNC(SF)-MECH-Quality HVAC | Expected | Electric Demand (MW) |  | 0.091746 | 0.084628 | 0.076603 | 0.067909 | 0.058884 | 0.049926 | 0.041418 | 0.03367 | 0.026881 | 0.021128 | 0.016392 | 0.012583
Yes | SDG&E | Res | HVAC | 2022 T-24: SFA - Electric resistance space heating | Expected | Electric Demand (MW) |  | 0.0020981 | 0.0020482 | 0.0019932 | 0.0019332 | 0.0018684 | 0.0017994 | 0.0017268 | 0.0016515 | 0.0015743 | 0.0014965 | 0.001419 | 0.0013431
Yes | SDG&E | Res | HVAC | 2022 T-24: SFA - Prescriptive duct insulation | Expected | Electric Demand (MW) |  | 0.003757 | 0.0037254 | 0.0036959 | 0.0036685 | 0.0036431 | 0.0036198 | 0.0035984 | 0.003579 | 0.0035615 | 0.0035456 | 0.0035314 | 0.0035186
Yes | SDG&E | Res | HVAC | 2022 T-24: SFA - Prescriptive duct sealing | Expected | Electric Demand (MW) |  | 0.042875 | 0.042419 | 0.042047 | 0.041745 | 0.041499 | 0.041301 | 0.041141 | 0.041012 | 0.040908 | 0.040825 | 0.040758 | 0.040705
Yes | SDG&E | Res | HVAC | 2025 T-24: Single Family HVAC - Supplemental Heating Combined (New Construction + Additions) | Expected | Electric Demand (MW) |  | 0.012311 | 0.024416 | 0.02441 | 0.024404 | 0.024398 | 0.024392 | 0.024387 | 0.024381 | 0.024375 | 0.024369 | 0.024363 | 0.024358
Yes | SDG&E | Res | HVAC | 2005 T-24: Duct improvement | Possible | Electric Demand (MW) | 0 | 0 | 0 | 0 | 0 | 0 | 0 | 0 | 0 | 0 | 0 | 0 | 0
Yes | SDG&E | Res | HVAC | Fed Appliance: Residential Central AC, Heat Pumps and Furnaces | Possible | Electric Demand (MW) | 0.19361 | 0.18976 | 0.18658 | 0.18399 | 0.18187 | 0.18016 | 0.17818 | 0.17638 | 0.026613 | 0.026332 | 0.026044 | 0.02576 | 0.025473
Yes | SDG&E | Res | HVAC | Fed Appliance: Residential Room AC | Possible | Electric Demand (MW) | 0.10789 | 0.022191 | 0.021802 | 0.021484 | 0.021226 | 0.021017 | 0.020775 | 0.020555 | 0.020321 | 0.020096 | 0.019865 | 0.019638 | 0.019408
Yes | SDG&E | Res | HVAC | 2016 T-20: Air Filter Labeling | Possible | Electric Demand (MW) | 0.00017718 | 0.00017656 | 0.00017606 | 0.00017566 | 0.00017534 | 0.00017508 | 0.00017488 | 0.00017472 | 0.00017459 | 0.00017449 | 0.00017442 | 0.00017435 | 0.00017431
Yes | SDG&E | Res | HVAC | 2024 T-20: Air Filter Labeling | Possible | Electric Demand (MW) | 0.0049384 | 0.0049685 | 0.0049986 | 0.0050288 | 0.005059 | 0.0050892 | 0.0050892 | 0.0050892 | 0.0050892 | 0.0050892 | 0.0050892 | 0.0050892 | 0.0050892
Yes | SDG&E | Res | HVAC | 2019-21 Fed App: Ceiling Fans | Possible | Electric Demand (MW) | 0.00012781 | 0.00012532 | 0.000123 | 0.00012078 | 0.00011946 | 0.00011865 | 0.00011693 | 0.00011547 | 9.9643e-05 | 1.3722e-05 | 1.3614e-05 | 1.3523e-05 | 1.3446e-05
Yes | SDG&E | Res | HVAC | 2019-21 Fed App: Dehumidifiers | Possible | Electric Demand (MW) |  | 0.051749 | 0.050237 | 0.048677 | 0.04701 | 0.027074 | 0.0064951 | 0.0062019 | 0.0059366 | 0.0056966 | 0.0054794 | 0.0052829 | 0.0051051
Yes | SDG&E | Res | HVAC | 2022 T-24: MFA - Restructuring - Airflow and Fan Watt Draw | Possible | Electric Demand (MW) | 0.026794 | 0.026701 | 0.026627 | 0.026569 | 0.026524 | 0.026488 | 0.02646 | 0.026438 | 0.026421 | 0.026407 | 0.026397 | 0.026389 | 0.026383
Yes | SDG&E | Res | HVAC | 2022 T-24: MFA - Restructuring - Duct Sealing and Testing | Possible | Electric Demand (MW) | 0.0034483 | 0.0034361 | 0.0034247 | 0.0034142 | 0.0034046 | 0.0033956 | 0.0033874 | 0.0033798 | 0.0033728 | 0.0033663 | 0.0033604 | 0.0033549 | 0.0033499
Yes | SDG&E | Res | HVAC | 2022 T-24: MFA - Restructuring - Refrigerant Charge Verification | Possible | Electric Demand (MW) | 0.02475 | 0.024286 | 0.023833 | 0.023393 | 0.022969 | 0.022561 | 0.022171 | 0.0218 | 0.021448 | 0.021115 | 0.020803 | 0.02051 | 0.020236
Yes | SDG&E | Res | HVAC | 2022 T-24: MFNC - Indoor Air Quality - Central Ventilation Duct Sealing | Possible | Electric Demand (MW) | 0.020598 | 0.020357 | 0.02012 | 0.019889 | 0.019665 | 0.019448 | 0.01924 | 0.019041 | 0.018852 | 0.018672 | 0.018502 | 0.018342 | 0.018192
Yes | SDG&E | Res | HVAC | 2022 T-24: MFNC - Indoor Air Quality - Heat or Energy Recovery Ventilator | Possible | Electric Demand (MW) | 0.031279 | 0.030912 | 0.030553 | 0.030202 | 0.029862 | 0.029533 | 0.029217 | 0.028914 | 0.028627 | 0.028353 | 0.028096 | 0.027853 | 0.027626
Yes | SDG&E | Res | HVAC | 2022 T-24: MFNC - Restructuring - Airflow and Fan Watt Draw | Possible | Electric Demand (MW) | 0.011962 | 0.01192 | 0.011887 | 0.011861 | 0.011841 | 0.011825 | 0.011812 | 0.011803 | 0.011795 | 0.011789 | 0.011784 | 0.011781 | 0.011778
Yes | SDG&E | Res | HVAC | 2022 T-24: MFNC - Restructuring - Refrigerant Charge Verification | Possible | Electric Demand (MW) | 0.0071999 | 0.0070649 | 0.0069332 | 0.0068054 | 0.0066819 | 0.0065633 | 0.0064498 | 0.0063418 | 0.0062393 | 0.0061426 | 0.0060517 | 0.0059664 | 0.0058868
Yes | SDG&E | Res | HVAC | 2025 T-24: Multifamily IAQ - Compartmentalization and Balanced or supply-only ventilation (New Construction + Additions) | Possible | Electric Demand (MW) | 0 | 0.0011527 | 0.0045629 | 0.0045519 | 0.0045403 | 0.0045282 | 0.0045154 | 0.004502 | 0.0044881 | 0.0044736 | 0.0044585 | 0.0044428 | 0.0044266
Yes | SDG&E | Res | HVAC | 2025 T-24: Multifamily Restructuring - Central Ventilation Shaft Sealing (New Construction + Additions) | Possible | Electric Demand (MW) | 0 | 2.6092e-05 | 0.00010057 | 9.7622e-05 | 9.4672e-05 | 9.1727e-05 | 8.8793e-05 | 8.5875e-05 | 8.2978e-05 | 8.0107e-05 | 7.7267e-05 | 7.4463e-05 | 7.1699e-05
Yes | SDG&E | Res | HVAC | 2019 T-24: RA(MF)-MECH-Quality HVAC | Possible | Electric Demand (MW) |  | 0.0008936 | 0.00082427 | 0.00074611 | 0.00066143 | 0.00057353 | 0.00048628 | 0.00040341 | 0.00032795 | 0.00026182 | 0.00020579 | 0.00015966 | 0.00012256
Yes | SDG&E | Res | HVAC | 2019 T-24: RA(SF)-MECH-Quality HVAC | Possible | Electric Demand (MW) |  | 0.0015569 | 0.0014361 | 0.0013 | 0.0011524 | 0.00099926 | 0.00084724 | 0.00070286 | 0.00057138 | 0.00045617 | 0.00035855 | 0.00027817 | 0.00021353
Yes | SDG&E | Res | HVAC | 2019-21 Fed App: Residential boilers - gas-fired hot water and electric hot water | Possible | Electric Demand (MW) |  | 5.4271e-05 | 5.3978e-05 | 5.3813e-05 | 5.3825e-05 | 5.3807e-05 | 5.3656e-05 | 5.3524e-05 | 5.3411e-05 | 5.3314e-05 | 5.3231e-05 | 5.316e-05 | 5.3101e-05
Yes | SDG&E | Res | HVAC | 2019-21 Fed App: Residential boilers - gas-fired steam and electric steam | Possible | Electric Demand (MW) |  | 2.7192e-06 | 2.5513e-06 | 2.3999e-06 | 2.2805e-06 | 2.1598e-06 | 2.068e-06 | 1.9883e-06 | 1.9194e-06 | 1.8603e-06 | 1.8099e-06 | 1.767e-06 | 1.7307e-06
Yes | SDG&E | Res | HVAC | 2022-24 Fed App: Residential central AC & HP | Possible | Electric Demand (MW) |  | 3.0996 | 3.0425 | 2.9847 | 2.9491 | 2.9252 | 2.863 | 2.809 | 2.7623 | 2.7223 | 2.6881 | 2.659 | 2.6344
Yes | SDG&E | Res | HVAC | 2019-21 Fed App: Residential furnace fans | Possible | Electric Demand (MW) |  | 0.1738 | 0.17454 | 0.17524 | 0.17628 | 0.17753 | 0.17753 | 0.17752 | 0.17752 | 0.17752 | 0.17752 | 0.17752 | 0.17752
Yes | SDG&E | Res | HVAC | 2025 T-24: Residential HVAC Performance - Multifamily Design (Alterations) | Possible | Electric Demand (MW) |  | 0.0026862 | 0.0029348 | 0.0029341 | 0.0029334 | 0.0029327 | 0.0029321 | 0.0029314 | 0.0029307 | 0.00293 | 0.0029293 | 0.0029286 | 0.0029279
Yes | SDG&E | Res | HVAC | 2025 T-24: Residential HVAC Performance - Refrigerant Charge Verification (Alterations) | Possible | Electric Demand (MW) |  | 0.0099741 | 0.010895 | 0.01089 | 0.010885 | 0.01088 | 0.010875 | 0.010869 | 0.010864 | 0.010859 | 0.010854 | 0.010849 | 0.010844
Yes | SDG&E | Res | HVAC | 2025 T-24: Residential HVAC Performance - Refrigerant Charge Verification (New Construction + Additions) | Possible | Electric Demand (MW) |  | 0.0017583 | 0.0034864 | 0.0034847 | 0.0034831 | 0.0034815 | 0.0034799 | 0.0034782 | 0.0034766 | 0.0034749 | 0.0034733 | 0.0034716 | 0.00347
Yes | SDG&E | Res | HVAC | 2025 T-24: Residential HVAC Performance - Single Family Defrost (Alterations) | Possible | Electric Demand (MW) |  | 0.038172 | 0.041697 | 0.041679 | 0.041661 | 0.041643 | 0.041625 | 0.041607 | 0.041589 | 0.041571 | 0.041553 | 0.041534 | 0.041516
Yes | SDG&E | Res | HVAC | 2025 T-24: Residential HVAC Performance - Single Family Defrost (New Construction + Additions) | Possible | Electric Demand (MW) |  | 0.0096538 | 0.019142 | 0.019134 | 0.019126 | 0.019117 | 0.019109 | 0.019101 | 0.019093 | 0.019084 | 0.019076 | 0.019067 | 0.019059
Yes | SDG&E | Res | HVAC | 2025 T-24: Residential HVAC Performance - Single Family Design (Alterations) | Possible | Electric Demand (MW) |  | 0.00015186 | 0.00016591 | 0.00016587 | 0.00016583 | 0.00016579 | 0.00016576 | 0.00016572 | 0.00016568 | 0.00016564 | 0.0001656 | 0.00016556 | 0.00016552
Yes | SDG&E | Res | HVAC | 2025 T-24: Residential HVAC Performance - Single Family Design (New Construction + Additions) | Possible | Electric Demand (MW) |  | 5.549e-05 | 0.00011005 | 0.00011002 | 0.00011 | 0.00010997 | 0.00010995 | 0.00010992 | 0.00010989 | 0.00010987 | 0.00010984 | 0.00010982 | 0.00010979
Yes | SDG&E | Res | HVAC | 2019 T-24: RNC(MF)-MECH-Quality HVAC | Possible | Electric Demand (MW) |  | 0.03559 | 0.032829 | 0.029716 | 0.026343 | 0.022843 | 0.019368 | 0.016067 | 0.013062 | 0.010428 | 0.0081962 | 0.0063588 | 0.0048813
Yes | SDG&E | Res | HVAC | 2019 T-24: RNC(SF)-MECH-Quality HVAC | Possible | Electric Demand (MW) |  | 0.091746 | 0.084628 | 0.076603 | 0.067909 | 0.058884 | 0.049926 | 0.041418 | 0.03367 | 0.026881 | 0.021128 | 0.016392 | 0.012583
Yes | SDG&E | Res | HVAC | 2022 T-24: SFA - Electric resistance space heating | Possible | Electric Demand (MW) |  | 0.0020981 | 0.0020482 | 0.0019932 | 0.0019332 | 0.0018684 | 0.0017994 | 0.0017268 | 0.0016515 | 0.0015743 | 0.0014965 | 0.001419 | 0.0013431
Yes | SDG&E | Res | HVAC | 2022 T-24: SFA - Prescriptive duct insulation | Possible | Electric Demand (MW) |  | 0.003757 | 0.0037254 | 0.0036959 | 0.0036685 | 0.0036431 | 0.0036198 | 0.0035984 | 0.003579 | 0.0035615 | 0.0035456 | 0.0035314 | 0.0035186
Yes | SDG&E | Res | HVAC | 2022 T-24: SFA - Prescriptive duct sealing | Possible | Electric Demand (MW) |  | 0.042875 | 0.042419 | 0.042047 | 0.041745 | 0.041499 | 0.041301 | 0.041141 | 0.041012 | 0.040908 | 0.040825 | 0.040758 | 0.040705
Yes | SDG&E | Res | HVAC | 2025 T-24: Single Family HVAC - Supplemental Heating Combined (New Construction + Additions) | Possible | Electric Demand (MW) |  | 0.012311 | 0.024416 | 0.02441 | 0.024404 | 0.024398 | 0.024392 | 0.024387 | 0.024381 | 0.024375 | 0.024369 | 0.024363 | 0.024358
Yes | PG&E | Com | WaterHeat | 2013 T-24: NRNC-DHW-Solar Water Heating | On-the-books | Electric Demand (MW) | 0.035571 | 0.035522 | 0.035482 | 0.035452 | 0.035428 | 0.03541 | 0.035388 | 0.035368 | 0.035347 | 0.035327 | 0.035306 | 0.035285 | 0.035265
Yes | PG&E | Com | WaterHeat | T-20: Public Lavatory Faucets | On-the-books | Electric Demand (MW) | 0 | 0 | 0 | 0 | 0 | 0 | 0 | 0 | 0 | 0 | 0 | 0 | 0
Yes | PG&E | Com | WaterHeat | T-20: Showerheads - w/ Electric Water Heaters - Tier 1 | On-the-books | Electric Demand (MW) | 0.078751 | 0 | 0 | 0 | 0 | 0 | 0 | 0 | 0 | 0 | 0 | 0 | 0
Yes | PG&E | Com | WaterHeat | 2019-21 Fed App: Pre-rinse spray valves | On-the-books | Electric Demand (MW) |  | 0.026118 | 0.026377 | 0.026639 | 0.026904 | 0.027172 | 0.027171 | 0.027171 | 0.02717 | 0.027169 | 0.027169 | 0.027169 | 0.027168
Yes | PG&E | Com | WaterHeat | 2013 T-24: NRNC-DHW-Solar Water Heating | Expected | Electric Demand (MW) | 0.035571 | 0.035522 | 0.035482 | 0.035452 | 0.035428 | 0.03541 | 0.035388 | 0.035368 | 0.035347 | 0.035327 | 0.035306 | 0.035285 | 0.035265
Yes | PG&E | Com | WaterHeat | T-20: Public Lavatory Faucets | Expected | Electric Demand (MW) | 0 | 0 | 0 | 0 | 0 | 0 | 0 | 0 | 0 | 0 | 0 | 0 | 0
Yes | PG&E | Com | WaterHeat | T-20: Showerheads - w/ Electric Water Heaters - Tier 1 | Expected | Electric Demand (MW) | 0.078751 | 0 | 0 | 0 | 0 | 0 | 0 | 0 | 0 | 0 | 0 | 0 | 0
Yes | PG&E | Com | WaterHeat | 2019-21 Fed App: Pre-rinse spray valves | Expected | Electric Demand (MW) |  | 0.026118 | 0.026377 | 0.026639 | 0.026904 | 0.027172 | 0.027171 | 0.027171 | 0.02717 | 0.027169 | 0.027169 | 0.027169 | 0.027168
Yes | PG&E | Com | WaterHeat | 2013 T-24: NRNC-DHW-Solar Water Heating | Possible | Electric Demand (MW) | 0.035571 | 0.035522 | 0.035482 | 0.035452 | 0.035428 | 0.03541 | 0.035388 | 0.035368 | 0.035347 | 0.035327 | 0.035306 | 0.035285 | 0.035265
Yes | PG&E | Com | WaterHeat | T-20: Public Lavatory Faucets | Possible | Electric Demand (MW) | 0 | 0 | 0 | 0 | 0 | 0 | 0 | 0 | 0 | 0 | 0 | 0 | 0
Yes | PG&E | Com | WaterHeat | T-20: Showerheads - w/ Electric Water Heaters - Tier 1 | Possible | Electric Demand (MW) | 0.078751 | 0 | 0 | 0 | 0 | 0 | 0 | 0 | 0 | 0 | 0 | 0 | 0
Yes | PG&E | Com | WaterHeat | 2019-21 Fed App: Pre-rinse spray valves | Possible | Electric Demand (MW) |  | 0.026118 | 0.026377 | 0.026639 | 0.026904 | 0.027172 | 0.027171 | 0.027171 | 0.02717 | 0.027169 | 0.027169 | 0.027169 | 0.027168
Yes | SCE | Com | WaterHeat | 2013 T-24: NRNC-DHW-Solar Water Heating | On-the-books | Electric Demand (MW) | 0.035571 | 0.035522 | 0.035482 | 0.035452 | 0.035428 | 0.03541 | 0.035388 | 0.035368 | 0.035347 | 0.035327 | 0.035306 | 0.035285 | 0.035265
Yes | SCE | Com | WaterHeat | T-20: Public Lavatory Faucets | On-the-books | Electric Demand (MW) | 0 | 0 | 0 | 0 | 0 | 0 | 0 | 0 | 0 | 0 | 0 | 0 | 0
Yes | SCE | Com | WaterHeat | T-20: Showerheads - w/ Electric Water Heaters - Tier 1 | On-the-books | Electric Demand (MW) | 0.078751 | 0 | 0 | 0 | 0 | 0 | 0 | 0 | 0 | 0 | 0 | 0 | 0
Yes | SCE | Com | WaterHeat | 2019-21 Fed App: Pre-rinse spray valves | On-the-books | Electric Demand (MW) |  | 0.026118 | 0.026377 | 0.026639 | 0.026904 | 0.027172 | 0.027171 | 0.027171 | 0.02717 | 0.027169 | 0.027169 | 0.027169 | 0.027168
Yes | SCE | Com | WaterHeat | 2013 T-24: NRNC-DHW-Solar Water Heating | Expected | Electric Demand (MW) | 0.035571 | 0.035522 | 0.035482 | 0.035452 | 0.035428 | 0.03541 | 0.035388 | 0.035368 | 0.035347 | 0.035327 | 0.035306 | 0.035285 | 0.035265
Yes | SCE | Com | WaterHeat | T-20: Public Lavatory Faucets | Expected | Electric Demand (MW) | 0 | 0 | 0 | 0 | 0 | 0 | 0 | 0 | 0 | 0 | 0 | 0 | 0
Yes | SCE | Com | WaterHeat | T-20: Showerheads - w/ Electric Water Heaters - Tier 1 | Expected | Electric Demand (MW) | 0.078751 | 0 | 0 | 0 | 0 | 0 | 0 | 0 | 0 | 0 | 0 | 0 | 0
Yes | SCE | Com | WaterHeat | 2019-21 Fed App: Pre-rinse spray valves | Expected | Electric Demand (MW) |  | 0.026118 | 0.026377 | 0.026639 | 0.026904 | 0.027172 | 0.027171 | 0.027171 | 0.02717 | 0.027169 | 0.027169 | 0.027169 | 0.027168
Yes | SCE | Com | WaterHeat | 2013 T-24: NRNC-DHW-Solar Water Heating | Possible | Electric Demand (MW) | 0.035571 | 0.035522 | 0.035482 | 0.035452 | 0.035428 | 0.03541 | 0.035388 | 0.035368 | 0.035347 | 0.035327 | 0.035306 | 0.035285 | 0.035265
Yes | SCE | Com | WaterHeat | T-20: Public Lavatory Faucets | Possible | Electric Demand (MW) | 0 | 0 | 0 | 0 | 0 | 0 | 0 | 0 | 0 | 0 | 0 | 0 | 0
Yes | SCE | Com | WaterHeat | T-20: Showerheads - w/ Electric Water Heaters - Tier 1 | Possible | Electric Demand (MW) | 0.078751 | 0 | 0 | 0 | 0 | 0 | 0 | 0 | 0 | 0 | 0 | 0 | 0
Yes | SCE | Com | WaterHeat | 2019-21 Fed App: Pre-rinse spray valves | Possible | Electric Demand (MW) |  | 0.026118 | 0.026377 | 0.026639 | 0.026904 | 0.027172 | 0.027171 | 0.027171 | 0.02717 | 0.027169 | 0.027169 | 0.027169 | 0.027168
Yes | SDG&E | Com | WaterHeat | 2013 T-24: NRNC-DHW-Solar Water Heating | On-the-books | Electric Demand (MW) | 0.0072848 | 0.0072747 | 0.0072667 | 0.0072604 | 0.0072555 | 0.0072518 | 0.0072473 | 0.0072433 | 0.0072389 | 0.0072348 | 0.0072305 | 0.0072264 | 0.0072221
Yes | SDG&E | Com | WaterHeat | T-20: Public Lavatory Faucets | On-the-books | Electric Demand (MW) | 0 | 0 | 0 | 0 | 0 | 0 | 0 | 0 | 0 | 0 | 0 | 0 | 0
Yes | SDG&E | Com | WaterHeat | T-20: Showerheads - w/ Electric Water Heaters - Tier 1 | On-the-books | Electric Demand (MW) | 0.016128 | 0 | 0 | 0 | 0 | 0 | 0 | 0 | 0 | 0 | 0 | 0 | 0
Yes | SDG&E | Com | WaterHeat | 2019-21 Fed App: Pre-rinse spray valves | On-the-books | Electric Demand (MW) |  | 0.0053489 | 0.005402 | 0.0054557 | 0.0055099 | 0.0055648 | 0.0055646 | 0.0055644 | 0.0055643 | 0.0055642 | 0.0055641 | 0.005564 | 0.005564
Yes | SDG&E | Com | WaterHeat | 2013 T-24: NRNC-DHW-Solar Water Heating | Expected | Electric Demand (MW) | 0.0072848 | 0.0072747 | 0.0072667 | 0.0072604 | 0.0072555 | 0.0072518 | 0.0072473 | 0.0072433 | 0.0072389 | 0.0072348 | 0.0072305 | 0.0072264 | 0.0072221
Yes | SDG&E | Com | WaterHeat | T-20: Public Lavatory Faucets | Expected | Electric Demand (MW) | 0 | 0 | 0 | 0 | 0 | 0 | 0 | 0 | 0 | 0 | 0 | 0 | 0
Yes | SDG&E | Com | WaterHeat | T-20: Showerheads - w/ Electric Water Heaters - Tier 1 | Expected | Electric Demand (MW) | 0.016128 | 0 | 0 | 0 | 0 | 0 | 0 | 0 | 0 | 0 | 0 | 0 | 0
Yes | SDG&E | Com | WaterHeat | 2019-21 Fed App: Pre-rinse spray valves | Expected | Electric Demand (MW) |  | 0.0053489 | 0.005402 | 0.0054557 | 0.0055099 | 0.0055648 | 0.0055646 | 0.0055644 | 0.0055643 | 0.0055642 | 0.0055641 | 0.005564 | 0.005564
Yes | SDG&E | Com | WaterHeat | 2013 T-24: NRNC-DHW-Solar Water Heating | Possible | Electric Demand (MW) | 0.0072848 | 0.0072747 | 0.0072667 | 0.0072604 | 0.0072555 | 0.0072518 | 0.0072473 | 0.0072433 | 0.0072389 | 0.0072348 | 0.0072305 | 0.0072264 | 0.0072221
Yes | SDG&E | Com | WaterHeat | T-20: Public Lavatory Faucets | Possible | Electric Demand (MW) | 0 | 0 | 0 | 0 | 0 | 0 | 0 | 0 | 0 | 0 | 0 | 0 | 0
Yes | SDG&E | Com | WaterHeat | T-20: Showerheads - w/ Electric Water Heaters - Tier 1 | Possible | Electric Demand (MW) | 0.016128 | 0 | 0 | 0 | 0 | 0 | 0 | 0 | 0 | 0 | 0 | 0 | 0
Yes | SDG&E | Com | WaterHeat | 2019-21 Fed App: Pre-rinse spray valves | Possible | Electric Demand (MW) |  | 0.0053489 | 0.005402 | 0.0054557 | 0.0055099 | 0.0055648 | 0.0055646 | 0.0055644 | 0.0055643 | 0.0055642 | 0.0055641 | 0.005564 | 0.005564
Yes | PG&E | Res | WaterHeat | T-20: Residential Faucets & Aerators - Kitchen w/ Electric Water Heating | On-the-books | Electric Demand (MW) | 0.48682 | 0 | 0 | 0 | 0 | 0 | 0 | 0 | 0 | 0 | 0 | 0 | 0
Yes | PG&E | Res | WaterHeat | T-20: Residential Faucets & Aerators - Lavatory w/ Electric Water Heating - Tier 1 | On-the-books | Electric Demand (MW) | 0 | 0 | 0 | 0 | 0 | 0 | 0 | 0 | 0 | 0 | 0 | 0 | 0
Yes | PG&E | Res | WaterHeat | T-20: Residential Faucets & Aerators - Lavatory w/ Electric Water Heating - Tier 2 | On-the-books | Electric Demand (MW) | 0.19057 | 0 | 0 | 0 | 0 | 0 | 0 | 0 | 0 | 0 | 0 | 0 | 0
Yes | PG&E | Res | WaterHeat | Fed Appliance: Residential Electric storage water heater | On-the-books | Electric Demand (MW) | 0.092112 | 0.092104 | 0.092098 | 0.034198 | 0.010594 | 0.010594 | 0.010594 | 0.010594 | 0.010593 | 0.010593 | 0.010593 | 0.010592 | 0.010592
Yes | PG&E | Res | WaterHeat | Fed Appliance: Residential Gas-fired instantaneous water heater | On-the-books | Electric Demand (MW) | -0.0018621 | -0.0018621 | -0.0018621 | -0.0018621 | -0.0018621 | -0.0018621 | -0.0018621 | -0.0018621 | -0.0018621 | -0.0018621 | -0.00075673 | -0.00031034 | -0.00031034
Yes | PG&E | Res | WaterHeat | 2013 T-24: RNC-DHW - Solar for Electrically Heated Homes | On-the-books | Electric Demand (MW) | 0.0020999 | 0.0020969 | 0.0020946 | 0.0020928 | 0.0020914 | 0.0020903 | 0.002089 | 0.0020879 | 0.0020866 | 0.0020854 | 0.0020842 | 0.002083 | 0.0020818
Yes | PG&E | Res | WaterHeat | T-20: Showerheads - w/ Electric Water Heaters - Tier 1 | On-the-books | Electric Demand (MW) | 0.70876 | 0 | 0 | 0 | 0 | 0 | 0 | 0 | 0 | 0 | 0 | 0 | 0
Yes | PG&E | Res | WaterHeat | 2022 T-24: MFNC - All Electric Package - Prescriptive Alternative for Central HPWH | On-the-books | Electric Demand (MW) | -0.8725 | -0.86539 | -0.85737 | -0.8485 | -0.83891 | -0.82879 | -0.81839 | -0.80796 | -0.79779 | -0.78811 | -0.77912 | -0.77097 | -0.76372
Yes | PG&E | Res | WaterHeat | 2025 T-24: Multifamily Domestic Hot Water - CPC Appendix M Pipe Sizing-HPWH (New Construction + Additions) | On-the-books | Electric Demand (MW) | 0 | 0.0019517 | 0.0077312 | 0.0077191 | 0.0077068 | 0.0076944 | 0.0076818 | 0.007669 | 0.0076561 | 0.007643 | 0.0076297 | 0.0058759 | 0.00069116
Yes | PG&E | Res | WaterHeat | 2025 T-24: Multifamily Domestic Hot Water - DHW Balancing Valves-HPWH (Alterations) | On-the-books | Electric Demand (MW) | 0 | 0.00048095 | 0.00050548 | 0.0004848 | 0.00046363 | 0.00044211 | 0.00042035 | 0.00039849 | 0.00037665 | 0.00035498 | 0.00033359 | 5.2491e-05 | 2.656e-05
Yes | PG&E | Res | WaterHeat | 2025 T-24: Multifamily Domestic Hot Water - DHW Balancing Valves-HPWH (New Construction + Additions) | On-the-books | Electric Demand (MW) | 0 | 1.5566e-05 | 5.9393e-05 | 5.6962e-05 | 5.4476e-05 | 5.1947e-05 | 4.939e-05 | 4.6821e-05 | 4.4256e-05 | 4.1709e-05 | 3.9196e-05 | 2.8338e-05 | 3.1208e-06
Yes | PG&E | Res | WaterHeat | 2025 T-24: Multifamily Domestic Hot Water - DHW Master Mixing Valves-HPWH (New Construction + Additions) | On-the-books | Electric Demand (MW) | 0 | 0.0083627 | 0.032957 | 0.03273 | 0.032497 | 0.032259 | 0.032016 | 0.031768 | 0.031514 | 0.031255 | 0.03099 | 0.0237 | 0.0027678
Yes | PG&E | Res | WaterHeat | 2025 T-24: Multifamily Domestic Hot Water - DHW Pipe Insulation Enhancement-HPWH (New Construction + Additions) | On-the-books | Electric Demand (MW) | 0 | 0.0030369 | 0.012047 | 0.012046 | 0.012044 | 0.012043 | 0.012042 | 0.01204 | 0.012039 | 0.012038 | 0.012036 | 0.0092848 | 0.001094
Yes | PG&E | Res | WaterHeat | 2025 T-24: Multifamily Domestic Hot Water - Individual HPWH Ventilation - Exterior (Alterations) | On-the-books | Electric Demand (MW) | 0 | 0.0014918 | 0.0015469 | 0.0014627 | 0.0013783 | 0.0012942 | 0.0012111 | 0.0011294 | 0.0010497 | 0.00097246 | 0.00089808 | 0.00013884 | 6.9015e-05
Yes | PG&E | Res | WaterHeat | 2025 T-24: Multifamily Domestic Hot Water - Individual HPWH Ventilation - Exterior (New Construction + Additions) | On-the-books | Electric Demand (MW) | 0 | 0.0019014 | 0.0071579 | 0.0067684 | 0.0063777 | 0.0059887 | 0.0056039 | 0.005226 | 0.0048572 | 0.0044999 | 0.0041557 | 0.0029519 | 0.00031935
Yes | PG&E | Res | WaterHeat | 2025 T-24: Multifamily Domestic Hot Water - Individual HPWH Ventilation - Interior (Alterations) | On-the-books | Electric Demand (MW) | 0 | 0.00219 | 0.0022709 | 0.0021473 | 0.0020234 | 0.0018999 | 0.0017779 | 0.001658 | 0.001541 | 0.0014276 | 0.0013184 | 0.00020383 | 0.00010132
Yes | PG&E | Res | WaterHeat | 2025 T-24: Multifamily Domestic Hot Water - Individual HPWH Ventilation - Interior (New Construction + Additions) | On-the-books | Electric Demand (MW) | 0 | 0.0027607 | 0.010393 | 0.0098273 | 0.0092601 | 0.0086952 | 0.0081366 | 0.0075878 | 0.0070524 | 0.0065336 | 0.0060339 | 0.0042861 | 0.00046368
Yes | PG&E | Res | WaterHeat | T-20: Residential Faucets & Aerators - Kitchen w/ Electric Water Heating | Expected | Electric Demand (MW) | 0.48682 | 0 | 0 | 0 | 0 | 0 | 0 | 0 | 0 | 0 | 0 | 0 | 0
Yes | PG&E | Res | WaterHeat | T-20: Residential Faucets & Aerators - Lavatory w/ Electric Water Heating - Tier 1 | Expected | Electric Demand (MW) | 0 | 0 | 0 | 0 | 0 | 0 | 0 | 0 | 0 | 0 | 0 | 0 | 0
Yes | PG&E | Res | WaterHeat | T-20: Residential Faucets & Aerators - Lavatory w/ Electric Water Heating - Tier 2 | Expected | Electric Demand (MW) | 0.19057 | 0 | 0 | 0 | 0 | 0 | 0 | 0 | 0 | 0 | 0 | 0 | 0
Yes | PG&E | Res | WaterHeat | Fed Appliance: Residential Electric storage water heater | Expected | Electric Demand (MW) | 0.092112 | 0.092104 | 0.092098 | 0.034198 | 0.010594 | 0.010594 | 0.010594 | 0.010594 | 0.010593 | 0.010593 | 0.010593 | 0.010592 | 0.010592
Yes | PG&E | Res | WaterHeat | Fed Appliance: Residential Gas-fired instantaneous water heater | Expected | Electric Demand (MW) | -0.0018621 | -0.0018621 | -0.0018621 | -0.0018621 | -0.0018621 | -0.0018621 | -0.0018621 | -0.0018621 | -0.0018621 | -0.0018621 | -0.00075673 | -0.00031034 | -0.00031034
Yes | PG&E | Res | WaterHeat | 2013 T-24: RNC-DHW - Solar for Electrically Heated Homes | Expected | Electric Demand (MW) | 0.0020999 | 0.0020969 | 0.0020946 | 0.0020928 | 0.0020914 | 0.0020903 | 0.002089 | 0.0020879 | 0.0020866 | 0.0020854 | 0.0020842 | 0.002083 | 0.0020818
Yes | PG&E | Res | WaterHeat | T-20: Showerheads - w/ Electric Water Heaters - Tier 1 | Expected | Electric Demand (MW) | 0.70876 | 0 | 0 | 0 | 0 | 0 | 0 | 0 | 0 | 0 | 0 | 0 | 0
Yes | PG&E | Res | WaterHeat | 2022 T-24: MFNC - All Electric Package - Prescriptive Alternative for Central HPWH | Expected | Electric Demand (MW) | -0.8725 | -0.86539 | -0.85737 | -0.8485 | -0.83891 | -0.82879 | -0.81839 | -0.80796 | -0.79779 | -0.78811 | -0.77912 | -0.77097 | -0.76372
Yes | PG&E | Res | WaterHeat | 2025 T-24: Multifamily Domestic Hot Water - CPC Appendix M Pipe Sizing-HPWH (New Construction + Additions) | Expected | Electric Demand (MW) | 0 | 0.0019517 | 0.0077312 | 0.0077191 | 0.0077068 | 0.0076944 | 0.0076818 | 0.007669 | 0.0076561 | 0.007643 | 0.0076297 | 0.0058759 | 0.00069116
Yes | PG&E | Res | WaterHeat | 2025 T-24: Multifamily Domestic Hot Water - DHW Balancing Valves-HPWH (Alterations) | Expected | Electric Demand (MW) | 0 | 0.00048095 | 0.00050548 | 0.0004848 | 0.00046363 | 0.00044211 | 0.00042035 | 0.00039849 | 0.00037665 | 0.00035498 | 0.00033359 | 5.2491e-05 | 2.656e-05
Yes | PG&E | Res | WaterHeat | 2025 T-24: Multifamily Domestic Hot Water - DHW Balancing Valves-HPWH (New Construction + Additions) | Expected | Electric Demand (MW) | 0 | 1.5566e-05 | 5.9393e-05 | 5.6962e-05 | 5.4476e-05 | 5.1947e-05 | 4.939e-05 | 4.6821e-05 | 4.4256e-05 | 4.1709e-05 | 3.9196e-05 | 2.8338e-05 | 3.1208e-06
Yes | PG&E | Res | WaterHeat | 2025 T-24: Multifamily Domestic Hot Water - DHW Master Mixing Valves-HPWH (New Construction + Additions) | Expected | Electric Demand (MW) | 0 | 0.0083627 | 0.032957 | 0.03273 | 0.032497 | 0.032259 | 0.032016 | 0.031768 | 0.031514 | 0.031255 | 0.03099 | 0.0237 | 0.0027678
Yes | PG&E | Res | WaterHeat | 2025 T-24: Multifamily Domestic Hot Water - DHW Pipe Insulation Enhancement-HPWH (New Construction + Additions) | Expected | Electric Demand (MW) | 0 | 0.0030369 | 0.012047 | 0.012046 | 0.012044 | 0.012043 | 0.012042 | 0.01204 | 0.012039 | 0.012038 | 0.012036 | 0.0092848 | 0.001094
Yes | PG&E | Res | WaterHeat | 2025 T-24: Multifamily Domestic Hot Water - Individual HPWH Ventilation - Exterior (Alterations) | Expected | Electric Demand (MW) | 0 | 0.0014918 | 0.0015469 | 0.0014627 | 0.0013783 | 0.0012942 | 0.0012111 | 0.0011294 | 0.0010497 | 0.00097246 | 0.00089808 | 0.00013884 | 6.9015e-05
Yes | PG&E | Res | WaterHeat | 2025 T-24: Multifamily Domestic Hot Water - Individual HPWH Ventilation - Exterior (New Construction + Additions) | Expected | Electric Demand (MW) | 0 | 0.0019014 | 0.0071579 | 0.0067684 | 0.0063777 | 0.0059887 | 0.0056039 | 0.005226 | 0.0048572 | 0.0044999 | 0.0041557 | 0.0029519 | 0.00031935
Yes | PG&E | Res | WaterHeat | 2025 T-24: Multifamily Domestic Hot Water - Individual HPWH Ventilation - Interior (Alterations) | Expected | Electric Demand (MW) | 0 | 0.00219 | 0.0022709 | 0.0021473 | 0.0020234 | 0.0018999 | 0.0017779 | 0.001658 | 0.001541 | 0.0014276 | 0.0013184 | 0.00020383 | 0.00010132
Yes | PG&E | Res | WaterHeat | 2025 T-24: Multifamily Domestic Hot Water - Individual HPWH Ventilation - Interior (New Construction + Additions) | Expected | Electric Demand (MW) | 0 | 0.0027607 | 0.010393 | 0.0098273 | 0.0092601 | 0.0086952 | 0.0081366 | 0.0075878 | 0.0070524 | 0.0065336 | 0.0060339 | 0.0042861 | 0.00046368
Yes | PG&E | Res | WaterHeat | T-20: Residential Faucets & Aerators - Kitchen w/ Electric Water Heating | Possible | Electric Demand (MW) | 0.48682 | 0 | 0 | 0 | 0 | 0 | 0 | 0 | 0 | 0 | 0 | 0 | 0
Yes | PG&E | Res | WaterHeat | T-20: Residential Faucets & Aerators - Lavatory w/ Electric Water Heating - Tier 1 | Possible | Electric Demand (MW) | 0 | 0 | 0 | 0 | 0 | 0 | 0 | 0 | 0 | 0 | 0 | 0 | 0
Yes | PG&E | Res | WaterHeat | T-20: Residential Faucets & Aerators - Lavatory w/ Electric Water Heating - Tier 2 | Possible | Electric Demand (MW) | 0.19057 | 0 | 0 | 0 | 0 | 0 | 0 | 0 | 0 | 0 | 0 | 0 | 0
Yes | PG&E | Res | WaterHeat | Fed Appliance: Residential Electric storage water heater | Possible | Electric Demand (MW) | 0.092112 | 0.092104 | 0.092098 | 0.034198 | 0.010594 | 0.010594 | 0.010594 | 0.010594 | 0.010593 | 0.010593 | 0.010593 | 0.010592 | 0.010592
Yes | PG&E | Res | WaterHeat | Fed Appliance: Residential Gas-fired instantaneous water heater | Possible | Electric Demand (MW) | -0.0018621 | -0.0018621 | -0.0018621 | -0.0018621 | -0.0018621 | -0.0018621 | -0.0018621 | -0.0018621 | -0.0018621 | -0.0018621 | -0.00075673 | -0.00031034 | -0.00031034
Yes | PG&E | Res | WaterHeat | 2013 T-24: RNC-DHW - Solar for Electrically Heated Homes | Possible | Electric Demand (MW) | 0.0020999 | 0.0020969 | 0.0020946 | 0.0020928 | 0.0020914 | 0.0020903 | 0.002089 | 0.0020879 | 0.0020866 | 0.0020854 | 0.0020842 | 0.002083 | 0.0020818
Yes | PG&E | Res | WaterHeat | T-20: Showerheads - w/ Electric Water Heaters - Tier 1 | Possible | Electric Demand (MW) | 0.70876 | 0 | 0 | 0 | 0 | 0 | 0 | 0 | 0 | 0 | 0 | 0 | 0
Yes | PG&E | Res | WaterHeat | 2022 T-24: MFNC - All Electric Package - Prescriptive Alternative for Central HPWH | Possible | Electric Demand (MW) | -0.8725 | -0.86539 | -0.85737 | -0.8485 | -0.83891 | -0.82879 | -0.81839 | -0.80796 | -0.79779 | -0.78811 | -0.77912 | -0.77097 | -0.76372
Yes | PG&E | Res | WaterHeat | 2025 T-24: Multifamily Domestic Hot Water - CPC Appendix M Pipe Sizing-HPWH (New Construction + Additions) | Possible | Electric Demand (MW) | 0 | 0.0019517 | 0.0077312 | 0.0077191 | 0.0077068 | 0.0076944 | 0.0076818 | 0.007669 | 0.0076561 | 0.007643 | 0.0076297 | 0.0058759 | 0.00069116
Yes | PG&E | Res | WaterHeat | 2025 T-24: Multifamily Domestic Hot Water - DHW Balancing Valves-HPWH (Alterations) | Possible | Electric Demand (MW) | 0 | 0.00048095 | 0.00050548 | 0.0004848 | 0.00046363 | 0.00044211 | 0.00042035 | 0.00039849 | 0.00037665 | 0.00035498 | 0.00033359 | 5.2491e-05 | 2.656e-05
Yes | PG&E | Res | WaterHeat | 2025 T-24: Multifamily Domestic Hot Water - DHW Balancing Valves-HPWH (New Construction + Additions) | Possible | Electric Demand (MW) | 0 | 1.5566e-05 | 5.9393e-05 | 5.6962e-05 | 5.4476e-05 | 5.1947e-05 | 4.939e-05 | 4.6821e-05 | 4.4256e-05 | 4.1709e-05 | 3.9196e-05 | 2.8338e-05 | 3.1208e-06
Yes | PG&E | Res | WaterHeat | 2025 T-24: Multifamily Domestic Hot Water - DHW Master Mixing Valves-HPWH (New Construction + Additions) | Possible | Electric Demand (MW) | 0 | 0.0083627 | 0.032957 | 0.03273 | 0.032497 | 0.032259 | 0.032016 | 0.031768 | 0.031514 | 0.031255 | 0.03099 | 0.0237 | 0.0027678
Yes | PG&E | Res | WaterHeat | 2025 T-24: Multifamily Domestic Hot Water - DHW Pipe Insulation Enhancement-HPWH (New Construction + Additions) | Possible | Electric Demand (MW) | 0 | 0.0030369 | 0.012047 | 0.012046 | 0.012044 | 0.012043 | 0.012042 | 0.01204 | 0.012039 | 0.012038 | 0.012036 | 0.0092848 | 0.001094
Yes | PG&E | Res | WaterHeat | 2025 T-24: Multifamily Domestic Hot Water - Individual HPWH Ventilation - Exterior (Alterations) | Possible | Electric Demand (MW) | 0 | 0.0014918 | 0.0015469 | 0.0014627 | 0.0013783 | 0.0012942 | 0.0012111 | 0.0011294 | 0.0010497 | 0.00097246 | 0.00089808 | 0.00013884 | 6.9015e-05
Yes | PG&E | Res | WaterHeat | 2025 T-24: Multifamily Domestic Hot Water - Individual HPWH Ventilation - Exterior (New Construction + Additions) | Possible | Electric Demand (MW) | 0 | 0.0019014 | 0.0071579 | 0.0067684 | 0.0063777 | 0.0059887 | 0.0056039 | 0.005226 | 0.0048572 | 0.0044999 | 0.0041557 | 0.0029519 | 0.00031935
Yes | PG&E | Res | WaterHeat | 2025 T-24: Multifamily Domestic Hot Water - Individual HPWH Ventilation - Interior (Alterations) | Possible | Electric Demand (MW) | 0 | 0.00219 | 0.0022709 | 0.0021473 | 0.0020234 | 0.0018999 | 0.0017779 | 0.001658 | 0.001541 | 0.0014276 | 0.0013184 | 0.00020383 | 0.00010132
Yes | PG&E | Res | WaterHeat | 2025 T-24: Multifamily Domestic Hot Water - Individual HPWH Ventilation - Interior (New Construction + Additions) | Possible | Electric Demand (MW) | 0 | 0.0027607 | 0.010393 | 0.0098273 | 0.0092601 | 0.0086952 | 0.0081366 | 0.0075878 | 0.0070524 | 0.0065336 | 0.0060339 | 0.0042861 | 0.00046368
Yes | SCE | Res | WaterHeat | T-20: Residential Faucets & Aerators - Kitchen w/ Electric Water Heating | On-the-books | Electric Demand (MW) | 0.48682 | 0 | 0 | 0 | 0 | 0 | 0 | 0 | 0 | 0 | 0 | 0 | 0
Yes | SCE | Res | WaterHeat | T-20: Residential Faucets & Aerators - Lavatory w/ Electric Water Heating - Tier 1 | On-the-books | Electric Demand (MW) | 0 | 0 | 0 | 0 | 0 | 0 | 0 | 0 | 0 | 0 | 0 | 0 | 0
Yes | SCE | Res | WaterHeat | T-20: Residential Faucets & Aerators - Lavatory w/ Electric Water Heating - Tier 2 | On-the-books | Electric Demand (MW) | 0.19057 | 0 | 0 | 0 | 0 | 0 | 0 | 0 | 0 | 0 | 0 | 0 | 0
Yes | SCE | Res | WaterHeat | Fed Appliance: Residential Electric storage water heater | On-the-books | Electric Demand (MW) | 0.092112 | 0.092104 | 0.092098 | 0.034198 | 0.010594 | 0.010594 | 0.010594 | 0.010594 | 0.010593 | 0.010593 | 0.010593 | 0.010592 | 0.010592
Yes | SCE | Res | WaterHeat | Fed Appliance: Residential Gas-fired instantaneous water heater | On-the-books | Electric Demand (MW) | -0.0018621 | -0.0018621 | -0.0018621 | -0.0018621 | -0.0018621 | -0.0018621 | -0.0018621 | -0.0018621 | -0.0018621 | -0.0018621 | -0.00075673 | -0.00031034 | -0.00031034
Yes | SCE | Res | WaterHeat | 2013 T-24: RNC-DHW - Solar for Electrically Heated Homes | On-the-books | Electric Demand (MW) | 0.0020999 | 0.0020969 | 0.0020946 | 0.0020928 | 0.0020914 | 0.0020903 | 0.002089 | 0.0020879 | 0.0020866 | 0.0020854 | 0.0020842 | 0.002083 | 0.0020818
Yes | SCE | Res | WaterHeat | T-20: Showerheads - w/ Electric Water Heaters - Tier 1 | On-the-books | Electric Demand (MW) | 0.70876 | 0 | 0 | 0 | 0 | 0 | 0 | 0 | 0 | 0 | 0 | 0 | 0
Yes | SCE | Res | WaterHeat | 2022 T-24: MFNC - All Electric Package - Prescriptive Alternative for Central HPWH | On-the-books | Electric Demand (MW) | -0.8725 | -0.86539 | -0.85737 | -0.8485 | -0.83891 | -0.82879 | -0.81839 | -0.80796 | -0.79779 | -0.78811 | -0.77912 | -0.77097 | -0.76372
Yes | SCE | Res | WaterHeat | 2025 T-24: Multifamily Domestic Hot Water - CPC Appendix M Pipe Sizing-HPWH (New Construction + Additions) | On-the-books | Electric Demand (MW) | 0 | 0.0019517 | 0.0077312 | 0.0077191 | 0.0077068 | 0.0076944 | 0.0076818 | 0.007669 | 0.0076561 | 0.007643 | 0.0076297 | 0.0058759 | 0.00069116
Yes | SCE | Res | WaterHeat | 2025 T-24: Multifamily Domestic Hot Water - DHW Balancing Valves-HPWH (Alterations) | On-the-books | Electric Demand (MW) | 0 | 0.00048095 | 0.00050548 | 0.0004848 | 0.00046363 | 0.00044211 | 0.00042035 | 0.00039849 | 0.00037665 | 0.00035498 | 0.00033359 | 5.2491e-05 | 2.656e-05
Yes | SCE | Res | WaterHeat | 2025 T-24: Multifamily Domestic Hot Water - DHW Balancing Valves-HPWH (New Construction + Additions) | On-the-books | Electric Demand (MW) | 0 | 1.5566e-05 | 5.9393e-05 | 5.6962e-05 | 5.4476e-05 | 5.1947e-05 | 4.939e-05 | 4.6821e-05 | 4.4256e-05 | 4.1709e-05 | 3.9196e-05 | 2.8338e-05 | 3.1208e-06
Yes | SCE | Res | WaterHeat | 2025 T-24: Multifamily Domestic Hot Water - DHW Master Mixing Valves-HPWH (New Construction + Additions) | On-the-books | Electric Demand (MW) | 0 | 0.0083627 | 0.032957 | 0.03273 | 0.032497 | 0.032259 | 0.032016 | 0.031768 | 0.031514 | 0.031255 | 0.03099 | 0.0237 | 0.0027678
Yes | SCE | Res | WaterHeat | 2025 T-24: Multifamily Domestic Hot Water - DHW Pipe Insulation Enhancement-HPWH (New Construction + Additions) | On-the-books | Electric Demand (MW) | 0 | 0.0030369 | 0.012047 | 0.012046 | 0.012044 | 0.012043 | 0.012042 | 0.01204 | 0.012039 | 0.012038 | 0.012036 | 0.0092848 | 0.001094
Yes | SCE | Res | WaterHeat | 2025 T-24: Multifamily Domestic Hot Water - Individual HPWH Ventilation - Exterior (Alterations) | On-the-books | Electric Demand (MW) | 0 | 0.0014918 | 0.0015469 | 0.0014627 | 0.0013783 | 0.0012942 | 0.0012111 | 0.0011294 | 0.0010497 | 0.00097246 | 0.00089808 | 0.00013884 | 6.9015e-05
Yes | SCE | Res | WaterHeat | 2025 T-24: Multifamily Domestic Hot Water - Individual HPWH Ventilation - Exterior (New Construction + Additions) | On-the-books | Electric Demand (MW) | 0 | 0.0019014 | 0.0071579 | 0.0067684 | 0.0063777 | 0.0059887 | 0.0056039 | 0.005226 | 0.0048572 | 0.0044999 | 0.0041557 | 0.0029519 | 0.00031935
Yes | SCE | Res | WaterHeat | 2025 T-24: Multifamily Domestic Hot Water - Individual HPWH Ventilation - Interior (Alterations) | On-the-books | Electric Demand (MW) | 0 | 0.00219 | 0.0022709 | 0.0021473 | 0.0020234 | 0.0018999 | 0.0017779 | 0.001658 | 0.001541 | 0.0014276 | 0.0013184 | 0.00020383 | 0.00010132
Yes | SCE | Res | WaterHeat | 2025 T-24: Multifamily Domestic Hot Water - Individual HPWH Ventilation - Interior (New Construction + Additions) | On-the-books | Electric Demand (MW) | 0 | 0.0027607 | 0.010393 | 0.0098273 | 0.0092601 | 0.0086952 | 0.0081366 | 0.0075878 | 0.0070524 | 0.0065336 | 0.0060339 | 0.0042861 | 0.00046368
Yes | SCE | Res | WaterHeat | T-20: Residential Faucets & Aerators - Kitchen w/ Electric Water Heating | Expected | Electric Demand (MW) | 0.48682 | 0 | 0 | 0 | 0 | 0 | 0 | 0 | 0 | 0 | 0 | 0 | 0
Yes | SCE | Res | WaterHeat | T-20: Residential Faucets & Aerators - Lavatory w/ Electric Water Heating - Tier 1 | Expected | Electric Demand (MW) | 0 | 0 | 0 | 0 | 0 | 0 | 0 | 0 | 0 | 0 | 0 | 0 | 0
Yes | SCE | Res | WaterHeat | T-20: Residential Faucets & Aerators - Lavatory w/ Electric Water Heating - Tier 2 | Expected | Electric Demand (MW) | 0.19057 | 0 | 0 | 0 | 0 | 0 | 0 | 0 | 0 | 0 | 0 | 0 | 0
Yes | SCE | Res | WaterHeat | Fed Appliance: Residential Electric storage water heater | Expected | Electric Demand (MW) | 0.092112 | 0.092104 | 0.092098 | 0.034198 | 0.010594 | 0.010594 | 0.010594 | 0.010594 | 0.010593 | 0.010593 | 0.010593 | 0.010592 | 0.010592
Yes | SCE | Res | WaterHeat | Fed Appliance: Residential Gas-fired instantaneous water heater | Expected | Electric Demand (MW) | -0.0018621 | -0.0018621 | -0.0018621 | -0.0018621 | -0.0018621 | -0.0018621 | -0.0018621 | -0.0018621 | -0.0018621 | -0.0018621 | -0.00075673 | -0.00031034 | -0.00031034
Yes | SCE | Res | WaterHeat | 2013 T-24: RNC-DHW - Solar for Electrically Heated Homes | Expected | Electric Demand (MW) | 0.0020999 | 0.0020969 | 0.0020946 | 0.0020928 | 0.0020914 | 0.0020903 | 0.002089 | 0.0020879 | 0.0020866 | 0.0020854 | 0.0020842 | 0.002083 | 0.0020818
Yes | SCE | Res | WaterHeat | T-20: Showerheads - w/ Electric Water Heaters - Tier 1 | Expected | Electric Demand (MW) | 0.70876 | 0 | 0 | 0 | 0 | 0 | 0 | 0 | 0 | 0 | 0 | 0 | 0
Yes | SCE | Res | WaterHeat | 2022 T-24: MFNC - All Electric Package - Prescriptive Alternative for Central HPWH | Expected | Electric Demand (MW) | -0.8725 | -0.86539 | -0.85737 | -0.8485 | -0.83891 | -0.82879 | -0.81839 | -0.80796 | -0.79779 | -0.78811 | -0.77912 | -0.77097 | -0.76372
Yes | SCE | Res | WaterHeat | 2025 T-24: Multifamily Domestic Hot Water - CPC Appendix M Pipe Sizing-HPWH (New Construction + Additions) | Expected | Electric Demand (MW) | 0 | 0.0019517 | 0.0077312 | 0.0077191 | 0.0077068 | 0.0076944 | 0.0076818 | 0.007669 | 0.0076561 | 0.007643 | 0.0076297 | 0.0058759 | 0.00069116
Yes | SCE | Res | WaterHeat | 2025 T-24: Multifamily Domestic Hot Water - DHW Balancing Valves-HPWH (Alterations) | Expected | Electric Demand (MW) | 0 | 0.00048095 | 0.00050548 | 0.0004848 | 0.00046363 | 0.00044211 | 0.00042035 | 0.00039849 | 0.00037665 | 0.00035498 | 0.00033359 | 5.2491e-05 | 2.656e-05
Yes | SCE | Res | WaterHeat | 2025 T-24: Multifamily Domestic Hot Water - DHW Balancing Valves-HPWH (New Construction + Additions) | Expected | Electric Demand (MW) | 0 | 1.5566e-05 | 5.9393e-05 | 5.6962e-05 | 5.4476e-05 | 5.1947e-05 | 4.939e-05 | 4.6821e-05 | 4.4256e-05 | 4.1709e-05 | 3.9196e-05 | 2.8338e-05 | 3.1208e-06
Yes | SCE | Res | WaterHeat | 2025 T-24: Multifamily Domestic Hot Water - DHW Master Mixing Valves-HPWH (New Construction + Additions) | Expected | Electric Demand (MW) | 0 | 0.0083627 | 0.032957 | 0.03273 | 0.032497 | 0.032259 | 0.032016 | 0.031768 | 0.031514 | 0.031255 | 0.03099 | 0.0237 | 0.0027678
Yes | SCE | Res | WaterHeat | 2025 T-24: Multifamily Domestic Hot Water - DHW Pipe Insulation Enhancement-HPWH (New Construction + Additions) | Expected | Electric Demand (MW) | 0 | 0.0030369 | 0.012047 | 0.012046 | 0.012044 | 0.012043 | 0.012042 | 0.01204 | 0.012039 | 0.012038 | 0.012036 | 0.0092848 | 0.001094
Yes | SCE | Res | WaterHeat | 2025 T-24: Multifamily Domestic Hot Water - Individual HPWH Ventilation - Exterior (Alterations) | Expected | Electric Demand (MW) | 0 | 0.0014918 | 0.0015469 | 0.0014627 | 0.0013783 | 0.0012942 | 0.0012111 | 0.0011294 | 0.0010497 | 0.00097246 | 0.00089808 | 0.00013884 | 6.9015e-05
Yes | SCE | Res | WaterHeat | 2025 T-24: Multifamily Domestic Hot Water - Individual HPWH Ventilation - Exterior (New Construction + Additions) | Expected | Electric Demand (MW) | 0 | 0.0019014 | 0.0071579 | 0.0067684 | 0.0063777 | 0.0059887 | 0.0056039 | 0.005226 | 0.0048572 | 0.0044999 | 0.0041557 | 0.0029519 | 0.00031935
Yes | SCE | Res | WaterHeat | 2025 T-24: Multifamily Domestic Hot Water - Individual HPWH Ventilation - Interior (Alterations) | Expected | Electric Demand (MW) | 0 | 0.00219 | 0.0022709 | 0.0021473 | 0.0020234 | 0.0018999 | 0.0017779 | 0.001658 | 0.001541 | 0.0014276 | 0.0013184 | 0.00020383 | 0.00010132
Yes | SCE | Res | WaterHeat | 2025 T-24: Multifamily Domestic Hot Water - Individual HPWH Ventilation - Interior (New Construction + Additions) | Expected | Electric Demand (MW) | 0 | 0.0027607 | 0.010393 | 0.0098273 | 0.0092601 | 0.0086952 | 0.0081366 | 0.0075878 | 0.0070524 | 0.0065336 | 0.0060339 | 0.0042861 | 0.00046368
Yes | SCE | Res | WaterHeat | T-20: Residential Faucets & Aerators - Kitchen w/ Electric Water Heating | Possible | Electric Demand (MW) | 0.48682 | 0 | 0 | 0 | 0 | 0 | 0 | 0 | 0 | 0 | 0 | 0 | 0
Yes | SCE | Res | WaterHeat | T-20: Residential Faucets & Aerators - Lavatory w/ Electric Water Heating - Tier 1 | Possible | Electric Demand (MW) | 0 | 0 | 0 | 0 | 0 | 0 | 0 | 0 | 0 | 0 | 0 | 0 | 0
Yes | SCE | Res | WaterHeat | T-20: Residential Faucets & Aerators - Lavatory w/ Electric Water Heating - Tier 2 | Possible | Electric Demand (MW) | 0.19057 | 0 | 0 | 0 | 0 | 0 | 0 | 0 | 0 | 0 | 0 | 0 | 0
Yes | SCE | Res | WaterHeat | Fed Appliance: Residential Electric storage water heater | Possible | Electric Demand (MW) | 0.092112 | 0.092104 | 0.092098 | 0.034198 | 0.010594 | 0.010594 | 0.010594 | 0.010594 | 0.010593 | 0.010593 | 0.010593 | 0.010592 | 0.010592
Yes | SCE | Res | WaterHeat | Fed Appliance: Residential Gas-fired instantaneous water heater | Possible | Electric Demand (MW) | -0.0018621 | -0.0018621 | -0.0018621 | -0.0018621 | -0.0018621 | -0.0018621 | -0.0018621 | -0.0018621 | -0.0018621 | -0.0018621 | -0.00075673 | -0.00031034 | -0.00031034
Yes | SCE | Res | WaterHeat | 2013 T-24: RNC-DHW - Solar for Electrically Heated Homes | Possible | Electric Demand (MW) | 0.0020999 | 0.0020969 | 0.0020946 | 0.0020928 | 0.0020914 | 0.0020903 | 0.002089 | 0.0020879 | 0.0020866 | 0.0020854 | 0.0020842 | 0.002083 | 0.0020818
Yes | SCE | Res | WaterHeat | T-20: Showerheads - w/ Electric Water Heaters - Tier 1 | Possible | Electric Demand (MW) | 0.70876 | 0 | 0 | 0 | 0 | 0 | 0 | 0 | 0 | 0 | 0 | 0 | 0
Yes | SCE | Res | WaterHeat | 2022 T-24: MFNC - All Electric Package - Prescriptive Alternative for Central HPWH | Possible | Electric Demand (MW) | -0.8725 | -0.86539 | -0.85737 | -0.8485 | -0.83891 | -0.82879 | -0.81839 | -0.80796 | -0.79779 | -0.78811 | -0.77912 | -0.77097 | -0.76372
Yes | SCE | Res | WaterHeat | 2025 T-24: Multifamily Domestic Hot Water - CPC Appendix M Pipe Sizing-HPWH (New Construction + Additions) | Possible | Electric Demand (MW) | 0 | 0.0019517 | 0.0077312 | 0.0077191 | 0.0077068 | 0.0076944 | 0.0076818 | 0.007669 | 0.0076561 | 0.007643 | 0.0076297 | 0.0058759 | 0.00069116
Yes | SCE | Res | WaterHeat | 2025 T-24: Multifamily Domestic Hot Water - DHW Balancing Valves-HPWH (Alterations) | Possible | Electric Demand (MW) | 0 | 0.00048095 | 0.00050548 | 0.0004848 | 0.00046363 | 0.00044211 | 0.00042035 | 0.00039849 | 0.00037665 | 0.00035498 | 0.00033359 | 5.2491e-05 | 2.656e-05
Yes | SCE | Res | WaterHeat | 2025 T-24: Multifamily Domestic Hot Water - DHW Balancing Valves-HPWH (New Construction + Additions) | Possible | Electric Demand (MW) | 0 | 1.5566e-05 | 5.9393e-05 | 5.6962e-05 | 5.4476e-05 | 5.1947e-05 | 4.939e-05 | 4.6821e-05 | 4.4256e-05 | 4.1709e-05 | 3.9196e-05 | 2.8338e-05 | 3.1208e-06
Yes | SCE | Res | WaterHeat | 2025 T-24: Multifamily Domestic Hot Water - DHW Master Mixing Valves-HPWH (New Construction + Additions) | Possible | Electric Demand (MW) | 0 | 0.0083627 | 0.032957 | 0.03273 | 0.032497 | 0.032259 | 0.032016 | 0.031768 | 0.031514 | 0.031255 | 0.03099 | 0.0237 | 0.0027678
Yes | SCE | Res | WaterHeat | 2025 T-24: Multifamily Domestic Hot Water - DHW Pipe Insulation Enhancement-HPWH (New Construction + Additions) | Possible | Electric Demand (MW) | 0 | 0.0030369 | 0.012047 | 0.012046 | 0.012044 | 0.012043 | 0.012042 | 0.01204 | 0.012039 | 0.012038 | 0.012036 | 0.0092848 | 0.001094
Yes | SCE | Res | WaterHeat | 2025 T-24: Multifamily Domestic Hot Water - Individual HPWH Ventilation - Exterior (Alterations) | Possible | Electric Demand (MW) | 0 | 0.0014918 | 0.0015469 | 0.0014627 | 0.0013783 | 0.0012942 | 0.0012111 | 0.0011294 | 0.0010497 | 0.00097246 | 0.00089808 | 0.00013884 | 6.9015e-05
Yes | SCE | Res | WaterHeat | 2025 T-24: Multifamily Domestic Hot Water - Individual HPWH Ventilation - Exterior (New Construction + Additions) | Possible | Electric Demand (MW) | 0 | 0.0019014 | 0.0071579 | 0.0067684 | 0.0063777 | 0.0059887 | 0.0056039 | 0.005226 | 0.0048572 | 0.0044999 | 0.0041557 | 0.0029519 | 0.00031935
Yes | SCE | Res | WaterHeat | 2025 T-24: Multifamily Domestic Hot Water - Individual HPWH Ventilation - Interior (Alterations) | Possible | Electric Demand (MW) | 0 | 0.00219 | 0.0022709 | 0.0021473 | 0.0020234 | 0.0018999 | 0.0017779 | 0.001658 | 0.001541 | 0.0014276 | 0.0013184 | 0.00020383 | 0.00010132
Yes | SCE | Res | WaterHeat | 2025 T-24: Multifamily Domestic Hot Water - Individual HPWH Ventilation - Interior (New Construction + Additions) | Possible | Electric Demand (MW) | 0 | 0.0027607 | 0.010393 | 0.0098273 | 0.0092601 | 0.0086952 | 0.0081366 | 0.0075878 | 0.0070524 | 0.0065336 | 0.0060339 | 0.0042861 | 0.00046368
Yes | SDG&E | Res | WaterHeat | T-20: Residential Faucets & Aerators - Kitchen w/ Electric Water Heating | On-the-books | Electric Demand (MW) | 0.099699 | 0 | 0 | 0 | 0 | 0 | 0 | 0 | 0 | 0 | 0 | 0 | 0
Yes | SDG&E | Res | WaterHeat | T-20: Residential Faucets & Aerators - Lavatory w/ Electric Water Heating - Tier 1 | On-the-books | Electric Demand (MW) | 0 | 0 | 0 | 0 | 0 | 0 | 0 | 0 | 0 | 0 | 0 | 0 | 0
Yes | SDG&E | Res | WaterHeat | T-20: Residential Faucets & Aerators - Lavatory w/ Electric Water Heating - Tier 2 | On-the-books | Electric Demand (MW) | 0.039027 | 0 | 0 | 0 | 0 | 0 | 0 | 0 | 0 | 0 | 0 | 0 | 0
Yes | SDG&E | Res | WaterHeat | Fed Appliance: Residential Electric storage water heater | On-the-books | Electric Demand (MW) | 0.018864 | 0.018863 | 0.018861 | 0.0070037 | 0.0021697 | 0.0021697 | 0.0021696 | 0.0021695 | 0.0021695 | 0.0021694 | 0.0021694 | 0.0021693 | 0.0021692
Yes | SDG&E | Res | WaterHeat | Fed Appliance: Residential Gas-fired instantaneous water heater | On-the-books | Electric Demand (MW) | -0.00038135 | -0.00038135 | -0.00038135 | -0.00038135 | -0.00038135 | -0.00038135 | -0.00038135 | -0.00038135 | -0.00038135 | -0.00038135 | -0.00015498 | -6.3558e-05 | -6.3558e-05
Yes | SDG&E | Res | WaterHeat | 2013 T-24: RNC-DHW - Solar for Electrically Heated Homes | On-the-books | Electric Demand (MW) | 0.00043005 | 0.00042945 | 0.00042898 | 0.0004286 | 0.00042832 | 0.00042809 | 0.00042783 | 0.00042759 | 0.00042734 | 0.00042709 | 0.00042684 | 0.00042659 | 0.00042634
Yes | SDG&E | Res | WaterHeat | T-20: Showerheads - w/ Electric Water Heaters - Tier 1 | On-the-books | Electric Demand (MW) | 0.14515 | 0 | 0 | 0 | 0 | 0 | 0 | 0 | 0 | 0 | 0 | 0 | 0
Yes | SDG&E | Res | WaterHeat | 2022 T-24: MFNC - All Electric Package - Prescriptive Alternative for Central HPWH | On-the-books | Electric Demand (MW) | -0.17868 | -0.17723 | -0.17559 | -0.17377 | -0.17181 | -0.16973 | -0.1676 | -0.16547 | -0.16338 | -0.1614 | -0.15956 | -0.15789 | -0.15641
Yes | SDG&E | Res | WaterHeat | 2025 T-24: Multifamily Domestic Hot Water - CPC Appendix M Pipe Sizing-HPWH (New Construction + Additions) | On-the-books | Electric Demand (MW) | 0 | 0.0003997 | 0.0015833 | 0.0015808 | 0.0015783 | 0.0015758 | 0.0015732 | 0.0015706 | 0.0015679 | 0.0015653 | 0.0015625 | 0.0012034 | 0.00014155
Yes | SDG&E | Res | WaterHeat | 2025 T-24: Multifamily Domestic Hot Water - DHW Balancing Valves-HPWH (Alterations) | On-the-books | Electric Demand (MW) | 0 | 9.8497e-05 | 0.00010352 | 9.9285e-05 | 9.495e-05 | 9.0542e-05 | 8.6086e-05 | 8.1609e-05 | 7.7137e-05 | 7.2698e-05 | 6.8318e-05 | 1.075e-05 | 5.4395e-06
Yes | SDG&E | Res | WaterHeat | 2025 T-24: Multifamily Domestic Hot Water - DHW Balancing Valves-HPWH (New Construction + Additions) | On-the-books | Electric Demand (MW) | 0 | 3.1878e-06 | 1.2164e-05 | 1.1666e-05 | 1.1156e-05 | 1.0639e-05 | 1.0115e-05 | 9.5888e-06 | 9.0634e-06 | 8.5418e-06 | 8.0272e-06 | 5.8035e-06 | 6.3913e-07
Yes | SDG&E | Res | WaterHeat | 2025 T-24: Multifamily Domestic Hot Water - DHW Master Mixing Valves-HPWH (New Construction + Additions) | On-the-books | Electric Demand (MW) | 0 | 0.0017127 | 0.0067494 | 0.0067029 | 0.0066553 | 0.0066066 | 0.0065569 | 0.006506 | 0.006454 | 0.0064009 | 0.0063467 | 0.0048538 | 0.00056683
Yes | SDG&E | Res | WaterHeat | 2025 T-24: Multifamily Domestic Hot Water - DHW Pipe Insulation Enhancement-HPWH (New Construction + Additions) | On-the-books | Electric Demand (MW) | 0 | 0.00062194 | 0.0024672 | 0.0024669 | 0.0024667 | 0.0024664 | 0.0024661 | 0.0024658 | 0.0024656 | 0.0024653 | 0.002465 | 0.0019015 | 0.00022404
Yes | SDG&E | Res | WaterHeat | 2025 T-24: Multifamily Domestic Hot Water - Individual HPWH Ventilation - Exterior (Alterations) | On-the-books | Electric Demand (MW) | 0 | 0.00030551 | 0.0003168 | 0.00029956 | 0.00028227 | 0.00026505 | 0.00024802 | 0.00023129 | 0.00021497 | 0.00019916 | 0.00018392 | 2.8435e-05 | 1.4134e-05
Yes | SDG&E | Res | WaterHeat | 2025 T-24: Multifamily Domestic Hot Water - Individual HPWH Ventilation - Exterior (New Construction + Additions) | On-the-books | Electric Demand (MW) | 0 | 0.0003894 | 0.0014659 | 0.0013861 | 0.0013061 | 0.0012265 | 0.0011477 | 0.0010703 | 0.00099475 | 0.00092156 | 0.00085108 | 0.00060455 | 6.5403e-05
Yes | SDG&E | Res | WaterHeat | 2025 T-24: Multifamily Domestic Hot Water - Individual HPWH Ventilation - Interior (Alterations) | On-the-books | Electric Demand (MW) | 0 | 0.0004485 | 0.00046507 | 0.00043976 | 0.00041438 | 0.0003891 | 0.0003641 | 0.00033955 | 0.00031559 | 0.00029237 | 0.00027001 | 4.1743e-05 | 2.0749e-05
Yes | SDG&E | Res | WaterHeat | 2025 T-24: Multifamily Domestic Hot Water - Individual HPWH Ventilation - Interior (New Construction + Additions) | On-the-books | Electric Demand (MW) | 0 | 0.00056538 | 0.0021284 | 0.0020126 | 0.0018964 | 0.0017808 | 0.0016663 | 0.001554 | 0.0014443 | 0.0013381 | 0.0012357 | 0.00087777 | 9.4961e-05
Yes | SDG&E | Res | WaterHeat | T-20: Residential Faucets & Aerators - Kitchen w/ Electric Water Heating | Expected | Electric Demand (MW) | 0.099699 | 0 | 0 | 0 | 0 | 0 | 0 | 0 | 0 | 0 | 0 | 0 | 0
Yes | SDG&E | Res | WaterHeat | T-20: Residential Faucets & Aerators - Lavatory w/ Electric Water Heating - Tier 1 | Expected | Electric Demand (MW) | 0 | 0 | 0 | 0 | 0 | 0 | 0 | 0 | 0 | 0 | 0 | 0 | 0
Yes | SDG&E | Res | WaterHeat | T-20: Residential Faucets & Aerators - Lavatory w/ Electric Water Heating - Tier 2 | Expected | Electric Demand (MW) | 0.039027 | 0 | 0 | 0 | 0 | 0 | 0 | 0 | 0 | 0 | 0 | 0 | 0
Yes | SDG&E | Res | WaterHeat | Fed Appliance: Residential Electric storage water heater | Expected | Electric Demand (MW) | 0.018864 | 0.018863 | 0.018861 | 0.0070037 | 0.0021697 | 0.0021697 | 0.0021696 | 0.0021695 | 0.0021695 | 0.0021694 | 0.0021694 | 0.0021693 | 0.0021692
Yes | SDG&E | Res | WaterHeat | Fed Appliance: Residential Gas-fired instantaneous water heater | Expected | Electric Demand (MW) | -0.00038135 | -0.00038135 | -0.00038135 | -0.00038135 | -0.00038135 | -0.00038135 | -0.00038135 | -0.00038135 | -0.00038135 | -0.00038135 | -0.00015498 | -6.3558e-05 | -6.3558e-05
Yes | SDG&E | Res | WaterHeat | 2013 T-24: RNC-DHW - Solar for Electrically Heated Homes | Expected | Electric Demand (MW) | 0.00043005 | 0.00042945 | 0.00042898 | 0.0004286 | 0.00042832 | 0.00042809 | 0.00042783 | 0.00042759 | 0.00042734 | 0.00042709 | 0.00042684 | 0.00042659 | 0.00042634
Yes | SDG&E | Res | WaterHeat | T-20: Showerheads - w/ Electric Water Heaters - Tier 1 | Expected | Electric Demand (MW) | 0.14515 | 0 | 0 | 0 | 0 | 0 | 0 | 0 | 0 | 0 | 0 | 0 | 0
Yes | SDG&E | Res | WaterHeat | 2022 T-24: MFNC - All Electric Package - Prescriptive Alternative for Central HPWH | Expected | Electric Demand (MW) | -0.17868 | -0.17723 | -0.17559 | -0.17377 | -0.17181 | -0.16973 | -0.1676 | -0.16547 | -0.16338 | -0.1614 | -0.15956 | -0.15789 | -0.15641
Yes | SDG&E | Res | WaterHeat | 2025 T-24: Multifamily Domestic Hot Water - CPC Appendix M Pipe Sizing-HPWH (New Construction + Additions) | Expected | Electric Demand (MW) | 0 | 0.0003997 | 0.0015833 | 0.0015808 | 0.0015783 | 0.0015758 | 0.0015732 | 0.0015706 | 0.0015679 | 0.0015653 | 0.0015625 | 0.0012034 | 0.00014155
Yes | SDG&E | Res | WaterHeat | 2025 T-24: Multifamily Domestic Hot Water - DHW Balancing Valves-HPWH (Alterations) | Expected | Electric Demand (MW) | 0 | 9.8497e-05 | 0.00010352 | 9.9285e-05 | 9.495e-05 | 9.0542e-05 | 8.6086e-05 | 8.1609e-05 | 7.7137e-05 | 7.2698e-05 | 6.8318e-05 | 1.075e-05 | 5.4395e-06
Yes | SDG&E | Res | WaterHeat | 2025 T-24: Multifamily Domestic Hot Water - DHW Balancing Valves-HPWH (New Construction + Additions) | Expected | Electric Demand (MW) | 0 | 3.1878e-06 | 1.2164e-05 | 1.1666e-05 | 1.1156e-05 | 1.0639e-05 | 1.0115e-05 | 9.5888e-06 | 9.0634e-06 | 8.5418e-06 | 8.0272e-06 | 5.8035e-06 | 6.3913e-07
Yes | SDG&E | Res | WaterHeat | 2025 T-24: Multifamily Domestic Hot Water - DHW Master Mixing Valves-HPWH (New Construction + Additions) | Expected | Electric Demand (MW) | 0 | 0.0017127 | 0.0067494 | 0.0067029 | 0.0066553 | 0.0066066 | 0.0065569 | 0.006506 | 0.006454 | 0.0064009 | 0.0063467 | 0.0048538 | 0.00056683
Yes | SDG&E | Res | WaterHeat | 2025 T-24: Multifamily Domestic Hot Water - DHW Pipe Insulation Enhancement-HPWH (New Construction + Additions) | Expected | Electric Demand (MW) | 0 | 0.00062194 | 0.0024672 | 0.0024669 | 0.0024667 | 0.0024664 | 0.0024661 | 0.0024658 | 0.0024656 | 0.0024653 | 0.002465 | 0.0019015 | 0.00022404
Yes | SDG&E | Res | WaterHeat | 2025 T-24: Multifamily Domestic Hot Water - Individual HPWH Ventilation - Exterior (Alterations) | Expected | Electric Demand (MW) | 0 | 0.00030551 | 0.0003168 | 0.00029956 | 0.00028227 | 0.00026505 | 0.00024802 | 0.00023129 | 0.00021497 | 0.00019916 | 0.00018392 | 2.8435e-05 | 1.4134e-05
Yes | SDG&E | Res | WaterHeat | 2025 T-24: Multifamily Domestic Hot Water - Individual HPWH Ventilation - Exterior (New Construction + Additions) | Expected | Electric Demand (MW) | 0 | 0.0003894 | 0.0014659 | 0.0013861 | 0.0013061 | 0.0012265 | 0.0011477 | 0.0010703 | 0.00099475 | 0.00092156 | 0.00085108 | 0.00060455 | 6.5403e-05
Yes | SDG&E | Res | WaterHeat | 2025 T-24: Multifamily Domestic Hot Water - Individual HPWH Ventilation - Interior (Alterations) | Expected | Electric Demand (MW) | 0 | 0.0004485 | 0.00046507 | 0.00043976 | 0.00041438 | 0.0003891 | 0.0003641 | 0.00033955 | 0.00031559 | 0.00029237 | 0.00027001 | 4.1743e-05 | 2.0749e-05
Yes | SDG&E | Res | WaterHeat | 2025 T-24: Multifamily Domestic Hot Water - Individual HPWH Ventilation - Interior (New Construction + Additions) | Expected | Electric Demand (MW) | 0 | 0.00056538 | 0.0021284 | 0.0020126 | 0.0018964 | 0.0017808 | 0.0016663 | 0.001554 | 0.0014443 | 0.0013381 | 0.0012357 | 0.00087777 | 9.4961e-05
Yes | SDG&E | Res | WaterHeat | T-20: Residential Faucets & Aerators - Kitchen w/ Electric Water Heating | Possible | Electric Demand (MW) | 0.099699 | 0 | 0 | 0 | 0 | 0 | 0 | 0 | 0 | 0 | 0 | 0 | 0
Yes | SDG&E | Res | WaterHeat | T-20: Residential Faucets & Aerators - Lavatory w/ Electric Water Heating - Tier 1 | Possible | Electric Demand (MW) | 0 | 0 | 0 | 0 | 0 | 0 | 0 | 0 | 0 | 0 | 0 | 0 | 0
Yes | SDG&E | Res | WaterHeat | T-20: Residential Faucets & Aerators - Lavatory w/ Electric Water Heating - Tier 2 | Possible | Electric Demand (MW) | 0.039027 | 0 | 0 | 0 | 0 | 0 | 0 | 0 | 0 | 0 | 0 | 0 | 0
Yes | SDG&E | Res | WaterHeat | Fed Appliance: Residential Electric storage water heater | Possible | Electric Demand (MW) | 0.018864 | 0.018863 | 0.018861 | 0.0070037 | 0.0021697 | 0.0021697 | 0.0021696 | 0.0021695 | 0.0021695 | 0.0021694 | 0.0021694 | 0.0021693 | 0.0021692
Yes | SDG&E | Res | WaterHeat | Fed Appliance: Residential Gas-fired instantaneous water heater | Possible | Electric Demand (MW) | -0.00038135 | -0.00038135 | -0.00038135 | -0.00038135 | -0.00038135 | -0.00038135 | -0.00038135 | -0.00038135 | -0.00038135 | -0.00038135 | -0.00015498 | -6.3558e-05 | -6.3558e-05
Yes | SDG&E | Res | WaterHeat | 2013 T-24: RNC-DHW - Solar for Electrically Heated Homes | Possible | Electric Demand (MW) | 0.00043005 | 0.00042945 | 0.00042898 | 0.0004286 | 0.00042832 | 0.00042809 | 0.00042783 | 0.00042759 | 0.00042734 | 0.00042709 | 0.00042684 | 0.00042659 | 0.00042634
Yes | SDG&E | Res | WaterHeat | T-20: Showerheads - w/ Electric Water Heaters - Tier 1 | Possible | Electric Demand (MW) | 0.14515 | 0 | 0 | 0 | 0 | 0 | 0 | 0 | 0 | 0 | 0 | 0 | 0
Yes | SDG&E | Res | WaterHeat | 2022 T-24: MFNC - All Electric Package - Prescriptive Alternative for Central HPWH | Possible | Electric Demand (MW) | -0.17868 | -0.17723 | -0.17559 | -0.17377 | -0.17181 | -0.16973 | -0.1676 | -0.16547 | -0.16338 | -0.1614 | -0.15956 | -0.15789 | -0.15641
Yes | SDG&E | Res | WaterHeat | 2025 T-24: Multifamily Domestic Hot Water - CPC Appendix M Pipe Sizing-HPWH (New Construction + Additions) | Possible | Electric Demand (MW) | 0 | 0.0003997 | 0.0015833 | 0.0015808 | 0.0015783 | 0.0015758 | 0.0015732 | 0.0015706 | 0.0015679 | 0.0015653 | 0.0015625 | 0.0012034 | 0.00014155
Yes | SDG&E | Res | WaterHeat | 2025 T-24: Multifamily Domestic Hot Water - DHW Balancing Valves-HPWH (Alterations) | Possible | Electric Demand (MW) | 0 | 9.8497e-05 | 0.00010352 | 9.9285e-05 | 9.495e-05 | 9.0542e-05 | 8.6086e-05 | 8.1609e-05 | 7.7137e-05 | 7.2698e-05 | 6.8318e-05 | 1.075e-05 | 5.4395e-06
Yes | SDG&E | Res | WaterHeat | 2025 T-24: Multifamily Domestic Hot Water - DHW Balancing Valves-HPWH (New Construction + Additions) | Possible | Electric Demand (MW) | 0 | 3.1878e-06 | 1.2164e-05 | 1.1666e-05 | 1.1156e-05 | 1.0639e-05 | 1.0115e-05 | 9.5888e-06 | 9.0634e-06 | 8.5418e-06 | 8.0272e-06 | 5.8035e-06 | 6.3913e-07
Yes | SDG&E | Res | WaterHeat | 2025 T-24: Multifamily Domestic Hot Water - DHW Master Mixing Valves-HPWH (New Construction + Additions) | Possible | Electric Demand (MW) | 0 | 0.0017127 | 0.0067494 | 0.0067029 | 0.0066553 | 0.0066066 | 0.0065569 | 0.006506 | 0.006454 | 0.0064009 | 0.0063467 | 0.0048538 | 0.00056683
Yes | SDG&E | Res | WaterHeat | 2025 T-24: Multifamily Domestic Hot Water - DHW Pipe Insulation Enhancement-HPWH (New Construction + Additions) | Possible | Electric Demand (MW) | 0 | 0.00062194 | 0.0024672 | 0.0024669 | 0.0024667 | 0.0024664 | 0.0024661 | 0.0024658 | 0.0024656 | 0.0024653 | 0.002465 | 0.0019015 | 0.00022404
Yes | SDG&E | Res | WaterHeat | 2025 T-24: Multifamily Domestic Hot Water - Individual HPWH Ventilation - Exterior (Alterations) | Possible | Electric Demand (MW) | 0 | 0.00030551 | 0.0003168 | 0.00029956 | 0.00028227 | 0.00026505 | 0.00024802 | 0.00023129 | 0.00021497 | 0.00019916 | 0.00018392 | 2.8435e-05 | 1.4134e-05
Yes | SDG&E | Res | WaterHeat | 2025 T-24: Multifamily Domestic Hot Water - Individual HPWH Ventilation - Exterior (New Construction + Additions) | Possible | Electric Demand (MW) | 0 | 0.0003894 | 0.0014659 | 0.0013861 | 0.0013061 | 0.0012265 | 0.0011477 | 0.0010703 | 0.00099475 | 0.00092156 | 0.00085108 | 0.00060455 | 6.5403e-05
Yes | SDG&E | Res | WaterHeat | 2025 T-24: Multifamily Domestic Hot Water - Individual HPWH Ventilation - Interior (Alterations) | Possible | Electric Demand (MW) | 0 | 0.0004485 | 0.00046507 | 0.00043976 | 0.00041438 | 0.0003891 | 0.0003641 | 0.00033955 | 0.00031559 | 0.00029237 | 0.00027001 | 4.1743e-05 | 2.0749e-05
Yes | SDG&E | Res | WaterHeat | 2025 T-24: Multifamily Domestic Hot Water - Individual HPWH Ventilation - Interior (New Construction + Additions) | Possible | Electric Demand (MW) | 0 | 0.00056538 | 0.0021284 | 0.0020126 | 0.0018964 | 0.0017808 | 0.0016663 | 0.001554 | 0.0014443 | 0.0013381 | 0.0012357 | 0.00087777 | 9.4961e-05
Yes | PG&E | Com | ComRefrig | Fed Appliance: Commercial Ice Makers | On-the-books | Electric Demand (MW) | 0.13957 | 0.13957 | 0.13957 | 0.13957 | 0.13957 | 0.13957 | 0.13957 | 0.13957 | 0.13957 | 0.13957 | 0.13957 | 0.13957 | 0.13957
Yes | PG&E | Com | ComRefrig | Fed Appliance: Commercial Refrigeration | On-the-books | Electric Demand (MW) | 0.050627 | 0.050618 | 0.050611 | 0.050607 | 0.050604 | 0.050602 | 0.050599 | 0.050597 | 0.050594 | 0.050592 | 0.050589 | 0.050587 | 0.050585
Yes | PG&E | Com | ComRefrig | Fed Appliance: Commercial Refrigeration Equipment | On-the-books | Electric Demand (MW) | 1.2563 | 1.2517 | 0.46292 | 0 | 0 | 0 | 0 | 0 | 0 | 0 | 0 | 0 | 0
Yes | PG&E | Com | ComRefrig | 2013 T-24: NRNC-Refrigeration-Supermarket | On-the-books | Electric Demand (MW) | 0.21075 | 0.20827 | 0.20525 | 0.20166 | 0.19754 | 0.19297 | 0.1887 | 0.18424 | 0.1799 | 0.17548 | 0.17111 | 0.16671 | 0.16233
Yes | PG&E | Com | ComRefrig | 2013 T-24: NRNC-Refrigeration-Warehouse | On-the-books | Electric Demand (MW) | 0.041185 | 0.0407 | 0.04011 | 0.039408 | 0.038602 | 0.037711 | 0.036876 | 0.036003 | 0.035156 | 0.034292 | 0.033439 | 0.032578 | 0.031723
Yes | PG&E | Com | ComRefrig | Fed Appliance: Refrigerated Beverage Vending Machines | On-the-books | Electric Demand (MW) | 0.00094456 | 0.00094452 | 0.00094449 | 0.00094448 | 0.00094447 | 0.00094447 | 0.00094446 | 0.00094446 | 0.00094445 | 0.00094445 | 0.00094444 | 0.00094444 | 0.00094443
Yes | PG&E | Com | ComRefrig | 2008 T-24: Refrigerated warehouses | On-the-books | Electric Demand (MW) | 0.021397 | 0.021359 | 0.02133 | 0.021309 | 0.021293 | 0.021282 | 0.021267 | 0.021254 | 0.021241 | 0.021228 | 0.021214 | 0.021201 | 0.021187
Yes | PG&E | Com | ComRefrig | Fed Appliance: Walk-in coolers and freezers | On-the-books | Electric Demand (MW) | 3.5627 | 3.5294 | 3.4961 | 1.863 | 0 | 0 | 0 | 0 | 0 | 0 | 0 | 0 | 0
Yes | PG&E | Com | ComRefrig | 2005 T-20: Walk-In Refrigerators / Freezers | On-the-books | Electric Demand (MW) | 0 | 0 | 0 | 0 | 0 | 0 | 0 | 0 | 0 | 0 | 0 | 0 | 0
Yes | PG&E | Com | ComRefrig | 2025 T-24: NR Refrigeration - Evaporator Specific Efficiency for Refrigerated Warehouses (Alterations) | On-the-books | Electric Demand (MW) | 0 | 0.00097117 | 0.0009894 | 0.00092534 | 0.00086908 | 0.00082028 | 0.0007784 | 0.0007428 | 0.00071277 | 0.00068762 | 0.00066666 | 0.00064928 | 0.00063492
Yes | PG&E | Com | ComRefrig | 2025 T-24: NR Refrigeration - Evaporator Specific Efficiency for Refrigerated Warehouses (New Construction + Additions) | On-the-books | Electric Demand (MW) | 0 | 0.00013277 | 0.00074065 | 0.00069269 | 0.00065058 | 0.00061404 | 0.00058269 | 0.00055605 | 0.00053357 | 0.00051474 | 0.00049905 | 0.00048604 | 0.00047529
Yes | PG&E | Com | ComRefrig | 2022 T-24: NRNC - Refrigeration System - Design and Control Requirements for Transcritical CO2 Systems - Adiabatic Condenser | On-the-books | Electric Demand (MW) |  | 0.0779 | 0.074034 | 0.070605 | 0.067569 | 0.064888 | 0.062526 | 0.060447 | 0.05862 | 0.057018 | 0.055614 | 0.054384 | 0.053309
Yes | PG&E | Com | ComRefrig | 2019 T-24: NRNC-MECH-Adiabatic Condensers for Refrigeration | On-the-books | Electric Demand (MW) |  | 0.0074349 | 0.0068581 | 0.0062078 | 0.0055032 | 0.0047719 | 0.0040459 | 0.0033564 | 0.0027286 | 0.0021784 | 0.0017122 | 0.0013284 | 0.0010197
Yes | PG&E | Com | ComRefrig | 2019-21 Fed App: Refrigerated beverage vending machines | On-the-books | Electric Demand (MW) |  | 0.03297 | 0.033147 | 0.033405 | 0.033426 | 0.033524 | 0.032403 | 0.016347 | 0.0053798 | 0.0052333 | 0.0051007 | 0.0049807 | 0.0048721
Yes | PG&E | Com | ComRefrig | Fed Appliance: Commercial Ice Makers | Expected | Electric Demand (MW) | 0.13957 | 0.13957 | 0.13957 | 0.13957 | 0.13957 | 0.13957 | 0.13957 | 0.13957 | 0.13957 | 0.13957 | 0.13957 | 0.13957 | 0.13957
Yes | PG&E | Com | ComRefrig | Fed Appliance: Commercial Refrigeration | Expected | Electric Demand (MW) | 0.050627 | 0.050618 | 0.050611 | 0.050607 | 0.050604 | 0.050602 | 0.050599 | 0.050597 | 0.050594 | 0.050592 | 0.050589 | 0.050587 | 0.050585
Yes | PG&E | Com | ComRefrig | Fed Appliance: Commercial Refrigeration Equipment | Expected | Electric Demand (MW) | 1.2563 | 1.2517 | 0.46292 | 0 | 0 | 0 | 0 | 0 | 0 | 0 | 0 | 0 | 0
Yes | PG&E | Com | ComRefrig | 2013 T-24: NRNC-Refrigeration-Supermarket | Expected | Electric Demand (MW) | 0.21075 | 0.20827 | 0.20525 | 0.20166 | 0.19754 | 0.19297 | 0.1887 | 0.18424 | 0.1799 | 0.17548 | 0.17111 | 0.16671 | 0.16233
Yes | PG&E | Com | ComRefrig | 2013 T-24: NRNC-Refrigeration-Warehouse | Expected | Electric Demand (MW) | 0.041185 | 0.0407 | 0.04011 | 0.039408 | 0.038602 | 0.037711 | 0.036876 | 0.036003 | 0.035156 | 0.034292 | 0.033439 | 0.032578 | 0.031723
Yes | PG&E | Com | ComRefrig | Fed Appliance: Refrigerated Beverage Vending Machines | Expected | Electric Demand (MW) | 0.00094456 | 0.00094452 | 0.00094449 | 0.00094448 | 0.00094447 | 0.00094447 | 0.00094446 | 0.00094446 | 0.00094445 | 0.00094445 | 0.00094444 | 0.00094444 | 0.00094443
Yes | PG&E | Com | ComRefrig | 2008 T-24: Refrigerated warehouses | Expected | Electric Demand (MW) | 0.021397 | 0.021359 | 0.02133 | 0.021309 | 0.021293 | 0.021282 | 0.021267 | 0.021254 | 0.021241 | 0.021228 | 0.021214 | 0.021201 | 0.021187
Yes | PG&E | Com | ComRefrig | Fed Appliance: Walk-in coolers and freezers | Expected | Electric Demand (MW) | 3.5627 | 3.5294 | 3.4961 | 1.863 | 0 | 0 | 0 | 0 | 0 | 0 | 0 | 0 | 0
Yes | PG&E | Com | ComRefrig | 2005 T-20: Walk-In Refrigerators / Freezers | Expected | Electric Demand (MW) | 0 | 0 | 0 | 0 | 0 | 0 | 0 | 0 | 0 | 0 | 0 | 0 | 0
Yes | PG&E | Com | ComRefrig | 2025 T-24: NR Refrigeration - Evaporator Specific Efficiency for Refrigerated Warehouses (Alterations) | Expected | Electric Demand (MW) | 0 | 0.00097117 | 0.0009894 | 0.00092534 | 0.00086908 | 0.00082028 | 0.0007784 | 0.0007428 | 0.00071277 | 0.00068762 | 0.00066666 | 0.00064928 | 0.00063492
Yes | PG&E | Com | ComRefrig | 2025 T-24: NR Refrigeration - Evaporator Specific Efficiency for Refrigerated Warehouses (New Construction + Additions) | Expected | Electric Demand (MW) | 0 | 0.00013277 | 0.00074065 | 0.00069269 | 0.00065058 | 0.00061404 | 0.00058269 | 0.00055605 | 0.00053357 | 0.00051474 | 0.00049905 | 0.00048604 | 0.00047529
Yes | PG&E | Com | ComRefrig | 2022 T-24: NRNC - Refrigeration System - Design and Control Requirements for Transcritical CO2 Systems - Adiabatic Condenser | Expected | Electric Demand (MW) |  | 0.0779 | 0.074034 | 0.070605 | 0.067569 | 0.064888 | 0.062526 | 0.060447 | 0.05862 | 0.057018 | 0.055614 | 0.054384 | 0.053309
Yes | PG&E | Com | ComRefrig | 2019 T-24: NRNC-MECH-Adiabatic Condensers for Refrigeration | Expected | Electric Demand (MW) |  | 0.0074349 | 0.0068581 | 0.0062078 | 0.0055032 | 0.0047719 | 0.0040459 | 0.0033564 | 0.0027286 | 0.0021784 | 0.0017122 | 0.0013284 | 0.0010197
Yes | PG&E | Com | ComRefrig | 2019-21 Fed App: Refrigerated beverage vending machines | Expected | Electric Demand (MW) |  | 0.03297 | 0.033147 | 0.033405 | 0.033426 | 0.033524 | 0.032403 | 0.016347 | 0.0053798 | 0.0052333 | 0.0051007 | 0.0049807 | 0.0048721
Yes | PG&E | Com | ComRefrig | Fed Appliance: Commercial Ice Makers | Possible | Electric Demand (MW) | 0.13957 | 0.13957 | 0.13957 | 0.13957 | 0.13957 | 0.13957 | 0.13957 | 0.13957 | 0.13957 | 0.13957 | 0.13957 | 0.13957 | 0.13957
Yes | PG&E | Com | ComRefrig | Fed Appliance: Commercial Refrigeration | Possible | Electric Demand (MW) | 0.050627 | 0.050618 | 0.050611 | 0.050607 | 0.050604 | 0.050602 | 0.050599 | 0.050597 | 0.050594 | 0.050592 | 0.050589 | 0.050587 | 0.050585
Yes | PG&E | Com | ComRefrig | Fed Appliance: Commercial Refrigeration Equipment | Possible | Electric Demand (MW) | 1.2563 | 1.2517 | 0.46292 | 0 | 0 | 0 | 0 | 0 | 0 | 0 | 0 | 0 | 0
Yes | PG&E | Com | ComRefrig | 2013 T-24: NRNC-Refrigeration-Supermarket | Possible | Electric Demand (MW) | 0.21075 | 0.20827 | 0.20525 | 0.20166 | 0.19754 | 0.19297 | 0.1887 | 0.18424 | 0.1799 | 0.17548 | 0.17111 | 0.16671 | 0.16233
Yes | PG&E | Com | ComRefrig | 2013 T-24: NRNC-Refrigeration-Warehouse | Possible | Electric Demand (MW) | 0.041185 | 0.0407 | 0.04011 | 0.039408 | 0.038602 | 0.037711 | 0.036876 | 0.036003 | 0.035156 | 0.034292 | 0.033439 | 0.032578 | 0.031723
Yes | PG&E | Com | ComRefrig | Fed Appliance: Refrigerated Beverage Vending Machines | Possible | Electric Demand (MW) | 0.00094456 | 0.00094452 | 0.00094449 | 0.00094448 | 0.00094447 | 0.00094447 | 0.00094446 | 0.00094446 | 0.00094445 | 0.00094445 | 0.00094444 | 0.00094444 | 0.00094443
Yes | PG&E | Com | ComRefrig | 2008 T-24: Refrigerated warehouses | Possible | Electric Demand (MW) | 0.021397 | 0.021359 | 0.02133 | 0.021309 | 0.021293 | 0.021282 | 0.021267 | 0.021254 | 0.021241 | 0.021228 | 0.021214 | 0.021201 | 0.021187
Yes | PG&E | Com | ComRefrig | Fed Appliance: Walk-in coolers and freezers | Possible | Electric Demand (MW) | 3.5627 | 3.5294 | 3.4961 | 1.863 | 0 | 0 | 0 | 0 | 0 | 0 | 0 | 0 | 0
Yes | PG&E | Com | ComRefrig | 2005 T-20: Walk-In Refrigerators / Freezers | Possible | Electric Demand (MW) | 0 | 0 | 0 | 0 | 0 | 0 | 0 | 0 | 0 | 0 | 0 | 0 | 0
Yes | PG&E | Com | ComRefrig | 2025 T-24: NR Refrigeration - Evaporator Specific Efficiency for Refrigerated Warehouses (Alterations) | Possible | Electric Demand (MW) | 0 | 0.00097117 | 0.0009894 | 0.00092534 | 0.00086908 | 0.00082028 | 0.0007784 | 0.0007428 | 0.00071277 | 0.00068762 | 0.00066666 | 0.00064928 | 0.00063492
Yes | PG&E | Com | ComRefrig | 2025 T-24: NR Refrigeration - Evaporator Specific Efficiency for Refrigerated Warehouses (New Construction + Additions) | Possible | Electric Demand (MW) | 0 | 0.00013277 | 0.00074065 | 0.00069269 | 0.00065058 | 0.00061404 | 0.00058269 | 0.00055605 | 0.00053357 | 0.00051474 | 0.00049905 | 0.00048604 | 0.00047529
Yes | PG&E | Com | ComRefrig | 2022 T-24: NRNC - Refrigeration System - Design and Control Requirements for Transcritical CO2 Systems - Adiabatic Condenser | Possible | Electric Demand (MW) |  | 0.0779 | 0.074034 | 0.070605 | 0.067569 | 0.064888 | 0.062526 | 0.060447 | 0.05862 | 0.057018 | 0.055614 | 0.054384 | 0.053309
Yes | PG&E | Com | ComRefrig | 2019 T-24: NRNC-MECH-Adiabatic Condensers for Refrigeration | Possible | Electric Demand (MW) |  | 0.0074349 | 0.0068581 | 0.0062078 | 0.0055032 | 0.0047719 | 0.0040459 | 0.0033564 | 0.0027286 | 0.0021784 | 0.0017122 | 0.0013284 | 0.0010197
Yes | PG&E | Com | ComRefrig | 2019-21 Fed App: Refrigerated beverage vending machines | Possible | Electric Demand (MW) |  | 0.03297 | 0.033147 | 0.033405 | 0.033426 | 0.033524 | 0.032403 | 0.016347 | 0.0053798 | 0.0052333 | 0.0051007 | 0.0049807 | 0.0048721
Yes | SCE | Com | ComRefrig | Fed Appliance: Commercial Ice Makers | On-the-books | Electric Demand (MW) | 0.13958 | 0.13958 | 0.13958 | 0.13958 | 0.13958 | 0.13958 | 0.13958 | 0.13958 | 0.13958 | 0.13958 | 0.13958 | 0.13958 | 0.13958
Yes | SCE | Com | ComRefrig | Fed Appliance: Commercial Refrigeration | On-the-books | Electric Demand (MW) | 0.050629 | 0.050619 | 0.050613 | 0.050609 | 0.050606 | 0.050604 | 0.050601 | 0.050599 | 0.050596 | 0.050594 | 0.050591 | 0.050589 | 0.050586
Yes | SCE | Com | ComRefrig | Fed Appliance: Commercial Refrigeration Equipment | On-the-books | Electric Demand (MW) | 1.2564 | 1.2517 | 0.46294 | 0 | 0 | 0 | 0 | 0 | 0 | 0 | 0 | 0 | 0
Yes | SCE | Com | ComRefrig | 2013 T-24: NRNC-Refrigeration-Supermarket | On-the-books | Electric Demand (MW) | 0.21076 | 0.20828 | 0.20526 | 0.20167 | 0.19754 | 0.19298 | 0.18871 | 0.18424 | 0.17991 | 0.17548 | 0.17112 | 0.16672 | 0.16234
Yes | SCE | Com | ComRefrig | 2013 T-24: NRNC-Refrigeration-Warehouse | On-the-books | Electric Demand (MW) | 0.041186 | 0.040702 | 0.040111 | 0.03941 | 0.038604 | 0.037712 | 0.036877 | 0.036005 | 0.035157 | 0.034293 | 0.03344 | 0.03258 | 0.031724
Yes | SCE | Com | ComRefrig | Fed Appliance: Refrigerated Beverage Vending Machines | On-the-books | Electric Demand (MW) | 0.00094459 | 0.00094455 | 0.00094453 | 0.00094452 | 0.00094451 | 0.00094451 | 0.0009445 | 0.00094449 | 0.00094449 | 0.00094448 | 0.00094448 | 0.00094447 | 0.00094447
Yes | SCE | Com | ComRefrig | 2008 T-24: Refrigerated warehouses | On-the-books | Electric Demand (MW) | 0.021398 | 0.02136 | 0.021331 | 0.02131 | 0.021294 | 0.021282 | 0.021268 | 0.021255 | 0.021241 | 0.021228 | 0.021215 | 0.021201 | 0.021188
Yes | SCE | Com | ComRefrig | Fed Appliance: Walk-in coolers and freezers | On-the-books | Electric Demand (MW) | 3.5629 | 3.5295 | 3.4962 | 1.8631 | 0 | 0 | 0 | 0 | 0 | 0 | 0 | 0 | 0
Yes | SCE | Com | ComRefrig | 2005 T-20: Walk-In Refrigerators / Freezers | On-the-books | Electric Demand (MW) | 0 | 0 | 0 | 0 | 0 | 0 | 0 | 0 | 0 | 0 | 0 | 0 | 0
Yes | SCE | Com | ComRefrig | 2025 T-24: NR Refrigeration - Evaporator Specific Efficiency for Refrigerated Warehouses (Alterations) | On-the-books | Electric Demand (MW) | 0 | 0.0009712 | 0.00098944 | 0.00092538 | 0.00086911 | 0.00082031 | 0.00077843 | 0.00074283 | 0.0007128 | 0.00068764 | 0.00066668 | 0.0006493 | 0.00063495
Yes | SCE | Com | ComRefrig | 2025 T-24: NR Refrigeration - Evaporator Specific Efficiency for Refrigerated Warehouses (New Construction + Additions) | On-the-books | Electric Demand (MW) | 0 | 0.00013278 | 0.00074067 | 0.00069272 | 0.0006506 | 0.00061407 | 0.00058272 | 0.00055607 | 0.00053359 | 0.00051476 | 0.00049907 | 0.00048606 | 0.00047531
Yes | SCE | Com | ComRefrig | 2022 T-24: NRNC - Refrigeration System - Design and Control Requirements for Transcritical CO2 Systems - Adiabatic Condenser | On-the-books | Electric Demand (MW) |  | 0.077903 | 0.074037 | 0.070607 | 0.067571 | 0.064891 | 0.062528 | 0.060449 | 0.058623 | 0.05702 | 0.055616 | 0.054386 | 0.053311
Yes | SCE | Com | ComRefrig | 2019 T-24: NRNC-MECH-Adiabatic Condensers for Refrigeration | On-the-books | Electric Demand (MW) |  | 0.0074351 | 0.0068583 | 0.006208 | 0.0055034 | 0.004772 | 0.004046 | 0.0033565 | 0.0027287 | 0.0021785 | 0.0017123 | 0.0013284 | 0.0010197
Yes | SCE | Com | ComRefrig | 2019-21 Fed App: Refrigerated beverage vending machines | On-the-books | Electric Demand (MW) |  | 0.032971 | 0.033148 | 0.033406 | 0.033427 | 0.033525 | 0.032405 | 0.016348 | 0.00538 | 0.0052335 | 0.0051009 | 0.0049809 | 0.0048723
Yes | SCE | Com | ComRefrig | Fed Appliance: Commercial Ice Makers | Expected | Electric Demand (MW) | 0.13958 | 0.13958 | 0.13958 | 0.13958 | 0.13958 | 0.13958 | 0.13958 | 0.13958 | 0.13958 | 0.13958 | 0.13958 | 0.13958 | 0.13958
Yes | SCE | Com | ComRefrig | Fed Appliance: Commercial Refrigeration | Expected | Electric Demand (MW) | 0.050629 | 0.050619 | 0.050613 | 0.050609 | 0.050606 | 0.050604 | 0.050601 | 0.050599 | 0.050596 | 0.050594 | 0.050591 | 0.050589 | 0.050586
Yes | SCE | Com | ComRefrig | Fed Appliance: Commercial Refrigeration Equipment | Expected | Electric Demand (MW) | 1.2564 | 1.2517 | 0.46294 | 0 | 0 | 0 | 0 | 0 | 0 | 0 | 0 | 0 | 0
Yes | SCE | Com | ComRefrig | 2013 T-24: NRNC-Refrigeration-Supermarket | Expected | Electric Demand (MW) | 0.21076 | 0.20828 | 0.20526 | 0.20167 | 0.19754 | 0.19298 | 0.18871 | 0.18424 | 0.17991 | 0.17548 | 0.17112 | 0.16672 | 0.16234
Yes | SCE | Com | ComRefrig | 2013 T-24: NRNC-Refrigeration-Warehouse | Expected | Electric Demand (MW) | 0.041186 | 0.040702 | 0.040111 | 0.03941 | 0.038604 | 0.037712 | 0.036877 | 0.036005 | 0.035157 | 0.034293 | 0.03344 | 0.03258 | 0.031724
Yes | SCE | Com | ComRefrig | Fed Appliance: Refrigerated Beverage Vending Machines | Expected | Electric Demand (MW) | 0.00094459 | 0.00094455 | 0.00094453 | 0.00094452 | 0.00094451 | 0.00094451 | 0.0009445 | 0.00094449 | 0.00094449 | 0.00094448 | 0.00094448 | 0.00094447 | 0.00094447
Yes | SCE | Com | ComRefrig | 2008 T-24: Refrigerated warehouses | Expected | Electric Demand (MW) | 0.021398 | 0.02136 | 0.021331 | 0.02131 | 0.021294 | 0.021282 | 0.021268 | 0.021255 | 0.021241 | 0.021228 | 0.021215 | 0.021201 | 0.021188
Yes | SCE | Com | ComRefrig | Fed Appliance: Walk-in coolers and freezers | Expected | Electric Demand (MW) | 3.5629 | 3.5295 | 3.4962 | 1.8631 | 0 | 0 | 0 | 0 | 0 | 0 | 0 | 0 | 0
Yes | SCE | Com | ComRefrig | 2005 T-20: Walk-In Refrigerators / Freezers | Expected | Electric Demand (MW) | 0 | 0 | 0 | 0 | 0 | 0 | 0 | 0 | 0 | 0 | 0 | 0 | 0
Yes | SCE | Com | ComRefrig | 2025 T-24: NR Refrigeration - Evaporator Specific Efficiency for Refrigerated Warehouses (Alterations) | Expected | Electric Demand (MW) | 0 | 0.0009712 | 0.00098944 | 0.00092538 | 0.00086911 | 0.00082031 | 0.00077843 | 0.00074283 | 0.0007128 | 0.00068764 | 0.00066668 | 0.0006493 | 0.00063495
Yes | SCE | Com | ComRefrig | 2025 T-24: NR Refrigeration - Evaporator Specific Efficiency for Refrigerated Warehouses (New Construction + Additions) | Expected | Electric Demand (MW) | 0 | 0.00013278 | 0.00074067 | 0.00069272 | 0.0006506 | 0.00061407 | 0.00058272 | 0.00055607 | 0.00053359 | 0.00051476 | 0.00049907 | 0.00048606 | 0.00047531
Yes | SCE | Com | ComRefrig | 2022 T-24: NRNC - Refrigeration System - Design and Control Requirements for Transcritical CO2 Systems - Adiabatic Condenser | Expected | Electric Demand (MW) |  | 0.077903 | 0.074037 | 0.070607 | 0.067571 | 0.064891 | 0.062528 | 0.060449 | 0.058623 | 0.05702 | 0.055616 | 0.054386 | 0.053311
Yes | SCE | Com | ComRefrig | 2019 T-24: NRNC-MECH-Adiabatic Condensers for Refrigeration | Expected | Electric Demand (MW) |  | 0.0074351 | 0.0068583 | 0.006208 | 0.0055034 | 0.004772 | 0.004046 | 0.0033565 | 0.0027287 | 0.0021785 | 0.0017123 | 0.0013284 | 0.0010197
Yes | SCE | Com | ComRefrig | 2019-21 Fed App: Refrigerated beverage vending machines | Expected | Electric Demand (MW) |  | 0.032971 | 0.033148 | 0.033406 | 0.033427 | 0.033525 | 0.032405 | 0.016348 | 0.00538 | 0.0052335 | 0.0051009 | 0.0049809 | 0.0048723
Yes | SCE | Com | ComRefrig | Fed Appliance: Commercial Ice Makers | Possible | Electric Demand (MW) | 0.13958 | 0.13958 | 0.13958 | 0.13958 | 0.13958 | 0.13958 | 0.13958 | 0.13958 | 0.13958 | 0.13958 | 0.13958 | 0.13958 | 0.13958
Yes | SCE | Com | ComRefrig | Fed Appliance: Commercial Refrigeration | Possible | Electric Demand (MW) | 0.050629 | 0.050619 | 0.050613 | 0.050609 | 0.050606 | 0.050604 | 0.050601 | 0.050599 | 0.050596 | 0.050594 | 0.050591 | 0.050589 | 0.050586
Yes | SCE | Com | ComRefrig | Fed Appliance: Commercial Refrigeration Equipment | Possible | Electric Demand (MW) | 1.2564 | 1.2517 | 0.46294 | 0 | 0 | 0 | 0 | 0 | 0 | 0 | 0 | 0 | 0
Yes | SCE | Com | ComRefrig | 2013 T-24: NRNC-Refrigeration-Supermarket | Possible | Electric Demand (MW) | 0.21076 | 0.20828 | 0.20526 | 0.20167 | 0.19754 | 0.19298 | 0.18871 | 0.18424 | 0.17991 | 0.17548 | 0.17112 | 0.16672 | 0.16234
Yes | SCE | Com | ComRefrig | 2013 T-24: NRNC-Refrigeration-Warehouse | Possible | Electric Demand (MW) | 0.041186 | 0.040702 | 0.040111 | 0.03941 | 0.038604 | 0.037712 | 0.036877 | 0.036005 | 0.035157 | 0.034293 | 0.03344 | 0.03258 | 0.031724
Yes | SCE | Com | ComRefrig | Fed Appliance: Refrigerated Beverage Vending Machines | Possible | Electric Demand (MW) | 0.00094459 | 0.00094455 | 0.00094453 | 0.00094452 | 0.00094451 | 0.00094451 | 0.0009445 | 0.00094449 | 0.00094449 | 0.00094448 | 0.00094448 | 0.00094447 | 0.00094447
Yes | SCE | Com | ComRefrig | 2008 T-24: Refrigerated warehouses | Possible | Electric Demand (MW) | 0.021398 | 0.02136 | 0.021331 | 0.02131 | 0.021294 | 0.021282 | 0.021268 | 0.021255 | 0.021241 | 0.021228 | 0.021215 | 0.021201 | 0.021188
Yes | SCE | Com | ComRefrig | Fed Appliance: Walk-in coolers and freezers | Possible | Electric Demand (MW) | 3.5629 | 3.5295 | 3.4962 | 1.8631 | 0 | 0 | 0 | 0 | 0 | 0 | 0 | 0 | 0
Yes | SCE | Com | ComRefrig | 2005 T-20: Walk-In Refrigerators / Freezers | Possible | Electric Demand (MW) | 0 | 0 | 0 | 0 | 0 | 0 | 0 | 0 | 0 | 0 | 0 | 0 | 0
Yes | SCE | Com | ComRefrig | 2025 T-24: NR Refrigeration - Evaporator Specific Efficiency for Refrigerated Warehouses (Alterations) | Possible | Electric Demand (MW) | 0 | 0.0009712 | 0.00098944 | 0.00092538 | 0.00086911 | 0.00082031 | 0.00077843 | 0.00074283 | 0.0007128 | 0.00068764 | 0.00066668 | 0.0006493 | 0.00063495
Yes | SCE | Com | ComRefrig | 2025 T-24: NR Refrigeration - Evaporator Specific Efficiency for Refrigerated Warehouses (New Construction + Additions) | Possible | Electric Demand (MW) | 0 | 0.00013278 | 0.00074067 | 0.00069272 | 0.0006506 | 0.00061407 | 0.00058272 | 0.00055607 | 0.00053359 | 0.00051476 | 0.00049907 | 0.00048606 | 0.00047531
Yes | SCE | Com | ComRefrig | 2022 T-24: NRNC - Refrigeration System - Design and Control Requirements for Transcritical CO2 Systems - Adiabatic Condenser | Possible | Electric Demand (MW) |  | 0.077903 | 0.074037 | 0.070607 | 0.067571 | 0.064891 | 0.062528 | 0.060449 | 0.058623 | 0.05702 | 0.055616 | 0.054386 | 0.053311
Yes | SCE | Com | ComRefrig | 2019 T-24: NRNC-MECH-Adiabatic Condensers for Refrigeration | Possible | Electric Demand (MW) |  | 0.0074351 | 0.0068583 | 0.006208 | 0.0055034 | 0.004772 | 0.004046 | 0.0033565 | 0.0027287 | 0.0021785 | 0.0017123 | 0.0013284 | 0.0010197
Yes | SCE | Com | ComRefrig | 2019-21 Fed App: Refrigerated beverage vending machines | Possible | Electric Demand (MW) |  | 0.032971 | 0.033148 | 0.033406 | 0.033427 | 0.033525 | 0.032405 | 0.016348 | 0.00538 | 0.0052335 | 0.0051009 | 0.0049809 | 0.0048723
Yes | SDG&E | Com | ComRefrig | Fed Appliance: Commercial Ice Makers | On-the-books | Electric Demand (MW) | 0.028802 | 0.028802 | 0.028802 | 0.028802 | 0.028802 | 0.028802 | 0.028802 | 0.028802 | 0.028802 | 0.028802 | 0.028802 | 0.028802 | 0.028802
Yes | SDG&E | Com | ComRefrig | Fed Appliance: Commercial Refrigeration | On-the-books | Electric Demand (MW) | 0.010447 | 0.010445 | 0.010444 | 0.010443 | 0.010443 | 0.010442 | 0.010442 | 0.010441 | 0.010441 | 0.01044 | 0.01044 | 0.010439 | 0.010439
Yes | SDG&E | Com | ComRefrig | Fed Appliance: Commercial Refrigeration Equipment | On-the-books | Electric Demand (MW) | 0.25925 | 0.2583 | 0.095528 | 0 | 0 | 0 | 0 | 0 | 0 | 0 | 0 | 0 | 0
Yes | SDG&E | Com | ComRefrig | 2013 T-24: NRNC-Refrigeration-Supermarket | On-the-books | Electric Demand (MW) | 0.04349 | 0.042979 | 0.042355 | 0.041615 | 0.040764 | 0.039822 | 0.038941 | 0.038019 | 0.037124 | 0.036212 | 0.035311 | 0.034402 | 0.033499
Yes | SDG&E | Com | ComRefrig | 2013 T-24: NRNC-Refrigeration-Warehouse | On-the-books | Electric Demand (MW) | 0.0084988 | 0.0083989 | 0.008277 | 0.0081323 | 0.007966 | 0.007782 | 0.0076097 | 0.0074296 | 0.0072548 | 0.0070765 | 0.0069004 | 0.0067229 | 0.0065463
Yes | SDG&E | Com | ComRefrig | Fed Appliance: Refrigerated Beverage Vending Machines | On-the-books | Electric Demand (MW) | 0.00019492 | 0.00019491 | 0.00019491 | 0.0001949 | 0.0001949 | 0.0001949 | 0.0001949 | 0.0001949 | 0.0001949 | 0.0001949 | 0.0001949 | 0.00019489 | 0.00019489
Yes | SDG&E | Com | ComRefrig | 2008 T-24: Refrigerated warehouses | On-the-books | Electric Demand (MW) | 0.0044156 | 0.0044077 | 0.0044018 | 0.0043974 | 0.0043941 | 0.0043917 | 0.0043887 | 0.0043861 | 0.0043832 | 0.0043805 | 0.0043777 | 0.004375 | 0.0043722
Yes | SDG&E | Com | ComRefrig | Fed Appliance: Walk-in coolers and freezers | On-the-books | Electric Demand (MW) | 0.7352 | 0.72833 | 0.72145 | 0.38446 | 0 | 0 | 0 | 0 | 0 | 0 | 0 | 0 | 0
Yes | SDG&E | Com | ComRefrig | 2005 T-20: Walk-In Refrigerators / Freezers | On-the-books | Electric Demand (MW) | 0 | 0 | 0 | 0 | 0 | 0 | 0 | 0 | 0 | 0 | 0 | 0 | 0
Yes | SDG&E | Com | ComRefrig | 2025 T-24: NR Refrigeration - Evaporator Specific Efficiency for Refrigerated Warehouses (Alterations) | On-the-books | Electric Demand (MW) | 0 | 0.00020041 | 0.00020417 | 0.00019095 | 0.00017934 | 0.00016927 | 0.00016063 | 0.00015328 | 0.00014709 | 0.0001419 | 0.00013757 | 0.00013399 | 0.00013102
Yes | SDG&E | Com | ComRefrig | 2025 T-24: NR Refrigeration - Evaporator Specific Efficiency for Refrigerated Warehouses (New Construction + Additions) | On-the-books | Electric Demand (MW) | 0 | 2.7399e-05 | 0.00015284 | 0.00014294 | 0.00013425 | 0.00012671 | 0.00012025 | 0.00011475 | 0.00011011 | 0.00010622 | 0.00010298 | 0.0001003 | 9.8081e-05
Yes | SDG&E | Com | ComRefrig | 2022 T-24: NRNC - Refrigeration System - Design and Control Requirements for Transcritical CO2 Systems - Adiabatic Condenser | On-the-books | Electric Demand (MW) |  | 0.016075 | 0.015278 | 0.01457 | 0.013944 | 0.01339 | 0.012903 | 0.012474 | 0.012097 | 0.011766 | 0.011476 | 0.011223 | 0.011001
Yes | SDG&E | Com | ComRefrig | 2019 T-24: NRNC-MECH-Adiabatic Condensers for Refrigeration | On-the-books | Electric Demand (MW) |  | 0.0015343 | 0.0014152 | 0.001281 | 0.0011356 | 0.00098472 | 0.00083491 | 0.00069263 | 0.00056307 | 0.00044953 | 0.00035333 | 0.00027412 | 0.00021043
Yes | SDG&E | Com | ComRefrig | 2019-21 Fed App: Refrigerated beverage vending machines | On-the-books | Electric Demand (MW) |  | 0.0068036 | 0.0068402 | 0.0068935 | 0.0068978 | 0.006918 | 0.0066868 | 0.0033734 | 0.0011102 | 0.0010799 | 0.0010526 | 0.0010278 | 0.0010054
Yes | SDG&E | Com | ComRefrig | Fed Appliance: Commercial Ice Makers | Expected | Electric Demand (MW) | 0.028802 | 0.028802 | 0.028802 | 0.028802 | 0.028802 | 0.028802 | 0.028802 | 0.028802 | 0.028802 | 0.028802 | 0.028802 | 0.028802 | 0.028802
Yes | SDG&E | Com | ComRefrig | Fed Appliance: Commercial Refrigeration | Expected | Electric Demand (MW) | 0.010447 | 0.010445 | 0.010444 | 0.010443 | 0.010443 | 0.010442 | 0.010442 | 0.010441 | 0.010441 | 0.01044 | 0.01044 | 0.010439 | 0.010439
Yes | SDG&E | Com | ComRefrig | Fed Appliance: Commercial Refrigeration Equipment | Expected | Electric Demand (MW) | 0.25925 | 0.2583 | 0.095528 | 0 | 0 | 0 | 0 | 0 | 0 | 0 | 0 | 0 | 0
Yes | SDG&E | Com | ComRefrig | 2013 T-24: NRNC-Refrigeration-Supermarket | Expected | Electric Demand (MW) | 0.04349 | 0.042979 | 0.042355 | 0.041615 | 0.040764 | 0.039822 | 0.038941 | 0.038019 | 0.037124 | 0.036212 | 0.035311 | 0.034402 | 0.033499
Yes | SDG&E | Com | ComRefrig | 2013 T-24: NRNC-Refrigeration-Warehouse | Expected | Electric Demand (MW) | 0.0084988 | 0.0083989 | 0.008277 | 0.0081323 | 0.007966 | 0.007782 | 0.0076097 | 0.0074296 | 0.0072548 | 0.0070765 | 0.0069004 | 0.0067229 | 0.0065463
Yes | SDG&E | Com | ComRefrig | Fed Appliance: Refrigerated Beverage Vending Machines | Expected | Electric Demand (MW) | 0.00019492 | 0.00019491 | 0.00019491 | 0.0001949 | 0.0001949 | 0.0001949 | 0.0001949 | 0.0001949 | 0.0001949 | 0.0001949 | 0.0001949 | 0.00019489 | 0.00019489
Yes | SDG&E | Com | ComRefrig | 2008 T-24: Refrigerated warehouses | Expected | Electric Demand (MW) | 0.0044156 | 0.0044077 | 0.0044018 | 0.0043974 | 0.0043941 | 0.0043917 | 0.0043887 | 0.0043861 | 0.0043832 | 0.0043805 | 0.0043777 | 0.004375 | 0.0043722
Yes | SDG&E | Com | ComRefrig | Fed Appliance: Walk-in coolers and freezers | Expected | Electric Demand (MW) | 0.7352 | 0.72833 | 0.72145 | 0.38446 | 0 | 0 | 0 | 0 | 0 | 0 | 0 | 0 | 0
Yes | SDG&E | Com | ComRefrig | 2005 T-20: Walk-In Refrigerators / Freezers | Expected | Electric Demand (MW) | 0 | 0 | 0 | 0 | 0 | 0 | 0 | 0 | 0 | 0 | 0 | 0 | 0
Yes | SDG&E | Com | ComRefrig | 2025 T-24: NR Refrigeration - Evaporator Specific Efficiency for Refrigerated Warehouses (Alterations) | Expected | Electric Demand (MW) | 0 | 0.00020041 | 0.00020417 | 0.00019095 | 0.00017934 | 0.00016927 | 0.00016063 | 0.00015328 | 0.00014709 | 0.0001419 | 0.00013757 | 0.00013399 | 0.00013102
Yes | SDG&E | Com | ComRefrig | 2025 T-24: NR Refrigeration - Evaporator Specific Efficiency for Refrigerated Warehouses (New Construction + Additions) | Expected | Electric Demand (MW) | 0 | 2.7399e-05 | 0.00015284 | 0.00014294 | 0.00013425 | 0.00012671 | 0.00012025 | 0.00011475 | 0.00011011 | 0.00010622 | 0.00010298 | 0.0001003 | 9.8081e-05
Yes | SDG&E | Com | ComRefrig | 2022 T-24: NRNC - Refrigeration System - Design and Control Requirements for Transcritical CO2 Systems - Adiabatic Condenser | Expected | Electric Demand (MW) |  | 0.016075 | 0.015278 | 0.01457 | 0.013944 | 0.01339 | 0.012903 | 0.012474 | 0.012097 | 0.011766 | 0.011476 | 0.011223 | 0.011001
Yes | SDG&E | Com | ComRefrig | 2019 T-24: NRNC-MECH-Adiabatic Condensers for Refrigeration | Expected | Electric Demand (MW) |  | 0.0015343 | 0.0014152 | 0.001281 | 0.0011356 | 0.00098472 | 0.00083491 | 0.00069263 | 0.00056307 | 0.00044953 | 0.00035333 | 0.00027412 | 0.00021043
Yes | SDG&E | Com | ComRefrig | 2019-21 Fed App: Refrigerated beverage vending machines | Expected | Electric Demand (MW) |  | 0.0068036 | 0.0068402 | 0.0068935 | 0.0068978 | 0.006918 | 0.0066868 | 0.0033734 | 0.0011102 | 0.0010799 | 0.0010526 | 0.0010278 | 0.0010054
Yes | SDG&E | Com | ComRefrig | Fed Appliance: Commercial Ice Makers | Possible | Electric Demand (MW) | 0.028802 | 0.028802 | 0.028802 | 0.028802 | 0.028802 | 0.028802 | 0.028802 | 0.028802 | 0.028802 | 0.028802 | 0.028802 | 0.028802 | 0.028802
Yes | SDG&E | Com | ComRefrig | Fed Appliance: Commercial Refrigeration | Possible | Electric Demand (MW) | 0.010447 | 0.010445 | 0.010444 | 0.010443 | 0.010443 | 0.010442 | 0.010442 | 0.010441 | 0.010441 | 0.01044 | 0.01044 | 0.010439 | 0.010439
Yes | SDG&E | Com | ComRefrig | Fed Appliance: Commercial Refrigeration Equipment | Possible | Electric Demand (MW) | 0.25925 | 0.2583 | 0.095528 | 0 | 0 | 0 | 0 | 0 | 0 | 0 | 0 | 0 | 0
Yes | SDG&E | Com | ComRefrig | 2013 T-24: NRNC-Refrigeration-Supermarket | Possible | Electric Demand (MW) | 0.04349 | 0.042979 | 0.042355 | 0.041615 | 0.040764 | 0.039822 | 0.038941 | 0.038019 | 0.037124 | 0.036212 | 0.035311 | 0.034402 | 0.033499
Yes | SDG&E | Com | ComRefrig | 2013 T-24: NRNC-Refrigeration-Warehouse | Possible | Electric Demand (MW) | 0.0084988 | 0.0083989 | 0.008277 | 0.0081323 | 0.007966 | 0.007782 | 0.0076097 | 0.0074296 | 0.0072548 | 0.0070765 | 0.0069004 | 0.0067229 | 0.0065463
Yes | SDG&E | Com | ComRefrig | Fed Appliance: Refrigerated Beverage Vending Machines | Possible | Electric Demand (MW) | 0.00019492 | 0.00019491 | 0.00019491 | 0.0001949 | 0.0001949 | 0.0001949 | 0.0001949 | 0.0001949 | 0.0001949 | 0.0001949 | 0.0001949 | 0.00019489 | 0.00019489
Yes | SDG&E | Com | ComRefrig | 2008 T-24: Refrigerated warehouses | Possible | Electric Demand (MW) | 0.0044156 | 0.0044077 | 0.0044018 | 0.0043974 | 0.0043941 | 0.0043917 | 0.0043887 | 0.0043861 | 0.0043832 | 0.0043805 | 0.0043777 | 0.004375 | 0.0043722
Yes | SDG&E | Com | ComRefrig | Fed Appliance: Walk-in coolers and freezers | Possible | Electric Demand (MW) | 0.7352 | 0.72833 | 0.72145 | 0.38446 | 0 | 0 | 0 | 0 | 0 | 0 | 0 | 0 | 0
Yes | SDG&E | Com | ComRefrig | 2005 T-20: Walk-In Refrigerators / Freezers | Possible | Electric Demand (MW) | 0 | 0 | 0 | 0 | 0 | 0 | 0 | 0 | 0 | 0 | 0 | 0 | 0
Yes | SDG&E | Com | ComRefrig | 2025 T-24: NR Refrigeration - Evaporator Specific Efficiency for Refrigerated Warehouses (Alterations) | Possible | Electric Demand (MW) | 0 | 0.00020041 | 0.00020417 | 0.00019095 | 0.00017934 | 0.00016927 | 0.00016063 | 0.00015328 | 0.00014709 | 0.0001419 | 0.00013757 | 0.00013399 | 0.00013102
Yes | SDG&E | Com | ComRefrig | 2025 T-24: NR Refrigeration - Evaporator Specific Efficiency for Refrigerated Warehouses (New Construction + Additions) | Possible | Electric Demand (MW) | 0 | 2.7399e-05 | 0.00015284 | 0.00014294 | 0.00013425 | 0.00012671 | 0.00012025 | 0.00011475 | 0.00011011 | 0.00010622 | 0.00010298 | 0.0001003 | 9.8081e-05
Yes | SDG&E | Com | ComRefrig | 2022 T-24: NRNC - Refrigeration System - Design and Control Requirements for Transcritical CO2 Systems - Adiabatic Condenser | Possible | Electric Demand (MW) |  | 0.016075 | 0.015278 | 0.01457 | 0.013944 | 0.01339 | 0.012903 | 0.012474 | 0.012097 | 0.011766 | 0.011476 | 0.011223 | 0.011001
Yes | SDG&E | Com | ComRefrig | 2019 T-24: NRNC-MECH-Adiabatic Condensers for Refrigeration | Possible | Electric Demand (MW) |  | 0.0015343 | 0.0014152 | 0.001281 | 0.0011356 | 0.00098472 | 0.00083491 | 0.00069263 | 0.00056307 | 0.00044953 | 0.00035333 | 0.00027412 | 0.00021043
Yes | SDG&E | Com | ComRefrig | 2019-21 Fed App: Refrigerated beverage vending machines | Possible | Electric Demand (MW) |  | 0.0068036 | 0.0068402 | 0.0068935 | 0.0068978 | 0.006918 | 0.0066868 | 0.0033734 | 0.0011102 | 0.0010799 | 0.0010526 | 0.0010278 | 0.0010054
Yes | PG&E | Com | FoodServ | 2005 T-20: Hot Food Holding Cabinets | On-the-books | Electric Demand (MW) | 0.0076392 | 0.0076338 | 0.0076305 | 0.0076285 | 0.0076272 | 0.0076265 | 0.0076254 | 0.0076245 | 0.0076235 | 0.0076226 | 0.0076216 | 0.0076207 | 0.0076197
Yes | PG&E | Com | FoodServ | 2005 T-20: Hot Food Holding Cabinets | Expected | Electric Demand (MW) | 0.0076392 | 0.0076338 | 0.0076305 | 0.0076285 | 0.0076272 | 0.0076265 | 0.0076254 | 0.0076245 | 0.0076235 | 0.0076226 | 0.0076216 | 0.0076207 | 0.0076197
Yes | PG&E | Com | FoodServ | 2005 T-20: Hot Food Holding Cabinets | Possible | Electric Demand (MW) | 0.0076392 | 0.0076338 | 0.0076305 | 0.0076285 | 0.0076272 | 0.0076265 | 0.0076254 | 0.0076245 | 0.0076235 | 0.0076226 | 0.0076216 | 0.0076207 | 0.0076197
Yes | SCE | Com | FoodServ | 2005 T-20: Hot Food Holding Cabinets | On-the-books | Electric Demand (MW) | 0.0076392 | 0.0076338 | 0.0076305 | 0.0076285 | 0.0076272 | 0.0076265 | 0.0076254 | 0.0076245 | 0.0076235 | 0.0076226 | 0.0076216 | 0.0076207 | 0.0076197
Yes | SCE | Com | FoodServ | 2005 T-20: Hot Food Holding Cabinets | Expected | Electric Demand (MW) | 0.0076392 | 0.0076338 | 0.0076305 | 0.0076285 | 0.0076272 | 0.0076265 | 0.0076254 | 0.0076245 | 0.0076235 | 0.0076226 | 0.0076216 | 0.0076207 | 0.0076197
Yes | SCE | Com | FoodServ | 2005 T-20: Hot Food Holding Cabinets | Possible | Electric Demand (MW) | 0.0076392 | 0.0076338 | 0.0076305 | 0.0076285 | 0.0076272 | 0.0076265 | 0.0076254 | 0.0076245 | 0.0076235 | 0.0076226 | 0.0076216 | 0.0076207 | 0.0076197
Yes | SDG&E | Com | FoodServ | 2005 T-20: Hot Food Holding Cabinets | On-the-books | Electric Demand (MW) | 0.0015645 | 0.0015634 | 0.0015627 | 0.0015623 | 0.001562 | 0.0015619 | 0.0015617 | 0.0015615 | 0.0015613 | 0.0015611 | 0.0015609 | 0.0015607 | 0.0015605
Yes | SDG&E | Com | FoodServ | 2005 T-20: Hot Food Holding Cabinets | Expected | Electric Demand (MW) | 0.0015645 | 0.0015634 | 0.0015627 | 0.0015623 | 0.001562 | 0.0015619 | 0.0015617 | 0.0015615 | 0.0015613 | 0.0015611 | 0.0015609 | 0.0015607 | 0.0015605
Yes | SDG&E | Com | FoodServ | 2005 T-20: Hot Food Holding Cabinets | Possible | Electric Demand (MW) | 0.0015645 | 0.0015634 | 0.0015627 | 0.0015623 | 0.001562 | 0.0015619 | 0.0015617 | 0.0015615 | 0.0015613 | 0.0015611 | 0.0015609 | 0.0015607 | 0.0015605
Yes | PG&E | Com | Lighting | T-20: Dimming Ballasts | On-the-books | Electric Demand (MW) | 0.58179 | 0.58332 | 0.58485 | 0.58638 | 0 | 0 | 0 | 0 | 0 | 0 | 0 | 0 | 0
Yes | PG&E | Com | Lighting | 2008 T-20: General Purpose Lighting -- 60 and 40 watt | On-the-books | Electric Demand (MW) | 0 | 0 | 0 | 0 | 0 | 0 | 0 | 0 | 0 | 0 | 0 | 0 | 0
Yes | PG&E | Com | Lighting | Fed Appliance: General Service Fluorescent Lamps #1 | On-the-books | Electric Demand (MW) | 0.27705 | 0.2764 | 0.27593 | 0.2756 | 0.27537 | 0.2752 | 0.27499 | 0.27481 | 0.27461 | 0.27442 | 0.27422 | 0.27403 | 0.27383
Yes | PG&E | Com | Lighting | Fed Appliance: GSFLs | On-the-books | Electric Demand (MW) | 5.1116 | 5.1242 | 5.1368 | 5.1494 | 0 | 0 | 0 | 0 | 0 | 0 | 0 | 0 | 0
Yes | PG&E | Com | Lighting | 2006 T-20: General Service Incandescent Lamps, Tier 2 #3 | On-the-books | Electric Demand (MW) | 7.6564e-05 | 7.653e-05 | 7.6502e-05 | 7.6479e-05 | 7.6461e-05 | 7.6446e-05 | 7.6429e-05 | 7.6413e-05 | 7.6396e-05 | 7.638e-05 | 7.6363e-05 | 7.6347e-05 | 7.6331e-05
Yes | PG&E | Com | Lighting | T-20: GSLs - Original Scope - Tier 2 | On-the-books | Electric Demand (MW) | 0.49711 | 0.47539 | 0.45368 | 0.43197 | 0.41025 | 0.38854 | 0.36683 | 0.34512 | 0.3234 | 0.041613 | 0.038618 | 0.035623 | 0.032628
Yes | PG&E | Com | Lighting | T-20: LED Lamps - Tier 1 | On-the-books | Electric Demand (MW) | 0.12076 | 0.11304 | 0.10532 | 0.097596 | 0.089874 | 0.082152 | 0.07443 | 0.066707 | 0.058985 | 0.051263 | 0.0063264 | 0.0052044 | 0.0040823
Yes | PG&E | Com | Lighting | Fed Appliance: Incandescent Reflector Lamps | On-the-books | Electric Demand (MW) | 0.00098222 | 0.00095814 | 0.00093865 | 0.00092319 | 0.00091112 | 0.00090181 | 0.00089067 | 0.00088075 | 0.00087001 | 0.00085982 | 0.00084927 | 0.00083895 | 0.00082848
Yes | PG&E | Com | Lighting | Fed Appliance: Metal Halide Lamp Fixtures | On-the-books | Electric Demand (MW) | 0.050981 | 0.049121 | 0.04726 | 0.0454 | 0.04354 | 0.04168 | 0.03982 | 0.03796 | 0.0361 | 0.03424 | 0.03238 | 0.030519 | 0.028659
Yes | PG&E | Com | Lighting | 2005 T-20: Modular Furniture Task Lighting Fixtures | On-the-books | Electric Demand (MW) | 0.002778 | 0.00277 | 0.0027643 | 0.0027602 | 0.0027572 | 0.0027551 | 0.0027524 | 0.00275 | 0.0027475 | 0.0027451 | 0.0027425 | 0.0027401 | 0.0027376
Yes | PG&E | Com | Lighting | 2016 T-24: Nonresidential Lighting Alterations (Units = sq ft) | On-the-books | Electric Demand (MW) | 2.2555 | 2.2271 | 2.197 | 2.1663 | 2.136 | 2.1053 | 2.074 | 0 | 0 | 0 | 0 | 0 | 0
Yes | PG&E | Com | Lighting | 2013 T-24: NRA-Lighting-Alterations-Existing Measures | On-the-books | Electric Demand (MW) | 2.805 | 2.7694 | 2.7413 | 2.7195 | 1.3401 | 0 | 0 | 0 | 0 | 0 | 0 | 0 | 0
Yes | PG&E | Com | Lighting | 2013 T-24: NRA-Lighting-Alterations-New Measures | On-the-books | Electric Demand (MW) | 3.9948 | 3.9466 | 3.9058 | 3.8713 | 1.9053 | 0 | 0 | 0 | 0 | 0 | 0 | 0 | 0
Yes | PG&E | Com | Lighting | 2016 T-24: NRA-Lighting-ASHRAE Elevator Lighting & Ventilation | On-the-books | Electric Demand (MW) | 0.0039405 | 0.0039062 | 0.0038829 | 0.003867 | 0.0038563 | 0.003849 | 0.0038394 | 0 | 0 | 0 | 0 | 0 | 0
Yes | PG&E | Com | Lighting | 2013 T-24: NRA-Lighting-Hotel Corridors | On-the-books | Electric Demand (MW) | 0.02988 | 0.02954 | 0.029249 | 0.029002 | 0.014278 | 0 | 0 | 0 | 0 | 0 | 0 | 0 | 0
Yes | PG&E | Com | Lighting | 2013 T-24: NRA-Lighting-MF Building Corridors | On-the-books | Electric Demand (MW) | 0.094487 | 0.09361 | 0.092814 | 0.092096 | 0.045351 | 0 | 0 | 0 | 0 | 0 | 0 | 0 | 0
Yes | PG&E | Com | Lighting | 2013 T-24: NRA-Lighting-Warehouses and Libraries | On-the-books | Electric Demand (MW) | 0.83313 | 0.82228 | 0.81344 | 0.80628 | 0.39696 | 0 | 0 | 0 | 0 | 0 | 0 | 0 | 0
Yes | PG&E | Com | Lighting | 2013 T-24: NRNC-Lighting-DR Lighting Controls | On-the-books | Electric Demand (MW) | 0.26349 | 0.26225 | 0.26146 | 0.26098 | 0.26068 | 0.2605 | 0.26024 | 0.26003 | 0.25978 | 0.25956 | 0.25933 | 0.2591 | 0.25887
Yes | PG&E | Com | Lighting | 2013 T-24: NRNC-Lighting-Hotel Corridors | On-the-books | Electric Demand (MW) | 0.015475 | 0.015172 | 0.014897 | 0.014653 | 0.014437 | 0.014249 | 0.014043 | 0.013849 | 0.013647 | 0.01345 | 0.01325 | 0.013052 | 0.012852
Yes | PG&E | Com | Lighting | 2013 T-24: NRNC-Lighting-MF Building Corridors | On-the-books | Electric Demand (MW) | 0.11177 | 0.1104 | 0.10908 | 0.10784 | 0.10668 | 0.10561 | 0.10448 | 0.10339 | 0.10228 | 0.10118 | 0.10007 | 0.098963 | 0.097855
Yes | PG&E | Com | Lighting | 2013 T-24: NRNC-Lighting-Office Plug Load Control | On-the-books | Electric Demand (MW) | 0.4202 | 0.41128 | 0.40322 | 0.39607 | 0.38982 | 0.38444 | 0.37848 | 0.37291 | 0.36708 | 0.36142 | 0.35564 | 0.34995 | 0.3442
Yes | PG&E | Com | Lighting | 2013 T-24: NRNC-Lighting-Outdoor Lighting & Controls | On-the-books | Electric Demand (MW) | 0.14419 | 0.14304 | 0.14216 | 0.14148 | 0.14097 | 0.14059 | 0.14012 | 0.1397 | 0.13925 | 0.13882 | 0.13838 | 0.13795 | 0.13751
Yes | PG&E | Com | Lighting | 2013 T-24: NRNC-Lighting-Parking Garage | On-the-books | Electric Demand (MW) | 0.11942 | 0.11858 | 0.11799 | 0.11758 | 0.1173 | 0.11711 | 0.11686 | 0.11664 | 0.1164 | 0.11618 | 0.11595 | 0.11572 | 0.11549
Yes | PG&E | Com | Lighting | 2013 T-24: NRNC-Lighting-Warehouses and Libraries | On-the-books | Electric Demand (MW) | 0.21628 | 0.21004 | 0.20472 | 0.20024 | 0.19651 | 0.19343 | 0.18992 | 0.1867 | 0.18329 | 0.18 | 0.17663 | 0.17331 | 0.16996
Yes | PG&E | Com | Lighting | 2008 T-24: Sidelighting | On-the-books | Electric Demand (MW) | 0.2989 | 0.29741 | 0.29615 | 0.29511 | 0.29425 | 0.29353 | 0.29271 | 0.29197 | 0.29117 | 0.29041 | 0.28963 | 0.28886 | 0.28808
Yes | PG&E | Com | Lighting | 2008 T-24: Skylighting | On-the-books | Electric Demand (MW) | 0.10602 | 0.10581 | 0.10566 | 0.10555 | 0.10547 | 0.10541 | 0.10534 | 0.10527 | 0.1052 | 0.10514 | 0.10507 | 0.105 | 0.10493
Yes | PG&E | Com | Lighting | T-20: Small Diameter Directional Lamps | On-the-books | Electric Demand (MW) | 3.0725 | 2.9542 | 0 | 0 | 0 | 0 | 0 | 0 | 0 | 0 | 0 | 0 | 0
Yes | PG&E | Com | Lighting | 2008 T-24: Tailored Indoor lighting | On-the-books | Electric Demand (MW) | 0.17685 | 0.17648 | 0.1762 | 0.17599 | 0.17583 | 0.17571 | 0.17557 | 0.17544 | 0.1753 | 0.17517 | 0.17503 | 0.1749 | 0.17476
Yes | PG&E | Com | Lighting | 2019-21 Fed App: Ceiling fan light kits | On-the-books | Electric Demand (MW) | 0.00055043 | 0.00052138 | 0.00049426 | 0.00046879 | 0.00044787 | 0.00042976 | 0.00040934 | 0.00039086 | 0.0003264 | 4.3536e-05 | 4.1876e-05 | 4.0374e-05 | 3.9015e-05
Yes | PG&E | Com | Lighting | 2025 T-24: Daylighting - Revise Automatic Daylighting Controls Exceptions (Alterations) | On-the-books | Electric Demand (MW) |  | 0.0049883 | 0.0052962 | 0.0051408 | 0.0049855 | 0.0048304 | 0.0046759 | 0.0045222 | 0.0043697 | 0.0042185 | 0.0040689 | 0.0039213 | 0.0037757
Yes | PG&E | Com | Lighting | 2025 T-24: Daylighting - Revise Automatic Daylighting Controls Exceptions (New Construction + Additions) | On-the-books | Electric Demand (MW) | 0 | 0.00022826 | 0.001327 | 0.001288 | 0.0012491 | 0.0012103 | 0.0011715 | 0.001133 | 0.0010948 | 0.0010569 | 0.0010195 | 0.00098247 | 0.000946
Yes | PG&E | Com | Lighting | 2019 T-20: General Service Lamps - Expanded Scope | On-the-books | Electric Demand (MW) |  | 0.10569 | 0.11197 | 0.10226 | 0.01277 | 0.015852 | 0.015768 | 0.015727 | 0.015707 | 0.015698 | 0.015693 | 0.015691 | 0.01569
Yes | PG&E | Com | Lighting | 2016 T-20: LED Quality - Tier 2 | On-the-books | Electric Demand (MW) | 0.0020455 | 0.0020016 | 0.0019541 | 0.0019066 | 0.0018282 | 0.0017557 | 0.0016899 | 0.001631 | 0.0015793 | 0.0015343 | 0.0014956 | 0.0014627 | 0.00053576
Yes | PG&E | Com | Lighting | 2022 T-24: NRA - Controlled Environment Horticulture - Lighting Efficacy | On-the-books | Electric Demand (MW) | 0.33665 | 0.31533 | 0.29603 | 0.27873 | 0.26336 | 0.24982 | 0.23796 | 0.22765 | 0.018577 | 0 | 0 | 0 | 0
Yes | PG&E | Com | Lighting | 2022 T-24: NRA - Daylighting - Automatic Daylight Dimming to 10% | On-the-books | Electric Demand (MW) | 0.07648 | 0.074202 | 0.071358 | 0.067886 | 0.063764 | 0.059027 | 0.004568 | 0 | 0 | 0 | 0 | 0 | 0
Yes | PG&E | Com | Lighting | 2022 T-24: NRA - Grid Integration - Demand Responsive Lighting Systems | On-the-books | Electric Demand (MW) | 0.058973 | 0.052714 | 0.0489 | 0.046579 | 0.04517 | 0.02592 | 0 | 0 | 0 | 0 | 0 | 0 | 0
Yes | PG&E | Com | Lighting | 2022 T-24: NRA - Indoor Lighting - Lighting Power Densities | On-the-books | Electric Demand (MW) | 0.83421 | 0.82691 | 0.81783 | 0.80699 | 0.79465 | 0.78135 | 0.76783 | 0.75488 | 0.74315 | 0.73306 | 0.72477 | 0.7182 | 0.71314
Yes | PG&E | Com | Lighting | 2022 T-24: NRA - Indoor Lighting - Multi-zone Occupancy Sensing in Large Offices | On-the-books | Electric Demand (MW) | 0.79873 | 0.76913 | 0.73834 | 0.70737 | 0.67724 | 0.64888 | 0.052912 | 0 | 0 | 0 | 0 | 0 | 0
Yes | PG&E | Com | Lighting | 2022 T-24: NRA - Outdoor Lighting - Lighting Power Allowances for General Hardscapes | On-the-books | Electric Demand (MW) | 0.25858 | 0.25858 | 0.25858 | 0.25858 | 0.25858 | 0.25858 | 0.25858 | 0.25858 | 0.25858 | 0.25858 | 0.25858 | 0.25858 | 0.25858
Yes | PG&E | Com | Lighting | 2022 T-24: NRA - Outdoor Lighting - Lighting Zone Reclassification | On-the-books | Electric Demand (MW) | 0.037412 | 0.037412 | 0.037412 | 0.037412 | 0.037412 | 0.037412 | 0.037412 | 0.037412 | 0.037412 | 0.037412 | 0.037412 | 0.037412 | 0.037412
Yes | PG&E | Com | Lighting | 2019 T-24: NRA-Indoor Lighting-Alterations (Control) | On-the-books | Electric Demand (MW) | 0.0051522 | 0.0048313 | 0.0044565 | 0.0040339 | 0.003576 | 0.0031008 | 0.0026291 | 0.002181 | 0.0017731 | 0.0014155 | 9.4496e-05 | 0 | 0
Yes | PG&E | Com | Lighting | 2019 T-24: NRA-Indoor Lighting-Alterations (LPD) | On-the-books | Electric Demand (MW) | 0.1825 | 0.1344 | 0.09657 | 0.068081 | 0.047326 | 0.032567 | 0.022252 | 0.015128 | 0.01025 | 0.0069291 | 0.00039719 | 0 | 0
Yes | PG&E | Com | Lighting | 2019 T-24: NRA-Indoor Lighting-New Controls | On-the-books | Electric Demand (MW) | 0.068672 | 0.064394 | 0.059398 | 0.053766 | 0.047663 | 0.04133 | 0.035042 | 0.02907 | 0.023632 | 0.018867 | 0.0012595 | 1.7374e-17 | 1.7374e-17
Yes | PG&E | Com | Lighting | 2019 T-24: NRA-Indoor Lighting-New LPD | On-the-books | Electric Demand (MW) | 1.8106 | 1.3334 | 0.95808 | 0.67544 | 0.46953 | 0.3231 | 0.22076 | 0.15009 | 0.1017 | 0.068744 | 0.0039405 | 0 | 0
Yes | PG&E | Com | Lighting | 2019 T-24: NRA-Outdoor Lighting-Controls | On-the-books | Electric Demand (MW) | 0.061336 | 0.057515 | 0.053053 | 0.048023 | 0.042572 | 0.036915 | 0.031299 | 0.025965 | 0.021108 | 0.016852 | 0.0011249 | 0 | 0
Yes | PG&E | Com | Lighting | 2019 T-24: NRA-Outdoor Lighting-LPA (General Hardscape) | On-the-books | Electric Demand (MW) | 0.027288 | 0.020096 | 0.014439 | 0.01018 | 0.0070763 | 0.0048695 | 0.0033271 | 0.002262 | 0.0015327 | 0.0010361 | 5.9388e-05 | 0 | 0
Yes | PG&E | Com | Lighting | 2019 T-24: NRA-Outdoor Lighting-LPA (Specific Applications) | On-the-books | Electric Demand (MW) | 0.037112 | 0.027331 | 0.019637 | 0.013844 | 0.0096238 | 0.0066226 | 0.0045249 | 0.0030764 | 0.0020844 | 0.001409 | 8.0768e-05 | 0 | 0
Yes | PG&E | Com | Lighting | 2022 T-24: NRNC - Controlled Environment Horticulture - Lighting Efficacy | On-the-books | Electric Demand (MW) | 0.81127 | 0.7599 | 0.71339 | 0.6717 | 0.63466 | 0.60202 | 0.57345 | 0.5486 | 0.5271 | 0.50858 | 0.49269 | 0.47911 | 0.46753
Yes | PG&E | Com | Lighting | 2022 T-24: NRNC - Daylighting - Automatic Daylight Dimming to 10% | On-the-books | Electric Demand (MW) | 0.017904 | 0.017371 | 0.016705 | 0.015892 | 0.014927 | 0.013818 | 0.012591 | 0.011287 | 0.009963 | 0.0086757 | 0.0074777 | 0.006407 | 0.0054841
Yes | PG&E | Com | Lighting | 2022 T-24: NRNC - Grid Integration - Demand Responsive Lighting Systems | On-the-books | Electric Demand (MW) |  | 0.001986 | 0.0018423 | 0.0017549 | 0.0017018 | 0.0016695 | 0.00165 | 0.0016381 | 0.0016309 | 0.0016265 | 0.0016239 | 0.0016223 | 0.0016213
Yes | PG&E | Com | Lighting | 2022 T-24: NRNC - Indoor Lighting - Lighting Power Densities | On-the-books | Electric Demand (MW) |  | 0.22631 | 0.22382 | 0.22085 | 0.21748 | 0.21384 | 0.21014 | 0.20659 | 0.20338 | 0.20062 | 0.19835 | 0.19656 | 0.19517
Yes | PG&E | Com | Lighting | 2022 T-24: NRNC - Indoor Lighting - Multi-zone Occupancy Sensing in Large Offices | On-the-books | Electric Demand (MW) |  | 0.4953 | 0.47547 | 0.45552 | 0.43612 | 0.41786 | 0.40119 | 0.3864 | 0.37361 | 0.36278 | 0.35378 | 0.34641 | 0.34045
Yes | PG&E | Com | Lighting | 2022 T-24: NRNC - Outdoor Lighting - Nonresidential Lighting Power Allowances for General Hardscapes | On-the-books | Electric Demand (MW) |  | 0.083626 | 0.083626 | 0.083626 | 0.083626 | 0.083626 | 0.083626 | 0.083626 | 0.083626 | 0.083626 | 0.083626 | 0.083626 | 0.083626
Yes | PG&E | Com | Lighting | 2022 T-24: NRNC - Outdoor Lighting - Nonresidential Lighting Zone Reclassification | On-the-books | Electric Demand (MW) |  | 0.012104 | 0.012104 | 0.012104 | 0.012104 | 0.012104 | 0.012104 | 0.012104 | 0.012104 | 0.012104 | 0.012104 | 0.012104 | 0.012104
Yes | PG&E | Com | Lighting | 2019 T-24: NRNC-Indoor Lighting-Controls | On-the-books | Electric Demand (MW) |  | 0.059751 | 0.055115 | 0.049889 | 0.044226 | 0.038349 | 0.032515 | 0.026974 | 0.021928 | 0.017507 | 0.01376 | 0.010675 | 0.0081949
Yes | PG&E | Com | Lighting | 2019 T-24: NRNC-Indoor Lighting-LPD | On-the-books | Electric Demand (MW) |  | 0.4598 | 0.33037 | 0.23291 | 0.16191 | 0.11141 | 0.076125 | 0.051755 | 0.035067 | 0.023705 | 0.015999 | 0.010786 | 0.0072668
Yes | PG&E | Com | Lighting | 2019 T-24: NRNC-Outdoor Lighting-Controls | On-the-books | Electric Demand (MW) |  | 0.019869 | 0.018327 | 0.01659 | 0.014707 | 0.012752 | 0.010812 | 0.0089697 | 0.0072918 | 0.0058215 | 0.0045757 | 0.0035499 | 0.0027251
Yes | PG&E | Com | Lighting | 2019 T-24: NRNC-Outdoor Lighting-LPA (General Hardscape) | On-the-books | Electric Demand (MW) |  | 0.014227 | 0.011802 | 0.0095945 | 0.0076599 | 0.0060206 | 0.0046709 | 0.0035856 | 0.0027293 | 0.0020638 | 0.0015526 | 0.0011635 | 0.00086932
Yes | PG&E | Com | Lighting | 2019 T-24: NRNC-Outdoor Lighting-LPA (Specific Applications) | On-the-books | Electric Demand (MW) |  | 0.019348 | 0.016051 | 0.013049 | 0.010417 | 0.0081881 | 0.0063525 | 0.0048764 | 0.0037118 | 0.0028068 | 0.0021116 | 0.0015824 | 0.0011823
Yes | PG&E | Com | Lighting | T-20: Dimming Ballasts | Expected | Electric Demand (MW) | 0.58179 | 0.58332 | 0.58485 | 0.58638 | 0 | 0 | 0 | 0 | 0 | 0 | 0 | 0 | 0
Yes | PG&E | Com | Lighting | 2008 T-20: General Purpose Lighting -- 60 and 40 watt | Expected | Electric Demand (MW) | 0 | 0 | 0 | 0 | 0 | 0 | 0 | 0 | 0 | 0 | 0 | 0 | 0
Yes | PG&E | Com | Lighting | Fed Appliance: General Service Fluorescent Lamps #1 | Expected | Electric Demand (MW) | 0.27705 | 0.2764 | 0.27593 | 0.2756 | 0.27537 | 0.2752 | 0.27499 | 0.27481 | 0.27461 | 0.27442 | 0.27422 | 0.27403 | 0.27383
Yes | PG&E | Com | Lighting | Fed Appliance: GSFLs | Expected | Electric Demand (MW) | 5.1116 | 5.1242 | 5.1368 | 5.1494 | 0 | 0 | 0 | 0 | 0 | 0 | 0 | 0 | 0
Yes | PG&E | Com | Lighting | 2006 T-20: General Service Incandescent Lamps, Tier 2 #3 | Expected | Electric Demand (MW) | 7.6564e-05 | 7.653e-05 | 7.6502e-05 | 7.6479e-05 | 7.6461e-05 | 7.6446e-05 | 7.6429e-05 | 7.6413e-05 | 7.6396e-05 | 7.638e-05 | 7.6363e-05 | 7.6347e-05 | 7.6331e-05
Yes | PG&E | Com | Lighting | T-20: GSLs - Original Scope - Tier 2 | Expected | Electric Demand (MW) | 0.49711 | 0.47539 | 0.45368 | 0.43197 | 0.41025 | 0.38854 | 0.36683 | 0.34512 | 0.3234 | 0.041613 | 0.038618 | 0.035623 | 0.032628
Yes | PG&E | Com | Lighting | T-20: LED Lamps - Tier 1 | Expected | Electric Demand (MW) | 0.12076 | 0.11304 | 0.10532 | 0.097596 | 0.089874 | 0.082152 | 0.07443 | 0.066707 | 0.058985 | 0.051263 | 0.0063264 | 0.0052044 | 0.0040823
Yes | PG&E | Com | Lighting | Fed Appliance: Incandescent Reflector Lamps | Expected | Electric Demand (MW) | 0.00098222 | 0.00095814 | 0.00093865 | 0.00092319 | 0.00091112 | 0.00090181 | 0.00089067 | 0.00088075 | 0.00087001 | 0.00085982 | 0.00084927 | 0.00083895 | 0.00082848
Yes | PG&E | Com | Lighting | Fed Appliance: Metal Halide Lamp Fixtures | Expected | Electric Demand (MW) | 0.050981 | 0.049121 | 0.04726 | 0.0454 | 0.04354 | 0.04168 | 0.03982 | 0.03796 | 0.0361 | 0.03424 | 0.03238 | 0.030519 | 0.028659
Yes | PG&E | Com | Lighting | 2005 T-20: Modular Furniture Task Lighting Fixtures | Expected | Electric Demand (MW) | 0.002778 | 0.00277 | 0.0027643 | 0.0027602 | 0.0027572 | 0.0027551 | 0.0027524 | 0.00275 | 0.0027475 | 0.0027451 | 0.0027425 | 0.0027401 | 0.0027376
Yes | PG&E | Com | Lighting | 2016 T-24: Nonresidential Lighting Alterations (Units = sq ft) | Expected | Electric Demand (MW) | 2.2555 | 2.2271 | 2.197 | 2.1663 | 2.136 | 2.1053 | 2.074 | 0 | 0 | 0 | 0 | 0 | 0
Yes | PG&E | Com | Lighting | 2013 T-24: NRA-Lighting-Alterations-Existing Measures | Expected | Electric Demand (MW) | 2.805 | 2.7694 | 2.7413 | 2.7195 | 1.3401 | 0 | 0 | 0 | 0 | 0 | 0 | 0 | 0
Yes | PG&E | Com | Lighting | 2013 T-24: NRA-Lighting-Alterations-New Measures | Expected | Electric Demand (MW) | 3.9948 | 3.9466 | 3.9058 | 3.8713 | 1.9053 | 0 | 0 | 0 | 0 | 0 | 0 | 0 | 0
Yes | PG&E | Com | Lighting | 2016 T-24: NRA-Lighting-ASHRAE Elevator Lighting & Ventilation | Expected | Electric Demand (MW) | 0.0039405 | 0.0039062 | 0.0038829 | 0.003867 | 0.0038563 | 0.003849 | 0.0038394 | 0 | 0 | 0 | 0 | 0 | 0
Yes | PG&E | Com | Lighting | 2013 T-24: NRA-Lighting-Hotel Corridors | Expected | Electric Demand (MW) | 0.02988 | 0.02954 | 0.029249 | 0.029002 | 0.014278 | 0 | 0 | 0 | 0 | 0 | 0 | 0 | 0
Yes | PG&E | Com | Lighting | 2013 T-24: NRA-Lighting-MF Building Corridors | Expected | Electric Demand (MW) | 0.094487 | 0.09361 | 0.092814 | 0.092096 | 0.045351 | 0 | 0 | 0 | 0 | 0 | 0 | 0 | 0
Yes | PG&E | Com | Lighting | 2013 T-24: NRA-Lighting-Warehouses and Libraries | Expected | Electric Demand (MW) | 0.83313 | 0.82228 | 0.81344 | 0.80628 | 0.39696 | 0 | 0 | 0 | 0 | 0 | 0 | 0 | 0
Yes | PG&E | Com | Lighting | 2013 T-24: NRNC-Lighting-DR Lighting Controls | Expected | Electric Demand (MW) | 0.26349 | 0.26225 | 0.26146 | 0.26098 | 0.26068 | 0.2605 | 0.26024 | 0.26003 | 0.25978 | 0.25956 | 0.25933 | 0.2591 | 0.25887
Yes | PG&E | Com | Lighting | 2013 T-24: NRNC-Lighting-Hotel Corridors | Expected | Electric Demand (MW) | 0.015475 | 0.015172 | 0.014897 | 0.014653 | 0.014437 | 0.014249 | 0.014043 | 0.013849 | 0.013647 | 0.01345 | 0.01325 | 0.013052 | 0.012852
Yes | PG&E | Com | Lighting | 2013 T-24: NRNC-Lighting-MF Building Corridors | Expected | Electric Demand (MW) | 0.11177 | 0.1104 | 0.10908 | 0.10784 | 0.10668 | 0.10561 | 0.10448 | 0.10339 | 0.10228 | 0.10118 | 0.10007 | 0.098963 | 0.097855
Yes | PG&E | Com | Lighting | 2013 T-24: NRNC-Lighting-Office Plug Load Control | Expected | Electric Demand (MW) | 0.4202 | 0.41128 | 0.40322 | 0.39607 | 0.38982 | 0.38444 | 0.37848 | 0.37291 | 0.36708 | 0.36142 | 0.35564 | 0.34995 | 0.3442
Yes | PG&E | Com | Lighting | 2013 T-24: NRNC-Lighting-Outdoor Lighting & Controls | Expected | Electric Demand (MW) | 0.14419 | 0.14304 | 0.14216 | 0.14148 | 0.14097 | 0.14059 | 0.14012 | 0.1397 | 0.13925 | 0.13882 | 0.13838 | 0.13795 | 0.13751
Yes | PG&E | Com | Lighting | 2013 T-24: NRNC-Lighting-Parking Garage | Expected | Electric Demand (MW) | 0.11942 | 0.11858 | 0.11799 | 0.11758 | 0.1173 | 0.11711 | 0.11686 | 0.11664 | 0.1164 | 0.11618 | 0.11595 | 0.11572 | 0.11549
Yes | PG&E | Com | Lighting | 2013 T-24: NRNC-Lighting-Warehouses and Libraries | Expected | Electric Demand (MW) | 0.21628 | 0.21004 | 0.20472 | 0.20024 | 0.19651 | 0.19343 | 0.18992 | 0.1867 | 0.18329 | 0.18 | 0.17663 | 0.17331 | 0.16996
Yes | PG&E | Com | Lighting | 2008 T-24: Sidelighting | Expected | Electric Demand (MW) | 0.2989 | 0.29741 | 0.29615 | 0.29511 | 0.29425 | 0.29353 | 0.29271 | 0.29197 | 0.29117 | 0.29041 | 0.28963 | 0.28886 | 0.28808
Yes | PG&E | Com | Lighting | 2008 T-24: Skylighting | Expected | Electric Demand (MW) | 0.10602 | 0.10581 | 0.10566 | 0.10555 | 0.10547 | 0.10541 | 0.10534 | 0.10527 | 0.1052 | 0.10514 | 0.10507 | 0.105 | 0.10493
Yes | PG&E | Com | Lighting | T-20: Small Diameter Directional Lamps | Expected | Electric Demand (MW) | 3.0725 | 2.9542 | 0 | 0 | 0 | 0 | 0 | 0 | 0 | 0 | 0 | 0 | 0
Yes | PG&E | Com | Lighting | 2008 T-24: Tailored Indoor lighting | Expected | Electric Demand (MW) | 0.17685 | 0.17648 | 0.1762 | 0.17599 | 0.17583 | 0.17571 | 0.17557 | 0.17544 | 0.1753 | 0.17517 | 0.17503 | 0.1749 | 0.17476
Yes | PG&E | Com | Lighting | 2019-21 Fed App: Ceiling fan light kits | Expected | Electric Demand (MW) | 0.00055043 | 0.00052138 | 0.00049426 | 0.00046879 | 0.00044787 | 0.00042976 | 0.00040934 | 0.00039086 | 0.0003264 | 4.3536e-05 | 4.1876e-05 | 4.0374e-05 | 3.9015e-05
Yes | PG&E | Com | Lighting | 2025 T-24: Daylighting - Revise Automatic Daylighting Controls Exceptions (Alterations) | Expected | Electric Demand (MW) |  | 0.0049883 | 0.0052962 | 0.0051408 | 0.0049855 | 0.0048304 | 0.0046759 | 0.0045222 | 0.0043697 | 0.0042185 | 0.0040689 | 0.0039213 | 0.0037757
Yes | PG&E | Com | Lighting | 2025 T-24: Daylighting - Revise Automatic Daylighting Controls Exceptions (New Construction + Additions) | Expected | Electric Demand (MW) | 0 | 0.00022826 | 0.001327 | 0.001288 | 0.0012491 | 0.0012103 | 0.0011715 | 0.001133 | 0.0010948 | 0.0010569 | 0.0010195 | 0.00098247 | 0.000946
Yes | PG&E | Com | Lighting | 2019 T-20: General Service Lamps - Expanded Scope | Expected | Electric Demand (MW) |  | 0.10569 | 0.11197 | 0.10226 | 0.01277 | 0.015852 | 0.015768 | 0.015727 | 0.015707 | 0.015698 | 0.015693 | 0.015691 | 0.01569
Yes | PG&E | Com | Lighting | 2016 T-20: LED Quality - Tier 2 | Expected | Electric Demand (MW) | 0.0020455 | 0.0020016 | 0.0019541 | 0.0019066 | 0.0018282 | 0.0017557 | 0.0016899 | 0.001631 | 0.0015793 | 0.0015343 | 0.0014956 | 0.0014627 | 0.00053576
Yes | PG&E | Com | Lighting | 2022 T-24: NRA - Controlled Environment Horticulture - Lighting Efficacy | Expected | Electric Demand (MW) | 0.33665 | 0.31533 | 0.29603 | 0.27873 | 0.26336 | 0.24982 | 0.23796 | 0.22765 | 0.018577 | 0 | 0 | 0 | 0
Yes | PG&E | Com | Lighting | 2022 T-24: NRA - Daylighting - Automatic Daylight Dimming to 10% | Expected | Electric Demand (MW) | 0.07648 | 0.074202 | 0.071358 | 0.067886 | 0.063764 | 0.059027 | 0.004568 | 0 | 0 | 0 | 0 | 0 | 0
Yes | PG&E | Com | Lighting | 2022 T-24: NRA - Grid Integration - Demand Responsive Lighting Systems | Expected | Electric Demand (MW) | 0.058973 | 0.052714 | 0.0489 | 0.046579 | 0.04517 | 0.02592 | 0 | 0 | 0 | 0 | 0 | 0 | 0
Yes | PG&E | Com | Lighting | 2022 T-24: NRA - Indoor Lighting - Lighting Power Densities | Expected | Electric Demand (MW) | 0.83421 | 0.82691 | 0.81783 | 0.80699 | 0.79465 | 0.78135 | 0.76783 | 0.75488 | 0.74315 | 0.73306 | 0.72477 | 0.7182 | 0.71314
Yes | PG&E | Com | Lighting | 2022 T-24: NRA - Indoor Lighting - Multi-zone Occupancy Sensing in Large Offices | Expected | Electric Demand (MW) | 0.79873 | 0.76913 | 0.73834 | 0.70737 | 0.67724 | 0.64888 | 0.052912 | 0 | 0 | 0 | 0 | 0 | 0
Yes | PG&E | Com | Lighting | 2022 T-24: NRA - Outdoor Lighting - Lighting Power Allowances for General Hardscapes | Expected | Electric Demand (MW) | 0.25858 | 0.25858 | 0.25858 | 0.25858 | 0.25858 | 0.25858 | 0.25858 | 0.25858 | 0.25858 | 0.25858 | 0.25858 | 0.25858 | 0.25858
Yes | PG&E | Com | Lighting | 2022 T-24: NRA - Outdoor Lighting - Lighting Zone Reclassification | Expected | Electric Demand (MW) | 0.037412 | 0.037412 | 0.037412 | 0.037412 | 0.037412 | 0.037412 | 0.037412 | 0.037412 | 0.037412 | 0.037412 | 0.037412 | 0.037412 | 0.037412
Yes | PG&E | Com | Lighting | 2019 T-24: NRA-Indoor Lighting-Alterations (Control) | Expected | Electric Demand (MW) | 0.0051522 | 0.0048313 | 0.0044565 | 0.0040339 | 0.003576 | 0.0031008 | 0.0026291 | 0.002181 | 0.0017731 | 0.0014155 | 9.4496e-05 | 0 | 0
Yes | PG&E | Com | Lighting | 2019 T-24: NRA-Indoor Lighting-Alterations (LPD) | Expected | Electric Demand (MW) | 0.1825 | 0.1344 | 0.09657 | 0.068081 | 0.047326 | 0.032567 | 0.022252 | 0.015128 | 0.01025 | 0.0069291 | 0.00039719 | 0 | 0
Yes | PG&E | Com | Lighting | 2019 T-24: NRA-Indoor Lighting-New Controls | Expected | Electric Demand (MW) | 0.068672 | 0.064394 | 0.059398 | 0.053766 | 0.047663 | 0.04133 | 0.035042 | 0.02907 | 0.023632 | 0.018867 | 0.0012595 | 1.7374e-17 | 1.7374e-17
Yes | PG&E | Com | Lighting | 2019 T-24: NRA-Indoor Lighting-New LPD | Expected | Electric Demand (MW) | 1.8106 | 1.3334 | 0.95808 | 0.67544 | 0.46953 | 0.3231 | 0.22076 | 0.15009 | 0.1017 | 0.068744 | 0.0039405 | 0 | 0
Yes | PG&E | Com | Lighting | 2019 T-24: NRA-Outdoor Lighting-Controls | Expected | Electric Demand (MW) | 0.061336 | 0.057515 | 0.053053 | 0.048023 | 0.042572 | 0.036915 | 0.031299 | 0.025965 | 0.021108 | 0.016852 | 0.0011249 | 0 | 0
Yes | PG&E | Com | Lighting | 2019 T-24: NRA-Outdoor Lighting-LPA (General Hardscape) | Expected | Electric Demand (MW) | 0.027288 | 0.020096 | 0.014439 | 0.01018 | 0.0070763 | 0.0048695 | 0.0033271 | 0.002262 | 0.0015327 | 0.0010361 | 5.9388e-05 | 0 | 0
Yes | PG&E | Com | Lighting | 2019 T-24: NRA-Outdoor Lighting-LPA (Specific Applications) | Expected | Electric Demand (MW) | 0.037112 | 0.027331 | 0.019637 | 0.013844 | 0.0096238 | 0.0066226 | 0.0045249 | 0.0030764 | 0.0020844 | 0.001409 | 8.0768e-05 | 0 | 0
Yes | PG&E | Com | Lighting | 2022 T-24: NRNC - Controlled Environment Horticulture - Lighting Efficacy | Expected | Electric Demand (MW) | 0.81127 | 0.7599 | 0.71339 | 0.6717 | 0.63466 | 0.60202 | 0.57345 | 0.5486 | 0.5271 | 0.50858 | 0.49269 | 0.47911 | 0.46753
Yes | PG&E | Com | Lighting | 2022 T-24: NRNC - Daylighting - Automatic Daylight Dimming to 10% | Expected | Electric Demand (MW) | 0.017904 | 0.017371 | 0.016705 | 0.015892 | 0.014927 | 0.013818 | 0.012591 | 0.011287 | 0.009963 | 0.0086757 | 0.0074777 | 0.006407 | 0.0054841
Yes | PG&E | Com | Lighting | 2022 T-24: NRNC - Grid Integration - Demand Responsive Lighting Systems | Expected | Electric Demand (MW) |  | 0.001986 | 0.0018423 | 0.0017549 | 0.0017018 | 0.0016695 | 0.00165 | 0.0016381 | 0.0016309 | 0.0016265 | 0.0016239 | 0.0016223 | 0.0016213
Yes | PG&E | Com | Lighting | 2022 T-24: NRNC - Indoor Lighting - Lighting Power Densities | Expected | Electric Demand (MW) |  | 0.22631 | 0.22382 | 0.22085 | 0.21748 | 0.21384 | 0.21014 | 0.20659 | 0.20338 | 0.20062 | 0.19835 | 0.19656 | 0.19517
Yes | PG&E | Com | Lighting | 2022 T-24: NRNC - Indoor Lighting - Multi-zone Occupancy Sensing in Large Offices | Expected | Electric Demand (MW) |  | 0.4953 | 0.47547 | 0.45552 | 0.43612 | 0.41786 | 0.40119 | 0.3864 | 0.37361 | 0.36278 | 0.35378 | 0.34641 | 0.34045
Yes | PG&E | Com | Lighting | 2022 T-24: NRNC - Outdoor Lighting - Nonresidential Lighting Power Allowances for General Hardscapes | Expected | Electric Demand (MW) |  | 0.083626 | 0.083626 | 0.083626 | 0.083626 | 0.083626 | 0.083626 | 0.083626 | 0.083626 | 0.083626 | 0.083626 | 0.083626 | 0.083626
Yes | PG&E | Com | Lighting | 2022 T-24: NRNC - Outdoor Lighting - Nonresidential Lighting Zone Reclassification | Expected | Electric Demand (MW) |  | 0.012104 | 0.012104 | 0.012104 | 0.012104 | 0.012104 | 0.012104 | 0.012104 | 0.012104 | 0.012104 | 0.012104 | 0.012104 | 0.012104
Yes | PG&E | Com | Lighting | 2019 T-24: NRNC-Indoor Lighting-Controls | Expected | Electric Demand (MW) |  | 0.059751 | 0.055115 | 0.049889 | 0.044226 | 0.038349 | 0.032515 | 0.026974 | 0.021928 | 0.017507 | 0.01376 | 0.010675 | 0.0081949
Yes | PG&E | Com | Lighting | 2019 T-24: NRNC-Indoor Lighting-LPD | Expected | Electric Demand (MW) |  | 0.4598 | 0.33037 | 0.23291 | 0.16191 | 0.11141 | 0.076125 | 0.051755 | 0.035067 | 0.023705 | 0.015999 | 0.010786 | 0.0072668
Yes | PG&E | Com | Lighting | 2019 T-24: NRNC-Outdoor Lighting-Controls | Expected | Electric Demand (MW) |  | 0.019869 | 0.018327 | 0.01659 | 0.014707 | 0.012752 | 0.010812 | 0.0089697 | 0.0072918 | 0.0058215 | 0.0045757 | 0.0035499 | 0.0027251
Yes | PG&E | Com | Lighting | 2019 T-24: NRNC-Outdoor Lighting-LPA (General Hardscape) | Expected | Electric Demand (MW) |  | 0.014227 | 0.011802 | 0.0095945 | 0.0076599 | 0.0060206 | 0.0046709 | 0.0035856 | 0.0027293 | 0.0020638 | 0.0015526 | 0.0011635 | 0.00086932
Yes | PG&E | Com | Lighting | 2019 T-24: NRNC-Outdoor Lighting-LPA (Specific Applications) | Expected | Electric Demand (MW) |  | 0.019348 | 0.016051 | 0.013049 | 0.010417 | 0.0081881 | 0.0063525 | 0.0048764 | 0.0037118 | 0.0028068 | 0.0021116 | 0.0015824 | 0.0011823
Yes | PG&E | Com | Lighting | T-20: Dimming Ballasts | Possible | Electric Demand (MW) | 0.58179 | 0.58332 | 0.58485 | 0.58638 | 0 | 0 | 0 | 0 | 0 | 0 | 0 | 0 | 0
Yes | PG&E | Com | Lighting | 2008 T-20: General Purpose Lighting -- 60 and 40 watt | Possible | Electric Demand (MW) | 0 | 0 | 0 | 0 | 0 | 0 | 0 | 0 | 0 | 0 | 0 | 0 | 0
Yes | PG&E | Com | Lighting | Fed Appliance: General Service Fluorescent Lamps #1 | Possible | Electric Demand (MW) | 0.27705 | 0.2764 | 0.27593 | 0.2756 | 0.27537 | 0.2752 | 0.27499 | 0.27481 | 0.27461 | 0.27442 | 0.27422 | 0.27403 | 0.27383
Yes | PG&E | Com | Lighting | Fed Appliance: GSFLs | Possible | Electric Demand (MW) | 5.1116 | 5.1242 | 5.1368 | 5.1494 | 0 | 0 | 0 | 0 | 0 | 0 | 0 | 0 | 0
Yes | PG&E | Com | Lighting | 2006 T-20: General Service Incandescent Lamps, Tier 2 #3 | Possible | Electric Demand (MW) | 7.6564e-05 | 7.653e-05 | 7.6502e-05 | 7.6479e-05 | 7.6461e-05 | 7.6446e-05 | 7.6429e-05 | 7.6413e-05 | 7.6396e-05 | 7.638e-05 | 7.6363e-05 | 7.6347e-05 | 7.6331e-05
Yes | PG&E | Com | Lighting | T-20: GSLs - Original Scope - Tier 2 | Possible | Electric Demand (MW) | 0.49711 | 0.47539 | 0.45368 | 0.43197 | 0.41025 | 0.38854 | 0.36683 | 0.34512 | 0.3234 | 0.041613 | 0.038618 | 0.035623 | 0.032628
Yes | PG&E | Com | Lighting | T-20: LED Lamps - Tier 1 | Possible | Electric Demand (MW) | 0.12076 | 0.11304 | 0.10532 | 0.097596 | 0.089874 | 0.082152 | 0.07443 | 0.066707 | 0.058985 | 0.051263 | 0.0063264 | 0.0052044 | 0.0040823
Yes | PG&E | Com | Lighting | Fed Appliance: Incandescent Reflector Lamps | Possible | Electric Demand (MW) | 0.00098222 | 0.00095814 | 0.00093865 | 0.00092319 | 0.00091112 | 0.00090181 | 0.00089067 | 0.00088075 | 0.00087001 | 0.00085982 | 0.00084927 | 0.00083895 | 0.00082848
Yes | PG&E | Com | Lighting | Fed Appliance: Metal Halide Lamp Fixtures | Possible | Electric Demand (MW) | 0.050981 | 0.049121 | 0.04726 | 0.0454 | 0.04354 | 0.04168 | 0.03982 | 0.03796 | 0.0361 | 0.03424 | 0.03238 | 0.030519 | 0.028659
Yes | PG&E | Com | Lighting | 2005 T-20: Modular Furniture Task Lighting Fixtures | Possible | Electric Demand (MW) | 0.002778 | 0.00277 | 0.0027643 | 0.0027602 | 0.0027572 | 0.0027551 | 0.0027524 | 0.00275 | 0.0027475 | 0.0027451 | 0.0027425 | 0.0027401 | 0.0027376
Yes | PG&E | Com | Lighting | 2016 T-24: Nonresidential Lighting Alterations (Units = sq ft) | Possible | Electric Demand (MW) | 2.2555 | 2.2271 | 2.197 | 2.1663 | 2.136 | 2.1053 | 2.074 | 0 | 0 | 0 | 0 | 0 | 0
Yes | PG&E | Com | Lighting | 2013 T-24: NRA-Lighting-Alterations-Existing Measures | Possible | Electric Demand (MW) | 2.805 | 2.7694 | 2.7413 | 2.7195 | 1.3401 | 0 | 0 | 0 | 0 | 0 | 0 | 0 | 0
Yes | PG&E | Com | Lighting | 2013 T-24: NRA-Lighting-Alterations-New Measures | Possible | Electric Demand (MW) | 3.9948 | 3.9466 | 3.9058 | 3.8713 | 1.9053 | 0 | 0 | 0 | 0 | 0 | 0 | 0 | 0
Yes | PG&E | Com | Lighting | 2016 T-24: NRA-Lighting-ASHRAE Elevator Lighting & Ventilation | Possible | Electric Demand (MW) | 0.0039405 | 0.0039062 | 0.0038829 | 0.003867 | 0.0038563 | 0.003849 | 0.0038394 | 0 | 0 | 0 | 0 | 0 | 0
Yes | PG&E | Com | Lighting | 2013 T-24: NRA-Lighting-Hotel Corridors | Possible | Electric Demand (MW) | 0.02988 | 0.02954 | 0.029249 | 0.029002 | 0.014278 | 0 | 0 | 0 | 0 | 0 | 0 | 0 | 0
Yes | PG&E | Com | Lighting | 2013 T-24: NRA-Lighting-MF Building Corridors | Possible | Electric Demand (MW) | 0.094487 | 0.09361 | 0.092814 | 0.092096 | 0.045351 | 0 | 0 | 0 | 0 | 0 | 0 | 0 | 0
Yes | PG&E | Com | Lighting | 2013 T-24: NRA-Lighting-Warehouses and Libraries | Possible | Electric Demand (MW) | 0.83313 | 0.82228 | 0.81344 | 0.80628 | 0.39696 | 0 | 0 | 0 | 0 | 0 | 0 | 0 | 0
Yes | PG&E | Com | Lighting | 2013 T-24: NRNC-Lighting-DR Lighting Controls | Possible | Electric Demand (MW) | 0.26349 | 0.26225 | 0.26146 | 0.26098 | 0.26068 | 0.2605 | 0.26024 | 0.26003 | 0.25978 | 0.25956 | 0.25933 | 0.2591 | 0.25887
Yes | PG&E | Com | Lighting | 2013 T-24: NRNC-Lighting-Hotel Corridors | Possible | Electric Demand (MW) | 0.015475 | 0.015172 | 0.014897 | 0.014653 | 0.014437 | 0.014249 | 0.014043 | 0.013849 | 0.013647 | 0.01345 | 0.01325 | 0.013052 | 0.012852
Yes | PG&E | Com | Lighting | 2013 T-24: NRNC-Lighting-MF Building Corridors | Possible | Electric Demand (MW) | 0.11177 | 0.1104 | 0.10908 | 0.10784 | 0.10668 | 0.10561 | 0.10448 | 0.10339 | 0.10228 | 0.10118 | 0.10007 | 0.098963 | 0.097855
Yes | PG&E | Com | Lighting | 2013 T-24: NRNC-Lighting-Office Plug Load Control | Possible | Electric Demand (MW) | 0.4202 | 0.41128 | 0.40322 | 0.39607 | 0.38982 | 0.38444 | 0.37848 | 0.37291 | 0.36708 | 0.36142 | 0.35564 | 0.34995 | 0.3442
Yes | PG&E | Com | Lighting | 2013 T-24: NRNC-Lighting-Outdoor Lighting & Controls | Possible | Electric Demand (MW) | 0.14419 | 0.14304 | 0.14216 | 0.14148 | 0.14097 | 0.14059 | 0.14012 | 0.1397 | 0.13925 | 0.13882 | 0.13838 | 0.13795 | 0.13751
Yes | PG&E | Com | Lighting | 2013 T-24: NRNC-Lighting-Parking Garage | Possible | Electric Demand (MW) | 0.11942 | 0.11858 | 0.11799 | 0.11758 | 0.1173 | 0.11711 | 0.11686 | 0.11664 | 0.1164 | 0.11618 | 0.11595 | 0.11572 | 0.11549
Yes | PG&E | Com | Lighting | 2013 T-24: NRNC-Lighting-Warehouses and Libraries | Possible | Electric Demand (MW) | 0.21628 | 0.21004 | 0.20472 | 0.20024 | 0.19651 | 0.19343 | 0.18992 | 0.1867 | 0.18329 | 0.18 | 0.17663 | 0.17331 | 0.16996
Yes | PG&E | Com | Lighting | 2008 T-24: Sidelighting | Possible | Electric Demand (MW) | 0.2989 | 0.29741 | 0.29615 | 0.29511 | 0.29425 | 0.29353 | 0.29271 | 0.29197 | 0.29117 | 0.29041 | 0.28963 | 0.28886 | 0.28808
Yes | PG&E | Com | Lighting | 2008 T-24: Skylighting | Possible | Electric Demand (MW) | 0.10602 | 0.10581 | 0.10566 | 0.10555 | 0.10547 | 0.10541 | 0.10534 | 0.10527 | 0.1052 | 0.10514 | 0.10507 | 0.105 | 0.10493
Yes | PG&E | Com | Lighting | T-20: Small Diameter Directional Lamps | Possible | Electric Demand (MW) | 3.0725 | 2.9542 | 0 | 0 | 0 | 0 | 0 | 0 | 0 | 0 | 0 | 0 | 0
Yes | PG&E | Com | Lighting | 2008 T-24: Tailored Indoor lighting | Possible | Electric Demand (MW) | 0.17685 | 0.17648 | 0.1762 | 0.17599 | 0.17583 | 0.17571 | 0.17557 | 0.17544 | 0.1753 | 0.17517 | 0.17503 | 0.1749 | 0.17476
Yes | PG&E | Com | Lighting | 2019-21 Fed App: Ceiling fan light kits | Possible | Electric Demand (MW) | 0.00055043 | 0.00052138 | 0.00049426 | 0.00046879 | 0.00044787 | 0.00042976 | 0.00040934 | 0.00039086 | 0.0003264 | 4.3536e-05 | 4.1876e-05 | 4.0374e-05 | 3.9015e-05
Yes | PG&E | Com | Lighting | 2025 T-24: Daylighting - Revise Automatic Daylighting Controls Exceptions (Alterations) | Possible | Electric Demand (MW) |  | 0.0049883 | 0.0052962 | 0.0051408 | 0.0049855 | 0.0048304 | 0.0046759 | 0.0045222 | 0.0043697 | 0.0042185 | 0.0040689 | 0.0039213 | 0.0037757
Yes | PG&E | Com | Lighting | 2025 T-24: Daylighting - Revise Automatic Daylighting Controls Exceptions (New Construction + Additions) | Possible | Electric Demand (MW) | 0 | 0.00022826 | 0.001327 | 0.001288 | 0.0012491 | 0.0012103 | 0.0011715 | 0.001133 | 0.0010948 | 0.0010569 | 0.0010195 | 0.00098247 | 0.000946
Yes | PG&E | Com | Lighting | 2019 T-20: General Service Lamps - Expanded Scope | Possible | Electric Demand (MW) |  | 0.10569 | 0.11197 | 0.10226 | 0.01277 | 0.015852 | 0.015768 | 0.015727 | 0.015707 | 0.015698 | 0.015693 | 0.015691 | 0.01569
Yes | PG&E | Com | Lighting | 2016 T-20: LED Quality - Tier 2 | Possible | Electric Demand (MW) | 0.0020455 | 0.0020016 | 0.0019541 | 0.0019066 | 0.0018282 | 0.0017557 | 0.0016899 | 0.001631 | 0.0015793 | 0.0015343 | 0.0014956 | 0.0014627 | 0.00053576
Yes | PG&E | Com | Lighting | 2022 T-24: NRA - Controlled Environment Horticulture - Lighting Efficacy | Possible | Electric Demand (MW) | 0.33665 | 0.31533 | 0.29603 | 0.27873 | 0.26336 | 0.24982 | 0.23796 | 0.22765 | 0.018577 | 0 | 0 | 0 | 0
Yes | PG&E | Com | Lighting | 2022 T-24: NRA - Daylighting - Automatic Daylight Dimming to 10% | Possible | Electric Demand (MW) | 0.07648 | 0.074202 | 0.071358 | 0.067886 | 0.063764 | 0.059027 | 0.004568 | 0 | 0 | 0 | 0 | 0 | 0
Yes | PG&E | Com | Lighting | 2022 T-24: NRA - Grid Integration - Demand Responsive Lighting Systems | Possible | Electric Demand (MW) | 0.058973 | 0.052714 | 0.0489 | 0.046579 | 0.04517 | 0.02592 | 0 | 0 | 0 | 0 | 0 | 0 | 0
Yes | PG&E | Com | Lighting | 2022 T-24: NRA - Indoor Lighting - Lighting Power Densities | Possible | Electric Demand (MW) | 0.83421 | 0.82691 | 0.81783 | 0.80699 | 0.79465 | 0.78135 | 0.76783 | 0.75488 | 0.74315 | 0.73306 | 0.72477 | 0.7182 | 0.71314
Yes | PG&E | Com | Lighting | 2022 T-24: NRA - Indoor Lighting - Multi-zone Occupancy Sensing in Large Offices | Possible | Electric Demand (MW) | 0.79873 | 0.76913 | 0.73834 | 0.70737 | 0.67724 | 0.64888 | 0.052912 | 0 | 0 | 0 | 0 | 0 | 0
Yes | PG&E | Com | Lighting | 2022 T-24: NRA - Outdoor Lighting - Lighting Power Allowances for General Hardscapes | Possible | Electric Demand (MW) | 0.25858 | 0.25858 | 0.25858 | 0.25858 | 0.25858 | 0.25858 | 0.25858 | 0.25858 | 0.25858 | 0.25858 | 0.25858 | 0.25858 | 0.25858
Yes | PG&E | Com | Lighting | 2022 T-24: NRA - Outdoor Lighting - Lighting Zone Reclassification | Possible | Electric Demand (MW) | 0.037412 | 0.037412 | 0.037412 | 0.037412 | 0.037412 | 0.037412 | 0.037412 | 0.037412 | 0.037412 | 0.037412 | 0.037412 | 0.037412 | 0.037412
Yes | PG&E | Com | Lighting | 2019 T-24: NRA-Indoor Lighting-Alterations (Control) | Possible | Electric Demand (MW) | 0.0051522 | 0.0048313 | 0.0044565 | 0.0040339 | 0.003576 | 0.0031008 | 0.0026291 | 0.002181 | 0.0017731 | 0.0014155 | 9.4496e-05 | 0 | 0
Yes | PG&E | Com | Lighting | 2019 T-24: NRA-Indoor Lighting-Alterations (LPD) | Possible | Electric Demand (MW) | 0.1825 | 0.1344 | 0.09657 | 0.068081 | 0.047326 | 0.032567 | 0.022252 | 0.015128 | 0.01025 | 0.0069291 | 0.00039719 | 0 | 0
Yes | PG&E | Com | Lighting | 2019 T-24: NRA-Indoor Lighting-New Controls | Possible | Electric Demand (MW) | 0.068672 | 0.064394 | 0.059398 | 0.053766 | 0.047663 | 0.04133 | 0.035042 | 0.02907 | 0.023632 | 0.018867 | 0.0012595 | 1.7374e-17 | 1.7374e-17
Yes | PG&E | Com | Lighting | 2019 T-24: NRA-Indoor Lighting-New LPD | Possible | Electric Demand (MW) | 1.8106 | 1.3334 | 0.95808 | 0.67544 | 0.46953 | 0.3231 | 0.22076 | 0.15009 | 0.1017 | 0.068744 | 0.0039405 | 0 | 0
Yes | PG&E | Com | Lighting | 2019 T-24: NRA-Outdoor Lighting-Controls | Possible | Electric Demand (MW) | 0.061336 | 0.057515 | 0.053053 | 0.048023 | 0.042572 | 0.036915 | 0.031299 | 0.025965 | 0.021108 | 0.016852 | 0.0011249 | 0 | 0
Yes | PG&E | Com | Lighting | 2019 T-24: NRA-Outdoor Lighting-LPA (General Hardscape) | Possible | Electric Demand (MW) | 0.027288 | 0.020096 | 0.014439 | 0.01018 | 0.0070763 | 0.0048695 | 0.0033271 | 0.002262 | 0.0015327 | 0.0010361 | 5.9388e-05 | 0 | 0
Yes | PG&E | Com | Lighting | 2019 T-24: NRA-Outdoor Lighting-LPA (Specific Applications) | Possible | Electric Demand (MW) | 0.037112 | 0.027331 | 0.019637 | 0.013844 | 0.0096238 | 0.0066226 | 0.0045249 | 0.0030764 | 0.0020844 | 0.001409 | 8.0768e-05 | 0 | 0
Yes | PG&E | Com | Lighting | 2022 T-24: NRNC - Controlled Environment Horticulture - Lighting Efficacy | Possible | Electric Demand (MW) | 0.81127 | 0.7599 | 0.71339 | 0.6717 | 0.63466 | 0.60202 | 0.57345 | 0.5486 | 0.5271 | 0.50858 | 0.49269 | 0.47911 | 0.46753
Yes | PG&E | Com | Lighting | 2022 T-24: NRNC - Daylighting - Automatic Daylight Dimming to 10% | Possible | Electric Demand (MW) | 0.017904 | 0.017371 | 0.016705 | 0.015892 | 0.014927 | 0.013818 | 0.012591 | 0.011287 | 0.009963 | 0.0086757 | 0.0074777 | 0.006407 | 0.0054841
Yes | PG&E | Com | Lighting | 2022 T-24: NRNC - Grid Integration - Demand Responsive Lighting Systems | Possible | Electric Demand (MW) |  | 0.001986 | 0.0018423 | 0.0017549 | 0.0017018 | 0.0016695 | 0.00165 | 0.0016381 | 0.0016309 | 0.0016265 | 0.0016239 | 0.0016223 | 0.0016213
Yes | PG&E | Com | Lighting | 2022 T-24: NRNC - Indoor Lighting - Lighting Power Densities | Possible | Electric Demand (MW) |  | 0.22631 | 0.22382 | 0.22085 | 0.21748 | 0.21384 | 0.21014 | 0.20659 | 0.20338 | 0.20062 | 0.19835 | 0.19656 | 0.19517
Yes | PG&E | Com | Lighting | 2022 T-24: NRNC - Indoor Lighting - Multi-zone Occupancy Sensing in Large Offices | Possible | Electric Demand (MW) |  | 0.4953 | 0.47547 | 0.45552 | 0.43612 | 0.41786 | 0.40119 | 0.3864 | 0.37361 | 0.36278 | 0.35378 | 0.34641 | 0.34045
Yes | PG&E | Com | Lighting | 2022 T-24: NRNC - Outdoor Lighting - Nonresidential Lighting Power Allowances for General Hardscapes | Possible | Electric Demand (MW) |  | 0.083626 | 0.083626 | 0.083626 | 0.083626 | 0.083626 | 0.083626 | 0.083626 | 0.083626 | 0.083626 | 0.083626 | 0.083626 | 0.083626
Yes | PG&E | Com | Lighting | 2022 T-24: NRNC - Outdoor Lighting - Nonresidential Lighting Zone Reclassification | Possible | Electric Demand (MW) |  | 0.012104 | 0.012104 | 0.012104 | 0.012104 | 0.012104 | 0.012104 | 0.012104 | 0.012104 | 0.012104 | 0.012104 | 0.012104 | 0.012104
Yes | PG&E | Com | Lighting | 2019 T-24: NRNC-Indoor Lighting-Controls | Possible | Electric Demand (MW) |  | 0.059751 | 0.055115 | 0.049889 | 0.044226 | 0.038349 | 0.032515 | 0.026974 | 0.021928 | 0.017507 | 0.01376 | 0.010675 | 0.0081949
Yes | PG&E | Com | Lighting | 2019 T-24: NRNC-Indoor Lighting-LPD | Possible | Electric Demand (MW) |  | 0.4598 | 0.33037 | 0.23291 | 0.16191 | 0.11141 | 0.076125 | 0.051755 | 0.035067 | 0.023705 | 0.015999 | 0.010786 | 0.0072668
Yes | PG&E | Com | Lighting | 2019 T-24: NRNC-Outdoor Lighting-Controls | Possible | Electric Demand (MW) |  | 0.019869 | 0.018327 | 0.01659 | 0.014707 | 0.012752 | 0.010812 | 0.0089697 | 0.0072918 | 0.0058215 | 0.0045757 | 0.0035499 | 0.0027251
Yes | PG&E | Com | Lighting | 2019 T-24: NRNC-Outdoor Lighting-LPA (General Hardscape) | Possible | Electric Demand (MW) |  | 0.014227 | 0.011802 | 0.0095945 | 0.0076599 | 0.0060206 | 0.0046709 | 0.0035856 | 0.0027293 | 0.0020638 | 0.0015526 | 0.0011635 | 0.00086932
Yes | PG&E | Com | Lighting | 2019 T-24: NRNC-Outdoor Lighting-LPA (Specific Applications) | Possible | Electric Demand (MW) |  | 0.019348 | 0.016051 | 0.013049 | 0.010417 | 0.0081881 | 0.0063525 | 0.0048764 | 0.0037118 | 0.0028068 | 0.0021116 | 0.0015824 | 0.0011823
Yes | SCE | Com | Lighting | T-20: Dimming Ballasts | On-the-books | Electric Demand (MW) | 0.59078 | 0.59233 | 0.59389 | 0.59544 | 0 | 0 | 0 | 0 | 0 | 0 | 0 | 0 | 0
Yes | SCE | Com | Lighting | 2008 T-20: General Purpose Lighting -- 60 and 40 watt | On-the-books | Electric Demand (MW) | 0 | 0 | 0 | 0 | 0 | 0 | 0 | 0 | 0 | 0 | 0 | 0 | 0
Yes | SCE | Com | Lighting | Fed Appliance: General Service Fluorescent Lamps #1 | On-the-books | Electric Demand (MW) | 0.28133 | 0.28067 | 0.2802 | 0.27986 | 0.27962 | 0.27945 | 0.27924 | 0.27905 | 0.27885 | 0.27866 | 0.27845 | 0.27826 | 0.27806
Yes | SCE | Com | Lighting | Fed Appliance: GSFLs | On-the-books | Electric Demand (MW) | 5.1905 | 5.2033 | 5.2162 | 5.229 | 0 | 0 | 0 | 0 | 0 | 0 | 0 | 0 | 0
Yes | SCE | Com | Lighting | 2006 T-20: General Service Incandescent Lamps, Tier 2 #3 | On-the-books | Electric Demand (MW) | 7.7747e-05 | 7.7712e-05 | 7.7684e-05 | 7.7661e-05 | 7.7642e-05 | 7.7627e-05 | 7.7609e-05 | 7.7593e-05 | 7.7576e-05 | 7.756e-05 | 7.7543e-05 | 7.7527e-05 | 7.751e-05
Yes | SCE | Com | Lighting | T-20: GSLs - Original Scope - Tier 2 | On-the-books | Electric Demand (MW) | 0.50479 | 0.48274 | 0.46069 | 0.43864 | 0.41659 | 0.39455 | 0.3725 | 0.35045 | 0.3284 | 0.042256 | 0.039214 | 0.036173 | 0.033132
Yes | SCE | Com | Lighting | T-20: LED Lamps - Tier 1 | On-the-books | Electric Demand (MW) | 0.12263 | 0.11479 | 0.10695 | 0.099104 | 0.091263 | 0.083421 | 0.075579 | 0.067738 | 0.059896 | 0.052055 | 0.0064241 | 0.0052848 | 0.0041454
Yes | SCE | Com | Lighting | Fed Appliance: Incandescent Reflector Lamps | On-the-books | Electric Demand (MW) | 0.0009974 | 0.00097295 | 0.00095315 | 0.00093745 | 0.00092519 | 0.00091575 | 0.00090443 | 0.00089436 | 0.00088345 | 0.00087311 | 0.00086239 | 0.00085192 | 0.00084128
Yes | SCE | Com | Lighting | Fed Appliance: Metal Halide Lamp Fixtures | On-the-books | Electric Demand (MW) | 0.051768 | 0.049879 | 0.047991 | 0.046102 | 0.044213 | 0.042324 | 0.040435 | 0.038546 | 0.036657 | 0.034769 | 0.03288 | 0.030991 | 0.029102
Yes | SCE | Com | Lighting | 2005 T-20: Modular Furniture Task Lighting Fixtures | On-the-books | Electric Demand (MW) | 0.0028209 | 0.0028128 | 0.002807 | 0.0028028 | 0.0027998 | 0.0027976 | 0.0027949 | 0.0027925 | 0.0027899 | 0.0027875 | 0.0027849 | 0.0027824 | 0.0027799
Yes | SCE | Com | Lighting | 2016 T-24: Nonresidential Lighting Alterations (Units = sq ft) | On-the-books | Electric Demand (MW) | 2.2904 | 2.2615 | 2.2309 | 2.1998 | 2.169 | 2.1378 | 2.106 | 0 | 0 | 0 | 0 | 0 | 0
Yes | SCE | Com | Lighting | 2013 T-24: NRA-Lighting-Alterations-Existing Measures | On-the-books | Electric Demand (MW) | 2.8483 | 2.8121 | 2.7837 | 2.7615 | 1.3609 | 0 | 0 | 0 | 0 | 0 | 0 | 0 | 0
Yes | SCE | Com | Lighting | 2013 T-24: NRA-Lighting-Alterations-New Measures | On-the-books | Electric Demand (MW) | 4.0565 | 4.0076 | 3.9661 | 3.9311 | 1.9348 | 0 | 0 | 0 | 0 | 0 | 0 | 0 | 0
Yes | SCE | Com | Lighting | 2016 T-24: NRA-Lighting-ASHRAE Elevator Lighting & Ventilation | On-the-books | Electric Demand (MW) | 0.0040014 | 0.0039666 | 0.0039429 | 0.0039268 | 0.0039158 | 0.0039084 | 0.0038987 | 0 | 0 | 0 | 0 | 0 | 0
Yes | SCE | Com | Lighting | 2013 T-24: NRA-Lighting-Hotel Corridors | On-the-books | Electric Demand (MW) | 0.030342 | 0.029997 | 0.029701 | 0.02945 | 0.014499 | 0 | 0 | 0 | 0 | 0 | 0 | 0 | 0
Yes | SCE | Com | Lighting | 2013 T-24: NRA-Lighting-MF Building Corridors | On-the-books | Electric Demand (MW) | 0.095947 | 0.095056 | 0.094247 | 0.093518 | 0.046051 | 0 | 0 | 0 | 0 | 0 | 0 | 0 | 0
Yes | SCE | Com | Lighting | 2013 T-24: NRA-Lighting-Warehouses and Libraries | On-the-books | Electric Demand (MW) | 0.846 | 0.83498 | 0.82601 | 0.81874 | 0.4031 | 0 | 0 | 0 | 0 | 0 | 0 | 0 | 0
Yes | SCE | Com | Lighting | 2013 T-24: NRNC-Lighting-DR Lighting Controls | On-the-books | Electric Demand (MW) | 0.26756 | 0.2663 | 0.2655 | 0.26501 | 0.26471 | 0.26452 | 0.26426 | 0.26405 | 0.2638 | 0.26357 | 0.26334 | 0.26311 | 0.26287
Yes | SCE | Com | Lighting | 2013 T-24: NRNC-Lighting-Hotel Corridors | On-the-books | Electric Demand (MW) | 0.015714 | 0.015406 | 0.015128 | 0.014879 | 0.01466 | 0.014469 | 0.01426 | 0.014063 | 0.013858 | 0.013658 | 0.013454 | 0.013253 | 0.013051
Yes | SCE | Com | Lighting | 2013 T-24: NRNC-Lighting-MF Building Corridors | On-the-books | Electric Demand (MW) | 0.1135 | 0.1121 | 0.11077 | 0.10951 | 0.10833 | 0.10724 | 0.1061 | 0.10499 | 0.10386 | 0.10274 | 0.10161 | 0.10049 | 0.099367
Yes | SCE | Com | Lighting | 2013 T-24: NRNC-Lighting-Office Plug Load Control | On-the-books | Electric Demand (MW) | 0.4267 | 0.41763 | 0.40945 | 0.40219 | 0.39585 | 0.39038 | 0.38433 | 0.37867 | 0.37275 | 0.367 | 0.36114 | 0.35535 | 0.34952
Yes | SCE | Com | Lighting | 2013 T-24: NRNC-Lighting-Outdoor Lighting & Controls | On-the-books | Electric Demand (MW) | 0.14642 | 0.14525 | 0.14435 | 0.14367 | 0.14315 | 0.14276 | 0.14228 | 0.14186 | 0.1414 | 0.14097 | 0.14052 | 0.14008 | 0.13964
Yes | SCE | Com | Lighting | 2013 T-24: NRNC-Lighting-Parking Garage | On-the-books | Electric Demand (MW) | 0.12126 | 0.12041 | 0.11981 | 0.1194 | 0.11912 | 0.11892 | 0.11866 | 0.11844 | 0.1182 | 0.11797 | 0.11774 | 0.11751 | 0.11727
Yes | SCE | Com | Lighting | 2013 T-24: NRNC-Lighting-Warehouses and Libraries | On-the-books | Electric Demand (MW) | 0.21962 | 0.21328 | 0.20788 | 0.20333 | 0.19955 | 0.19642 | 0.19286 | 0.18959 | 0.18612 | 0.18278 | 0.17936 | 0.17599 | 0.17259
Yes | SCE | Com | Lighting | 2008 T-24: Sidelighting | On-the-books | Electric Demand (MW) | 0.30352 | 0.302 | 0.30073 | 0.29967 | 0.29879 | 0.29806 | 0.29724 | 0.29648 | 0.29567 | 0.2949 | 0.2941 | 0.29332 | 0.29253
Yes | SCE | Com | Lighting | 2008 T-24: Skylighting | On-the-books | Electric Demand (MW) | 0.10765 | 0.10745 | 0.1073 | 0.10718 | 0.1071 | 0.10704 | 0.10696 | 0.1069 | 0.10683 | 0.10676 | 0.10669 | 0.10662 | 0.10655
Yes | SCE | Com | Lighting | T-20: Small Diameter Directional Lamps | On-the-books | Electric Demand (MW) | 3.1199 | 2.9998 | 0 | 0 | 0 | 0 | 0 | 0 | 0 | 0 | 0 | 0 | 0
Yes | SCE | Com | Lighting | 2008 T-24: Tailored Indoor lighting | On-the-books | Electric Demand (MW) | 0.17958 | 0.1792 | 0.17892 | 0.17871 | 0.17855 | 0.17843 | 0.17828 | 0.17815 | 0.17801 | 0.17787 | 0.17773 | 0.1776 | 0.17746
Yes | SCE | Com | Lighting | 2019-21 Fed App: Ceiling fan light kits | On-the-books | Electric Demand (MW) | 0.00055893 | 0.00052943 | 0.0005019 | 0.00047603 | 0.00045479 | 0.0004364 | 0.00041566 | 0.0003969 | 0.00033145 | 4.4209e-05 | 4.2523e-05 | 4.0998e-05 | 3.9618e-05
Yes | SCE | Com | Lighting | 2025 T-24: Daylighting - Revise Automatic Daylighting Controls Exceptions (Alterations) | On-the-books | Electric Demand (MW) |  | 0.0050654 | 0.005378 | 0.0052203 | 0.0050625 | 0.004905 | 0.0047481 | 0.0045921 | 0.0044372 | 0.0042837 | 0.0041318 | 0.0039818 | 0.003834
Yes | SCE | Com | Lighting | 2025 T-24: Daylighting - Revise Automatic Daylighting Controls Exceptions (New Construction + Additions) | On-the-books | Electric Demand (MW) | 0 | 0.00023179 | 0.0013475 | 0.0013079 | 0.0012684 | 0.0012289 | 0.0011896 | 0.0011505 | 0.0011117 | 0.0010733 | 0.0010352 | 0.00099765 | 0.00096061
Yes | SCE | Com | Lighting | 2019 T-20: General Service Lamps - Expanded Scope | On-the-books | Electric Demand (MW) |  | 0.10733 | 0.1137 | 0.10384 | 0.012967 | 0.016097 | 0.016012 | 0.01597 | 0.01595 | 0.01594 | 0.015936 | 0.015933 | 0.015932
Yes | SCE | Com | Lighting | 2016 T-20: LED Quality - Tier 2 | On-the-books | Electric Demand (MW) | 0.0020771 | 0.0020326 | 0.0019843 | 0.0019361 | 0.0018564 | 0.0017828 | 0.001716 | 0.0016562 | 0.0016037 | 0.001558 | 0.0015187 | 0.0014853 | 0.00054404
Yes | SCE | Com | Lighting | 2022 T-24: NRA - Controlled Environment Horticulture - Lighting Efficacy | On-the-books | Electric Demand (MW) | 0.34185 | 0.3202 | 0.3006 | 0.28304 | 0.26743 | 0.25368 | 0.24164 | 0.23117 | 0.018864 | 0 | 0 | 0 | 0
Yes | SCE | Com | Lighting | 2022 T-24: NRA - Daylighting - Automatic Daylight Dimming to 10% | On-the-books | Electric Demand (MW) | 0.077662 | 0.075349 | 0.07246 | 0.068935 | 0.064749 | 0.059939 | 0.0046385 | 0 | 0 | 0 | 0 | 0 | 0
Yes | SCE | Com | Lighting | 2022 T-24: NRA - Grid Integration - Demand Responsive Lighting Systems | On-the-books | Electric Demand (MW) | 0.059884 | 0.053528 | 0.049655 | 0.047299 | 0.045867 | 0.026321 | 0 | 0 | 0 | 0 | 0 | 0 | 0
Yes | SCE | Com | Lighting | 2022 T-24: NRA - Indoor Lighting - Lighting Power Densities | On-the-books | Electric Demand (MW) | 0.8471 | 0.83968 | 0.83046 | 0.81945 | 0.80693 | 0.79342 | 0.77969 | 0.76654 | 0.75463 | 0.74439 | 0.73597 | 0.7293 | 0.72416
Yes | SCE | Com | Lighting | 2022 T-24: NRA - Indoor Lighting - Multi-zone Occupancy Sensing in Large Offices | On-the-books | Electric Demand (MW) | 0.81107 | 0.78102 | 0.74975 | 0.7183 | 0.6877 | 0.6589 | 0.053729 | 0 | 0 | 0 | 0 | 0 | 0
Yes | SCE | Com | Lighting | 2022 T-24: NRA - Outdoor Lighting - Lighting Power Allowances for General Hardscapes | On-the-books | Electric Demand (MW) | 0.26258 | 0.26258 | 0.26258 | 0.26258 | 0.26258 | 0.26258 | 0.26258 | 0.26258 | 0.26258 | 0.26258 | 0.26258 | 0.26258 | 0.26258
Yes | SCE | Com | Lighting | 2022 T-24: NRA - Outdoor Lighting - Lighting Zone Reclassification | On-the-books | Electric Demand (MW) | 0.03799 | 0.03799 | 0.03799 | 0.03799 | 0.03799 | 0.03799 | 0.03799 | 0.03799 | 0.03799 | 0.03799 | 0.03799 | 0.03799 | 0.03799
Yes | SCE | Com | Lighting | 2019 T-24: NRA-Indoor Lighting-Alterations (Control) | On-the-books | Electric Demand (MW) | 0.0052318 | 0.0049059 | 0.0045253 | 0.0040962 | 0.0036313 | 0.0031487 | 0.0026697 | 0.0022147 | 0.0018005 | 0.0014374 | 9.5956e-05 | 0 | 0
Yes | SCE | Com | Lighting | 2019 T-24: NRA-Indoor Lighting-Alterations (LPD) | On-the-books | Electric Demand (MW) | 0.18532 | 0.13648 | 0.098062 | 0.069133 | 0.048057 | 0.033071 | 0.022596 | 0.015362 | 0.010409 | 0.0070362 | 0.00040333 | 0 | 0
Yes | SCE | Com | Lighting | 2019 T-24: NRA-Indoor Lighting-New Controls | On-the-books | Electric Demand (MW) | 0.069733 | 0.065389 | 0.060316 | 0.054597 | 0.0484 | 0.041968 | 0.035583 | 0.029519 | 0.023998 | 0.019159 | 0.001279 | 1.7643e-17 | 1.7643e-17
Yes | SCE | Com | Lighting | 2019 T-24: NRA-Indoor Lighting-New LPD | On-the-books | Electric Demand (MW) | 1.8386 | 1.354 | 0.97288 | 0.68587 | 0.47678 | 0.3281 | 0.22417 | 0.15241 | 0.10327 | 0.069806 | 0.0040014 | 0 | 0
Yes | SCE | Com | Lighting | 2019 T-24: NRA-Outdoor Lighting-Controls | On-the-books | Electric Demand (MW) | 0.062284 | 0.058404 | 0.053873 | 0.048764 | 0.04323 | 0.037485 | 0.031782 | 0.026366 | 0.021434 | 0.017112 | 0.0011423 | 0 | 0
Yes | SCE | Com | Lighting | 2019 T-24: NRA-Outdoor Lighting-LPA (General Hardscape) | On-the-books | Electric Demand (MW) | 0.02771 | 0.020407 | 0.014662 | 0.010337 | 0.0071856 | 0.0049448 | 0.0033785 | 0.002297 | 0.0015563 | 0.0010521 | 6.0306e-05 | 0 | 0
Yes | SCE | Com | Lighting | 2019 T-24: NRA-Outdoor Lighting-LPA (Specific Applications) | On-the-books | Electric Demand (MW) | 0.037685 | 0.027753 | 0.019941 | 0.014058 | 0.0097725 | 0.0067249 | 0.0045948 | 0.0031239 | 0.0021166 | 0.0014308 | 8.2016e-05 | 0 | 0
Yes | SCE | Com | Lighting | 2022 T-24: NRNC - Controlled Environment Horticulture - Lighting Efficacy | On-the-books | Electric Demand (MW) | 0.8238 | 0.77164 | 0.72441 | 0.68208 | 0.64447 | 0.61132 | 0.58231 | 0.55708 | 0.53524 | 0.51643 | 0.5003 | 0.48651 | 0.47475
Yes | SCE | Com | Lighting | 2022 T-24: NRNC - Daylighting - Automatic Daylight Dimming to 10% | On-the-books | Electric Demand (MW) | 0.018181 | 0.017639 | 0.016963 | 0.016137 | 0.015158 | 0.014032 | 0.012785 | 0.011462 | 0.010117 | 0.0088097 | 0.0075932 | 0.006506 | 0.0055688
Yes | SCE | Com | Lighting | 2022 T-24: NRNC - Grid Integration - Demand Responsive Lighting Systems | On-the-books | Electric Demand (MW) |  | 0.0020167 | 0.0018708 | 0.001782 | 0.0017281 | 0.0016953 | 0.0016755 | 0.0016634 | 0.0016561 | 0.0016517 | 0.001649 | 0.0016473 | 0.0016463
Yes | SCE | Com | Lighting | 2022 T-24: NRNC - Indoor Lighting - Lighting Power Densities | On-the-books | Electric Demand (MW) |  | 0.2298 | 0.22728 | 0.22427 | 0.22084 | 0.21714 | 0.21338 | 0.20978 | 0.20652 | 0.20372 | 0.20142 | 0.19959 | 0.19819
Yes | SCE | Com | Lighting | 2022 T-24: NRNC - Indoor Lighting - Multi-zone Occupancy Sensing in Large Offices | On-the-books | Electric Demand (MW) |  | 0.50295 | 0.48282 | 0.46256 | 0.44286 | 0.42431 | 0.40739 | 0.39237 | 0.37938 | 0.36838 | 0.35924 | 0.35176 | 0.34571
Yes | SCE | Com | Lighting | 2022 T-24: NRNC - Outdoor Lighting - Nonresidential Lighting Power Allowances for General Hardscapes | On-the-books | Electric Demand (MW) |  | 0.084918 | 0.084918 | 0.084918 | 0.084918 | 0.084918 | 0.084918 | 0.084918 | 0.084918 | 0.084918 | 0.084918 | 0.084918 | 0.084918
Yes | SCE | Com | Lighting | 2022 T-24: NRNC - Outdoor Lighting - Nonresidential Lighting Zone Reclassification | On-the-books | Electric Demand (MW) |  | 0.012291 | 0.012291 | 0.012291 | 0.012291 | 0.012291 | 0.012291 | 0.012291 | 0.012291 | 0.012291 | 0.012291 | 0.012291 | 0.012291
Yes | SCE | Com | Lighting | 2019 T-24: NRNC-Indoor Lighting-Controls | On-the-books | Electric Demand (MW) |  | 0.060674 | 0.055966 | 0.05066 | 0.04491 | 0.038942 | 0.033017 | 0.027391 | 0.022267 | 0.017777 | 0.013973 | 0.01084 | 0.0083215
Yes | SCE | Com | Lighting | 2019 T-24: NRNC-Indoor Lighting-LPD | On-the-books | Electric Demand (MW) |  | 0.46691 | 0.33547 | 0.23651 | 0.16441 | 0.11314 | 0.077301 | 0.052555 | 0.035609 | 0.024071 | 0.016246 | 0.010953 | 0.0073791
Yes | SCE | Com | Lighting | 2019 T-24: NRNC-Outdoor Lighting-Controls | On-the-books | Electric Demand (MW) |  | 0.020176 | 0.018611 | 0.016846 | 0.014934 | 0.012949 | 0.010979 | 0.0091083 | 0.0074045 | 0.0059114 | 0.0046464 | 0.0036048 | 0.0027672
Yes | SCE | Com | Lighting | 2019 T-24: NRNC-Outdoor Lighting-LPA (General Hardscape) | On-the-books | Electric Demand (MW) |  | 0.014446 | 0.011985 | 0.0097428 | 0.0077782 | 0.0061136 | 0.0047431 | 0.003641 | 0.0027715 | 0.0020957 | 0.0015766 | 0.0011815 | 0.00088275
Yes | SCE | Com | Lighting | 2019 T-24: NRNC-Outdoor Lighting-LPA (Specific Applications) | On-the-books | Electric Demand (MW) |  | 0.019647 | 0.016299 | 0.01325 | 0.010578 | 0.0083145 | 0.0064506 | 0.0049517 | 0.0037692 | 0.0028501 | 0.0021442 | 0.0016068 | 0.0012005
Yes | SCE | Com | Lighting | T-20: Dimming Ballasts | Expected | Electric Demand (MW) | 0.59078 | 0.59233 | 0.59389 | 0.59544 | 0 | 0 | 0 | 0 | 0 | 0 | 0 | 0 | 0
Yes | SCE | Com | Lighting | 2008 T-20: General Purpose Lighting -- 60 and 40 watt | Expected | Electric Demand (MW) | 0 | 0 | 0 | 0 | 0 | 0 | 0 | 0 | 0 | 0 | 0 | 0 | 0
Yes | SCE | Com | Lighting | Fed Appliance: General Service Fluorescent Lamps #1 | Expected | Electric Demand (MW) | 0.28133 | 0.28067 | 0.2802 | 0.27986 | 0.27962 | 0.27945 | 0.27924 | 0.27905 | 0.27885 | 0.27866 | 0.27845 | 0.27826 | 0.27806
Yes | SCE | Com | Lighting | Fed Appliance: GSFLs | Expected | Electric Demand (MW) | 5.1905 | 5.2033 | 5.2162 | 5.229 | 0 | 0 | 0 | 0 | 0 | 0 | 0 | 0 | 0
Yes | SCE | Com | Lighting | 2006 T-20: General Service Incandescent Lamps, Tier 2 #3 | Expected | Electric Demand (MW) | 7.7747e-05 | 7.7712e-05 | 7.7684e-05 | 7.7661e-05 | 7.7642e-05 | 7.7627e-05 | 7.7609e-05 | 7.7593e-05 | 7.7576e-05 | 7.756e-05 | 7.7543e-05 | 7.7527e-05 | 7.751e-05
Yes | SCE | Com | Lighting | T-20: GSLs - Original Scope - Tier 2 | Expected | Electric Demand (MW) | 0.50479 | 0.48274 | 0.46069 | 0.43864 | 0.41659 | 0.39455 | 0.3725 | 0.35045 | 0.3284 | 0.042256 | 0.039214 | 0.036173 | 0.033132
Yes | SCE | Com | Lighting | T-20: LED Lamps - Tier 1 | Expected | Electric Demand (MW) | 0.12263 | 0.11479 | 0.10695 | 0.099104 | 0.091263 | 0.083421 | 0.075579 | 0.067738 | 0.059896 | 0.052055 | 0.0064241 | 0.0052848 | 0.0041454
Yes | SCE | Com | Lighting | Fed Appliance: Incandescent Reflector Lamps | Expected | Electric Demand (MW) | 0.0009974 | 0.00097295 | 0.00095315 | 0.00093745 | 0.00092519 | 0.00091575 | 0.00090443 | 0.00089436 | 0.00088345 | 0.00087311 | 0.00086239 | 0.00085192 | 0.00084128
Yes | SCE | Com | Lighting | Fed Appliance: Metal Halide Lamp Fixtures | Expected | Electric Demand (MW) | 0.051768 | 0.049879 | 0.047991 | 0.046102 | 0.044213 | 0.042324 | 0.040435 | 0.038546 | 0.036657 | 0.034769 | 0.03288 | 0.030991 | 0.029102
Yes | SCE | Com | Lighting | 2005 T-20: Modular Furniture Task Lighting Fixtures | Expected | Electric Demand (MW) | 0.0028209 | 0.0028128 | 0.002807 | 0.0028028 | 0.0027998 | 0.0027976 | 0.0027949 | 0.0027925 | 0.0027899 | 0.0027875 | 0.0027849 | 0.0027824 | 0.0027799
Yes | SCE | Com | Lighting | 2016 T-24: Nonresidential Lighting Alterations (Units = sq ft) | Expected | Electric Demand (MW) | 2.2904 | 2.2615 | 2.2309 | 2.1998 | 2.169 | 2.1378 | 2.106 | 0 | 0 | 0 | 0 | 0 | 0
Yes | SCE | Com | Lighting | 2013 T-24: NRA-Lighting-Alterations-Existing Measures | Expected | Electric Demand (MW) | 2.8483 | 2.8121 | 2.7837 | 2.7615 | 1.3609 | 0 | 0 | 0 | 0 | 0 | 0 | 0 | 0
Yes | SCE | Com | Lighting | 2013 T-24: NRA-Lighting-Alterations-New Measures | Expected | Electric Demand (MW) | 4.0565 | 4.0076 | 3.9661 | 3.9311 | 1.9348 | 0 | 0 | 0 | 0 | 0 | 0 | 0 | 0
Yes | SCE | Com | Lighting | 2016 T-24: NRA-Lighting-ASHRAE Elevator Lighting & Ventilation | Expected | Electric Demand (MW) | 0.0040014 | 0.0039666 | 0.0039429 | 0.0039268 | 0.0039158 | 0.0039084 | 0.0038987 | 0 | 0 | 0 | 0 | 0 | 0
Yes | SCE | Com | Lighting | 2013 T-24: NRA-Lighting-Hotel Corridors | Expected | Electric Demand (MW) | 0.030342 | 0.029997 | 0.029701 | 0.02945 | 0.014499 | 0 | 0 | 0 | 0 | 0 | 0 | 0 | 0
Yes | SCE | Com | Lighting | 2013 T-24: NRA-Lighting-MF Building Corridors | Expected | Electric Demand (MW) | 0.095947 | 0.095056 | 0.094247 | 0.093518 | 0.046051 | 0 | 0 | 0 | 0 | 0 | 0 | 0 | 0
Yes | SCE | Com | Lighting | 2013 T-24: NRA-Lighting-Warehouses and Libraries | Expected | Electric Demand (MW) | 0.846 | 0.83498 | 0.82601 | 0.81874 | 0.4031 | 0 | 0 | 0 | 0 | 0 | 0 | 0 | 0
Yes | SCE | Com | Lighting | 2013 T-24: NRNC-Lighting-DR Lighting Controls | Expected | Electric Demand (MW) | 0.26756 | 0.2663 | 0.2655 | 0.26501 | 0.26471 | 0.26452 | 0.26426 | 0.26405 | 0.2638 | 0.26357 | 0.26334 | 0.26311 | 0.26287
Yes | SCE | Com | Lighting | 2013 T-24: NRNC-Lighting-Hotel Corridors | Expected | Electric Demand (MW) | 0.015714 | 0.015406 | 0.015128 | 0.014879 | 0.01466 | 0.014469 | 0.01426 | 0.014063 | 0.013858 | 0.013658 | 0.013454 | 0.013253 | 0.013051
Yes | SCE | Com | Lighting | 2013 T-24: NRNC-Lighting-MF Building Corridors | Expected | Electric Demand (MW) | 0.1135 | 0.1121 | 0.11077 | 0.10951 | 0.10833 | 0.10724 | 0.1061 | 0.10499 | 0.10386 | 0.10274 | 0.10161 | 0.10049 | 0.099367
Yes | SCE | Com | Lighting | 2013 T-24: NRNC-Lighting-Office Plug Load Control | Expected | Electric Demand (MW) | 0.4267 | 0.41763 | 0.40945 | 0.40219 | 0.39585 | 0.39038 | 0.38433 | 0.37867 | 0.37275 | 0.367 | 0.36114 | 0.35535 | 0.34952
Yes | SCE | Com | Lighting | 2013 T-24: NRNC-Lighting-Outdoor Lighting & Controls | Expected | Electric Demand (MW) | 0.14642 | 0.14525 | 0.14435 | 0.14367 | 0.14315 | 0.14276 | 0.14228 | 0.14186 | 0.1414 | 0.14097 | 0.14052 | 0.14008 | 0.13964
Yes | SCE | Com | Lighting | 2013 T-24: NRNC-Lighting-Parking Garage | Expected | Electric Demand (MW) | 0.12126 | 0.12041 | 0.11981 | 0.1194 | 0.11912 | 0.11892 | 0.11866 | 0.11844 | 0.1182 | 0.11797 | 0.11774 | 0.11751 | 0.11727
Yes | SCE | Com | Lighting | 2013 T-24: NRNC-Lighting-Warehouses and Libraries | Expected | Electric Demand (MW) | 0.21962 | 0.21328 | 0.20788 | 0.20333 | 0.19955 | 0.19642 | 0.19286 | 0.18959 | 0.18612 | 0.18278 | 0.17936 | 0.17599 | 0.17259
Yes | SCE | Com | Lighting | 2008 T-24: Sidelighting | Expected | Electric Demand (MW) | 0.30352 | 0.302 | 0.30073 | 0.29967 | 0.29879 | 0.29806 | 0.29724 | 0.29648 | 0.29567 | 0.2949 | 0.2941 | 0.29332 | 0.29253
Yes | SCE | Com | Lighting | 2008 T-24: Skylighting | Expected | Electric Demand (MW) | 0.10765 | 0.10745 | 0.1073 | 0.10718 | 0.1071 | 0.10704 | 0.10696 | 0.1069 | 0.10683 | 0.10676 | 0.10669 | 0.10662 | 0.10655
Yes | SCE | Com | Lighting | T-20: Small Diameter Directional Lamps | Expected | Electric Demand (MW) | 3.1199 | 2.9998 | 0 | 0 | 0 | 0 | 0 | 0 | 0 | 0 | 0 | 0 | 0
Yes | SCE | Com | Lighting | 2008 T-24: Tailored Indoor lighting | Expected | Electric Demand (MW) | 0.17958 | 0.1792 | 0.17892 | 0.17871 | 0.17855 | 0.17843 | 0.17828 | 0.17815 | 0.17801 | 0.17787 | 0.17773 | 0.1776 | 0.17746
Yes | SCE | Com | Lighting | 2019-21 Fed App: Ceiling fan light kits | Expected | Electric Demand (MW) | 0.00055893 | 0.00052943 | 0.0005019 | 0.00047603 | 0.00045479 | 0.0004364 | 0.00041566 | 0.0003969 | 0.00033145 | 4.4209e-05 | 4.2523e-05 | 4.0998e-05 | 3.9618e-05
Yes | SCE | Com | Lighting | 2025 T-24: Daylighting - Revise Automatic Daylighting Controls Exceptions (Alterations) | Expected | Electric Demand (MW) |  | 0.0050654 | 0.005378 | 0.0052203 | 0.0050625 | 0.004905 | 0.0047481 | 0.0045921 | 0.0044372 | 0.0042837 | 0.0041318 | 0.0039818 | 0.003834
Yes | SCE | Com | Lighting | 2025 T-24: Daylighting - Revise Automatic Daylighting Controls Exceptions (New Construction + Additions) | Expected | Electric Demand (MW) | 0 | 0.00023179 | 0.0013475 | 0.0013079 | 0.0012684 | 0.0012289 | 0.0011896 | 0.0011505 | 0.0011117 | 0.0010733 | 0.0010352 | 0.00099765 | 0.00096061
Yes | SCE | Com | Lighting | 2019 T-20: General Service Lamps - Expanded Scope | Expected | Electric Demand (MW) |  | 0.10733 | 0.1137 | 0.10384 | 0.012967 | 0.016097 | 0.016012 | 0.01597 | 0.01595 | 0.01594 | 0.015936 | 0.015933 | 0.015932
Yes | SCE | Com | Lighting | 2016 T-20: LED Quality - Tier 2 | Expected | Electric Demand (MW) | 0.0020771 | 0.0020326 | 0.0019843 | 0.0019361 | 0.0018564 | 0.0017828 | 0.001716 | 0.0016562 | 0.0016037 | 0.001558 | 0.0015187 | 0.0014853 | 0.00054404
Yes | SCE | Com | Lighting | 2022 T-24: NRA - Controlled Environment Horticulture - Lighting Efficacy | Expected | Electric Demand (MW) | 0.34185 | 0.3202 | 0.3006 | 0.28304 | 0.26743 | 0.25368 | 0.24164 | 0.23117 | 0.018864 | 0 | 0 | 0 | 0
Yes | SCE | Com | Lighting | 2022 T-24: NRA - Daylighting - Automatic Daylight Dimming to 10% | Expected | Electric Demand (MW) | 0.077662 | 0.075349 | 0.07246 | 0.068935 | 0.064749 | 0.059939 | 0.0046385 | 0 | 0 | 0 | 0 | 0 | 0
Yes | SCE | Com | Lighting | 2022 T-24: NRA - Grid Integration - Demand Responsive Lighting Systems | Expected | Electric Demand (MW) | 0.059884 | 0.053528 | 0.049655 | 0.047299 | 0.045867 | 0.026321 | 0 | 0 | 0 | 0 | 0 | 0 | 0
Yes | SCE | Com | Lighting | 2022 T-24: NRA - Indoor Lighting - Lighting Power Densities | Expected | Electric Demand (MW) | 0.8471 | 0.83968 | 0.83046 | 0.81945 | 0.80693 | 0.79342 | 0.77969 | 0.76654 | 0.75463 | 0.74439 | 0.73597 | 0.7293 | 0.72416
Yes | SCE | Com | Lighting | 2022 T-24: NRA - Indoor Lighting - Multi-zone Occupancy Sensing in Large Offices | Expected | Electric Demand (MW) | 0.81107 | 0.78102 | 0.74975 | 0.7183 | 0.6877 | 0.6589 | 0.053729 | 0 | 0 | 0 | 0 | 0 | 0
Yes | SCE | Com | Lighting | 2022 T-24: NRA - Outdoor Lighting - Lighting Power Allowances for General Hardscapes | Expected | Electric Demand (MW) | 0.26258 | 0.26258 | 0.26258 | 0.26258 | 0.26258 | 0.26258 | 0.26258 | 0.26258 | 0.26258 | 0.26258 | 0.26258 | 0.26258 | 0.26258
Yes | SCE | Com | Lighting | 2022 T-24: NRA - Outdoor Lighting - Lighting Zone Reclassification | Expected | Electric Demand (MW) | 0.03799 | 0.03799 | 0.03799 | 0.03799 | 0.03799 | 0.03799 | 0.03799 | 0.03799 | 0.03799 | 0.03799 | 0.03799 | 0.03799 | 0.03799
Yes | SCE | Com | Lighting | 2019 T-24: NRA-Indoor Lighting-Alterations (Control) | Expected | Electric Demand (MW) | 0.0052318 | 0.0049059 | 0.0045253 | 0.0040962 | 0.0036313 | 0.0031487 | 0.0026697 | 0.0022147 | 0.0018005 | 0.0014374 | 9.5956e-05 | 0 | 0
Yes | SCE | Com | Lighting | 2019 T-24: NRA-Indoor Lighting-Alterations (LPD) | Expected | Electric Demand (MW) | 0.18532 | 0.13648 | 0.098062 | 0.069133 | 0.048057 | 0.033071 | 0.022596 | 0.015362 | 0.010409 | 0.0070362 | 0.00040333 | 0 | 0
Yes | SCE | Com | Lighting | 2019 T-24: NRA-Indoor Lighting-New Controls | Expected | Electric Demand (MW) | 0.069733 | 0.065389 | 0.060316 | 0.054597 | 0.0484 | 0.041968 | 0.035583 | 0.029519 | 0.023998 | 0.019159 | 0.001279 | 1.7643e-17 | 1.7643e-17
Yes | SCE | Com | Lighting | 2019 T-24: NRA-Indoor Lighting-New LPD | Expected | Electric Demand (MW) | 1.8386 | 1.354 | 0.97288 | 0.68587 | 0.47678 | 0.3281 | 0.22417 | 0.15241 | 0.10327 | 0.069806 | 0.0040014 | 0 | 0
Yes | SCE | Com | Lighting | 2019 T-24: NRA-Outdoor Lighting-Controls | Expected | Electric Demand (MW) | 0.062284 | 0.058404 | 0.053873 | 0.048764 | 0.04323 | 0.037485 | 0.031782 | 0.026366 | 0.021434 | 0.017112 | 0.0011423 | 0 | 0
Yes | SCE | Com | Lighting | 2019 T-24: NRA-Outdoor Lighting-LPA (General Hardscape) | Expected | Electric Demand (MW) | 0.02771 | 0.020407 | 0.014662 | 0.010337 | 0.0071856 | 0.0049448 | 0.0033785 | 0.002297 | 0.0015563 | 0.0010521 | 6.0306e-05 | 0 | 0
Yes | SCE | Com | Lighting | 2019 T-24: NRA-Outdoor Lighting-LPA (Specific Applications) | Expected | Electric Demand (MW) | 0.037685 | 0.027753 | 0.019941 | 0.014058 | 0.0097725 | 0.0067249 | 0.0045948 | 0.0031239 | 0.0021166 | 0.0014308 | 8.2016e-05 | 0 | 0
Yes | SCE | Com | Lighting | 2022 T-24: NRNC - Controlled Environment Horticulture - Lighting Efficacy | Expected | Electric Demand (MW) | 0.8238 | 0.77164 | 0.72441 | 0.68208 | 0.64447 | 0.61132 | 0.58231 | 0.55708 | 0.53524 | 0.51643 | 0.5003 | 0.48651 | 0.47475
Yes | SCE | Com | Lighting | 2022 T-24: NRNC - Daylighting - Automatic Daylight Dimming to 10% | Expected | Electric Demand (MW) | 0.018181 | 0.017639 | 0.016963 | 0.016137 | 0.015158 | 0.014032 | 0.012785 | 0.011462 | 0.010117 | 0.0088097 | 0.0075932 | 0.006506 | 0.0055688
Yes | SCE | Com | Lighting | 2022 T-24: NRNC - Grid Integration - Demand Responsive Lighting Systems | Expected | Electric Demand (MW) |  | 0.0020167 | 0.0018708 | 0.001782 | 0.0017281 | 0.0016953 | 0.0016755 | 0.0016634 | 0.0016561 | 0.0016517 | 0.001649 | 0.0016473 | 0.0016463
Yes | SCE | Com | Lighting | 2022 T-24: NRNC - Indoor Lighting - Lighting Power Densities | Expected | Electric Demand (MW) |  | 0.2298 | 0.22728 | 0.22427 | 0.22084 | 0.21714 | 0.21338 | 0.20978 | 0.20652 | 0.20372 | 0.20142 | 0.19959 | 0.19819
Yes | SCE | Com | Lighting | 2022 T-24: NRNC - Indoor Lighting - Multi-zone Occupancy Sensing in Large Offices | Expected | Electric Demand (MW) |  | 0.50295 | 0.48282 | 0.46256 | 0.44286 | 0.42431 | 0.40739 | 0.39237 | 0.37938 | 0.36838 | 0.35924 | 0.35176 | 0.34571
Yes | SCE | Com | Lighting | 2022 T-24: NRNC - Outdoor Lighting - Nonresidential Lighting Power Allowances for General Hardscapes | Expected | Electric Demand (MW) |  | 0.084918 | 0.084918 | 0.084918 | 0.084918 | 0.084918 | 0.084918 | 0.084918 | 0.084918 | 0.084918 | 0.084918 | 0.084918 | 0.084918
Yes | SCE | Com | Lighting | 2022 T-24: NRNC - Outdoor Lighting - Nonresidential Lighting Zone Reclassification | Expected | Electric Demand (MW) |  | 0.012291 | 0.012291 | 0.012291 | 0.012291 | 0.012291 | 0.012291 | 0.012291 | 0.012291 | 0.012291 | 0.012291 | 0.012291 | 0.012291
Yes | SCE | Com | Lighting | 2019 T-24: NRNC-Indoor Lighting-Controls | Expected | Electric Demand (MW) |  | 0.060674 | 0.055966 | 0.05066 | 0.04491 | 0.038942 | 0.033017 | 0.027391 | 0.022267 | 0.017777 | 0.013973 | 0.01084 | 0.0083215
Yes | SCE | Com | Lighting | 2019 T-24: NRNC-Indoor Lighting-LPD | Expected | Electric Demand (MW) |  | 0.46691 | 0.33547 | 0.23651 | 0.16441 | 0.11314 | 0.077301 | 0.052555 | 0.035609 | 0.024071 | 0.016246 | 0.010953 | 0.0073791
Yes | SCE | Com | Lighting | 2019 T-24: NRNC-Outdoor Lighting-Controls | Expected | Electric Demand (MW) |  | 0.020176 | 0.018611 | 0.016846 | 0.014934 | 0.012949 | 0.010979 | 0.0091083 | 0.0074045 | 0.0059114 | 0.0046464 | 0.0036048 | 0.0027672
Yes | SCE | Com | Lighting | 2019 T-24: NRNC-Outdoor Lighting-LPA (General Hardscape) | Expected | Electric Demand (MW) |  | 0.014446 | 0.011985 | 0.0097428 | 0.0077782 | 0.0061136 | 0.0047431 | 0.003641 | 0.0027715 | 0.0020957 | 0.0015766 | 0.0011815 | 0.00088275
Yes | SCE | Com | Lighting | 2019 T-24: NRNC-Outdoor Lighting-LPA (Specific Applications) | Expected | Electric Demand (MW) |  | 0.019647 | 0.016299 | 0.01325 | 0.010578 | 0.0083145 | 0.0064506 | 0.0049517 | 0.0037692 | 0.0028501 | 0.0021442 | 0.0016068 | 0.0012005
Yes | SCE | Com | Lighting | T-20: Dimming Ballasts | Possible | Electric Demand (MW) | 0.59078 | 0.59233 | 0.59389 | 0.59544 | 0 | 0 | 0 | 0 | 0 | 0 | 0 | 0 | 0
Yes | SCE | Com | Lighting | 2008 T-20: General Purpose Lighting -- 60 and 40 watt | Possible | Electric Demand (MW) | 0 | 0 | 0 | 0 | 0 | 0 | 0 | 0 | 0 | 0 | 0 | 0 | 0
Yes | SCE | Com | Lighting | Fed Appliance: General Service Fluorescent Lamps #1 | Possible | Electric Demand (MW) | 0.28133 | 0.28067 | 0.2802 | 0.27986 | 0.27962 | 0.27945 | 0.27924 | 0.27905 | 0.27885 | 0.27866 | 0.27845 | 0.27826 | 0.27806
Yes | SCE | Com | Lighting | Fed Appliance: GSFLs | Possible | Electric Demand (MW) | 5.1905 | 5.2033 | 5.2162 | 5.229 | 0 | 0 | 0 | 0 | 0 | 0 | 0 | 0 | 0
Yes | SCE | Com | Lighting | 2006 T-20: General Service Incandescent Lamps, Tier 2 #3 | Possible | Electric Demand (MW) | 7.7747e-05 | 7.7712e-05 | 7.7684e-05 | 7.7661e-05 | 7.7642e-05 | 7.7627e-05 | 7.7609e-05 | 7.7593e-05 | 7.7576e-05 | 7.756e-05 | 7.7543e-05 | 7.7527e-05 | 7.751e-05
Yes | SCE | Com | Lighting | T-20: GSLs - Original Scope - Tier 2 | Possible | Electric Demand (MW) | 0.50479 | 0.48274 | 0.46069 | 0.43864 | 0.41659 | 0.39455 | 0.3725 | 0.35045 | 0.3284 | 0.042256 | 0.039214 | 0.036173 | 0.033132
Yes | SCE | Com | Lighting | T-20: LED Lamps - Tier 1 | Possible | Electric Demand (MW) | 0.12263 | 0.11479 | 0.10695 | 0.099104 | 0.091263 | 0.083421 | 0.075579 | 0.067738 | 0.059896 | 0.052055 | 0.0064241 | 0.0052848 | 0.0041454
Yes | SCE | Com | Lighting | Fed Appliance: Incandescent Reflector Lamps | Possible | Electric Demand (MW) | 0.0009974 | 0.00097295 | 0.00095315 | 0.00093745 | 0.00092519 | 0.00091575 | 0.00090443 | 0.00089436 | 0.00088345 | 0.00087311 | 0.00086239 | 0.00085192 | 0.00084128
Yes | SCE | Com | Lighting | Fed Appliance: Metal Halide Lamp Fixtures | Possible | Electric Demand (MW) | 0.051768 | 0.049879 | 0.047991 | 0.046102 | 0.044213 | 0.042324 | 0.040435 | 0.038546 | 0.036657 | 0.034769 | 0.03288 | 0.030991 | 0.029102
Yes | SCE | Com | Lighting | 2005 T-20: Modular Furniture Task Lighting Fixtures | Possible | Electric Demand (MW) | 0.0028209 | 0.0028128 | 0.002807 | 0.0028028 | 0.0027998 | 0.0027976 | 0.0027949 | 0.0027925 | 0.0027899 | 0.0027875 | 0.0027849 | 0.0027824 | 0.0027799
Yes | SCE | Com | Lighting | 2016 T-24: Nonresidential Lighting Alterations (Units = sq ft) | Possible | Electric Demand (MW) | 2.2904 | 2.2615 | 2.2309 | 2.1998 | 2.169 | 2.1378 | 2.106 | 0 | 0 | 0 | 0 | 0 | 0
Yes | SCE | Com | Lighting | 2013 T-24: NRA-Lighting-Alterations-Existing Measures | Possible | Electric Demand (MW) | 2.8483 | 2.8121 | 2.7837 | 2.7615 | 1.3609 | 0 | 0 | 0 | 0 | 0 | 0 | 0 | 0
Yes | SCE | Com | Lighting | 2013 T-24: NRA-Lighting-Alterations-New Measures | Possible | Electric Demand (MW) | 4.0565 | 4.0076 | 3.9661 | 3.9311 | 1.9348 | 0 | 0 | 0 | 0 | 0 | 0 | 0 | 0
Yes | SCE | Com | Lighting | 2016 T-24: NRA-Lighting-ASHRAE Elevator Lighting & Ventilation | Possible | Electric Demand (MW) | 0.0040014 | 0.0039666 | 0.0039429 | 0.0039268 | 0.0039158 | 0.0039084 | 0.0038987 | 0 | 0 | 0 | 0 | 0 | 0
Yes | SCE | Com | Lighting | 2013 T-24: NRA-Lighting-Hotel Corridors | Possible | Electric Demand (MW) | 0.030342 | 0.029997 | 0.029701 | 0.02945 | 0.014499 | 0 | 0 | 0 | 0 | 0 | 0 | 0 | 0
Yes | SCE | Com | Lighting | 2013 T-24: NRA-Lighting-MF Building Corridors | Possible | Electric Demand (MW) | 0.095947 | 0.095056 | 0.094247 | 0.093518 | 0.046051 | 0 | 0 | 0 | 0 | 0 | 0 | 0 | 0
Yes | SCE | Com | Lighting | 2013 T-24: NRA-Lighting-Warehouses and Libraries | Possible | Electric Demand (MW) | 0.846 | 0.83498 | 0.82601 | 0.81874 | 0.4031 | 0 | 0 | 0 | 0 | 0 | 0 | 0 | 0
Yes | SCE | Com | Lighting | 2013 T-24: NRNC-Lighting-DR Lighting Controls | Possible | Electric Demand (MW) | 0.26756 | 0.2663 | 0.2655 | 0.26501 | 0.26471 | 0.26452 | 0.26426 | 0.26405 | 0.2638 | 0.26357 | 0.26334 | 0.26311 | 0.26287
Yes | SCE | Com | Lighting | 2013 T-24: NRNC-Lighting-Hotel Corridors | Possible | Electric Demand (MW) | 0.015714 | 0.015406 | 0.015128 | 0.014879 | 0.01466 | 0.014469 | 0.01426 | 0.014063 | 0.013858 | 0.013658 | 0.013454 | 0.013253 | 0.013051
Yes | SCE | Com | Lighting | 2013 T-24: NRNC-Lighting-MF Building Corridors | Possible | Electric Demand (MW) | 0.1135 | 0.1121 | 0.11077 | 0.10951 | 0.10833 | 0.10724 | 0.1061 | 0.10499 | 0.10386 | 0.10274 | 0.10161 | 0.10049 | 0.099367
Yes | SCE | Com | Lighting | 2013 T-24: NRNC-Lighting-Office Plug Load Control | Possible | Electric Demand (MW) | 0.4267 | 0.41763 | 0.40945 | 0.40219 | 0.39585 | 0.39038 | 0.38433 | 0.37867 | 0.37275 | 0.367 | 0.36114 | 0.35535 | 0.34952
Yes | SCE | Com | Lighting | 2013 T-24: NRNC-Lighting-Outdoor Lighting & Controls | Possible | Electric Demand (MW) | 0.14642 | 0.14525 | 0.14435 | 0.14367 | 0.14315 | 0.14276 | 0.14228 | 0.14186 | 0.1414 | 0.14097 | 0.14052 | 0.14008 | 0.13964
Yes | SCE | Com | Lighting | 2013 T-24: NRNC-Lighting-Parking Garage | Possible | Electric Demand (MW) | 0.12126 | 0.12041 | 0.11981 | 0.1194 | 0.11912 | 0.11892 | 0.11866 | 0.11844 | 0.1182 | 0.11797 | 0.11774 | 0.11751 | 0.11727
Yes | SCE | Com | Lighting | 2013 T-24: NRNC-Lighting-Warehouses and Libraries | Possible | Electric Demand (MW) | 0.21962 | 0.21328 | 0.20788 | 0.20333 | 0.19955 | 0.19642 | 0.19286 | 0.18959 | 0.18612 | 0.18278 | 0.17936 | 0.17599 | 0.17259
Yes | SCE | Com | Lighting | 2008 T-24: Sidelighting | Possible | Electric Demand (MW) | 0.30352 | 0.302 | 0.30073 | 0.29967 | 0.29879 | 0.29806 | 0.29724 | 0.29648 | 0.29567 | 0.2949 | 0.2941 | 0.29332 | 0.29253
Yes | SCE | Com | Lighting | 2008 T-24: Skylighting | Possible | Electric Demand (MW) | 0.10765 | 0.10745 | 0.1073 | 0.10718 | 0.1071 | 0.10704 | 0.10696 | 0.1069 | 0.10683 | 0.10676 | 0.10669 | 0.10662 | 0.10655
Yes | SCE | Com | Lighting | T-20: Small Diameter Directional Lamps | Possible | Electric Demand (MW) | 3.1199 | 2.9998 | 0 | 0 | 0 | 0 | 0 | 0 | 0 | 0 | 0 | 0 | 0
Yes | SCE | Com | Lighting | 2008 T-24: Tailored Indoor lighting | Possible | Electric Demand (MW) | 0.17958 | 0.1792 | 0.17892 | 0.17871 | 0.17855 | 0.17843 | 0.17828 | 0.17815 | 0.17801 | 0.17787 | 0.17773 | 0.1776 | 0.17746
Yes | SCE | Com | Lighting | 2019-21 Fed App: Ceiling fan light kits | Possible | Electric Demand (MW) | 0.00055893 | 0.00052943 | 0.0005019 | 0.00047603 | 0.00045479 | 0.0004364 | 0.00041566 | 0.0003969 | 0.00033145 | 4.4209e-05 | 4.2523e-05 | 4.0998e-05 | 3.9618e-05
Yes | SCE | Com | Lighting | 2025 T-24: Daylighting - Revise Automatic Daylighting Controls Exceptions (Alterations) | Possible | Electric Demand (MW) |  | 0.0050654 | 0.005378 | 0.0052203 | 0.0050625 | 0.004905 | 0.0047481 | 0.0045921 | 0.0044372 | 0.0042837 | 0.0041318 | 0.0039818 | 0.003834
Yes | SCE | Com | Lighting | 2025 T-24: Daylighting - Revise Automatic Daylighting Controls Exceptions (New Construction + Additions) | Possible | Electric Demand (MW) | 0 | 0.00023179 | 0.0013475 | 0.0013079 | 0.0012684 | 0.0012289 | 0.0011896 | 0.0011505 | 0.0011117 | 0.0010733 | 0.0010352 | 0.00099765 | 0.00096061
Yes | SCE | Com | Lighting | 2019 T-20: General Service Lamps - Expanded Scope | Possible | Electric Demand (MW) |  | 0.10733 | 0.1137 | 0.10384 | 0.012967 | 0.016097 | 0.016012 | 0.01597 | 0.01595 | 0.01594 | 0.015936 | 0.015933 | 0.015932
Yes | SCE | Com | Lighting | 2016 T-20: LED Quality - Tier 2 | Possible | Electric Demand (MW) | 0.0020771 | 0.0020326 | 0.0019843 | 0.0019361 | 0.0018564 | 0.0017828 | 0.001716 | 0.0016562 | 0.0016037 | 0.001558 | 0.0015187 | 0.0014853 | 0.00054404
Yes | SCE | Com | Lighting | 2022 T-24: NRA - Controlled Environment Horticulture - Lighting Efficacy | Possible | Electric Demand (MW) | 0.34185 | 0.3202 | 0.3006 | 0.28304 | 0.26743 | 0.25368 | 0.24164 | 0.23117 | 0.018864 | 0 | 0 | 0 | 0
Yes | SCE | Com | Lighting | 2022 T-24: NRA - Daylighting - Automatic Daylight Dimming to 10% | Possible | Electric Demand (MW) | 0.077662 | 0.075349 | 0.07246 | 0.068935 | 0.064749 | 0.059939 | 0.0046385 | 0 | 0 | 0 | 0 | 0 | 0
Yes | SCE | Com | Lighting | 2022 T-24: NRA - Grid Integration - Demand Responsive Lighting Systems | Possible | Electric Demand (MW) | 0.059884 | 0.053528 | 0.049655 | 0.047299 | 0.045867 | 0.026321 | 0 | 0 | 0 | 0 | 0 | 0 | 0
Yes | SCE | Com | Lighting | 2022 T-24: NRA - Indoor Lighting - Lighting Power Densities | Possible | Electric Demand (MW) | 0.8471 | 0.83968 | 0.83046 | 0.81945 | 0.80693 | 0.79342 | 0.77969 | 0.76654 | 0.75463 | 0.74439 | 0.73597 | 0.7293 | 0.72416
Yes | SCE | Com | Lighting | 2022 T-24: NRA - Indoor Lighting - Multi-zone Occupancy Sensing in Large Offices | Possible | Electric Demand (MW) | 0.81107 | 0.78102 | 0.74975 | 0.7183 | 0.6877 | 0.6589 | 0.053729 | 0 | 0 | 0 | 0 | 0 | 0
Yes | SCE | Com | Lighting | 2022 T-24: NRA - Outdoor Lighting - Lighting Power Allowances for General Hardscapes | Possible | Electric Demand (MW) | 0.26258 | 0.26258 | 0.26258 | 0.26258 | 0.26258 | 0.26258 | 0.26258 | 0.26258 | 0.26258 | 0.26258 | 0.26258 | 0.26258 | 0.26258
Yes | SCE | Com | Lighting | 2022 T-24: NRA - Outdoor Lighting - Lighting Zone Reclassification | Possible | Electric Demand (MW) | 0.03799 | 0.03799 | 0.03799 | 0.03799 | 0.03799 | 0.03799 | 0.03799 | 0.03799 | 0.03799 | 0.03799 | 0.03799 | 0.03799 | 0.03799
Yes | SCE | Com | Lighting | 2019 T-24: NRA-Indoor Lighting-Alterations (Control) | Possible | Electric Demand (MW) | 0.0052318 | 0.0049059 | 0.0045253 | 0.0040962 | 0.0036313 | 0.0031487 | 0.0026697 | 0.0022147 | 0.0018005 | 0.0014374 | 9.5956e-05 | 0 | 0
Yes | SCE | Com | Lighting | 2019 T-24: NRA-Indoor Lighting-Alterations (LPD) | Possible | Electric Demand (MW) | 0.18532 | 0.13648 | 0.098062 | 0.069133 | 0.048057 | 0.033071 | 0.022596 | 0.015362 | 0.010409 | 0.0070362 | 0.00040333 | 0 | 0
Yes | SCE | Com | Lighting | 2019 T-24: NRA-Indoor Lighting-New Controls | Possible | Electric Demand (MW) | 0.069733 | 0.065389 | 0.060316 | 0.054597 | 0.0484 | 0.041968 | 0.035583 | 0.029519 | 0.023998 | 0.019159 | 0.001279 | 1.7643e-17 | 1.7643e-17
Yes | SCE | Com | Lighting | 2019 T-24: NRA-Indoor Lighting-New LPD | Possible | Electric Demand (MW) | 1.8386 | 1.354 | 0.97288 | 0.68587 | 0.47678 | 0.3281 | 0.22417 | 0.15241 | 0.10327 | 0.069806 | 0.0040014 | 0 | 0
Yes | SCE | Com | Lighting | 2019 T-24: NRA-Outdoor Lighting-Controls | Possible | Electric Demand (MW) | 0.062284 | 0.058404 | 0.053873 | 0.048764 | 0.04323 | 0.037485 | 0.031782 | 0.026366 | 0.021434 | 0.017112 | 0.0011423 | 0 | 0
Yes | SCE | Com | Lighting | 2019 T-24: NRA-Outdoor Lighting-LPA (General Hardscape) | Possible | Electric Demand (MW) | 0.02771 | 0.020407 | 0.014662 | 0.010337 | 0.0071856 | 0.0049448 | 0.0033785 | 0.002297 | 0.0015563 | 0.0010521 | 6.0306e-05 | 0 | 0
Yes | SCE | Com | Lighting | 2019 T-24: NRA-Outdoor Lighting-LPA (Specific Applications) | Possible | Electric Demand (MW) | 0.037685 | 0.027753 | 0.019941 | 0.014058 | 0.0097725 | 0.0067249 | 0.0045948 | 0.0031239 | 0.0021166 | 0.0014308 | 8.2016e-05 | 0 | 0
Yes | SCE | Com | Lighting | 2022 T-24: NRNC - Controlled Environment Horticulture - Lighting Efficacy | Possible | Electric Demand (MW) | 0.8238 | 0.77164 | 0.72441 | 0.68208 | 0.64447 | 0.61132 | 0.58231 | 0.55708 | 0.53524 | 0.51643 | 0.5003 | 0.48651 | 0.47475
Yes | SCE | Com | Lighting | 2022 T-24: NRNC - Daylighting - Automatic Daylight Dimming to 10% | Possible | Electric Demand (MW) | 0.018181 | 0.017639 | 0.016963 | 0.016137 | 0.015158 | 0.014032 | 0.012785 | 0.011462 | 0.010117 | 0.0088097 | 0.0075932 | 0.006506 | 0.0055688
Yes | SCE | Com | Lighting | 2022 T-24: NRNC - Grid Integration - Demand Responsive Lighting Systems | Possible | Electric Demand (MW) |  | 0.0020167 | 0.0018708 | 0.001782 | 0.0017281 | 0.0016953 | 0.0016755 | 0.0016634 | 0.0016561 | 0.0016517 | 0.001649 | 0.0016473 | 0.0016463
Yes | SCE | Com | Lighting | 2022 T-24: NRNC - Indoor Lighting - Lighting Power Densities | Possible | Electric Demand (MW) |  | 0.2298 | 0.22728 | 0.22427 | 0.22084 | 0.21714 | 0.21338 | 0.20978 | 0.20652 | 0.20372 | 0.20142 | 0.19959 | 0.19819
Yes | SCE | Com | Lighting | 2022 T-24: NRNC - Indoor Lighting - Multi-zone Occupancy Sensing in Large Offices | Possible | Electric Demand (MW) |  | 0.50295 | 0.48282 | 0.46256 | 0.44286 | 0.42431 | 0.40739 | 0.39237 | 0.37938 | 0.36838 | 0.35924 | 0.35176 | 0.34571
Yes | SCE | Com | Lighting | 2022 T-24: NRNC - Outdoor Lighting - Nonresidential Lighting Power Allowances for General Hardscapes | Possible | Electric Demand (MW) |  | 0.084918 | 0.084918 | 0.084918 | 0.084918 | 0.084918 | 0.084918 | 0.084918 | 0.084918 | 0.084918 | 0.084918 | 0.084918 | 0.084918
Yes | SCE | Com | Lighting | 2022 T-24: NRNC - Outdoor Lighting - Nonresidential Lighting Zone Reclassification | Possible | Electric Demand (MW) |  | 0.012291 | 0.012291 | 0.012291 | 0.012291 | 0.012291 | 0.012291 | 0.012291 | 0.012291 | 0.012291 | 0.012291 | 0.012291 | 0.012291
Yes | SCE | Com | Lighting | 2019 T-24: NRNC-Indoor Lighting-Controls | Possible | Electric Demand (MW) |  | 0.060674 | 0.055966 | 0.05066 | 0.04491 | 0.038942 | 0.033017 | 0.027391 | 0.022267 | 0.017777 | 0.013973 | 0.01084 | 0.0083215
Yes | SCE | Com | Lighting | 2019 T-24: NRNC-Indoor Lighting-LPD | Possible | Electric Demand (MW) |  | 0.46691 | 0.33547 | 0.23651 | 0.16441 | 0.11314 | 0.077301 | 0.052555 | 0.035609 | 0.024071 | 0.016246 | 0.010953 | 0.0073791
Yes | SCE | Com | Lighting | 2019 T-24: NRNC-Outdoor Lighting-Controls | Possible | Electric Demand (MW) |  | 0.020176 | 0.018611 | 0.016846 | 0.014934 | 0.012949 | 0.010979 | 0.0091083 | 0.0074045 | 0.0059114 | 0.0046464 | 0.0036048 | 0.0027672
Yes | SCE | Com | Lighting | 2019 T-24: NRNC-Outdoor Lighting-LPA (General Hardscape) | Possible | Electric Demand (MW) |  | 0.014446 | 0.011985 | 0.0097428 | 0.0077782 | 0.0061136 | 0.0047431 | 0.003641 | 0.0027715 | 0.0020957 | 0.0015766 | 0.0011815 | 0.00088275
Yes | SCE | Com | Lighting | 2019 T-24: NRNC-Outdoor Lighting-LPA (Specific Applications) | Possible | Electric Demand (MW) |  | 0.019647 | 0.016299 | 0.01325 | 0.010578 | 0.0083145 | 0.0064506 | 0.0049517 | 0.0037692 | 0.0028501 | 0.0021442 | 0.0016068 | 0.0012005
Yes | SDG&E | Com | Lighting | T-20: Dimming Ballasts | On-the-books | Electric Demand (MW) | 0.12147 | 0.12179 | 0.12211 | 0.12243 | 0 | 0 | 0 | 0 | 0 | 0 | 0 | 0 | 0
Yes | SDG&E | Com | Lighting | 2008 T-20: General Purpose Lighting -- 60 and 40 watt | On-the-books | Electric Demand (MW) | 0 | 0 | 0 | 0 | 0 | 0 | 0 | 0 | 0 | 0 | 0 | 0 | 0
Yes | SDG&E | Com | Lighting | Fed Appliance: General Service Fluorescent Lamps #1 | On-the-books | Electric Demand (MW) | 0.057843 | 0.057707 | 0.057611 | 0.057542 | 0.057493 | 0.057458 | 0.057413 | 0.057375 | 0.057333 | 0.057294 | 0.057252 | 0.057212 | 0.057171
Yes | SDG&E | Com | Lighting | Fed Appliance: GSFLs | On-the-books | Electric Demand (MW) | 1.0672 | 1.0698 | 1.0725 | 1.0751 | 0 | 0 | 0 | 0 | 0 | 0 | 0 | 0 | 0
Yes | SDG&E | Com | Lighting | 2006 T-20: General Service Incandescent Lamps, Tier 2 #3 | On-the-books | Electric Demand (MW) | 1.5985e-05 | 1.5978e-05 | 1.5972e-05 | 1.5968e-05 | 1.5964e-05 | 1.5961e-05 | 1.5957e-05 | 1.5954e-05 | 1.595e-05 | 1.5947e-05 | 1.5943e-05 | 1.594e-05 | 1.5937e-05
Yes | SDG&E | Com | Lighting | T-20: GSLs - Original Scope - Tier 2 | On-the-books | Electric Demand (MW) | 0.10379 | 0.099254 | 0.094721 | 0.090188 | 0.085654 | 0.081121 | 0.076588 | 0.072055 | 0.067521 | 0.008688 | 0.0080627 | 0.0074375 | 0.0068122
Yes | SDG&E | Com | Lighting | T-20: LED Lamps - Tier 1 | On-the-books | Electric Demand (MW) | 0.025213 | 0.023601 | 0.021989 | 0.020376 | 0.018764 | 0.017152 | 0.01554 | 0.013927 | 0.012315 | 0.010703 | 0.0013208 | 0.0010866 | 0.00085232
Yes | SDG&E | Com | Lighting | Fed Appliance: Incandescent Reflector Lamps | On-the-books | Electric Demand (MW) | 0.00020507 | 0.00020004 | 0.00019597 | 0.00019275 | 0.00019023 | 0.00018828 | 0.00018596 | 0.00018389 | 0.00018164 | 0.00017952 | 0.00017731 | 0.00017516 | 0.00017297
Yes | SDG&E | Com | Lighting | Fed Appliance: Metal Halide Lamp Fixtures | On-the-books | Electric Demand (MW) | 0.010644 | 0.010256 | 0.0098672 | 0.0094788 | 0.0090905 | 0.0087021 | 0.0083137 | 0.0079254 | 0.007537 | 0.0071487 | 0.0067603 | 0.006372 | 0.0059836
Yes | SDG&E | Com | Lighting | 2005 T-20: Modular Furniture Task Lighting Fixtures | On-the-books | Electric Demand (MW) | 0.00058 | 0.00057834 | 0.00057714 | 0.00057627 | 0.00057565 | 0.00057521 | 0.00057465 | 0.00057416 | 0.00057362 | 0.00057312 | 0.0005726 | 0.00057209 | 0.00057157
Yes | SDG&E | Com | Lighting | 2016 T-24: Nonresidential Lighting Alterations (Units = sq ft) | On-the-books | Electric Demand (MW) | 0.47092 | 0.46497 | 0.4587 | 0.45229 | 0.44596 | 0.43955 | 0.43301 | 0 | 0 | 0 | 0 | 0 | 0
Yes | SDG&E | Com | Lighting | 2013 T-24: NRA-Lighting-Alterations-Existing Measures | On-the-books | Electric Demand (MW) | 0.58563 | 0.57819 | 0.57234 | 0.56778 | 0.2798 | 0 | 0 | 0 | 0 | 0 | 0 | 0 | 0
Yes | SDG&E | Com | Lighting | 2013 T-24: NRA-Lighting-Alterations-New Measures | On-the-books | Electric Demand (MW) | 0.83405 | 0.82399 | 0.81546 | 0.80826 | 0.3978 | 0 | 0 | 0 | 0 | 0 | 0 | 0 | 0
Yes | SDG&E | Com | Lighting | 2016 T-24: NRA-Lighting-ASHRAE Elevator Lighting & Ventilation | On-the-books | Electric Demand (MW) | 0.00082271 | 0.00081555 | 0.00081068 | 0.00080737 | 0.00080512 | 0.0008036 | 0.00080159 | 0 | 0 | 0 | 0 | 0 | 0
Yes | SDG&E | Com | Lighting | 2013 T-24: NRA-Lighting-Hotel Corridors | On-the-books | Electric Demand (MW) | 0.0062385 | 0.0061676 | 0.0061068 | 0.0060552 | 0.0029811 | 0 | 0 | 0 | 0 | 0 | 0 | 0 | 0
Yes | SDG&E | Com | Lighting | 2013 T-24: NRA-Lighting-MF Building Corridors | On-the-books | Electric Demand (MW) | 0.019727 | 0.019544 | 0.019378 | 0.019228 | 0.0094685 | 0 | 0 | 0 | 0 | 0 | 0 | 0 | 0
Yes | SDG&E | Com | Lighting | 2013 T-24: NRA-Lighting-Warehouses and Libraries | On-the-books | Electric Demand (MW) | 0.17394 | 0.17168 | 0.16983 | 0.16834 | 0.082879 | 0 | 0 | 0 | 0 | 0 | 0 | 0 | 0
Yes | SDG&E | Com | Lighting | 2013 T-24: NRNC-Lighting-DR Lighting Controls | On-the-books | Electric Demand (MW) | 0.055013 | 0.054753 | 0.054589 | 0.054488 | 0.054425 | 0.054387 | 0.054333 | 0.054289 | 0.054239 | 0.054193 | 0.054144 | 0.054097 | 0.054048
Yes | SDG&E | Com | Lighting | 2013 T-24: NRNC-Lighting-Hotel Corridors | On-the-books | Electric Demand (MW) | 0.0032309 | 0.0031676 | 0.0031103 | 0.0030592 | 0.0030142 | 0.002975 | 0.0029319 | 0.0028914 | 0.0028492 | 0.0028081 | 0.0027663 | 0.002725 | 0.0026833
Yes | SDG&E | Com | Lighting | 2013 T-24: NRNC-Lighting-MF Building Corridors | On-the-books | Electric Demand (MW) | 0.023337 | 0.023049 | 0.022774 | 0.022515 | 0.022273 | 0.02205 | 0.021814 | 0.021586 | 0.021353 | 0.021124 | 0.020892 | 0.020662 | 0.02043
Yes | SDG&E | Com | Lighting | 2013 T-24: NRNC-Lighting-Office Plug Load Control | On-the-books | Electric Demand (MW) | 0.087731 | 0.085867 | 0.084185 | 0.082692 | 0.081388 | 0.080265 | 0.079021 | 0.077857 | 0.076639 | 0.075458 | 0.074252 | 0.073063 | 0.071863
Yes | SDG&E | Com | Lighting | 2013 T-24: NRNC-Lighting-Outdoor Lighting & Controls | On-the-books | Electric Demand (MW) | 0.030105 | 0.029864 | 0.02968 | 0.029539 | 0.029433 | 0.029352 | 0.029254 | 0.029167 | 0.029073 | 0.028984 | 0.028892 | 0.028802 | 0.02871
Yes | SDG&E | Com | Lighting | 2013 T-24: NRNC-Lighting-Parking Garage | On-the-books | Electric Demand (MW) | 0.024932 | 0.024757 | 0.024635 | 0.02455 | 0.024491 | 0.02445 | 0.024398 | 0.024353 | 0.024303 | 0.024256 | 0.024207 | 0.02416 | 0.024112
Yes | SDG&E | Com | Lighting | 2013 T-24: NRNC-Lighting-Warehouses and Libraries | On-the-books | Electric Demand (MW) | 0.045156 | 0.043853 | 0.042742 | 0.041807 | 0.041028 | 0.040386 | 0.039653 | 0.03898 | 0.038267 | 0.037581 | 0.036877 | 0.036185 | 0.035485
Yes | SDG&E | Com | Lighting | 2008 T-24: Sidelighting | On-the-books | Electric Demand (MW) | 0.062406 | 0.062093 | 0.061832 | 0.061614 | 0.061433 | 0.061284 | 0.061114 | 0.060958 | 0.060792 | 0.060633 | 0.060469 | 0.060308 | 0.060146
Yes | SDG&E | Com | Lighting | 2008 T-24: Skylighting | On-the-books | Electric Demand (MW) | 0.022134 | 0.022092 | 0.022061 | 0.022038 | 0.022021 | 0.022008 | 0.021993 | 0.021979 | 0.021964 | 0.021951 | 0.021936 | 0.021922 | 0.021908
Yes | SDG&E | Com | Lighting | T-20: Small Diameter Directional Lamps | On-the-books | Electric Demand (MW) | 0.64148 | 0.61678 | 0 | 0 | 0 | 0 | 0 | 0 | 0 | 0 | 0 | 0 | 0
Yes | SDG&E | Com | Lighting | 2008 T-24: Tailored Indoor lighting | On-the-books | Electric Demand (MW) | 0.036922 | 0.036846 | 0.036788 | 0.036744 | 0.036711 | 0.036686 | 0.036655 | 0.036629 | 0.036599 | 0.036572 | 0.036543 | 0.036515 | 0.036487
Yes | SDG&E | Com | Lighting | 2019-21 Fed App: Ceiling fan light kits | On-the-books | Electric Demand (MW) | 0.00011492 | 0.00010885 | 0.00010319 | 9.7875e-05 | 9.3508e-05 | 8.9726e-05 | 8.5463e-05 | 8.1605e-05 | 6.8148e-05 | 9.0896e-06 | 8.7431e-06 | 8.4295e-06 | 8.1458e-06
Yes | SDG&E | Com | Lighting | 2025 T-24: Daylighting - Revise Automatic Daylighting Controls Exceptions (Alterations) | On-the-books | Electric Demand (MW) |  | 0.0010415 | 0.0011058 | 0.0010733 | 0.0010409 | 0.0010085 | 0.00097625 | 0.00094416 | 0.00091231 | 0.00088075 | 0.00084953 | 0.00081869 | 0.0007883
Yes | SDG&E | Com | Lighting | 2025 T-24: Daylighting - Revise Automatic Daylighting Controls Exceptions (New Construction + Additions) | On-the-books | Electric Demand (MW) | 0 | 4.7657e-05 | 0.00027705 | 0.00026892 | 0.00026079 | 0.00025268 | 0.0002446 | 0.00023656 | 0.00022858 | 0.00022067 | 0.00021285 | 0.00020512 | 0.00019751
Yes | SDG&E | Com | Lighting | 2019 T-20: General Service Lamps - Expanded Scope | On-the-books | Electric Demand (MW) |  | 0.022067 | 0.023377 | 0.02135 | 0.0026662 | 0.0033097 | 0.0032921 | 0.0032836 | 0.0032795 | 0.0032775 | 0.0032765 | 0.003276 | 0.0032758
Yes | SDG&E | Com | Lighting | 2016 T-20: LED Quality - Tier 2 | On-the-books | Electric Demand (MW) | 0.00042707 | 0.00041791 | 0.00040798 | 0.00039807 | 0.0003817 | 0.00036656 | 0.00035281 | 0.00034053 | 0.00032972 | 0.00032033 | 0.00031226 | 0.0003054 | 0.00011186
Yes | SDG&E | Com | Lighting | 2022 T-24: NRA - Controlled Environment Horticulture - Lighting Efficacy | On-the-books | Electric Demand (MW) | 0.070287 | 0.065836 | 0.061806 | 0.058195 | 0.054986 | 0.052158 | 0.049683 | 0.04753 | 0.0038785 | 0 | 0 | 0 | 0
Yes | SDG&E | Com | Lighting | 2022 T-24: NRA - Daylighting - Automatic Daylight Dimming to 10% | On-the-books | Electric Demand (MW) | 0.015968 | 0.015492 | 0.014898 | 0.014173 | 0.013313 | 0.012324 | 0.00095371 | 0 | 0 | 0 | 0 | 0 | 0
Yes | SDG&E | Com | Lighting | 2022 T-24: NRA - Grid Integration - Demand Responsive Lighting Systems | On-the-books | Electric Demand (MW) | 0.012312 | 0.011006 | 0.010209 | 0.009725 | 0.0094307 | 0.0054118 | 0 | 0 | 0 | 0 | 0 | 0 | 0
Yes | SDG&E | Com | Lighting | 2022 T-24: NRA - Indoor Lighting - Lighting Power Densities | On-the-books | Electric Demand (MW) | 0.17417 | 0.17264 | 0.17075 | 0.16849 | 0.16591 | 0.16313 | 0.16031 | 0.15761 | 0.15516 | 0.15305 | 0.15132 | 0.14995 | 0.14889
Yes | SDG&E | Com | Lighting | 2022 T-24: NRA - Indoor Lighting - Multi-zone Occupancy Sensing in Large Offices | On-the-books | Electric Demand (MW) | 0.16676 | 0.16058 | 0.15415 | 0.14769 | 0.1414 | 0.13547 | 0.011047 | 0 | 0 | 0 | 0 | 0 | 0
Yes | SDG&E | Com | Lighting | 2022 T-24: NRA - Outdoor Lighting - Lighting Power Allowances for General Hardscapes | On-the-books | Electric Demand (MW) | 0.053987 | 0.053987 | 0.053987 | 0.053987 | 0.053987 | 0.053987 | 0.053987 | 0.053987 | 0.053987 | 0.053987 | 0.053987 | 0.053987 | 0.053987
Yes | SDG&E | Com | Lighting | 2022 T-24: NRA - Outdoor Lighting - Lighting Zone Reclassification | On-the-books | Electric Demand (MW) | 0.0078109 | 0.0078109 | 0.0078109 | 0.0078109 | 0.0078109 | 0.0078109 | 0.0078109 | 0.0078109 | 0.0078109 | 0.0078109 | 0.0078109 | 0.0078109 | 0.0078109
Yes | SDG&E | Com | Lighting | 2019 T-24: NRA-Indoor Lighting-Alterations (Control) | On-the-books | Electric Demand (MW) | 0.0010757 | 0.0010087 | 0.00093043 | 0.00084221 | 0.00074662 | 0.0006474 | 0.00054891 | 0.00045537 | 0.00037019 | 0.00029554 | 1.9729e-05 | 0 | 0
Yes | SDG&E | Com | Lighting | 2019 T-24: NRA-Indoor Lighting-Alterations (LPD) | On-the-books | Electric Demand (MW) | 0.038103 | 0.028061 | 0.020162 | 0.014214 | 0.0098809 | 0.0067995 | 0.0046458 | 0.0031586 | 0.0021401 | 0.0014467 | 8.2927e-05 | 0 | 0
Yes | SDG&E | Com | Lighting | 2019 T-24: NRA-Indoor Lighting-New Controls | On-the-books | Electric Demand (MW) | 0.014338 | 0.013444 | 0.012401 | 0.011225 | 0.0099513 | 0.0086289 | 0.0073162 | 0.0060694 | 0.0049341 | 0.0039391 | 0.00026296 | 3.6274e-18 | 3.6274e-18
Yes | SDG&E | Com | Lighting | 2019 T-24: NRA-Indoor Lighting-New LPD | On-the-books | Electric Demand (MW) | 0.37803 | 0.2784 | 0.20003 | 0.14102 | 0.098029 | 0.067459 | 0.046091 | 0.031336 | 0.021232 | 0.014353 | 0.00082272 | 0 | 0
Yes | SDG&E | Com | Lighting | 2019 T-24: NRA-Outdoor Lighting-Controls | On-the-books | Electric Demand (MW) | 0.012806 | 0.012008 | 0.011077 | 0.010026 | 0.0088883 | 0.0077071 | 0.0065346 | 0.005421 | 0.004407 | 0.0035183 | 0.00023487 | 0 | 0
Yes | SDG&E | Com | Lighting | 2019 T-24: NRA-Outdoor Lighting-LPA (General Hardscape) | On-the-books | Electric Demand (MW) | 0.0056973 | 0.0041958 | 0.0030147 | 0.0021253 | 0.0014774 | 0.0010167 | 0.00069465 | 0.00047227 | 0.00031999 | 0.00021631 | 1.2399e-05 | 0 | 0
Yes | SDG&E | Com | Lighting | 2019 T-24: NRA-Outdoor Lighting-LPA (Specific Applications) | On-the-books | Electric Demand (MW) | 0.0077483 | 0.0057062 | 0.0041 | 0.0028904 | 0.0020093 | 0.0013827 | 0.00094472 | 0.00064229 | 0.00043519 | 0.00029418 | 1.6863e-05 | 0 | 0
Yes | SDG&E | Com | Lighting | 2022 T-24: NRNC - Controlled Environment Horticulture - Lighting Efficacy | On-the-books | Electric Demand (MW) | 0.16938 | 0.15865 | 0.14894 | 0.14024 | 0.13251 | 0.12569 | 0.11973 | 0.11454 | 0.11005 | 0.10618 | 0.10287 | 0.10003 | 0.097612
Yes | SDG&E | Com | Lighting | 2022 T-24: NRNC - Daylighting - Automatic Daylight Dimming to 10% | On-the-books | Electric Demand (MW) | 0.003738 | 0.0036267 | 0.0034877 | 0.003318 | 0.0031165 | 0.002885 | 0.0026287 | 0.0023566 | 0.0020801 | 0.0018113 | 0.0015612 | 0.0013377 | 0.001145
Yes | SDG&E | Com | Lighting | 2022 T-24: NRNC - Grid Integration - Demand Responsive Lighting Systems | On-the-books | Electric Demand (MW) |  | 0.00041465 | 0.00038465 | 0.0003664 | 0.00035531 | 0.00034857 | 0.00034449 | 0.00034201 | 0.0003405 | 0.00033959 | 0.00033904 | 0.0003387 | 0.0003385
Yes | SDG&E | Com | Lighting | 2022 T-24: NRNC - Indoor Lighting - Lighting Power Densities | On-the-books | Electric Demand (MW) |  | 0.047249 | 0.04673 | 0.046111 | 0.045406 | 0.044646 | 0.043873 | 0.043133 | 0.042463 | 0.041887 | 0.041413 | 0.041038 | 0.040749
Yes | SDG&E | Com | Lighting | 2022 T-24: NRNC - Indoor Lighting - Multi-zone Occupancy Sensing in Large Offices | On-the-books | Electric Demand (MW) |  | 0.10341 | 0.099271 | 0.095106 | 0.091055 | 0.087242 | 0.083762 | 0.080675 | 0.078004 | 0.075742 | 0.073863 | 0.072324 | 0.071081
Yes | SDG&E | Com | Lighting | 2022 T-24: NRNC - Outdoor Lighting - Nonresidential Lighting Power Allowances for General Hardscapes | On-the-books | Electric Demand (MW) |  | 0.01746 | 0.01746 | 0.01746 | 0.01746 | 0.01746 | 0.01746 | 0.01746 | 0.01746 | 0.01746 | 0.01746 | 0.01746 | 0.01746
Yes | SDG&E | Com | Lighting | 2022 T-24: NRNC - Outdoor Lighting - Nonresidential Lighting Zone Reclassification | On-the-books | Electric Demand (MW) |  | 0.0025271 | 0.0025271 | 0.0025271 | 0.0025271 | 0.0025271 | 0.0025271 | 0.0025271 | 0.0025271 | 0.0025271 | 0.0025271 | 0.0025271 | 0.0025271
Yes | SDG&E | Com | Lighting | 2019 T-24: NRNC-Indoor Lighting-Controls | On-the-books | Electric Demand (MW) |  | 0.012475 | 0.011507 | 0.010416 | 0.0092337 | 0.0080067 | 0.0067886 | 0.0056317 | 0.0045783 | 0.0036551 | 0.0028729 | 0.0022288 | 0.001711
Yes | SDG&E | Com | Lighting | 2019 T-24: NRNC-Indoor Lighting-LPD | On-the-books | Electric Demand (MW) |  | 0.095999 | 0.068976 | 0.048627 | 0.033803 | 0.023262 | 0.015894 | 0.010806 | 0.0073215 | 0.0049492 | 0.0033403 | 0.002252 | 0.0015172
Yes | SDG&E | Com | Lighting | 2019 T-24: NRNC-Outdoor Lighting-Controls | On-the-books | Electric Demand (MW) |  | 0.0041483 | 0.0038265 | 0.0034636 | 0.0030705 | 0.0026625 | 0.0022574 | 0.0018727 | 0.0015224 | 0.0012154 | 0.00095532 | 0.00074116 | 0.00056894
Yes | SDG&E | Com | Lighting | 2019 T-24: NRNC-Outdoor Lighting-LPA (General Hardscape) | On-the-books | Electric Demand (MW) |  | 0.0029703 | 0.0024641 | 0.0020032 | 0.0015992 | 0.001257 | 0.00097521 | 0.00074861 | 0.00056983 | 0.00043089 | 0.00032416 | 0.00024292 | 0.0001815
Yes | SDG&E | Com | Lighting | 2019 T-24: NRNC-Outdoor Lighting-LPA (Specific Applications) | On-the-books | Electric Demand (MW) |  | 0.0040396 | 0.0033512 | 0.0027243 | 0.002175 | 0.0017095 | 0.0013263 | 0.0010181 | 0.00077497 | 0.00058601 | 0.00044086 | 0.00033037 | 0.00024684
Yes | SDG&E | Com | Lighting | T-20: Dimming Ballasts | Expected | Electric Demand (MW) | 0.12147 | 0.12179 | 0.12211 | 0.12243 | 0 | 0 | 0 | 0 | 0 | 0 | 0 | 0 | 0
Yes | SDG&E | Com | Lighting | 2008 T-20: General Purpose Lighting -- 60 and 40 watt | Expected | Electric Demand (MW) | 0 | 0 | 0 | 0 | 0 | 0 | 0 | 0 | 0 | 0 | 0 | 0 | 0
Yes | SDG&E | Com | Lighting | Fed Appliance: General Service Fluorescent Lamps #1 | Expected | Electric Demand (MW) | 0.057843 | 0.057707 | 0.057611 | 0.057542 | 0.057493 | 0.057458 | 0.057413 | 0.057375 | 0.057333 | 0.057294 | 0.057252 | 0.057212 | 0.057171
Yes | SDG&E | Com | Lighting | Fed Appliance: GSFLs | Expected | Electric Demand (MW) | 1.0672 | 1.0698 | 1.0725 | 1.0751 | 0 | 0 | 0 | 0 | 0 | 0 | 0 | 0 | 0
Yes | SDG&E | Com | Lighting | 2006 T-20: General Service Incandescent Lamps, Tier 2 #3 | Expected | Electric Demand (MW) | 1.5985e-05 | 1.5978e-05 | 1.5972e-05 | 1.5968e-05 | 1.5964e-05 | 1.5961e-05 | 1.5957e-05 | 1.5954e-05 | 1.595e-05 | 1.5947e-05 | 1.5943e-05 | 1.594e-05 | 1.5937e-05
Yes | SDG&E | Com | Lighting | T-20: GSLs - Original Scope - Tier 2 | Expected | Electric Demand (MW) | 0.10379 | 0.099254 | 0.094721 | 0.090188 | 0.085654 | 0.081121 | 0.076588 | 0.072055 | 0.067521 | 0.008688 | 0.0080627 | 0.0074375 | 0.0068122
Yes | SDG&E | Com | Lighting | T-20: LED Lamps - Tier 1 | Expected | Electric Demand (MW) | 0.025213 | 0.023601 | 0.021989 | 0.020376 | 0.018764 | 0.017152 | 0.01554 | 0.013927 | 0.012315 | 0.010703 | 0.0013208 | 0.0010866 | 0.00085232
Yes | SDG&E | Com | Lighting | Fed Appliance: Incandescent Reflector Lamps | Expected | Electric Demand (MW) | 0.00020507 | 0.00020004 | 0.00019597 | 0.00019275 | 0.00019023 | 0.00018828 | 0.00018596 | 0.00018389 | 0.00018164 | 0.00017952 | 0.00017731 | 0.00017516 | 0.00017297
Yes | SDG&E | Com | Lighting | Fed Appliance: Metal Halide Lamp Fixtures | Expected | Electric Demand (MW) | 0.010644 | 0.010256 | 0.0098672 | 0.0094788 | 0.0090905 | 0.0087021 | 0.0083137 | 0.0079254 | 0.007537 | 0.0071487 | 0.0067603 | 0.006372 | 0.0059836
Yes | SDG&E | Com | Lighting | 2005 T-20: Modular Furniture Task Lighting Fixtures | Expected | Electric Demand (MW) | 0.00058 | 0.00057834 | 0.00057714 | 0.00057627 | 0.00057565 | 0.00057521 | 0.00057465 | 0.00057416 | 0.00057362 | 0.00057312 | 0.0005726 | 0.00057209 | 0.00057157
Yes | SDG&E | Com | Lighting | 2016 T-24: Nonresidential Lighting Alterations (Units = sq ft) | Expected | Electric Demand (MW) | 0.47092 | 0.46497 | 0.4587 | 0.45229 | 0.44596 | 0.43955 | 0.43301 | 0 | 0 | 0 | 0 | 0 | 0
Yes | SDG&E | Com | Lighting | 2013 T-24: NRA-Lighting-Alterations-Existing Measures | Expected | Electric Demand (MW) | 0.58563 | 0.57819 | 0.57234 | 0.56778 | 0.2798 | 0 | 0 | 0 | 0 | 0 | 0 | 0 | 0
Yes | SDG&E | Com | Lighting | 2013 T-24: NRA-Lighting-Alterations-New Measures | Expected | Electric Demand (MW) | 0.83405 | 0.82399 | 0.81546 | 0.80826 | 0.3978 | 0 | 0 | 0 | 0 | 0 | 0 | 0 | 0
Yes | SDG&E | Com | Lighting | 2016 T-24: NRA-Lighting-ASHRAE Elevator Lighting & Ventilation | Expected | Electric Demand (MW) | 0.00082271 | 0.00081555 | 0.00081068 | 0.00080737 | 0.00080512 | 0.0008036 | 0.00080159 | 0 | 0 | 0 | 0 | 0 | 0
Yes | SDG&E | Com | Lighting | 2013 T-24: NRA-Lighting-Hotel Corridors | Expected | Electric Demand (MW) | 0.0062385 | 0.0061676 | 0.0061068 | 0.0060552 | 0.0029811 | 0 | 0 | 0 | 0 | 0 | 0 | 0 | 0
Yes | SDG&E | Com | Lighting | 2013 T-24: NRA-Lighting-MF Building Corridors | Expected | Electric Demand (MW) | 0.019727 | 0.019544 | 0.019378 | 0.019228 | 0.0094685 | 0 | 0 | 0 | 0 | 0 | 0 | 0 | 0
Yes | SDG&E | Com | Lighting | 2013 T-24: NRA-Lighting-Warehouses and Libraries | Expected | Electric Demand (MW) | 0.17394 | 0.17168 | 0.16983 | 0.16834 | 0.082879 | 0 | 0 | 0 | 0 | 0 | 0 | 0 | 0
Yes | SDG&E | Com | Lighting | 2013 T-24: NRNC-Lighting-DR Lighting Controls | Expected | Electric Demand (MW) | 0.055013 | 0.054753 | 0.054589 | 0.054488 | 0.054425 | 0.054387 | 0.054333 | 0.054289 | 0.054239 | 0.054193 | 0.054144 | 0.054097 | 0.054048
Yes | SDG&E | Com | Lighting | 2013 T-24: NRNC-Lighting-Hotel Corridors | Expected | Electric Demand (MW) | 0.0032309 | 0.0031676 | 0.0031103 | 0.0030592 | 0.0030142 | 0.002975 | 0.0029319 | 0.0028914 | 0.0028492 | 0.0028081 | 0.0027663 | 0.002725 | 0.0026833
Yes | SDG&E | Com | Lighting | 2013 T-24: NRNC-Lighting-MF Building Corridors | Expected | Electric Demand (MW) | 0.023337 | 0.023049 | 0.022774 | 0.022515 | 0.022273 | 0.02205 | 0.021814 | 0.021586 | 0.021353 | 0.021124 | 0.020892 | 0.020662 | 0.02043
Yes | SDG&E | Com | Lighting | 2013 T-24: NRNC-Lighting-Office Plug Load Control | Expected | Electric Demand (MW) | 0.087731 | 0.085867 | 0.084185 | 0.082692 | 0.081388 | 0.080265 | 0.079021 | 0.077857 | 0.076639 | 0.075458 | 0.074252 | 0.073063 | 0.071863
Yes | SDG&E | Com | Lighting | 2013 T-24: NRNC-Lighting-Outdoor Lighting & Controls | Expected | Electric Demand (MW) | 0.030105 | 0.029864 | 0.02968 | 0.029539 | 0.029433 | 0.029352 | 0.029254 | 0.029167 | 0.029073 | 0.028984 | 0.028892 | 0.028802 | 0.02871
Yes | SDG&E | Com | Lighting | 2013 T-24: NRNC-Lighting-Parking Garage | Expected | Electric Demand (MW) | 0.024932 | 0.024757 | 0.024635 | 0.02455 | 0.024491 | 0.02445 | 0.024398 | 0.024353 | 0.024303 | 0.024256 | 0.024207 | 0.02416 | 0.024112
Yes | SDG&E | Com | Lighting | 2013 T-24: NRNC-Lighting-Warehouses and Libraries | Expected | Electric Demand (MW) | 0.045156 | 0.043853 | 0.042742 | 0.041807 | 0.041028 | 0.040386 | 0.039653 | 0.03898 | 0.038267 | 0.037581 | 0.036877 | 0.036185 | 0.035485
Yes | SDG&E | Com | Lighting | 2008 T-24: Sidelighting | Expected | Electric Demand (MW) | 0.062406 | 0.062093 | 0.061832 | 0.061614 | 0.061433 | 0.061284 | 0.061114 | 0.060958 | 0.060792 | 0.060633 | 0.060469 | 0.060308 | 0.060146
Yes | SDG&E | Com | Lighting | 2008 T-24: Skylighting | Expected | Electric Demand (MW) | 0.022134 | 0.022092 | 0.022061 | 0.022038 | 0.022021 | 0.022008 | 0.021993 | 0.021979 | 0.021964 | 0.021951 | 0.021936 | 0.021922 | 0.021908
Yes | SDG&E | Com | Lighting | T-20: Small Diameter Directional Lamps | Expected | Electric Demand (MW) | 0.64148 | 0.61678 | 0 | 0 | 0 | 0 | 0 | 0 | 0 | 0 | 0 | 0 | 0
Yes | SDG&E | Com | Lighting | 2008 T-24: Tailored Indoor lighting | Expected | Electric Demand (MW) | 0.036922 | 0.036846 | 0.036788 | 0.036744 | 0.036711 | 0.036686 | 0.036655 | 0.036629 | 0.036599 | 0.036572 | 0.036543 | 0.036515 | 0.036487
Yes | SDG&E | Com | Lighting | 2019-21 Fed App: Ceiling fan light kits | Expected | Electric Demand (MW) | 0.00011492 | 0.00010885 | 0.00010319 | 9.7875e-05 | 9.3508e-05 | 8.9726e-05 | 8.5463e-05 | 8.1605e-05 | 6.8148e-05 | 9.0896e-06 | 8.7431e-06 | 8.4295e-06 | 8.1458e-06
Yes | SDG&E | Com | Lighting | 2025 T-24: Daylighting - Revise Automatic Daylighting Controls Exceptions (Alterations) | Expected | Electric Demand (MW) |  | 0.0010415 | 0.0011058 | 0.0010733 | 0.0010409 | 0.0010085 | 0.00097625 | 0.00094416 | 0.00091231 | 0.00088075 | 0.00084953 | 0.00081869 | 0.0007883
Yes | SDG&E | Com | Lighting | 2025 T-24: Daylighting - Revise Automatic Daylighting Controls Exceptions (New Construction + Additions) | Expected | Electric Demand (MW) | 0 | 4.7657e-05 | 0.00027705 | 0.00026892 | 0.00026079 | 0.00025268 | 0.0002446 | 0.00023656 | 0.00022858 | 0.00022067 | 0.00021285 | 0.00020512 | 0.00019751
Yes | SDG&E | Com | Lighting | 2019 T-20: General Service Lamps - Expanded Scope | Expected | Electric Demand (MW) |  | 0.022067 | 0.023377 | 0.02135 | 0.0026662 | 0.0033097 | 0.0032921 | 0.0032836 | 0.0032795 | 0.0032775 | 0.0032765 | 0.003276 | 0.0032758
Yes | SDG&E | Com | Lighting | 2016 T-20: LED Quality - Tier 2 | Expected | Electric Demand (MW) | 0.00042707 | 0.00041791 | 0.00040798 | 0.00039807 | 0.0003817 | 0.00036656 | 0.00035281 | 0.00034053 | 0.00032972 | 0.00032033 | 0.00031226 | 0.0003054 | 0.00011186
Yes | SDG&E | Com | Lighting | 2022 T-24: NRA - Controlled Environment Horticulture - Lighting Efficacy | Expected | Electric Demand (MW) | 0.070287 | 0.065836 | 0.061806 | 0.058195 | 0.054986 | 0.052158 | 0.049683 | 0.04753 | 0.0038785 | 0 | 0 | 0 | 0
Yes | SDG&E | Com | Lighting | 2022 T-24: NRA - Daylighting - Automatic Daylight Dimming to 10% | Expected | Electric Demand (MW) | 0.015968 | 0.015492 | 0.014898 | 0.014173 | 0.013313 | 0.012324 | 0.00095371 | 0 | 0 | 0 | 0 | 0 | 0
Yes | SDG&E | Com | Lighting | 2022 T-24: NRA - Grid Integration - Demand Responsive Lighting Systems | Expected | Electric Demand (MW) | 0.012312 | 0.011006 | 0.010209 | 0.009725 | 0.0094307 | 0.0054118 | 0 | 0 | 0 | 0 | 0 | 0 | 0
Yes | SDG&E | Com | Lighting | 2022 T-24: NRA - Indoor Lighting - Lighting Power Densities | Expected | Electric Demand (MW) | 0.17417 | 0.17264 | 0.17075 | 0.16849 | 0.16591 | 0.16313 | 0.16031 | 0.15761 | 0.15516 | 0.15305 | 0.15132 | 0.14995 | 0.14889
Yes | SDG&E | Com | Lighting | 2022 T-24: NRA - Indoor Lighting - Multi-zone Occupancy Sensing in Large Offices | Expected | Electric Demand (MW) | 0.16676 | 0.16058 | 0.15415 | 0.14769 | 0.1414 | 0.13547 | 0.011047 | 0 | 0 | 0 | 0 | 0 | 0
Yes | SDG&E | Com | Lighting | 2022 T-24: NRA - Outdoor Lighting - Lighting Power Allowances for General Hardscapes | Expected | Electric Demand (MW) | 0.053987 | 0.053987 | 0.053987 | 0.053987 | 0.053987 | 0.053987 | 0.053987 | 0.053987 | 0.053987 | 0.053987 | 0.053987 | 0.053987 | 0.053987
Yes | SDG&E | Com | Lighting | 2022 T-24: NRA - Outdoor Lighting - Lighting Zone Reclassification | Expected | Electric Demand (MW) | 0.0078109 | 0.0078109 | 0.0078109 | 0.0078109 | 0.0078109 | 0.0078109 | 0.0078109 | 0.0078109 | 0.0078109 | 0.0078109 | 0.0078109 | 0.0078109 | 0.0078109
Yes | SDG&E | Com | Lighting | 2019 T-24: NRA-Indoor Lighting-Alterations (Control) | Expected | Electric Demand (MW) | 0.0010757 | 0.0010087 | 0.00093043 | 0.00084221 | 0.00074662 | 0.0006474 | 0.00054891 | 0.00045537 | 0.00037019 | 0.00029554 | 1.9729e-05 | 0 | 0
Yes | SDG&E | Com | Lighting | 2019 T-24: NRA-Indoor Lighting-Alterations (LPD) | Expected | Electric Demand (MW) | 0.038103 | 0.028061 | 0.020162 | 0.014214 | 0.0098809 | 0.0067995 | 0.0046458 | 0.0031586 | 0.0021401 | 0.0014467 | 8.2927e-05 | 0 | 0
Yes | SDG&E | Com | Lighting | 2019 T-24: NRA-Indoor Lighting-New Controls | Expected | Electric Demand (MW) | 0.014338 | 0.013444 | 0.012401 | 0.011225 | 0.0099513 | 0.0086289 | 0.0073162 | 0.0060694 | 0.0049341 | 0.0039391 | 0.00026296 | 3.6274e-18 | 3.6274e-18
Yes | SDG&E | Com | Lighting | 2019 T-24: NRA-Indoor Lighting-New LPD | Expected | Electric Demand (MW) | 0.37803 | 0.2784 | 0.20003 | 0.14102 | 0.098029 | 0.067459 | 0.046091 | 0.031336 | 0.021232 | 0.014353 | 0.00082272 | 0 | 0
Yes | SDG&E | Com | Lighting | 2019 T-24: NRA-Outdoor Lighting-Controls | Expected | Electric Demand (MW) | 0.012806 | 0.012008 | 0.011077 | 0.010026 | 0.0088883 | 0.0077071 | 0.0065346 | 0.005421 | 0.004407 | 0.0035183 | 0.00023487 | 0 | 0
Yes | SDG&E | Com | Lighting | 2019 T-24: NRA-Outdoor Lighting-LPA (General Hardscape) | Expected | Electric Demand (MW) | 0.0056973 | 0.0041958 | 0.0030147 | 0.0021253 | 0.0014774 | 0.0010167 | 0.00069465 | 0.00047227 | 0.00031999 | 0.00021631 | 1.2399e-05 | 0 | 0
Yes | SDG&E | Com | Lighting | 2019 T-24: NRA-Outdoor Lighting-LPA (Specific Applications) | Expected | Electric Demand (MW) | 0.0077483 | 0.0057062 | 0.0041 | 0.0028904 | 0.0020093 | 0.0013827 | 0.00094472 | 0.00064229 | 0.00043519 | 0.00029418 | 1.6863e-05 | 0 | 0
Yes | SDG&E | Com | Lighting | 2022 T-24: NRNC - Controlled Environment Horticulture - Lighting Efficacy | Expected | Electric Demand (MW) | 0.16938 | 0.15865 | 0.14894 | 0.14024 | 0.13251 | 0.12569 | 0.11973 | 0.11454 | 0.11005 | 0.10618 | 0.10287 | 0.10003 | 0.097612
Yes | SDG&E | Com | Lighting | 2022 T-24: NRNC - Daylighting - Automatic Daylight Dimming to 10% | Expected | Electric Demand (MW) | 0.003738 | 0.0036267 | 0.0034877 | 0.003318 | 0.0031165 | 0.002885 | 0.0026287 | 0.0023566 | 0.0020801 | 0.0018113 | 0.0015612 | 0.0013377 | 0.001145
Yes | SDG&E | Com | Lighting | 2022 T-24: NRNC - Grid Integration - Demand Responsive Lighting Systems | Expected | Electric Demand (MW) |  | 0.00041465 | 0.00038465 | 0.0003664 | 0.00035531 | 0.00034857 | 0.00034449 | 0.00034201 | 0.0003405 | 0.00033959 | 0.00033904 | 0.0003387 | 0.0003385
Yes | SDG&E | Com | Lighting | 2022 T-24: NRNC - Indoor Lighting - Lighting Power Densities | Expected | Electric Demand (MW) |  | 0.047249 | 0.04673 | 0.046111 | 0.045406 | 0.044646 | 0.043873 | 0.043133 | 0.042463 | 0.041887 | 0.041413 | 0.041038 | 0.040749
Yes | SDG&E | Com | Lighting | 2022 T-24: NRNC - Indoor Lighting - Multi-zone Occupancy Sensing in Large Offices | Expected | Electric Demand (MW) |  | 0.10341 | 0.099271 | 0.095106 | 0.091055 | 0.087242 | 0.083762 | 0.080675 | 0.078004 | 0.075742 | 0.073863 | 0.072324 | 0.071081
Yes | SDG&E | Com | Lighting | 2022 T-24: NRNC - Outdoor Lighting - Nonresidential Lighting Power Allowances for General Hardscapes | Expected | Electric Demand (MW) |  | 0.01746 | 0.01746 | 0.01746 | 0.01746 | 0.01746 | 0.01746 | 0.01746 | 0.01746 | 0.01746 | 0.01746 | 0.01746 | 0.01746
Yes | SDG&E | Com | Lighting | 2022 T-24: NRNC - Outdoor Lighting - Nonresidential Lighting Zone Reclassification | Expected | Electric Demand (MW) |  | 0.0025271 | 0.0025271 | 0.0025271 | 0.0025271 | 0.0025271 | 0.0025271 | 0.0025271 | 0.0025271 | 0.0025271 | 0.0025271 | 0.0025271 | 0.0025271
Yes | SDG&E | Com | Lighting | 2019 T-24: NRNC-Indoor Lighting-Controls | Expected | Electric Demand (MW) |  | 0.012475 | 0.011507 | 0.010416 | 0.0092337 | 0.0080067 | 0.0067886 | 0.0056317 | 0.0045783 | 0.0036551 | 0.0028729 | 0.0022288 | 0.001711
Yes | SDG&E | Com | Lighting | 2019 T-24: NRNC-Indoor Lighting-LPD | Expected | Electric Demand (MW) |  | 0.095999 | 0.068976 | 0.048627 | 0.033803 | 0.023262 | 0.015894 | 0.010806 | 0.0073215 | 0.0049492 | 0.0033403 | 0.002252 | 0.0015172
Yes | SDG&E | Com | Lighting | 2019 T-24: NRNC-Outdoor Lighting-Controls | Expected | Electric Demand (MW) |  | 0.0041483 | 0.0038265 | 0.0034636 | 0.0030705 | 0.0026625 | 0.0022574 | 0.0018727 | 0.0015224 | 0.0012154 | 0.00095532 | 0.00074116 | 0.00056894
Yes | SDG&E | Com | Lighting | 2019 T-24: NRNC-Outdoor Lighting-LPA (General Hardscape) | Expected | Electric Demand (MW) |  | 0.0029703 | 0.0024641 | 0.0020032 | 0.0015992 | 0.001257 | 0.00097521 | 0.00074861 | 0.00056983 | 0.00043089 | 0.00032416 | 0.00024292 | 0.0001815
Yes | SDG&E | Com | Lighting | 2019 T-24: NRNC-Outdoor Lighting-LPA (Specific Applications) | Expected | Electric Demand (MW) |  | 0.0040396 | 0.0033512 | 0.0027243 | 0.002175 | 0.0017095 | 0.0013263 | 0.0010181 | 0.00077497 | 0.00058601 | 0.00044086 | 0.00033037 | 0.00024684
Yes | SDG&E | Com | Lighting | T-20: Dimming Ballasts | Possible | Electric Demand (MW) | 0.12147 | 0.12179 | 0.12211 | 0.12243 | 0 | 0 | 0 | 0 | 0 | 0 | 0 | 0 | 0
Yes | SDG&E | Com | Lighting | 2008 T-20: General Purpose Lighting -- 60 and 40 watt | Possible | Electric Demand (MW) | 0 | 0 | 0 | 0 | 0 | 0 | 0 | 0 | 0 | 0 | 0 | 0 | 0
Yes | SDG&E | Com | Lighting | Fed Appliance: General Service Fluorescent Lamps #1 | Possible | Electric Demand (MW) | 0.057843 | 0.057707 | 0.057611 | 0.057542 | 0.057493 | 0.057458 | 0.057413 | 0.057375 | 0.057333 | 0.057294 | 0.057252 | 0.057212 | 0.057171
Yes | SDG&E | Com | Lighting | Fed Appliance: GSFLs | Possible | Electric Demand (MW) | 1.0672 | 1.0698 | 1.0725 | 1.0751 | 0 | 0 | 0 | 0 | 0 | 0 | 0 | 0 | 0
Yes | SDG&E | Com | Lighting | 2006 T-20: General Service Incandescent Lamps, Tier 2 #3 | Possible | Electric Demand (MW) | 1.5985e-05 | 1.5978e-05 | 1.5972e-05 | 1.5968e-05 | 1.5964e-05 | 1.5961e-05 | 1.5957e-05 | 1.5954e-05 | 1.595e-05 | 1.5947e-05 | 1.5943e-05 | 1.594e-05 | 1.5937e-05
Yes | SDG&E | Com | Lighting | T-20: GSLs - Original Scope - Tier 2 | Possible | Electric Demand (MW) | 0.10379 | 0.099254 | 0.094721 | 0.090188 | 0.085654 | 0.081121 | 0.076588 | 0.072055 | 0.067521 | 0.008688 | 0.0080627 | 0.0074375 | 0.0068122
Yes | SDG&E | Com | Lighting | T-20: LED Lamps - Tier 1 | Possible | Electric Demand (MW) | 0.025213 | 0.023601 | 0.021989 | 0.020376 | 0.018764 | 0.017152 | 0.01554 | 0.013927 | 0.012315 | 0.010703 | 0.0013208 | 0.0010866 | 0.00085232
Yes | SDG&E | Com | Lighting | Fed Appliance: Incandescent Reflector Lamps | Possible | Electric Demand (MW) | 0.00020507 | 0.00020004 | 0.00019597 | 0.00019275 | 0.00019023 | 0.00018828 | 0.00018596 | 0.00018389 | 0.00018164 | 0.00017952 | 0.00017731 | 0.00017516 | 0.00017297
Yes | SDG&E | Com | Lighting | Fed Appliance: Metal Halide Lamp Fixtures | Possible | Electric Demand (MW) | 0.010644 | 0.010256 | 0.0098672 | 0.0094788 | 0.0090905 | 0.0087021 | 0.0083137 | 0.0079254 | 0.007537 | 0.0071487 | 0.0067603 | 0.006372 | 0.0059836
Yes | SDG&E | Com | Lighting | 2005 T-20: Modular Furniture Task Lighting Fixtures | Possible | Electric Demand (MW) | 0.00058 | 0.00057834 | 0.00057714 | 0.00057627 | 0.00057565 | 0.00057521 | 0.00057465 | 0.00057416 | 0.00057362 | 0.00057312 | 0.0005726 | 0.00057209 | 0.00057157
Yes | SDG&E | Com | Lighting | 2016 T-24: Nonresidential Lighting Alterations (Units = sq ft) | Possible | Electric Demand (MW) | 0.47092 | 0.46497 | 0.4587 | 0.45229 | 0.44596 | 0.43955 | 0.43301 | 0 | 0 | 0 | 0 | 0 | 0
Yes | SDG&E | Com | Lighting | 2013 T-24: NRA-Lighting-Alterations-Existing Measures | Possible | Electric Demand (MW) | 0.58563 | 0.57819 | 0.57234 | 0.56778 | 0.2798 | 0 | 0 | 0 | 0 | 0 | 0 | 0 | 0
Yes | SDG&E | Com | Lighting | 2013 T-24: NRA-Lighting-Alterations-New Measures | Possible | Electric Demand (MW) | 0.83405 | 0.82399 | 0.81546 | 0.80826 | 0.3978 | 0 | 0 | 0 | 0 | 0 | 0 | 0 | 0
Yes | SDG&E | Com | Lighting | 2016 T-24: NRA-Lighting-ASHRAE Elevator Lighting & Ventilation | Possible | Electric Demand (MW) | 0.00082271 | 0.00081555 | 0.00081068 | 0.00080737 | 0.00080512 | 0.0008036 | 0.00080159 | 0 | 0 | 0 | 0 | 0 | 0
Yes | SDG&E | Com | Lighting | 2013 T-24: NRA-Lighting-Hotel Corridors | Possible | Electric Demand (MW) | 0.0062385 | 0.0061676 | 0.0061068 | 0.0060552 | 0.0029811 | 0 | 0 | 0 | 0 | 0 | 0 | 0 | 0
Yes | SDG&E | Com | Lighting | 2013 T-24: NRA-Lighting-MF Building Corridors | Possible | Electric Demand (MW) | 0.019727 | 0.019544 | 0.019378 | 0.019228 | 0.0094685 | 0 | 0 | 0 | 0 | 0 | 0 | 0 | 0
Yes | SDG&E | Com | Lighting | 2013 T-24: NRA-Lighting-Warehouses and Libraries | Possible | Electric Demand (MW) | 0.17394 | 0.17168 | 0.16983 | 0.16834 | 0.082879 | 0 | 0 | 0 | 0 | 0 | 0 | 0 | 0
Yes | SDG&E | Com | Lighting | 2013 T-24: NRNC-Lighting-DR Lighting Controls | Possible | Electric Demand (MW) | 0.055013 | 0.054753 | 0.054589 | 0.054488 | 0.054425 | 0.054387 | 0.054333 | 0.054289 | 0.054239 | 0.054193 | 0.054144 | 0.054097 | 0.054048
Yes | SDG&E | Com | Lighting | 2013 T-24: NRNC-Lighting-Hotel Corridors | Possible | Electric Demand (MW) | 0.0032309 | 0.0031676 | 0.0031103 | 0.0030592 | 0.0030142 | 0.002975 | 0.0029319 | 0.0028914 | 0.0028492 | 0.0028081 | 0.0027663 | 0.002725 | 0.0026833
Yes | SDG&E | Com | Lighting | 2013 T-24: NRNC-Lighting-MF Building Corridors | Possible | Electric Demand (MW) | 0.023337 | 0.023049 | 0.022774 | 0.022515 | 0.022273 | 0.02205 | 0.021814 | 0.021586 | 0.021353 | 0.021124 | 0.020892 | 0.020662 | 0.02043
Yes | SDG&E | Com | Lighting | 2013 T-24: NRNC-Lighting-Office Plug Load Control | Possible | Electric Demand (MW) | 0.087731 | 0.085867 | 0.084185 | 0.082692 | 0.081388 | 0.080265 | 0.079021 | 0.077857 | 0.076639 | 0.075458 | 0.074252 | 0.073063 | 0.071863
Yes | SDG&E | Com | Lighting | 2013 T-24: NRNC-Lighting-Outdoor Lighting & Controls | Possible | Electric Demand (MW) | 0.030105 | 0.029864 | 0.02968 | 0.029539 | 0.029433 | 0.029352 | 0.029254 | 0.029167 | 0.029073 | 0.028984 | 0.028892 | 0.028802 | 0.02871