Scenario 3: Aggressive Fuel Sub | SDG&E | Com | WaterHeat | Com ¦ Com Efficient Tankless Gas Water Heater (0.87 UEF - High Draw) - Panel Upgrade - ZEAS 2030 - Hot-Dry | Com - Other | Energy Efficiency | 285998.5836 | 305987.1952 | 327579.6349 | 351069.6895 | 371803.7306 | 0 | 0 | 0 | 0 | 0 | 0 | 0 | 0
Scenario 3: Aggressive Fuel Sub | SDG&E | Com | WaterHeat | Com ¦ Com Heat Pump Water Heater (3.75 UEF - 50 Gal) - Fuel Sub - Panel Upgrade - ZEAS 2030 - Marine | Com - Other | Fuel Substitution | 17441988.5614 | 18349078.6745 | 19338905.0897 | 20420546.9096 | 21525444.5409 | 12227345.0482 | 12510838.5371 | 12700337.2382 | 12863103.7301 | 12981140.531 | 13199053.7789 | 13354098.0346 | 13490332.274
Scenario 3: Aggressive Fuel Sub | SDG&E | Com | WaterHeat | Com ¦ Com Heat Pump Water Heater (3.75 UEF - 50 Gal) - Fuel Sub - Panel Upgrade - ZEAS 2030 - Hot-Dry | Com - Other | Fuel Substitution | 45907139.4646 | 48312171.9427 | 50937028.1762 | 53805838.0105 | 56736379.7101 | 31807884.1377 | 32550532.3193 | 33044664.0851 | 33468054.6322 | 33773135.1224 | 34342101.2759 | 34744812.5195 | 35097716.411
Scenario 3: Aggressive Fuel Sub | SDG&E | Com | WaterHeat | Com ¦ Com Heat Pump Water Heater (100+ Gal, 200+ kBtuh - 4.3 COP) - Fuel Sub - ZEAS 2030 - Marine | Com - Other | Fuel Substitution | 3293321.5482 | 3465779.589 | 3652749.3578 | 3855794.8665 | 4064479.5442 | 0 | 0 | 0 | 0 | 0 | 0 | 0 | 0
Scenario 3: Aggressive Fuel Sub | SDG&E | Com | WaterHeat | Com ¦ Com Heat Pump Water Heater (100+ Gal, 200+ kBtuh - 4.3 COP) - Fuel Sub - ZEAS 2030 - Hot-Dry | Com - Other | Fuel Substitution | 17404633.4625 | 18316749.9127 | 19305768.8201 | 20379982.0693 | 21483894.3458 | 0 | 0 | 0 | 0 | 0 | 0 | 0 | 0
Scenario 3: Aggressive Fuel Sub | SDG&E | Com | WaterHeat | Com ¦ Com Heat Pump Water Heater (100+ Gal, 200+ kBtuh - 4.3 COP) - Fuel Sub - Panel Upgrade - ZEAS 2030 - Marine | Com - Other | Fuel Substitution | 2732371.1746 | 2875454.4941 | 3030577.7639 | 3199038.5981 | 3372178.0834 | 0 | 0 | 0 | 0 | 0 | 0 | 0 | 0
Scenario 3: Aggressive Fuel Sub | SDG&E | Com | WaterHeat | Com ¦ Com Heat Pump Water Heater (100+ Gal, 200+ kBtuh - 4.3 COP) - Fuel Sub - Panel Upgrade - ZEAS 2030 - Hot-Dry | Com - Other | Fuel Substitution | 14440107.9826 | 15196863.9386 | 16017423.5815 | 16908666.4421 | 17824549.7045 | 0 | 0 | 0 | 0 | 0 | 0 | 0 | 0
Scenario 3: Aggressive Fuel Sub | SDG&E | Com | WaterHeat | Com ¦ Efficient Gas Water Heating Boiler (0.92 UEF) - ZEAS 2030 - Hot-Dry | Com - Other | Energy Efficiency | 3128680.5084 | 3275824.3902 | 3430947.1827 | 3594747.9259 | 3766816.0534 | 0 | 0 | 0 | 0 | 0 | 0 | 0 | 0
Scenario 3: Aggressive Fuel Sub | SDG&E | Com | FoodServ | Com ¦ ENERGY STAR Dishwasher - Tier 1 | Com - Other | Energy Efficiency | 0 | 0 | 0 | 0 | 0 | 0 | 0 | 0 | 0 | 0 | 0 | 0 | 0
Scenario 3: Aggressive Fuel Sub | SDG&E | Com | FoodServ | Com ¦ ENERGY STAR Dishwasher - Tier 2 | Com - Other | Energy Efficiency | 2146486.8611 | 2236940.7605 | 2329627.0628 | 2424967.8521 | 2526307.3467 | 2636337.8613 | 2747374.4891 | 2861318.2145 | 2980822.5252 | 3105480.1154 | 3240156.2709 | 3379411.3656 | 3526213.0433
Scenario 3: Aggressive Fuel Sub | SDG&E | Com | FoodServ | Com ¦ ENERGY STAR Combination Oven - Electric | Com - Other | Energy Efficiency | 550813.9446 | 566624.7826 | 580379.7757 | 592846.0297 | 608874.1222 | 630163.6583 | 645123.2362 | 655053.6148 | 662783.6768 | 667571.7476 | 676874.79 | 681990.0236 | 686438.1621
Scenario 3: Aggressive Fuel Sub | SDG&E | Com | FoodServ | Com ¦ ENERGY STAR Conveyor Broiler - Gas | Com - Other | Energy Efficiency | 626873.9919 | 653811.3916 | 681615.5767 | 710552.119 | 741435.6162 | 774984.2577 | 809010.488 | 843827.4605 | 880074.5137 | 917798.8173 | 958416.5615 | 1000548.9882 | 1045022.6227
Scenario 3: Aggressive Fuel Sub | SDG&E | Com | FoodServ | Com ¦ ENERGY STAR Conveyor Oven - Gas | Com - Other | Energy Efficiency | 975495.485 | 1020088.7587 | 1066990.0442 | 1116430.8916 | 1168271.2505 | 1223264.9331 | 1281299.6558 | 1342513.5669 | 1407129.735 | 1475488.1699 | 1547677.609 | 1624102.8909 | 1705098.836
Scenario 3: Aggressive Fuel Sub | SDG&E | Com | FoodServ | Com ¦ ENERGY STAR Convection Oven - Electric | Com - Other | Energy Efficiency | 1173513.4866 | 1227158.8482 | 1283580.7302 | 1343057.6853 | 1405421.2341 | 1471578.2069 | 1541393.5272 | 1615033.3864 | 1692766.1345 | 1775000.8004 | 1861844.1345 | 1953783.1546 | 2051220.6471
Scenario 3: Aggressive Fuel Sub | SDG&E | Com | FoodServ | Com ¦ High Performance Conveyor Toaster | Com - Other | Energy Efficiency | 1304158.8897 | 1341594.1166 | 1374161.7315 | 1403678.0067 | 1441627.6258 | 1492034.7333 | 1527454.4367 | 1550966.5349 | 1569268.9565 | 1580605.6431 | 1602632.401 | 1614743.7092 | 1625275.5402
Scenario 3: Aggressive Fuel Sub | SDG&E | Com | FoodServ | Com ¦ ENERGY STAR Rack Oven - Gas | Com - Other | Energy Efficiency | 415818.7682 | 434827.2828 | 454819.6201 | 475894.4816 | 497992.1689 | 521434.0051 | 546172.1277 | 572265.4243 | 599808.9813 | 628947.7325 | 659719.5034 | 692296.8624 | 726822.5313
Scenario 3: Aggressive Fuel Sub | SDG&E | Com | FoodServ | Com ¦ Electric Deck Oven (60% cooking efficiency) | Com - Other | Energy Efficiency | 35305.0672 | 36318.4815 | 37200.1239 | 37999.1631 | 39026.5025 | 40391.0804 | 41349.9321 | 41986.4314 | 42481.8988 | 42788.7958 | 43385.0853 | 43712.9522 | 43998.0608
Scenario 3: Aggressive Fuel Sub | SDG&E | Com | FoodServ | Com ¦ Demand Controlled Ventilation (DCV) Exhaust Hood | Com - Other | Energy Efficiency | 39243.2612 | 41036.7527 | 42754.676 | 44431.7933 | 45802.6517 | 48252.9776 | 50544.0936 | 52605.6765 | 54641.1926 | 56824.4323 | 59078.1672 | 61249.8842 | 63702.5576
Scenario 3: Aggressive Fuel Sub | SDG&E | Com | FoodServ | Com ¦ ENERGY STAR Griddle - Electric | Com - Other | Energy Efficiency | 68996.1885 | 70976.6895 | 72699.6707 | 74261.2216 | 76268.9364 | 78935.7114 | 80809.5816 | 82053.4831 | 83021.768 | 83621.5324 | 84786.8523 | 85427.598 | 85984.7818
Scenario 3: Aggressive Fuel Sub | SDG&E | Com | FoodServ | Com ¦ ENERGY STAR Fryer - Tier 1 Gas | Com - Other | Energy Efficiency | 6776.8841 | 7239.6099 | 7738.1372 | 8279.4292 | 8753.9389 | 9370.019 | 10021.8787 | 10688.1195 | 11377.8008 | 12134.6321 | 12909.6485 | 13756.514 | 14697.4337
Scenario 3: Aggressive Fuel Sub | SDG&E | Com | FoodServ | Com ¦ ENERGY STAR Fryer - Fuel Sub | Com - Other | Fuel Substitution | 2033647.8762 | 2144053.4922 | 2265714.1282 | 2397824.2271 | 2531110.7469 | 2663401.5179 | 2817662.6116 | 2991914.655 | 3181283.8438 | 3388027.4506 | 3598184.522 | 3829701.4939 | 4076621.5328
Scenario 3: Aggressive Fuel Sub | SDG&E | Com | FoodServ | Com ¦ ENERGY STAR Steamer - Gas | Com - Other | Energy Efficiency | 6500.3109 | 6945.1704 | 7424.643 | 7945.3755 | 8402.2162 | 8995.1375 | 9622.6356 | 10264.191 | 10928.5153 | 11657.6015 | 12404.449 | 13220.6383 | 14127.5418
Scenario 3: Aggressive Fuel Sub | SDG&E | Com | FoodServ | Com ¦ ENERGY STAR Steamer - Fuel Sub | Com - Other | Fuel Substitution | 564734.6104 | 592969.4587 | 623463.1374 | 656157.8704 | 689750.0904 | 723970.8572 | 762216.9412 | 804255.6877 | 849432.7154 | 898137.767 | 948400.9768 | 1002907.4994 | 1060866.1915
Scenario 3: Aggressive Fuel Sub | SDG&E | Com | FoodServ | Com ¦ ENERGY STAR Convection Oven - Gas | Com - Other | Energy Efficiency | 9656.1536 | 10316.9884 | 11029.2406 | 11802.7841 | 12481.4168 | 13362.1962 | 14294.3389 | 15247.3638 | 16234.2114 | 17317.2625 | 18426.6978 | 19639.1397 | 20986.3368
Scenario 3: Aggressive Fuel Sub | SDG&E | Com | FoodServ | Com ¦ ENERGY STAR Convection Oven - Fuel Sub | Com - Other | Fuel Substitution | 1155790.1433 | 1219419.084 | 1289759.8334 | 1366294.2185 | 1443289.5974 | 1519389.879 | 1608731.5971 | 1710074.5088 | 1820394.4162 | 1941060.435 | 2063444.4845 | 2198582.1069 | 2342773.9378
Scenario 3: Aggressive Fuel Sub | SDG&E | Com | FoodServ | Com ¦ ENERGY STAR Griddle - Gas | Com - Other | Energy Efficiency | 47844.534 | 51118.8534 | 54647.937 | 58480.7083 | 61843.2135 | 66207.3196 | 70825.922 | 75547.9916 | 80437.6475 | 85803.974 | 91301.0298 | 97308.4648 | 103983.5882
Scenario 3: Aggressive Fuel Sub | SDG&E | Com | FoodServ | Com ¦ ENERGY STAR Griddle - Fuel Sub | Com - Other | Fuel Substitution | 6797471.7045 | 7183051.7783 | 7612167.7826 | 8080994.4822 | 8549856.8614 | 9009212.6375 | 9556174.0817 | 10181961.1128 | 10865511.0283 | 11615987.2442 | 12373707.1305 | 13214347.0707 | 14112104.8709
Scenario 3: Aggressive Fuel Sub | SDG&E | Com | FoodServ | Com ¦ ENERGY STAR Combination Oven - Gas | Com - Other | Energy Efficiency | 675.4621 | 721.6885 | 771.5116 | 825.6221 | 873.0934 | 934.7052 | 999.91 | 1066.5755 | 1135.6069 | 1211.3679 | 1288.9745 | 1373.7866 | 1468.025
Scenario 3: Aggressive Fuel Sub | SDG&E | Com | FoodServ | Com ¦ ENERGY STAR Combination Oven - Fuel Sub | Com - Other | Fuel Substitution | 67328.3146 | 71574.3349 | 76404.1785 | 81750.7398 | 86997.1436 | 91990.0151 | 98216.1248 | 105532.6856 | 113607.979 | 122574.5166 | 131505.3437 | 141554.7632 | 152315.2357
Scenario 3: Aggressive Fuel Sub | SDG&E | Com | FoodServ | Com ¦ ENERGY STAR Fryer - Tier 1 Gas - Panel Upgrade | Com - Other | Energy Efficiency | 11151.3808 | 11912.7972 | 12733.1252 | 13623.8226 | 14404.6296 | 15418.391 | 16491.0279 | 17587.329 | 18722.2013 | 19967.5693 | 21242.8608 | 22636.3803 | 24184.666
Scenario 3: Aggressive Fuel Sub | SDG&E | Com | FoodServ | Com ¦ ENERGY STAR Fryer - Fuel Sub - Panel Upgrade | Com - Other | Fuel Substitution | 3346372.9604 | 3528045.6936 | 3728238.5919 | 3945626.1092 | 4164949.4301 | 4382634.2437 | 4636471.2815 | 4923203.4798 | 5234810.9811 | 5575008.133 | 5920822.15 | 6301783.9397 | 6708091.5169
Scenario 3: Aggressive Fuel Sub | SDG&E | Com | FoodServ | Com ¦ ENERGY STAR Steamer - Gas - Panel Upgrade | Com - Other | Energy Efficiency | 10696.2788 | 11428.2963 | 12217.2696 | 13074.1364 | 13825.8689 | 14801.5226 | 15834.0723 | 16889.7535 | 17982.9008 | 19182.6141 | 20411.5537 | 21754.5953 | 23246.9075
Scenario 3: Aggressive Fuel Sub | SDG&E | Com | FoodServ | Com ¦ ENERGY STAR Steamer - Fuel Sub - Panel Upgrade | Com - Other | Fuel Substitution | 929272.2954 | 975732.813 | 1025910.2419 | 1079709.5117 | 1134985.5984 | 1191295.9607 | 1254229.9931 | 1323404.8618 | 1397743.7803 | 1477888.0717 | 1560596.3164 | 1650286.9434 | 1745658.1246
Scenario 3: Aggressive Fuel Sub | SDG&E | Com | FoodServ | Com ¦ ENERGY STAR Convection Oven - Gas - Panel Upgrade | Com - Other | Energy Efficiency | 15889.2263 | 16976.6317 | 18148.6445 | 19421.5124 | 20538.2044 | 21987.5292 | 23521.3725 | 25089.5774 | 26713.4379 | 28495.6013 | 30321.18 | 32316.2563 | 34533.0727
Scenario 3: Aggressive Fuel Sub | SDG&E | Com | FoodServ | Com ¦ ENERGY STAR Convection Oven - Fuel Sub - Panel Upgrade | Com - Other | Fuel Substitution | 1901855.7385 | 2006557.3288 | 2122303.218 | 2248240.7511 | 2374936.8507 | 2500160.0655 | 2647172.099 | 2813932.1282 | 2995463.8276 | 3194020.0809 | 3395403.3581 | 3617772.6733 | 3855040.7124
Scenario 3: Aggressive Fuel Sub | SDG&E | Com | FoodServ | Com ¦ ENERGY STAR Griddle - Gas - Panel Upgrade | Com - Other | Energy Efficiency | 78728.3072 | 84116.2085 | 89923.3248 | 96230.1602 | 101763.1714 | 108944.3196 | 116544.242 | 124314.4201 | 132360.3617 | 141190.6661 | 150236.0861 | 160121.3362 | 171105.2695
Scenario 3: Aggressive Fuel Sub | SDG&E | Com | FoodServ | Com ¦ ENERGY STAR Griddle - Fuel Sub - Panel Upgrade | Com - Other | Fuel Substitution | 11185257.6725 | 11819730.704 | 12525842.2243 | 13297297.7988 | 14068812.0842 | 14824683.2289 | 15724709.7323 | 16754443.9475 | 17879227.1418 | 19114137.7404 | 20360967.8179 | 21744243.0635 | 23221505.8986
Scenario 3: Aggressive Fuel Sub | SDG&E | Com | FoodServ | Com ¦ ENERGY STAR Combination Oven - Gas - Panel Upgrade | Com - Other | Energy Efficiency | 1111.4747 | 1187.5403 | 1269.5243 | 1358.5633 | 1436.6775 | 1538.0599 | 1645.3545 | 1755.0527 | 1868.6442 | 1993.3091 | 2121.011 | 2260.5695 | 2415.6391
Scenario 3: Aggressive Fuel Sub | SDG&E | Com | FoodServ | Com ¦ ENERGY STAR Combination Oven - Fuel Sub - Panel Upgrade | Com - Other | Fuel Substitution | 110788.9199 | 117775.7575 | 125723.2779 | 134521.0587 | 143154.03 | 151369.8133 | 161614.8933 | 173654.3134 | 186942.23 | 201696.6913 | 216392.391 | 232928.7373 | 250635.1233
Scenario 3: Aggressive Fuel Sub | PG&E | Com | BldgEnv | Com ¦ Com Wall Insulation (R14) - Marine | Com - Refrig. Warehouse | Energy Efficiency | 489.4706 | 513.1126 | 539.9344 | 570.535 | 605.1887 | 645.1424 | 683.619 | 725.6955 | 764.7785 | 808.6595 | 853.6381 | 902.8151 | 956.6799
Scenario 3: Aggressive Fuel Sub | PG&E | Com | BldgEnv | Com ¦ Com Wall Insulation (R14) - Hot-Dry | Com - Refrig. Warehouse | Energy Efficiency | 556.3182 | 580.6205 | 608.0156 | 639.2708 | 675.2874 | 718.1495 | 758.9549 | 803.4548 | 844.3757 | 890.4647 | 937.5473 | 988.3241 | 1044.0155
Scenario 3: Aggressive Fuel Sub | PG&E | Com | BldgEnv | Com ¦ Com Wall Insulation (R14) - Cold | Com - Refrig. Warehouse | Energy Efficiency | 3160.6738 | 3301.6966 | 3448.7135 | 3602.9591 | 3767.5455 | 3944.7035 | 4130.7051 | 4326.6638 | 4533.2761 | 4751.6875 | 4982.4243 | 5224.7809 | 5481.3942
Scenario 3: Aggressive Fuel Sub | PG&E | Com | WaterHeat | Com ¦ Com Heat Pump Water Heater (3.3 UEF - 50 Gal) - Marine | Com - Refrig. Warehouse | Energy Efficiency | 626202.1146 | 650803.6569 | 674348.5658 | 697075.9723 | 724097.4911 | 754278.9314 | 776382.9033 | 794536.4907 | 810246.8964 | 824643.4066 | 846063.0349 | 864004.4676 | 880828.1343
Scenario 3: Aggressive Fuel Sub | PG&E | Com | WaterHeat | Com ¦ Com Heat Pump Water Heater (3.3 UEF - 50 Gal) - Hot-Dry | Com - Refrig. Warehouse | Energy Efficiency | 461544.1938 | 479690.7959 | 497057.479 | 513820.7052 | 533752.6474 | 556016.3033 | 572319.0509 | 585706.4154 | 597290.773 | 607905.3508 | 623702.5987 | 636932.9088 | 649338.1845
Scenario 3: Aggressive Fuel Sub | PG&E | Com | WaterHeat | Com ¦ Com Heat Pump Water Heater (3.3 UEF - 50 Gal) - Cold | Com - Refrig. Warehouse | Energy Efficiency | 1349.1862 | 1402.2125 | 1452.9606 | 1501.9459 | 1560.1887 | 1625.2438 | 1672.8845 | 1712.0082 | 1745.8645 | 1776.888 | 1823.0525 | 1861.7181 | 1897.9736
Scenario 3: Aggressive Fuel Sub | PG&E | Com | WaterHeat | Com ¦ Com Hot Water Tank Insulation - Marine | Com - Refrig. Warehouse | Energy Efficiency | 22911.8791 | 23959.6409 | 25052.1691 | 26199.6121 | 27406.1384 | 28675.6184 | 30013.5001 | 31425.1174 | 32914.7954 | 34487.0611 | 36146.3774 | 37900.5593 | 39757.9985
Scenario 3: Aggressive Fuel Sub | PG&E | Com | WaterHeat | Com ¦ Com Hot Water Tank Insulation - Hot-Dry | Com - Refrig. Warehouse | Energy Efficiency | 0 | 16882.9209 | 17652.7599 | 18461.2941 | 19311.4608 | 20205.9871 | 21148.712 | 22143.394 | 23193.0807 | 24300.9619 | 25470.1825 | 26706.2493 | 28015.0752
Scenario 3: Aggressive Fuel Sub | PG&E | Com | WaterHeat | Com ¦ Com Hot Water Tank Insulation - Cold | Com - Refrig. Warehouse | Energy Efficiency | 32.9448 | 34.4514 | 36.0223 | 37.6722 | 39.407 | 41.2324 | 43.1561 | 45.1859 | 47.3279 | 49.5886 | 51.9746 | 54.4969 | 57.1677
Scenario 3: Aggressive Fuel Sub | PG&E | Com | WaterHeat | Com ¦ Com Hot Water Pipe Insulation - Marine | Com - Refrig. Warehouse | Energy Efficiency | 2206708.1916 | 2307636.2248 | 2413197.1535 | 2524120.8945 | 2640843.9687 | 2763779.6727 | 2893403.1256 | 3030191.5232 | 3174525.0759 | 3326930.4339 | 3487972.5022 | 3658320.7743 | 3838662.2124
Scenario 3: Aggressive Fuel Sub | PG&E | Com | WaterHeat | Com ¦ Com Hot Water Pipe Insulation - Hot-Dry | Com - Refrig. Warehouse | Energy Efficiency | 1318969.1384 | 1379294.7227 | 1442389.4298 | 1508689.5377 | 1578455.9586 | 1651935.7237 | 1729412.8159 | 1811172.4594 | 1897441.9092 | 1988535.949 | 2084792.2274 | 2186610.9067 | 2294402.5903
Scenario 3: Aggressive Fuel Sub | PG&E | Com | WaterHeat | Com ¦ Com Hot Water Pipe Insulation - Cold | Com - Refrig. Warehouse | Energy Efficiency | 2772.6182 | 2899.4292 | 3032.0613 | 3171.4314 | 3318.0881 | 3472.5506 | 3635.416 | 3807.2838 | 3988.6316 | 4180.1213 | 4382.4626 | 4596.4967 | 4823.0867
Scenario 3: Aggressive Fuel Sub | PG&E | Com | WaterHeat | Com ¦ Com Efficient Tankless Gas Water Heater (0.87 UEF - High Draw) - ZEAS 2030 - Marine | Com - Refrig. Warehouse | Energy Efficiency | 1904.0927 | 2000.0467 | 2109.1968 | 2233.7423 | 2373.8156 | 0 | 0 | 0 | 0 | 0 | 0 | 0 | 0
Scenario 3: Aggressive Fuel Sub | PG&E | Com | WaterHeat | Com ¦ Com Efficient Tankless Gas Water Heater (0.87 UEF - High Draw) - ZEAS 2030 - Hot-Dry | Com - Refrig. Warehouse | Energy Efficiency | 1424.4121 | 1496.1931 | 1577.8458 | 1671.0154 | 1775.8012 | 0 | 0 | 0 | 0 | 0 | 0 | 0 | 0
Scenario 3: Aggressive Fuel Sub | PG&E | Com | WaterHeat | Com ¦ Com Efficient Tankless Gas Water Heater (0.87 UEF - High Draw) - ZEAS 2030 - Cold | Com - Refrig. Warehouse | Energy Efficiency | 8.1821 | 8.6281 | 9.136 | 9.7006 | 10.3234 | 0 | 0 | 0 | 0 | 0 | 0 | 0 | 0
Scenario 3: Aggressive Fuel Sub | PG&E | Com | WaterHeat | Com ¦ Com Heat Pump Water Heater (3.75 UEF - 50 Gal) - Fuel Sub - ZEAS 2030 - Marine | Com - Refrig. Warehouse | Fuel Substitution | 315846.8846 | 332242.6546 | 350184.7574 | 369721.6989 | 389511.7713 | 255971.5577 | 263411.412 | 269501.12 | 274804.4758 | 279644.6913 | 286874.1194 | 292913.0514 | 298561.7906
Scenario 3: Aggressive Fuel Sub | PG&E | Com | WaterHeat | Com ¦ Com Heat Pump Water Heater (3.75 UEF - 50 Gal) - Fuel Sub - ZEAS 2030 - Hot-Dry | Com - Refrig. Warehouse | Fuel Substitution | 235185.6054 | 247414.5267 | 260803.3 | 275387.8181 | 290154.0109 | 189635.663 | 195149.9925 | 199663.1025 | 203593.0657 | 207179.5549 | 212537.6906 | 217012.9908 | 221198.9084
Scenario 3: Aggressive Fuel Sub | PG&E | Com | WaterHeat | Com ¦ Com Heat Pump Water Heater (3.75 UEF - 50 Gal) - Fuel Sub - ZEAS 2030 - Cold | Com - Refrig. Warehouse | Fuel Substitution | 1269.3094 | 1336.2911 | 1410.1563 | 1491.0765 | 1572.3848 | 1026.0749 | 1055.7816 | 1080.1206 | 1101.334 | 1120.7074 | 1149.5844 | 1173.7286 | 1196.3229
Scenario 3: Aggressive Fuel Sub | PG&E | Com | WaterHeat | Com ¦ Com Efficient Tankless Gas Water Heater (0.87 UEF - High Draw) - Panel Upgrade - ZEAS 2030 - Marine | Com - Refrig. Warehouse | Energy Efficiency | 1579.7693 | 1659.3794 | 1749.938 | 1853.2697 | 1969.4844 | 0 | 0 | 0 | 0 | 0 | 0 | 0 | 0
Scenario 3: Aggressive Fuel Sub | PG&E | Com | WaterHeat | Com ¦ Com Efficient Tankless Gas Water Heater (0.87 UEF - High Draw) - Panel Upgrade - ZEAS 2030 - Hot-Dry | Com - Refrig. Warehouse | Energy Efficiency | 1181.7924 | 1241.347 | 1309.0919 | 1386.3919 | 1473.3295 | 0 | 0 | 0 | 0 | 0 | 0 | 0 | 0
Scenario 3: Aggressive Fuel Sub | PG&E | Com | WaterHeat | Com ¦ Com Efficient Tankless Gas Water Heater (0.87 UEF - High Draw) - Panel Upgrade - ZEAS 2030 - Cold | Com - Refrig. Warehouse | Energy Efficiency | 6.7885 | 7.1585 | 7.5799 | 8.0483 | 8.5651 | 0 | 0 | 0 | 0 | 0 | 0 | 0 | 0
Scenario 3: Aggressive Fuel Sub | PG&E | Com | WaterHeat | Com ¦ Com Heat Pump Water Heater (3.75 UEF - 50 Gal) - Fuel Sub - Panel Upgrade - ZEAS 2030 - Marine | Com - Refrig. Warehouse | Fuel Substitution | 262048.7889 | 275651.8727 | 290537.9031 | 306747.1238 | 323166.3597 | 212372.0067 | 218544.633 | 223597.0831 | 227997.12 | 232012.9033 | 238010.9452 | 243021.2679 | 247707.8593
Scenario 3: Aggressive Fuel Sub | PG&E | Com | WaterHeat | Com ¦ Com Heat Pump Water Heater (3.75 UEF - 50 Gal) - Fuel Sub - Panel Upgrade - ZEAS 2030 - Hot-Dry | Com - Refrig. Warehouse | Fuel Substitution | 195126.5188 | 205272.492 | 216380.7599 | 228481.1019 | 240732.1739 | 157335.083 | 161910.1586 | 165654.5521 | 168915.126 | 171890.7296 | 176336.2159 | 180049.2396 | 183522.1713
Scenario 3: Aggressive Fuel Sub | PG&E | Com | WaterHeat | Com ¦ Com Heat Pump Water Heater (3.75 UEF - 50 Gal) - Fuel Sub - Panel Upgrade - ZEAS 2030 - Cold | Com - Refrig. Warehouse | Fuel Substitution | 1053.1083 | 1108.6811 | 1169.9649 | 1237.1019 | 1304.561 | 851.3039 | 875.9507 | 896.144 | 913.7442 | 929.8176 | 953.776 | 973.8078 | 992.5536
Scenario 3: Aggressive Fuel Sub | PG&E | Com | WaterHeat | Com ¦ Com Heat Pump Water Heater (100+ Gal, 200+ kBtuh - 4.3 COP) - Fuel Sub - ZEAS 2030 - Marine | Com - Refrig. Warehouse | Fuel Substitution | 142165.0176 | 149491.8681 | 157445.383 | 166050.4627 | 174844.7883 | 0 | 0 | 0 | 0 | 0 | 0 | 0 | 0
Scenario 3: Aggressive Fuel Sub | PG&E | Com | WaterHeat | Com ¦ Com Heat Pump Water Heater (100+ Gal, 200+ kBtuh - 4.3 COP) - Fuel Sub - ZEAS 2030 - Hot-Dry | Com - Refrig. Warehouse | Fuel Substitution | 105118.8343 | 110551.7097 | 116452.9241 | 122840.7913 | 129365.1216 | 0 | 0 | 0 | 0 | 0 | 0 | 0 | 0
Scenario 3: Aggressive Fuel Sub | PG&E | Com | WaterHeat | Com ¦ Com Heat Pump Water Heater (100+ Gal, 200+ kBtuh - 4.3 COP) - Fuel Sub - ZEAS 2030 - Cold | Com - Refrig. Warehouse | Fuel Substitution | 285.6832 | 300.6702 | 317.0515 | 334.8729 | 352.9549 | 0 | 0 | 0 | 0 | 0 | 0 | 0 | 0
Scenario 3: Aggressive Fuel Sub | PG&E | Com | WaterHeat | Com ¦ Com Heat Pump Water Heater (100+ Gal, 200+ kBtuh - 4.3 COP) - Fuel Sub - Panel Upgrade - ZEAS 2030 - Marine | Com - Refrig. Warehouse | Fuel Substitution | 117950.097 | 124028.9675 | 130627.7628 | 137767.1421 | 145063.5331 | 0 | 0 | 0 | 0 | 0 | 0 | 0 | 0
Scenario 3: Aggressive Fuel Sub | PG&E | Com | WaterHeat | Com ¦ Com Heat Pump Water Heater (100+ Gal, 200+ kBtuh - 4.3 COP) - Fuel Sub - Panel Upgrade - ZEAS 2030 - Hot-Dry | Com - Refrig. Warehouse | Fuel Substitution | 87213.9779 | 91721.4734 | 96617.5359 | 101917.3598 | 107330.4031 | 0 | 0 | 0 | 0 | 0 | 0 | 0 | 0
Scenario 3: Aggressive Fuel Sub | PG&E | Com | WaterHeat | Com ¦ Com Heat Pump Water Heater (100+ Gal, 200+ kBtuh - 4.3 COP) - Fuel Sub - Panel Upgrade - ZEAS 2030 - Cold | Com - Refrig. Warehouse | Fuel Substitution | 237.0229 | 249.4572 | 263.0482 | 277.8341 | 292.8362 | 0 | 0 | 0 | 0 | 0 | 0 | 0 | 0
Scenario 3: Aggressive Fuel Sub | PG&E | Com | WaterHeat | Com ¦ Efficient Gas Water Heating Boiler (0.92 UEF) - ZEAS 2030 - Marine | Com - Refrig. Warehouse | Energy Efficiency | 83528.6471 | 87557.0105 | 91814.1207 | 96316.9048 | 101082.3676 | 0 | 0 | 0 | 0 | 0 | 0 | 0 | 0
Scenario 3: Aggressive Fuel Sub | PG&E | Com | WaterHeat | Com ¦ Efficient Gas Water Heating Boiler (0.92 UEF) - ZEAS 2030 - Hot-Dry | Com - Refrig. Warehouse | Energy Efficiency | 58969.4395 | 61813.3734 | 64818.7963 | 67997.6584 | 71361.9665 | 0 | 0 | 0 | 0 | 0 | 0 | 0 | 0
Scenario 3: Aggressive Fuel Sub | PG&E | Com | WaterHeat | Com ¦ Efficient Gas Water Heating Boiler (0.92 UEF) - ZEAS 2030 - Cold | Com - Refrig. Warehouse | Energy Efficiency | 121.9169 | 127.7966 | 134.0102 | 140.5823 | 147.5379 | 0 | 0 | 0 | 0 | 0 | 0 | 0 | 0
Scenario 3: Aggressive Fuel Sub | PG&E | Com | ComRefrig | Com ¦ Efficient Refrigerated Display Case - Marine | Com - Refrig. Warehouse | Energy Efficiency | 0 | 0 | 0 | 0 | 0 | 31371.279 | 32246.7834 | 32919.3707 | 33415.1345 | 33799.4368 | 34523.7775 | 35048.5611 | 35493.2457
Scenario 3: Aggressive Fuel Sub | PG&E | Com | ComRefrig | Com ¦ Efficient Refrigerated Display Case - Hot-Dry | Com - Refrig. Warehouse | Energy Efficiency | 0 | 0 | 0 | 0 | 0 | 24875.7115 | 25570.8089 | 26105.3936 | 26500.1197 | 26806.7472 | 27382.6915 | 27800.8169 | 28155.6983
Scenario 3: Aggressive Fuel Sub | PG&E | Com | ComRefrig | Com ¦ Efficient Refrigerated Display Case - Cold | Com - Refrig. Warehouse | Energy Efficiency | 0 | 0 | 0 | 0 | 0 | 0 | 0 | 0 | 0 | 0 | 0 | 0 | 0
Scenario 3: Aggressive Fuel Sub | PG&E | Com | ComRefrig | Com ¦ Refrigerated Display Case LED Lighting | Com - Refrig. Warehouse | Energy Efficiency | 41690.5735 | 43248.1183 | 44676.5569 | 45990.4397 | 47479.5092 | 49136.3539 | 50393.8407 | 51494.1528 | 52495.1709 | 53424.3985 | 54747.5604 | 55874.7172 | 56938.9744
Scenario 3: Aggressive Fuel Sub | PG&E | Com | ComRefrig | Com ¦ Efficient EC or PMS Motor Retrofit - Marine | Com - Refrig. Warehouse | Energy Efficiency | 9483.673 | 9602.6999 | 9651.6736 | 9644.2941 | 9699.3626 | 9943.2639 | 10121.7012 | 10275.5816 | 10421.6236 | 10569.2904 | 10758.1594 | 10878.9758 | 11000.5891
Scenario 3: Aggressive Fuel Sub | PG&E | Com | ComRefrig | Com ¦ Efficient EC or PMS Motor Retrofit - Hot-Dry | Com - Refrig. Warehouse | Energy Efficiency | 7514.7994 | 7609.1155 | 7647.9219 | 7642.0745 | 7685.7103 | 7878.9761 | 8020.3686 | 8142.3025 | 8258.0251 | 8375.0354 | 8524.6939 | 8620.428 | 8716.7936
Scenario 3: Aggressive Fuel Sub | PG&E | Com | ComRefrig | Com ¦ Efficient EC or PMS Motor Retrofit - Cold | Com - Refrig. Warehouse | Energy Efficiency | 21.0935 | 21.3582 | 21.4671 | 21.4507 | 21.5732 | 22.1157 | 22.5126 | 22.8548 | 23.1797 | 23.5081 | 23.9282 | 24.1969 | 24.4674
Scenario 3: Aggressive Fuel Sub | PG&E | Com | Lighting | Com ¦ LED Fixtures and Retrofit Kits - 140 lpw | Com - Refrig. Warehouse | Energy Efficiency | 34000.3581 | 35311.0148 | 36537.6645 | 37690.5071 | 39016.0123 | 40467.3335 | 41536.2262 | 42462.1496 | 43293.5609 | 44063.8336 | 45174.9684 | 46120.5133 | 47010.7727
Scenario 3: Aggressive Fuel Sub | SCE | Com | BldgEnv | Com ¦ Com Wall Insulation (R14) - Cold | Com - Refrig. Warehouse | Energy Efficiency | 13.7965 | 1.3103 | 1.3326 | 1.3288 | 1.3637 | 1.4242 | 1.4832 | 1.515 | 0 | 0 | 0 | 0 | 0
Scenario 3: Aggressive Fuel Sub | SCE | Com | WaterHeat | Com ¦ Com Heat Pump Water Heater (3.3 UEF - 50 Gal) - Marine | Com - Refrig. Warehouse | Energy Efficiency | 147312.1046 | 131550.8241 | 138116.7455 | 144597.3506 | 152028.0647 | 159261.8277 | 164124.0235 | 166958.2977 | 169546.4078 | 171663.2474 | 174868.5728 | 177388.6247 | 179717.3485
Scenario 3: Aggressive Fuel Sub | SCE | Com | WaterHeat | Com ¦ Com Heat Pump Water Heater (3.3 UEF - 50 Gal) - Hot-Dry | Com - Refrig. Warehouse | Energy Efficiency | 581960.0984 | 519712.4405 | 545668.7788 | 571287.8167 | 600663.5161 | 629260.2015 | 648478.9801 | 659678.8312 | 669905.1011 | 678267.7512 | 690934.4484 | 700891.2086 | 710091.3246
Scenario 3: Aggressive Fuel Sub | SCE | Com | WaterHeat | Com ¦ Com Heat Pump Water Heater (3.3 UEF - 50 Gal) - Cold | Com - Refrig. Warehouse | Energy Efficiency | 9568.128 | 8544.0746 | 8970.2076 | 9390.8039 | 9873.0497 | 10342.5214 | 10658.1271 | 10842.1605 | 11010.2262 | 11147.7175 | 11355.8322 | 11519.4896 | 11670.7352
Scenario 3: Aggressive Fuel Sub | SCE | Com | ComRefrig | Com ¦ Efficient Refrigerated Display Case - Marine | Com - Refrig. Warehouse | Energy Efficiency | 0 | 0 | 0 | 0 | 0 | 0 | 9373.4063 | 9552.4808 | 9708.6275 | 9826.6112 | 10008.9381 | 10150.3149 | 10280.1187
Scenario 3: Aggressive Fuel Sub | SCE | Com | ComRefrig | Com ¦ Efficient Refrigerated Display Case - Hot-Dry | Com - Refrig. Warehouse | Energy Efficiency | 0 | 0 | 0 | 0 | 0 | 0 | 0 | 39064.8567 | 39703.4182 | 40185.9125 | 40931.5382 | 41509.6984 | 42040.5306
Scenario 3: Aggressive Fuel Sub | SCE | Com | ComRefrig | Com ¦ Efficient Refrigerated Display Case - Cold | Com - Refrig. Warehouse | Energy Efficiency | 0 | 0 | 0 | 0 | 0 | 0 | 0 | 0 | 0 | 0 | 0 | 0 | 0
Scenario 3: Aggressive Fuel Sub | SCE | Com | ComRefrig | Com ¦ Refrigerated Display Case LED Lighting | Com - Refrig. Warehouse | Energy Efficiency | 26412.3249 | 27653.2068 | 28844.0786 | 29986.8448 | 31257.3036 | 32489.0171 | 33338.9743 | 33886.6696 | 34416.2837 | 34865.9151 | 35510.2191 | 36028.79 | 36516.2094
Scenario 3: Aggressive Fuel Sub | SCE | Com | ComRefrig | Com ¦ Efficient EC or PMS Motor Retrofit - Marine | Com - Refrig. Warehouse | Energy Efficiency | 2181.0622 | 2259.1194 | 2328.6451 | 2391.1142 | 2469.9984 | 2563.533 | 2622.0089 | 2645.4289 | 2668.9966 | 2692.0294 | 2719.5373 | 2730.7122 | 2743.5855
Scenario 3: Aggressive Fuel Sub | SCE | Com | ComRefrig | Com ¦ Efficient EC or PMS Motor Retrofit - Hot-Dry | Com - Refrig. Warehouse | Energy Efficiency | 8976.2474 | 9297.4948 | 9583.6304 | 9840.7247 | 10165.3756 | 10550.3208 | 10790.9807 | 10887.3667 | 10984.3605 | 11079.1528 | 11192.3625 | 11238.3533 | 11291.3338
Scenario 3: Aggressive Fuel Sub | SCE | Com | ComRefrig | Com ¦ Efficient EC or PMS Motor Retrofit - Cold | Com - Refrig. Warehouse | Energy Efficiency | 130.9915 | 135.6795 | 139.8551 | 143.6069 | 148.3446 | 153.9622 | 157.4742 | 158.8807 | 160.2962 | 161.6795 | 163.3316 | 164.0027 | 164.7759
Scenario 3: Aggressive Fuel Sub | SCE | Com | Lighting | Com ¦ LED High and Low Bay - 155 lpw | Com - Refrig. Warehouse | Energy Efficiency | 0 | 0 | 0 | 0 | 0 | 0 | 0 | 0 | 0 | 0 | 0 | 0 | 0
Scenario 3: Aggressive Fuel Sub | SCE | Com | Lighting | Com ¦ LED Fixtures and Retrofit Kits - 140 lpw - RET | Com - Refrig. Warehouse | Energy Efficiency | 0 | 0 | 0 | 0 | 0 | 0 | 0 | 0 | 0 | 0 | 0 | 0 | 0
Scenario 3: Aggressive Fuel Sub | SCE | Com | Lighting | Com ¦ LED Fixtures and Retrofit Kits - 140 lpw | Com - Refrig. Warehouse | Energy Efficiency | 65435.1499 | 58256.4646 | 60929.0615 | 63500.2571 | 66403.9493 | 69197.3423 | 71074.875 | 72247.1652 | 73388.5304 | 74347.6836 | 75737.4592 | 76862.3023 | 77910.0219
Scenario 3: Aggressive Fuel Sub | SCG | Com | BldgEnv | Com ¦ Com Wall Insulation (R14) - Marine | Com - Refrig. Warehouse | Energy Efficiency | 88117.7319 | 90521.9681 | 84073.7054 | 90022.3504 | 92501.1667 | 96954.3759 | 101656.9308 | 106623.8134 | 111876.466 | 117431.0921 | 123305.7656 | 129526.7788 | 136113.7935
Scenario 3: Aggressive Fuel Sub | SCG | Com | BldgEnv | Com ¦ Com Wall Insulation (R14) - Hot-Dry | Com - Refrig. Warehouse | Energy Efficiency | 4591.4563 | 505.0247 | 0 | 4808.9105 | 549.9632 | 583.9034 | 625.6088 | 666.7128 | 717.3338 | 770.7114 | 824.8861 | 890.7647 | 958.0423
Scenario 3: Aggressive Fuel Sub | SCG | Com | BldgEnv | Com ¦ Com Wall Insulation (R14) - Cold | Com - Refrig. Warehouse | Energy Efficiency | 4454.7674 | 4576.3129 | 4250.3228 | 4551.0549 | 4676.3708 | 4901.5015 | 5139.2379 | 5390.3372 | 5655.8836 | 5936.6962 | 6233.6887 | 6548.1903 | 6881.195
Scenario 3: Aggressive Fuel Sub | SCG | Com | WaterHeat | Com ¦ Com Hot Water Tank Insulation - Marine | Com - Refrig. Warehouse | Energy Efficiency | 3484.9812 | 3648.5375 | 3394.7588 | 3554.0936 | 3721.6995 | 3898.1197 | 4084.1178 | 4280.442 | 4487.6997 | 4706.5271 | 4937.551 | 5181.8668 | 5440.6509
Scenario 3: Aggressive Fuel Sub | SCG | Com | WaterHeat | Com ¦ Com Hot Water Tank Insulation - Hot-Dry | Com - Refrig. Warehouse | Energy Efficiency | 18903.0465 | 19790.1997 | 18413.6674 | 19277.9223 | 20187.0412 | 21143.9702 | 22152.851 | 23217.7422 | 24341.9383 | 25528.8897 | 26781.9973 | 28107.2015 | 29510.8843
Scenario 3: Aggressive Fuel Sub | SCG | Com | WaterHeat | Com ¦ Com Hot Water Tank Insulation - Cold | Com - Refrig. Warehouse | Energy Efficiency | 47.3194 | 49.5402 | 46.0944 | 48.2578 | 50.5336 | 52.929 | 55.4545 | 58.1202 | 60.9344 | 63.9057 | 67.0425 | 70.3599 | 73.8737
Scenario 3: Aggressive Fuel Sub | SCG | Com | WaterHeat | Com ¦ Com Water Heating Controls (Gas WH) - Cold | Com - Refrig. Warehouse | Energy Efficiency | 0 | 0 | 0 | 0 | 0 | 0 | 0 | 0 | 0 | 0 | 0 | 258.7004 | 271.7571
Scenario 3: Aggressive Fuel Sub | SCG | Com | WaterHeat | Com ¦ Com Hot Water Pipe Insulation - Marine | Com - Refrig. Warehouse | Energy Efficiency | 320940.9288 | 335998.102 | 312665.4389 | 327386.295 | 342882.8963 | 359210.6336 | 376433.1798 | 394614.533 | 413805.7541 | 434077.4396 | 455505.2847 | 478179.0183 | 502190.7737
Scenario 3: Aggressive Fuel Sub | SCG | Com | WaterHeat | Com ¦ Com Hot Water Pipe Insulation - Hot-Dry | Com - Refrig. Warehouse | Energy Efficiency | 1448073.7465 | 1516011.162 | 1410735.0387 | 1477155.0035 | 1547075.1027 | 1620745.2568 | 1698452.7559 | 1780486.3576 | 1867076.4463 | 1958541.5505 | 2055223.2048 | 2157526.2626 | 2265866.4257
Scenario 3: Aggressive Fuel Sub | SCG | Com | WaterHeat | Com ¦ Com Hot Water Pipe Insulation - Cold | Com - Refrig. Warehouse | Energy Efficiency | 3981.6323 | 4168.4334 | 3878.9655 | 4061.5943 | 4253.847 | 4456.4109 | 4670.0759 | 4895.636 | 5133.7246 | 5385.2176 | 5651.054 | 5932.3471 | 6230.2399
Scenario 3: Aggressive Fuel Sub | SCG | Com | WaterHeat | Com ¦ Com Efficient Tankless Gas Water Heater (0.87 UEF - High Draw) - ZEAS 2030 - Marine | Com - Refrig. Warehouse | Energy Efficiency | 6824.7224 | 750.6667 | 0 | 7147.9455 | 817.4631 | 0 | 0 | 0 | 0 | 0 | 0 | 0 | 0
Scenario 3: Aggressive Fuel Sub | SCG | Com | WaterHeat | Com ¦ Com Efficient Tankless Gas Water Heater (0.87 UEF - High Draw) - ZEAS 2030 - Hot-Dry | Com - Refrig. Warehouse | Energy Efficiency | 18608.3731 | 2046.7772 | 0 | 19489.6772 | 2228.905 | 0 | 0 | 0 | 0 | 0 | 0 | 0 | 0
Scenario 3: Aggressive Fuel Sub | SCG | Com | WaterHeat | Com ¦ Com Efficient Tankless Gas Water Heater (0.87 UEF - High Draw) - ZEAS 2030 - Cold | Com - Refrig. Warehouse | Energy Efficiency | 92.2264 | 10.1442 | 0 | 96.5943 | 11.0468 | 0 | 0 | 0 | 0 | 0 | 0 | 0 | 0
Scenario 3: Aggressive Fuel Sub | SCG | Com | WaterHeat | Com ¦ Com Efficient Tankless Gas Water Heater (0.87 UEF - High Draw) - Panel Upgrade - ZEAS 2030 - Marine | Com - Refrig. Warehouse | Energy Efficiency | 5662.2697 | 622.8059 | 0 | 5930.4383 | 678.2249 | 0 | 0 | 0 | 0 | 0 | 0 | 0 | 0
Scenario 3: Aggressive Fuel Sub | SCG | Com | WaterHeat | Com ¦ Com Efficient Tankless Gas Water Heater (0.87 UEF - High Draw) - Panel Upgrade - ZEAS 2030 - Hot-Dry | Com - Refrig. Warehouse | Energy Efficiency | 15438.8151 | 1698.1503 | 0 | 16170.0069 | 1849.2563 | 0 | 0 | 0 | 0 | 0 | 0 | 0 | 0
Scenario 3: Aggressive Fuel Sub | SCG | Com | WaterHeat | Com ¦ Com Efficient Tankless Gas Water Heater (0.87 UEF - High Draw) - Panel Upgrade - ZEAS 2030 - Cold | Com - Refrig. Warehouse | Energy Efficiency | 76.5175 | 8.4163 | 0 | 80.1414 | 9.1652 | 0 | 0 | 0 | 0 | 0 | 0 | 0 | 0
Scenario 3: Aggressive Fuel Sub | SCG | Com | WaterHeat | Com ¦ Efficient Gas Water Heating Boiler (0.92 UEF) - ZEAS 2030 - Marine | Com - Refrig. Warehouse | Energy Efficiency | 14280.2342 | 13141.0493 | 12056.7273 | 14709.0353 | 13525.3915 | 0 | 0 | 0 | 0 | 0 | 0 | 0 | 0
Scenario 3: Aggressive Fuel Sub | SCG | Com | WaterHeat | Com ¦ Efficient Gas Water Heating Boiler (0.92 UEF) - ZEAS 2030 - Hot-Dry | Com - Refrig. Warehouse | Energy Efficiency | 77869.2383 | 71657.3329 | 65744.592 | 80207.464 | 73753.1271 | 0 | 0 | 0 | 0 | 0 | 0 | 0 | 0
Scenario 3: Aggressive Fuel Sub | SCG | Com | WaterHeat | Com ¦ Efficient Gas Water Heating Boiler (0.92 UEF) - ZEAS 2030 - Cold | Com - Refrig. Warehouse | Energy Efficiency | 197.6212 | 181.8562 | 166.8505 | 203.5553 | 187.1751 | 0 | 0 | 0 | 0 | 0 | 0 | 0 | 0
Scenario 3: Aggressive Fuel Sub | SDG&E | Com | BldgEnv | Com ¦ Com Wall Insulation (R14) - Marine | Com - Refrig. Warehouse | Energy Efficiency | 1.9787 | 2.2992 | 2.6377 | 2.8083 | 3.1021 | 3.4484 | 3.8924 | 3221.066 | 4.9317 | 3537.7764 | 3709.4206 | 3889.4529 | 4080.0978
Scenario 3: Aggressive Fuel Sub | SDG&E | Com | BldgEnv | Com ¦ Com Wall Insulation (R14) - Hot-Dry | Com - Refrig. Warehouse | Energy Efficiency | 2.4762 | 2.8663 | 3.2748 | 3.4721 | 3.8216 | 4.2389 | 4.7746 | 5.336 | 6.0228 | 6.6875 | 7.4938 | 8.3875 | 9.3157
Scenario 3: Aggressive Fuel Sub | SDG&E | Com | WaterHeat | Com ¦ Com Heat Pump Water Heater (3.3 UEF - 50 Gal) - Marine | Com - Refrig. Warehouse | Energy Efficiency | 6445.4928 | 6682.5454 | 6907.0601 | 7113.5186 | 7357.8286 | 7637.0979 | 7831.7572 | 7967.7248 | 8088.3321 | 8180.1456 | 8336.7519 | 8454.3088 | 8559.9198
Scenario 3: Aggressive Fuel Sub | SDG&E | Com | WaterHeat | Com ¦ Com Heat Pump Water Heater (3.3 UEF - 50 Gal) - Hot-Dry | Com - Refrig. Warehouse | Energy Efficiency | 34262.2334 | 35522.3313 | 36715.7812 | 37813.2503 | 39111.9261 | 40596.4348 | 41631.183 | 42353.9445 | 42995.0557 | 43483.1075 | 44315.5778 | 44940.4736 | 45501.8689
Scenario 3: Aggressive Fuel Sub | SDG&E | Com | WaterHeat | Com ¦ Com Hot Water Tank Insulation - Hot-Dry | Com - Refrig. Warehouse | Energy Efficiency | 0 | 0 | 0 | 0 | 0 | 0 | 0 | 1684.9482 | 0 | 0 | 0 | 2033.7187 | 2133.7769
Scenario 3: Aggressive Fuel Sub | SDG&E | Com | WaterHeat | Com ¦ Com Hot Water Pipe Insulation - Hot-Dry | Com - Refrig. Warehouse | Energy Efficiency | 0 | 0 | 0 | 0 | 0 | 0 | 0 | 134794.1189 | 0 | 0 | 155247.3584 | 162859.3233 | 170918.3066
Scenario 3: Aggressive Fuel Sub | SDG&E | Com | WaterHeat | Com ¦ Com Efficient Tankless Gas Water Heater (0.87 UEF - High Draw) - ZEAS 2030 - Marine | Com - Refrig. Warehouse | Energy Efficiency | 11.5916 | 13.4865 | 15.4925 | 16.5178 | 18.2674 | 0 | 0 | 0 | 0 | 0 | 0 | 0 | 0
Scenario 3: Aggressive Fuel Sub | SDG&E | Com | WaterHeat | Com ¦ Com Efficient Tankless Gas Water Heater (0.87 UEF - High Draw) - ZEAS 2030 - Hot-Dry | Com - Refrig. Warehouse | Energy Efficiency | 30.7324 | 35.7562 | 41.0748 | 43.793 | 48.4318 | 0 | 0 | 0 | 0 | 0 | 0 | 0 | 0
Scenario 3: Aggressive Fuel Sub | SDG&E | Com | WaterHeat | Com ¦ Com Heat Pump Water Heater (3.75 UEF - 50 Gal) - Fuel Sub - ZEAS 2030 - Marine | Com - Refrig. Warehouse | Fuel Substitution | 7335.4243 | 7725.6688 | 8150.8865 | 8614.9329 | 9090.9208 | 5315.1985 | 5446.9758 | 5538.422 | 5618.5484 | 5679.4707 | 5784.096 | 5861.6176 | 5931.1604
Scenario 3: Aggressive Fuel Sub | SDG&E | Com | WaterHeat | Com ¦ Com Heat Pump Water Heater (3.75 UEF - 50 Gal) - Fuel Sub - ZEAS 2030 - Hot-Dry | Com - Refrig. Warehouse | Fuel Substitution | 19376.4426 | 20411.8916 | 21540.268 | 22771.8189 | 24035.0818 | 13991.1426 | 14339.3932 | 14580.4209 | 14791.3326 | 14951.173 | 15227.1382 | 15431.0353 | 15613.6945
Scenario 3: Aggressive Fuel Sub | SDG&E | Com | WaterHeat | Com ¦ Com Efficient Tankless Gas Water Heater (0.87 UEF - High Draw) - Panel Upgrade - ZEAS 2030 - Marine | Com - Refrig. Warehouse | Energy Efficiency | 9.6172 | 11.1893 | 12.8537 | 13.7043 | 15.1559 | 0 | 0 | 0 | 0 | 0 | 0 | 0 | 0
Scenario 3: Aggressive Fuel Sub | SDG&E | Com | WaterHeat | Com ¦ Com Efficient Tankless Gas Water Heater (0.87 UEF - High Draw) - Panel Upgrade - ZEAS 2030 - Hot-Dry | Com - Refrig. Warehouse | Energy Efficiency | 25.4978 | 29.6659 | 34.0785 | 36.3337 | 40.1824 | 0 | 0 | 0 | 0 | 0 | 0 | 0 | 0
Scenario 3: Aggressive Fuel Sub | SDG&E | Com | WaterHeat | Com ¦ Com Heat Pump Water Heater (3.75 UEF - 50 Gal) - Fuel Sub - Panel Upgrade - ZEAS 2030 - Marine | Com - Refrig. Warehouse | Fuel Substitution | 6085.9839 | 6409.7582 | 6762.5487 | 7147.5542 | 7542.4672 | 4409.8625 | 4519.1942 | 4595.0644 | 4661.5429 | 4712.0884 | 4798.8928 | 4863.2102 | 4920.9078
Scenario 3: Aggressive Fuel Sub | SDG&E | Com | WaterHeat | Com ¦ Com Heat Pump Water Heater (3.75 UEF - 50 Gal) - Fuel Sub - Panel Upgrade - ZEAS 2030 - Hot-Dry | Com - Refrig. Warehouse | Fuel Substitution | 16076.0595 | 16935.1408 | 17871.3213 | 18893.1025 | 19941.1942 | 11608.0359 | 11896.9691 | 12096.9426 | 12271.9298 | 12404.5446 | 12633.5048 | 12802.6721 | 12954.219
Scenario 3: Aggressive Fuel Sub | SDG&E | Com | WaterHeat | Com ¦ Com Heat Pump Water Heater (100+ Gal, 200+ kBtuh - 4.3 COP) - Fuel Sub - ZEAS 2030 - Marine | Com - Refrig. Warehouse | Fuel Substitution | 1620.6748 | 1706.4202 | 1799.2379 | 1899.8907 | 2003.7433 | 0 | 0 | 0 | 0 | 0 | 0 | 0 | 0
Scenario 3: Aggressive Fuel Sub | SDG&E | Com | WaterHeat | Com ¦ Com Heat Pump Water Heater (100+ Gal, 200+ kBtuh - 4.3 COP) - Fuel Sub - ZEAS 2030 - Hot-Dry | Com - Refrig. Warehouse | Fuel Substitution | 8580.9081 | 9034.9586 | 9526.4646 | 10059.4661 | 10609.4087 | 0 | 0 | 0 | 0 | 0 | 0 | 0 | 0
Scenario 3: Aggressive Fuel Sub | SDG&E | Com | WaterHeat | Com ¦ Com Heat Pump Water Heater (100+ Gal, 200+ kBtuh - 4.3 COP) - Fuel Sub - Panel Upgrade - ZEAS 2030 - Marine | Com - Refrig. Warehouse | Fuel Substitution | 1344.6258 | 1415.7662 | 1492.7743 | 1576.2829 | 1662.4464 | 0 | 0 | 0 | 0 | 0 | 0 | 0 | 0
Scenario 3: Aggressive Fuel Sub | SDG&E | Com | WaterHeat | Com ¦ Com Heat Pump Water Heater (100+ Gal, 200+ kBtuh - 4.3 COP) - Fuel Sub - Panel Upgrade - ZEAS 2030 - Hot-Dry | Com - Refrig. Warehouse | Fuel Substitution | 7119.3248 | 7496.0371 | 7903.8251 | 8346.0406 | 8802.3116 | 0 | 0 | 0 | 0 | 0 | 0 | 0 | 0
Scenario 3: Aggressive Fuel Sub | SDG&E | Com | WaterHeat | Com ¦ Efficient Gas Water Heating Boiler (0.92 UEF) - ZEAS 2030 - Hot-Dry | Com - Refrig. Warehouse | Energy Efficiency | 4347.7535 | 4560.4049 | 4784.7534 | 5019.5236 | 5269.0821 | 0 | 0 | 0 | 0 | 0 | 0 | 0 | 0
Scenario 3: Aggressive Fuel Sub | SDG&E | Com | ComRefrig | Com ¦ Efficient Refrigerated Display Case - Marine | Com - Refrig. Warehouse | Energy Efficiency | 0 | 0 | 0 | 0 | 0 | 0 | 0 | 0 | 0 | 0 | 0 | 0 | 0
Scenario 3: Aggressive Fuel Sub | SDG&E | Com | ComRefrig | Com ¦ Efficient Refrigerated Display Case - Hot-Dry | Com - Refrig. Warehouse | Energy Efficiency | 0 | 0 | 0 | 0 | 0 | 0 | 0 | 0 | 0 | 0 | 0 | 0 | 0
Scenario 3: Aggressive Fuel Sub | SDG&E | Com | ComRefrig | Com ¦ Refrigerated Display Case LED Lighting | Com - Refrig. Warehouse | Energy Efficiency | 1667.2816 | 1722.978 | 1772.5264 | 1815.7643 | 1864.6406 | 1921.0101 | 1961.5283 | 1992.9128 | 2022.8526 | 2046.9184 | 2084.8023 | 2114.1381 | 2141.0016
Scenario 3: Aggressive Fuel Sub | SDG&E | Com | ComRefrig | Com ¦ Efficient EC or PMS Motor Retrofit - Marine | Com - Refrig. Warehouse | Energy Efficiency | 99.9454 | 100.7927 | 100.9133 | 100.3865 | 100.4126 | 102.2119 | 103.3316 | 103.8576 | 104.3474 | 104.7468 | 105.4237 | 105.1469 | 104.9288
Scenario 3: Aggressive Fuel Sub | SDG&E | Com | ComRefrig | Com ¦ Efficient EC or PMS Motor Retrofit - Hot-Dry | Com - Refrig. Warehouse | Energy Efficiency | 531.9947 | 536.5048 | 537.1466 | 534.3427 | 534.4814 | 544.0589 | 550.0189 | 552.8187 | 555.426 | 557.5516 | 561.1548 | 559.6815 | 558.5207
Scenario 3: Aggressive Fuel Sub | SDG&E | Com | Lighting | Com ¦ LED Fixtures and Retrofit Kits - 140 lpw | Com - Refrig. Warehouse | Energy Efficiency | 3908.3693 | 4048.0621 | 4175.603 | 4287.7664 | 4416.9613 | 4562.2704 | 4663.1484 | 4739.5702 | 4812.903 | 4870.8812 | 4964.0766 | 5036.4705 | 5102.2532
Scenario 3: Aggressive Fuel Sub | PG&E | Com | BldgEnv | Com ¦ Com Wall Insulation (R14) - Marine | Com - Restaurant | Energy Efficiency | 525.0074 | 548.9364 | 583.6931 | 619.8494 | 657.8159 | 697.3549 | 744.8708 | 792.8095 | 841.6627 | 896.438 | 953.8336 | 0 | 11622.7876
Scenario 3: Aggressive Fuel Sub | PG&E | Com | BldgEnv | Com ¦ Com Wall Insulation (R14) - Hot-Dry | Com - Restaurant | Energy Efficiency | 596.7083 | 621.1574 | 657.2919 | 694.5264 | 734.0104 | 776.2706 | 826.9568 | 877.7601 | 929.2619 | 987.123 | 1047.5917 | 0 | 12683.8356
Scenario 3: Aggressive Fuel Sub | PG&E | Com | BldgEnv | Com ¦ Com Wall Insulation (R14) - Cold | Com - Restaurant | Energy Efficiency | 1322.4142 | 1374.4169 | 1427.9863 | 1483.7486 | 1544.1134 | 1610.7053 | 1680.0619 | 1752.6503 | 1828.8432 | 1909.1289 | 1993.613 | 1871.7884 | 2009.631
Scenario 3: Aggressive Fuel Sub | PG&E | Com | HVAC | Com ¦ Ductless Mini Split Heat Pump (SEER 18) - Hot-Dry | Com - Restaurant | Energy Efficiency | 85714.9927 | 87455.3677 | 88790.8965 | 89821.2985 | 91371.1889 | 93808.1443 | 95549.2033 | 97014.1875 | 98331.3255 | 99555.1301 | 101333.0624 | 89310.6866 | 105037.199
Scenario 3: Aggressive Fuel Sub | PG&E | Com | HVAC | Com ¦ Ductless Mini Split Heat Pump (SEER 18) - Marine | Com - Restaurant | Energy Efficiency | 82259.6638 | 83929.8811 | 85211.5723 | 86200.4369 | 87687.8484 | 90026.5657 | 91697.4394 | 93103.3673 | 94367.4091 | 95541.8799 | 97248.1404 | 85710.4087 | 100802.9565
Scenario 3: Aggressive Fuel Sub | PG&E | Com | HVAC | Com ¦ Ductless Mini Split Heat Pump (SEER 18) - Cold | Com - Restaurant | Energy Efficiency | 186.903 | 190.6979 | 193.6101 | 195.8569 | 199.2364 | 204.5502 | 208.3467 | 211.5411 | 214.4131 | 217.0816 | 220.9585 | 194.7435 | 229.0354
Scenario 3: Aggressive Fuel Sub | PG&E | Com | HVAC | Com ¦ Demand Controlled Ventilation (HVAC) - Marine | Com - Restaurant | Energy Efficiency | 61005.0238 | 63500.8749 | 67156.1422 | 70878.3626 | 74819.9905 | 79053.0913 | 84065.2552 | 89045.0568 | 94062.2991 | 99682.95 | 105611.5658 | 0 | 1274577.0507
Scenario 3: Aggressive Fuel Sub | PG&E | Com | HVAC | Com ¦ Demand Controlled Ventilation (HVAC) - Hot-Dry | Com - Restaurant | Energy Efficiency | 55982.9759 | 58097.1498 | 61216.9066 | 64344.1114 | 67686.054 | 71376.1391 | 75700.4973 | 79951.515 | 84200.4288 | 88960.2078 | 94002.6025 | 2494557.1078 | 3714324.2904
Scenario 3: Aggressive Fuel Sub | PG&E | Com | HVAC | Com ¦ Demand Controlled Ventilation (HVAC) - Cold | Com - Restaurant | Energy Efficiency | 16699.3715 | 17241.0877 | 17773.4477 | 18298.5711 | 18921.4286 | 19710.0113 | 20516.5829 | 21331.6147 | 22170.7818 | 23049.2182 | 24026.4365 | 21751.7925 | 31064.3301
Scenario 3: Aggressive Fuel Sub | PG&E | Com | HVAC | Com ¦ HVAC Energy Management System (Elec SC and Gas SH) - Marine | Com - Restaurant | Energy Efficiency | 100002.4399 | 103885.0698 | 109599.1225 | 115358.983 | 121494.3679 | 128203.0807 | 136093.3505 | 143878.8843 | 151682.6099 | 160424.7017 | 5064449.7699 | 4483457.6961 | 6693678.838
Scenario 3: Aggressive Fuel Sub | PG&E | Com | HVAC | Com ¦ HVAC Energy Management System (Elec SC and Gas SH) - Hot-Dry | Com - Restaurant | Energy Efficiency | 71285.8649 | 74016.8301 | 78041.1373 | 82086.8428 | 86403.0293 | 91144.7229 | 96711.8656 | 102195.2503 | 107684.002 | 113832.7231 | 120341.3121 | 0 | 4751176.4811
Scenario 3: Aggressive Fuel Sub | PG&E | Com | HVAC | Com ¦ HVAC Energy Management System (Elec SC and Gas SH) - Cold | Com - Restaurant | Energy Efficiency | 11347.6112 | 11742.3059 | 12138.6176 | 12537.0415 | 12992.1989 | 13539.8171 | 14104.8582 | 14681.6404 | 15279.1175 | 15905.9999 | 16593.3086 | 15041.3662 | 21561.6203
Scenario 3: Aggressive Fuel Sub | PG&E | Com | HVAC | Com ¦ Large Packaged Heat Pump (IEER 14.0) - Fuel Sub - ZEAS 2030 - Marine | Com - Restaurant | Fuel Substitution | 664545.7591 | 706711.3506 | 753248.0379 | 803881.1607 | 855253.5398 | 0 | 0 | 0 | 0 | 0 | 0 | 0 | 0
Scenario 3: Aggressive Fuel Sub | PG&E | Com | HVAC | Com ¦ Large Packaged Heat Pump (IEER 14.0) - Fuel Sub - ZEAS 2030 - Hot-Dry | Com - Restaurant | Fuel Substitution | 602121.863 | 640224.6943 | 682394.9149 | 728356.6686 | 774874.7554 | 0 | 0 | 0 | 0 | 0 | 0 | 0 | 0
Scenario 3: Aggressive Fuel Sub | PG&E | Com | HVAC | Com ¦ Large Packaged Heat Pump (IEER 14.0) - Fuel Sub - ZEAS 2030 - Cold | Com - Restaurant | Fuel Substitution | 7284.8819 | 7706.5747 | 8173.8115 | 8683.2923 | 9197.6655 | 0 | 0 | 0 | 0 | 0 | 0 | 0 | 0
Scenario 3: Aggressive Fuel Sub | PG&E | Com | HVAC | Com ¦ Large Packaged Heat Pump (IEER 14.0) - Fuel Sub - Panel Upgrade - ZEAS 2030 - Marine | Com - Restaurant | Fuel Substitution | 151849.5223 | 161484.4118 | 172118.102 | 183687.8328 | 195426.4845 | 0 | 0 | 0 | 0 | 0 | 0 | 0 | 0
Scenario 3: Aggressive Fuel Sub | PG&E | Com | HVAC | Com ¦ Large Packaged Heat Pump (IEER 14.0) - Fuel Sub - Panel Upgrade - ZEAS 2030 - Hot-Dry | Com - Restaurant | Fuel Substitution | 137585.5854 | 146292.1292 | 155928.0764 | 166430.3936 | 177059.8335 | 0 | 0 | 0 | 0 | 0 | 0 | 0 | 0
Scenario 3: Aggressive Fuel Sub | PG&E | Com | HVAC | Com ¦ Large Packaged Heat Pump (IEER 14.0) - Fuel Sub - Panel Upgrade - ZEAS 2030 - Cold | Com - Restaurant | Fuel Substitution | 1664.6045 | 1760.9618 | 1867.726 | 1984.1429 | 2101.6779 | 0 | 0 | 0 | 0 | 0 | 0 | 0 | 0
Scenario 3: Aggressive Fuel Sub | PG&E | Com | HVAC | Com ¦ Small Packaged Heat Pump (SEER 15) - Fuel Sub - ZEAS 2030 - Marine | Com - Restaurant | Fuel Substitution | 0 | 0 | 0 | 0 | 0 | 0 | 0 | 0 | 0 | 0 | 0 | 0 | 0
Scenario 3: Aggressive Fuel Sub | PG&E | Com | HVAC | Com ¦ Small Packaged Heat Pump (SEER 16) - Fuel Sub - ZEAS 2030 - Marine | Com - Restaurant | Fuel Substitution | 0 | 0 | 0 | 0 | 0 | 0 | 0 | 0 | 0 | 0 | 0 | 0 | 0
Scenario 3: Aggressive Fuel Sub | PG&E | Com | HVAC | Com ¦ Small Packaged Heat Pump (SEER 16) - Fuel Sub - ZEAS 2030 - Hot-Dry | Com - Restaurant | Fuel Substitution | 0 | 0 | 0 | 0 | 0 | 0 | 0 | 0 | 0 | 0 | 0 | 0 | 0
Scenario 3: Aggressive Fuel Sub | PG&E | Com | HVAC | Com ¦ Small Packaged Heat Pump (SEER 16) - Fuel Sub - ZEAS 2030 - Cold | Com - Restaurant | Fuel Substitution | 0 | 0 | 0 | 0 | 0 | 493.2012 | 502.6544 | 510.494 | 517.4716 | 523.8675 | 533.5207 | 486.7253 | 492.0508
Scenario 3: Aggressive Fuel Sub | PG&E | Com | HVAC | Com ¦ Small Packaged Heat Pump (SEER 17) - Fuel Sub - ZEAS 2030 - Marine | Com - Restaurant | Fuel Substitution | 0 | 0 | 0 | 0 | 0 | 0 | 0 | 0 | 0 | 0 | 0 | 0 | 0
Scenario 3: Aggressive Fuel Sub | PG&E | Com | HVAC | Com ¦ Small Packaged Heat Pump (SEER 17) - Fuel Sub - ZEAS 2030 - Hot-Dry | Com - Restaurant | Fuel Substitution | 0 | 0 | 0 | 0 | 0 | 0 | 0 | 0 | 0 | 0 | 0 | 0 | 0
Scenario 3: Aggressive Fuel Sub | PG&E | Com | HVAC | Com ¦ Small Packaged Heat Pump (SEER 17) - Fuel Sub - ZEAS 2030 - Cold | Com - Restaurant | Fuel Substitution | 0 | 0 | 0 | 0 | 0 | 0 | 0 | 0 | 0 | 0 | 0 | 0 | 0
Scenario 3: Aggressive Fuel Sub | PG&E | Com | HVAC | Com ¦ Small Packaged Heat Pump (SEER 18) - Fuel Sub - ZEAS 2030 - Marine | Com - Restaurant | Fuel Substitution | 504146.2274 | 525863.0538 | 548406.9212 | 571935.5689 | 596974.3539 | 0 | 0 | 0 | 0 | 0 | 0 | 0 | 0
Scenario 3: Aggressive Fuel Sub | PG&E | Com | HVAC | Com ¦ Small Packaged Heat Pump (SEER 18) - Fuel Sub - ZEAS 2030 - Hot-Dry | Com - Restaurant | Fuel Substitution | 474397.9811 | 493783.6769 | 513659.5368 | 534219.2529 | 556328.4966 | 0 | 0 | 0 | 0 | 0 | 0 | 0 | 0
Scenario 3: Aggressive Fuel Sub | PG&E | Com | HVAC | Com ¦ Small Packaged Heat Pump (SEER 18) - Fuel Sub - ZEAS 2030 - Cold | Com - Restaurant | Fuel Substitution | 3146.667 | 3294.3647 | 3451.7988 | 3619.1412 | 3793.2641 | 0 | 0 | 0 | 0 | 0 | 0 | 0 | 0
Scenario 3: Aggressive Fuel Sub | PG&E | Com | HVAC | Com ¦ Small Packaged Heat Pump (SEER 15) - Fuel Sub - Panel Upgrade - ZEAS 2030 - Marine | Com - Restaurant | Fuel Substitution | 0 | 0 | 0 | 0 | 0 | 0 | 0 | 0 | 0 | 0 | 0 | 0 | 0
Scenario 3: Aggressive Fuel Sub | PG&E | Com | HVAC | Com ¦ Small Packaged Heat Pump (SEER 16) - Fuel Sub - Panel Upgrade - ZEAS 2030 - Marine | Com - Restaurant | Fuel Substitution | 0 | 0 | 0 | 0 | 0 | 0 | 0 | 0 | 0 | 0 | 0 | 0 | 0
Scenario 3: Aggressive Fuel Sub | PG&E | Com | HVAC | Com ¦ Small Packaged Heat Pump (SEER 16) - Fuel Sub - Panel Upgrade - ZEAS 2030 - Hot-Dry | Com - Restaurant | Fuel Substitution | 0 | 0 | 0 | 0 | 0 | 0 | 0 | 0 | 0 | 0 | 0 | 0 | 0
Scenario 3: Aggressive Fuel Sub | PG&E | Com | HVAC | Com ¦ Small Packaged Heat Pump (SEER 16) - Fuel Sub - Panel Upgrade - ZEAS 2030 - Cold | Com - Restaurant | Fuel Substitution | 0 | 0 | 0 | 0 | 0 | 112.6971 | 114.8571 | 116.6485 | 118.2429 | 119.7044 | 121.9101 | 111.2173 | 112.4342
Scenario 3: Aggressive Fuel Sub | PG&E | Com | HVAC | Com ¦ Small Packaged Heat Pump (SEER 17) - Fuel Sub - Panel Upgrade - ZEAS 2030 - Marine | Com - Restaurant | Fuel Substitution | 0 | 0 | 0 | 0 | 0 | 0 | 0 | 0 | 0 | 0 | 0 | 0 | 0
Scenario 3: Aggressive Fuel Sub | PG&E | Com | HVAC | Com ¦ Small Packaged Heat Pump (SEER 17) - Fuel Sub - Panel Upgrade - ZEAS 2030 - Hot-Dry | Com - Restaurant | Fuel Substitution | 0 | 0 | 0 | 0 | 0 | 0 | 0 | 0 | 0 | 0 | 0 | 0 | 0
Scenario 3: Aggressive Fuel Sub | PG&E | Com | HVAC | Com ¦ Small Packaged Heat Pump (SEER 17) - Fuel Sub - Panel Upgrade - ZEAS 2030 - Cold | Com - Restaurant | Fuel Substitution | 0 | 0 | 0 | 0 | 0 | 0 | 0 | 0 | 0 | 0 | 0 | 0 | 0
Scenario 3: Aggressive Fuel Sub | PG&E | Com | HVAC | Com ¦ Small Packaged Heat Pump (SEER 18) - Fuel Sub - Panel Upgrade - ZEAS 2030 - Marine | Com - Restaurant | Fuel Substitution | 115198.0323 | 120160.3538 | 125311.6552 | 130687.9801 | 136409.3733 | 0 | 0 | 0 | 0 | 0 | 0 | 0 | 0
Scenario 3: Aggressive Fuel Sub | PG&E | Com | HVAC | Com ¦ Small Packaged Heat Pump (SEER 18) - Fuel Sub - Panel Upgrade - ZEAS 2030 - Hot-Dry | Com - Restaurant | Fuel Substitution | 108400.5215 | 112830.1768 | 117371.8352 | 122069.7556 | 127121.7449 | 0 | 0 | 0 | 0 | 0 | 0 | 0 | 0
Scenario 3: Aggressive Fuel Sub | PG&E | Com | HVAC | Com ¦ Small Packaged Heat Pump (SEER 18) - Fuel Sub - Panel Upgrade - ZEAS 2030 - Cold | Com - Restaurant | Fuel Substitution | 719.0173 | 752.7664 | 788.7403 | 826.9782 | 866.7655 | 0 | 0 | 0 | 0 | 0 | 0 | 0 | 0
Scenario 3: Aggressive Fuel Sub | PG&E | Com | HVAC | Com ¦ HVAC Heat Recovery/Energy Recovery Ventilator (ERV) - Marine | Com - Restaurant | Energy Efficiency | 33329000.0836 | 34781449.2796 | 36313528.2535 | 37925436.6258 | 39621611.1348 | 41407808.4873 | 43294940.5255 | 45283785.1927 | 47382260.7478 | 49598715.1816 | 51938701.7035 | 48425827.1428 | 57776095.2711
Scenario 3: Aggressive Fuel Sub | PG&E | Com | HVAC | Com ¦ HVAC Heat Recovery/Energy Recovery Ventilator (ERV) - Hot-Dry | Com - Restaurant | Energy Efficiency | 28346020.0034 | 29581315.2076 | 30884334.8341 | 32255248.6584 | 33697830.0872 | 35216975.1488 | 36821964.2684 | 38513459.0802 | 40298193.993 | 42183268.8996 | 44173406.7552 | 41185737.9888 | 49138058.3925
Scenario 3: Aggressive Fuel Sub | PG&E | Com | HVAC | Com ¦ HVAC Heat Recovery/Energy Recovery Ventilator (ERV) - Cold | Com - Restaurant | Energy Efficiency | 34766.1161 | 36281.1936 | 37879.3344 | 39560.7468 | 41330.0588 | 43193.2753 | 45161.7788 | 47236.3806 | 49425.3405 | 51737.3665 | 54178.2511 | 50513.9046 | 60267.3477
Scenario 3: Aggressive Fuel Sub | PG&E | Com | WaterHeat | Com ¦ Com Heat Pump Water Heater (3.3 UEF - 50 Gal) - Marine | Com - Restaurant | Energy Efficiency | 11312923.2223 | 11721845.1413 | 12109569.5603 | 12478268.4464 | 12921413.291 | 13417078.4542 | 13765608.1124 | 14039134.5264 | 14268407.4385 | 14471955.5401 | 14799635.4943 | 13120294.776 | 15503695.8956
Scenario 3: Aggressive Fuel Sub | PG&E | Com | WaterHeat | Com ¦ Com Heat Pump Water Heater (3.3 UEF - 50 Gal) - Hot-Dry | Com - Restaurant | Energy Efficiency | 8311050.5707 | 8612055.4121 | 8897436.0525 | 9168797.3046 | 9495002.4811 | 9859898.511 | 10116389.8716 | 10317621.8836 | 10486248.6077 | 10635918.8602 | 10877038.0291 | 9642950.2544 | 11394791.9798
Scenario 3: Aggressive Fuel Sub | PG&E | Com | WaterHeat | Com ¦ Com Heat Pump Water Heater (3.3 UEF - 50 Gal) - Cold | Com - Restaurant | Energy Efficiency | 25716.264 | 26645.243 | 27526.0863 | 28363.7223 | 29370.4393 | 30496.4408 | 31288.2795 | 31909.7761 | 32430.7683 | 32893.3394 | 33637.8364 | 29820.7474 | 35237.7896
Scenario 3: Aggressive Fuel Sub | PG&E | Com | WaterHeat | Com ¦ Com Hot Water Tank Insulation - Marine | Com - Restaurant | Energy Efficiency | 19126.0177 | 19929.1591 | 20763.417 | 21636.8073 | 22552.3077 | 23512.6055 | 24521.6356 | 25583.1798 | 26700.1437 | 27875.5502 | 29112.3233 | 27428.1394 | 28669.4965
Scenario 3: Aggressive Fuel Sub | PG&E | Com | WaterHeat | Com ¦ Com Hot Water Tank Insulation - Hot-Dry | Com - Restaurant | Energy Efficiency | 0 | 14042.8822 | 14630.7337 | 15246.1594 | 15891.2576 | 16567.9218 | 17278.9248 | 18026.9312 | 18813.9886 | 19642.2271 | 20513.7068 | 19326.9635 | 20201.6734
Scenario 3: Aggressive Fuel Sub | PG&E | Com | WaterHeat | Com ¦ Com Hot Water Tank Insulation - Cold | Com - Restaurant | Energy Efficiency | 27.5011 | 28.656 | 29.8555 | 31.1114 | 32.4278 | 33.8086 | 35.2594 | 36.7858 | 38.3919 | 40.082 | 41.8604 | 39.4387 | 41.2236
Scenario 3: Aggressive Fuel Sub | PG&E | Com | WaterHeat | Com ¦ Low-flow Pre-Rinse Spray Valve - Marine | Com - Restaurant | Energy Efficiency | 187783.1345 | 195698.6932 | 203999.293 | 212702.7115 | 221833.7216 | 231424.3019 | 241532.5726 | 252159.0259 | 263346.639 | 275142.8155 | 287575.8125 | 267616.8614 | 318692.2782
Scenario 3: Aggressive Fuel Sub | PG&E | Com | WaterHeat | Com ¦ Low-flow Pre-Rinse Spray Valve - Hot-Dry | Com - Restaurant | Energy Efficiency | 129780.1646 | 135250.7438 | 140987.4315 | 147002.5142 | 153313.1129 | 159941.3284 | 166927.3288 | 174271.454 | 182003.4064 | 190155.9475 | 198748.6063 | 184954.6308 | 220253.7327
Scenario 3: Aggressive Fuel Sub | PG&E | Com | WaterHeat | Com ¦ Low-flow Pre-Rinse Spray Valve - Cold | Com - Restaurant | Energy Efficiency | 281.5752 | 293.4443 | 305.8908 | 318.9413 | 332.633 | 347.0138 | 362.1708 | 378.1049 | 394.8804 | 412.5684 | 431.2113 | 401.2834 | 477.8695
Scenario 3: Aggressive Fuel Sub | PG&E | Com | WaterHeat | Com ¦ Com Hot Water Pipe Insulation - Marine | Com - Restaurant | Energy Efficiency | 3737525.6187 | 3894497.6238 | 4058090.4633 | 4229450.0086 | 4409215.3499 | 4597977.1765 | 4796419.5393 | 5005219.4155 | 5224883.6993 | 5456151.367 | 5699812.4703 | 5371652.8723 | 5616307.5073
Scenario 3: Aggressive Fuel Sub | PG&E | Com | WaterHeat | Com ¦ Com Hot Water Pipe Insulation - Hot-Dry | Com - Restaurant | Energy Efficiency | 2233952.3476 | 2327775.913 | 2425556.81 | 2527979.9363 | 2635427.2817 | 2748251.9066 | 2866862.6741 | 2991664.2196 | 3122959.5183 | 3261190.2629 | 3406828.6743 | 3210684.7601 | 3356917.0142
Scenario 3: Aggressive Fuel Sub | PG&E | Com | WaterHeat | Com ¦ Com Hot Water Pipe Insulation - Cold | Com - Restaurant | Energy Efficiency | 4696.0136 | 4893.2411 | 5098.7873 | 5314.0919 | 5539.9581 | 5777.1278 | 6026.4607 | 6288.8073 | 6564.8045 | 6855.3807 | 7161.5287 | 6749.2126 | 7056.6089
Scenario 3: Aggressive Fuel Sub | PG&E | Com | WaterHeat | Com ¦ Com Efficient Tankless Gas Water Heater (0.87 UEF - High Draw) - ZEAS 2030 - Marine | Com - Restaurant | Energy Efficiency | 292227.7273 | 306153.9252 | 326246.7026 | 347229.782 | 369178.1392 | 0 | 0 | 0 | 0 | 0 | 0 | 0 | 0
Scenario 3: Aggressive Fuel Sub | PG&E | Com | WaterHeat | Com ¦ Com Efficient Tankless Gas Water Heater (0.87 UEF - High Draw) - ZEAS 2030 - Hot-Dry | Com - Restaurant | Energy Efficiency | 218145.2083 | 228540.9951 | 243540.0793 | 259203.7695 | 275588.0296 | 0 | 0 | 0 | 0 | 0 | 0 | 0 | 0
Scenario 3: Aggressive Fuel Sub | PG&E | Com | WaterHeat | Com ¦ Com Efficient Tankless Gas Water Heater (0.87 UEF - High Draw) - ZEAS 2030 - Cold | Com - Restaurant | Energy Efficiency | 1260.7761 | 1324.7115 | 1415.3662 | 1510.8146 | 1607.9117 | 0 | 0 | 0 | 0 | 0 | 0 | 0 | 0
Scenario 3: Aggressive Fuel Sub | PG&E | Com | WaterHeat | Com ¦ Com Heat Pump Water Heater (3.75 UEF - 50 Gal) - Fuel Sub - ZEAS 2030 - Marine | Com - Restaurant | Fuel Substitution | 80143090.2931 | 84026633.8447 | 88268955.0354 | 92878594.2927 | 97523978.2869 | 60796036.3256 | 62356251.0455 | 63579763.6267 | 64605147.5058 | 65511606.676 | 66978635.8068 | 60147399.145 | 61093255.2245
Scenario 3: Aggressive Fuel Sub | PG&E | Com | WaterHeat | Com ¦ Com Heat Pump Water Heater (3.75 UEF - 50 Gal) - Fuel Sub - ZEAS 2030 - Hot-Dry | Com - Restaurant | Fuel Substitution | 59427735.9505 | 62314992.4601 | 65470924.3509 | 68901775.149 | 72357051.8523 | 44794452.6348 | 45945468.5999 | 46847840.7927 | 47603896.1506 | 48272121.3075 | 49354276.788 | 44321170.3479 | 45018587.0537
Scenario 3: Aggressive Fuel Sub | PG&E | Com | WaterHeat | Com ¦ Com Heat Pump Water Heater (3.75 UEF - 50 Gal) - Fuel Sub - ZEAS 2030 - Cold | Com - Restaurant | Fuel Substitution | 348325.8463 | 365223.3441 | 383752.0492 | 403944.7496 | 424207.9487 | 270385.1174 | 277252.367 | 282649.9135 | 287182.882 | 291197.1449 | 297659.9065 | 273091.6271 | 277364.0615
Scenario 3: Aggressive Fuel Sub | PG&E | Com | WaterHeat | Com ¦ Com Efficient Tankless Gas Water Heater (0.87 UEF - High Draw) - Panel Upgrade - ZEAS 2030 - Marine | Com - Restaurant | Energy Efficiency | 242452.6749 | 254006.8281 | 270677.2093 | 288086.2477 | 306296.1485 | 0 | 0 | 0 | 0 | 0 | 0 | 0 | 0
Scenario 3: Aggressive Fuel Sub | PG&E | Com | WaterHeat | Com ¦ Com Efficient Tankless Gas Water Heater (0.87 UEF - High Draw) - Panel Upgrade - ZEAS 2030 - Hot-Dry | Com - Restaurant | Energy Efficiency | 180988.6069 | 189613.6828 | 202057.9778 | 215053.6769 | 228647.2114 | 0 | 0 | 0 | 0 | 0 | 0 | 0 | 0
Scenario 3: Aggressive Fuel Sub | PG&E | Com | WaterHeat | Com ¦ Com Efficient Tankless Gas Water Heater (0.87 UEF - High Draw) - Panel Upgrade - ZEAS 2030 - Cold | Com - Restaurant | Energy Efficiency | 1046.0285 | 1099.0738 | 1174.2873 | 1253.4781 | 1334.0366 | 0 | 0 | 0 | 0 | 0 | 0 | 0 | 0
Scenario 3: Aggressive Fuel Sub | PG&E | Com | WaterHeat | Com ¦ Com Heat Pump Water Heater (3.75 UEF - 50 Gal) - Fuel Sub - Panel Upgrade - ZEAS 2030 - Marine | Com - Restaurant | Fuel Substitution | 66492344.1443 | 69714405.003 | 73234133.0239 | 77058613.9462 | 80912751.2161 | 50440667.5009 | 51735131.3619 | 52750243.4485 | 53600974.0296 | 54353036.3081 | 55570186.8507 | 49902512.4775 | 50687261.2028
Scenario 3: Aggressive Fuel Sub | PG&E | Com | WaterHeat | Com ¦ Com Heat Pump Water Heater (3.75 UEF - 50 Gal) - Fuel Sub - Panel Upgrade - ZEAS 2030 - Hot-Dry | Com - Restaurant | Fuel Substitution | 49305429.2776 | 51700900.3378 | 54319283.3901 | 57165758.5027 | 60032499.0643 | 37164628.2849 | 38119592.0801 | 38868263.5148 | 39495540.2129 | 40049946.7991 | 40947779.0933 | 36771960.0139 | 37350585.9621
Scenario 3: Aggressive Fuel Sub | PG&E | Com | WaterHeat | Com ¦ Com Heat Pump Water Heater (3.75 UEF - 50 Gal) - Fuel Sub - Panel Upgrade - ZEAS 2030 - Cold | Com - Restaurant | Fuel Substitution | 288995.6197 | 303014.9723 | 318387.6892 | 335140.9736 | 351952.7486 | 224330.5095 | 230028.0627 | 234506.2469 | 238267.1164 | 241597.6312 | 246959.5928 | 226576.0203 | 230120.7323
Scenario 3: Aggressive Fuel Sub | PG&E | Com | WaterHeat | Com ¦ Com Heat Pump Water Heater (100+ Gal, 200+ kBtuh - 4.3 COP) - Fuel Sub - ZEAS 2030 - Marine | Com - Restaurant | Fuel Substitution | 4869923.8977 | 5108246.5521 | 5366360.9641 | 5644936.1472 | 5928486.2779 | 0 | 0 | 0 | 0 | 0 | 0 | 0 | 0
Scenario 3: Aggressive Fuel Sub | PG&E | Com | WaterHeat | Com ¦ Com Heat Pump Water Heater (100+ Gal, 200+ kBtuh - 4.3 COP) - Fuel Sub - ZEAS 2030 - Hot-Dry | Com - Restaurant | Fuel Substitution | 3596537.5898 | 3773344.8212 | 3964952.512 | 4171851.2982 | 4382320.5634 | 0 | 0 | 0 | 0 | 0 | 0 | 0 | 0
Scenario 3: Aggressive Fuel Sub | PG&E | Com | WaterHeat | Com ¦ Com Heat Pump Water Heater (100+ Gal, 200+ kBtuh - 4.3 COP) - Fuel Sub - ZEAS 2030 - Cold | Com - Restaurant | Fuel Substitution | 10698.9412 | 11225.0955 | 11796.4512 | 12414.3958 | 13041.5597 | 0 | 0 | 0 | 0 | 0 | 0 | 0 | 0
Scenario 3: Aggressive Fuel Sub | PG&E | Com | WaterHeat | Com ¦ Com Heat Pump Water Heater (100+ Gal, 200+ kBtuh - 4.3 COP) - Fuel Sub - Panel Upgrade - ZEAS 2030 - Marine | Com - Restaurant | Fuel Substitution | 4040431.3657 | 4238160.6009 | 4452310.4702 | 4683436.0342 | 4918689.1646 | 0 | 0 | 0 | 0 | 0 | 0 | 0 | 0
Scenario 3: Aggressive Fuel Sub | PG&E | Com | WaterHeat | Com ¦ Com Heat Pump Water Heater (100+ Gal, 200+ kBtuh - 4.3 COP) - Fuel Sub - Panel Upgrade - ZEAS 2030 - Hot-Dry | Com - Restaurant | Fuel Substitution | 2983940.5278 | 3130632.2418 | 3289603.4578 | 3461261.2419 | 3635881.3466 | 0 | 0 | 0 | 0 | 0 | 0 | 0 | 0
Scenario 3: Aggressive Fuel Sub | PG&E | Com | WaterHeat | Com ¦ Com Heat Pump Water Heater (100+ Gal, 200+ kBtuh - 4.3 COP) - Fuel Sub - Panel Upgrade - ZEAS 2030 - Cold | Com - Restaurant | Fuel Substitution | 8876.5941 | 9313.1287 | 9787.1655 | 10299.8559 | 10820.1952 | 0 | 0 | 0 | 0 | 0 | 0 | 0 | 0
Scenario 3: Aggressive Fuel Sub | PG&E | Com | WaterHeat | Com ¦ Efficient Gas Water Heating Boiler (0.92 UEF) - ZEAS 2030 - Marine | Com - Restaurant | Energy Efficiency | 1494062.8499 | 1560433.4901 | 1630531.7145 | 1704361.5583 | 1782136.9813 | 0 | 0 | 0 | 0 | 0 | 0 | 0 | 0
Scenario 3: Aggressive Fuel Sub | PG&E | Com | WaterHeat | Com ¦ Efficient Gas Water Heating Boiler (0.92 UEF) - ZEAS 2030 - Hot-Dry | Com - Restaurant | Energy Efficiency | 1057795.8767 | 1104786.2769 | 1154415.8096 | 1206687.3312 | 1261752.3196 | 0 | 0 | 0 | 0 | 0 | 0 | 0 | 0
Scenario 3: Aggressive Fuel Sub | PG&E | Com | WaterHeat | Com ¦ Efficient Gas Water Heating Boiler (0.92 UEF) - ZEAS 2030 - Cold | Com - Restaurant | Energy Efficiency | 2181.137 | 2278.0295 | 2380.3639 | 2488.1459 | 2601.688 | 0 | 0 | 0 | 0 | 0 | 0 | 0 | 0
Scenario 3: Aggressive Fuel Sub | PG&E | Com | WholeBlg | Com ¦ Com Title 24 2022 Code | Com - Restaurant | Energy Efficiency | 1503815.6529 | 1488257.0606 | 1482896.1763 | 1467153.0583 | 1463200.9043 | 1495936.3963 | 1531682.8582 | 1557664.4415 | 1575965.6532 | 1600040.5651 | 1620454.0136 | 0 | 17335300.8432
Scenario 3: Aggressive Fuel Sub | PG&E | Com | ComRefrig | Com ¦ Efficient Refrigerated Display Case - Marine | Com - Restaurant | Energy Efficiency | 0 | 0 | 0 | 0 | 0 | 542143.8143 | 555306.972 | 564846.2279 | 571359.2855 | 575907.2037 | 586207.2072 | 516567.5105 | 606288.4527
Scenario 3: Aggressive Fuel Sub | PG&E | Com | ComRefrig | Com ¦ Efficient Refrigerated Display Case - Hot-Dry | Com - Restaurant | Energy Efficiency | 0 | 0 | 0 | 0 | 0 | 429890.4457 | 440343.0976 | 447928.7658 | 453120.7107 | 456759.0551 | 464952.9178 | 409745.7452 | 480949.95
Scenario 3: Aggressive Fuel Sub | PG&E | Com | ComRefrig | Com ¦ Efficient Refrigerated Display Case - Cold | Com - Restaurant | Energy Efficiency | 0 | 0 | 0 | 0 | 0 | 0 | 0 | 0 | 0 | 0 | 0 | 0 | 0
Scenario 3: Aggressive Fuel Sub | PG&E | Com | ComRefrig | Com ¦ Refrigerated Display Case LED Lighting | Com - Restaurant | Energy Efficiency | 740212.8815 | 765122.2109 | 787568.0936 | 807831.5365 | 831006.2444 | 856930.9279 | 875719.8085 | 891641.8749 | 905725.7557 | 918463.3454 | 937846.5469 | 841715.6834 | 854681.977
Scenario 3: Aggressive Fuel Sub | PG&E | Com | ComRefrig | Com ¦ Efficient EC or PMS Motor Retrofit - Marine | Com - Restaurant | Energy Efficiency | 168381.8745 | 169885.7491 | 170141.8085 | 169404.0107 | 169762.304 | 173409.0892 | 175890.0312 | 177925.8105 | 179809.5466 | 181705.4775 | 184291.365 | 163884.5801 | 165124.2467
Scenario 3: Aggressive Fuel Sub | PG&E | Com | ComRefrig | Com ¦ Efficient EC or PMS Motor Retrofit - Hot-Dry | Com - Restaurant | Energy Efficiency | 133424.6763 | 134616.3366 | 134819.2363 | 134234.6102 | 134518.5195 | 137408.2079 | 139374.0897 | 140987.2277 | 142479.8876 | 143982.2107 | 146031.2507 | 129861.0502 | 130843.3538
Scenario 3: Aggressive Fuel Sub | PG&E | Com | ComRefrig | Com ¦ Efficient EC or PMS Motor Retrofit - Cold | Com - Restaurant | Energy Efficiency | 374.5131 | 377.858 | 378.4275 | 376.7865 | 377.5834 | 385.6946 | 391.2126 | 395.7406 | 399.9304 | 404.1473 | 409.8988 | 364.5102 | 367.2675
Scenario 3: Aggressive Fuel Sub | PG&E | Com | ComRefrig | Com ¦ Add Doors to Open Display Cases - Marine | Com - Restaurant | Energy Efficiency | 0 | 0 | 0 | 0 | 0 | 0 | 0 | 0 | 0 | 0 | 0 | 0 | 0
Scenario 3: Aggressive Fuel Sub | PG&E | Com | ComRefrig | Com ¦ Add Doors to Open Display Cases - Hot-Dry | Com - Restaurant | Energy Efficiency | 0 | 0 | 0 | 0 | 0 | 0 | 0 | 0 | 0 | 0 | 0 | 0 | 0
Scenario 3: Aggressive Fuel Sub | PG&E | Com | FoodServ | Com ¦ ENERGY STAR Dishwasher - Tier 1 | Com - Restaurant | Energy Efficiency | 0 | 0 | 0 | 0 | 0 | 0 | 0 | 0 | 0 | 0 | 0 | 0 | 0
Scenario 3: Aggressive Fuel Sub | PG&E | Com | FoodServ | Com ¦ ENERGY STAR Dishwasher - Tier 2 | Com - Restaurant | Energy Efficiency | 10089536.7471 | 10499533.5144 | 10921560.6626 | 11356496.6347 | 11822232.8253 | 12320991.9877 | 12823513.4045 | 13341668.1669 | 13879780.0736 | 14442948.0776 | 15053328.4643 | 13660688.8219 | 16557147.1467
Scenario 3: Aggressive Fuel Sub | PG&E | Com | FoodServ | Com ¦ ENERGY STAR Combination Oven - Electric | Com - Restaurant | Energy Efficiency | 2222701.5124 | 2291052.2406 | 2352120.2017 | 2410081.6253 | 2484750.3384 | 2577628.0708 | 2645589.7185 | 2700253.5302 | 2743653.2718 | 2781710.8739 | 2841416.2948 | 2513681.2086 | 2965101.4326
Scenario 3: Aggressive Fuel Sub | PG&E | Com | FoodServ | Com ¦ ENERGY STAR Steamer - Electric | Com - Restaurant | Energy Efficiency | 0 | 0 | 0 | 0 | 1317748.7327 | 1367004.9949 | 1403047.3988 | 1432037.5019 | 1455053.8805 | 1475237.1384 | 1506900.9806 | 1333091.7702 | 1572495.4716
Scenario 3: Aggressive Fuel Sub | PG&E | Com | FoodServ | Com ¦ ENERGY STAR Conveyor Broiler - Gas | Com - Restaurant | Energy Efficiency | 4538073.9651 | 4723879.8445 | 4915868.5911 | 5115522.5307 | 5330350.9561 | 5561425.2534 | 5794900.5457 | 6034924.366 | 6282927.2191 | 6542114.7492 | 6822421.9496 | 6194950.325 | 7513167.9743
Scenario 3: Aggressive Fuel Sub | PG&E | Com | FoodServ | Com ¦ ENERGY STAR Conveyor Oven - Gas | Com - Restaurant | Energy Efficiency | 4919246.7961 | 5131142.7564 | 5354427.4157 | 5589186.7993 | 5836062.1488 | 6095874.6501 | 6370211.6872 | 6659172.926 | 6963893.561 | 7285571.1001 | 7624996.5004 | 7105275.2141 | 8472582.3422
Scenario 3: Aggressive Fuel Sub | PG&E | Com | FoodServ | Com ¦ ENERGY STAR Convection Oven - Electric | Com - Restaurant | Energy Efficiency | 6356318.1419 | 6629911.5987 | 6918237.4714 | 7221340.1419 | 7540235.0406 | 7875847.4683 | 8230188.7678 | 8603422.4586 | 8996767.1101 | 9412149.911 | 9850457.4611 | 8983597.6649 | 10944361.5407
Scenario 3: Aggressive Fuel Sub | PG&E | Com | FoodServ | Com ¦ High Performance Conveyor Toaster | Com - Restaurant | Energy Efficiency | 6052078.6735 | 6238187.3263 | 6404466.1104 | 6562286.2648 | 6765597.8311 | 7018489.7918 | 7203539.0378 | 7352380.2955 | 7470551.2012 | 7574176.2722 | 7736745.0662 | 6844372.1971 | 8073520.9135
Scenario 3: Aggressive Fuel Sub | PG&E | Com | FoodServ | Com ¦ ENERGY STAR Rack Oven - Gas | Com - Restaurant | Energy Efficiency | 2096898.6271 | 2187222.2817 | 2282400.5305 | 2382470.043 | 2487704.1577 | 2598452.9166 | 2715392.9646 | 2838566.7858 | 2968458.2727 | 3105577.8803 | 3250262.7651 | 3028724.205 | 3611558.236
Scenario 3: Aggressive Fuel Sub | PG&E | Com | FoodServ | Com ¦ Electric Deck Oven (60% cooking efficiency) | Com - Restaurant | Energy Efficiency | 187241.9039 | 192999.8163 | 198144.2233 | 203026.9335 | 209317.0772 | 217141.1613 | 222866.2972 | 227471.2143 | 231127.2384 | 234333.2369 | 239362.8627 | 211754.2336 | 249782.1837
Scenario 3: Aggressive Fuel Sub | PG&E | Com | FoodServ | Com ¦ Demand Controlled Ventilation (DCV) Exhaust Hood | Com - Restaurant | Energy Efficiency | 346761.8594 | 359314.687 | 377842.2845 | 396226.7945 | 416098.6394 | 437861.8987 | 462721.974 | 486665.1877 | 510218.77 | 536431.5758 | 564648.2385 | 0 | 6706948.991
Scenario 3: Aggressive Fuel Sub | PG&E | Com | FoodServ | Com ¦ ENERGY STAR Ice Machine | Com - Restaurant | Energy Efficiency | 702608.9215 | 724621.8332 | 744023.1948 | 761801.3875 | 785936.1203 | 817863.4703 | 841671.2646 | 861880.9997 | 878919.4147 | 893285.6696 | 913884.0962 | 808555.3876 | 953634.6328
Scenario 3: Aggressive Fuel Sub | PG&E | Com | FoodServ | Com ¦ ENERGY STAR Griddle - Electric | Com - Restaurant | Energy Efficiency | 365924.1779 | 377176.7838 | 387230.4249 | 396772.6357 | 409065.3738 | 424355.8694 | 435544.4208 | 444543.7445 | 451688.6601 | 457954.0973 | 467783.423 | 413828.2737 | 488145.7533
Scenario 3: Aggressive Fuel Sub | PG&E | Com | FoodServ | Com ¦ ENERGY STAR Fryer - Tier 1 Gas | Com - Restaurant | Energy Efficiency | 101833.5109 | 106524.3466 | 113332.9175 | 120422.5225 | 127821.0649 | 135422.4627 | 144576.6023 | 153808.4376 | 163209.492 | 173739.5773 | 0 | 0 | 0
Scenario 3: Aggressive Fuel Sub | PG&E | Com | FoodServ | Com ¦ ENERGY STAR Fryer - Tier 2 Gas | Com - Restaurant | Energy Efficiency | 0 | 0 | 0 | 0 | 0 | 0 | 0 | 0 | 0 | 0 | 280347.5772 | 0 | 3414424.3307
Scenario 3: Aggressive Fuel Sub | PG&E | Com | FoodServ | Com ¦ ENERGY STAR Fryer - Fuel Sub | Com - Restaurant | Fuel Substitution | 52992154.8326 | 55656299.5004 | 58607489.6177 | 61797941.6632 | 64961911.9642 | 68091352.8794 | 71812376.1611 | 75972127.7709 | 80557625.2521 | 85505220.3975 | 90450862.0986 | 84667998.2505 | 89855526.156
Scenario 3: Aggressive Fuel Sub | PG&E | Com | FoodServ | Com ¦ ENERGY STAR Steamer - Gas | Com - Restaurant | Energy Efficiency | 28724.0556 | 30051.6971 | 31977.8342 | 33984.1989 | 36078.5849 | 38231.0466 | 40822.7686 | 43437.4704 | 46101.0255 | 49084.5792 | 52208.8317 | 0 | 636105.9558
Scenario 3: Aggressive Fuel Sub | PG&E | Com | FoodServ | Com ¦ ENERGY STAR Steamer - Fuel Sub | Com - Restaurant | Fuel Substitution | 4404827.0022 | 4610748.0504 | 4833469.695 | 5071387.6562 | 5313467.9332 | 5559705.2268 | 5837265.2483 | 6140003.8739 | 6467758.4624 | 6818237.5441 | 7176309.7993 | 6677045.2644 | 7043191.3899
Scenario 3: Aggressive Fuel Sub | PG&E | Com | FoodServ | Com ¦ ENERGY STAR Convection Oven - Gas | Com - Restaurant | Energy Efficiency | 29296.9246 | 30651.0444 | 32615.5961 | 34661.9755 | 36798.1317 | 38993.5218 | 41636.9327 | 44303.7818 | 47020.4585 | 50063.5159 | 53250.0781 | 0 | 648792.3731
Scenario 3: Aggressive Fuel Sub | PG&E | Com | FoodServ | Com ¦ ENERGY STAR Convection Oven - Fuel Sub | Com - Restaurant | Fuel Substitution | 6055855.8514 | 6364187.7828 | 6707085.6654 | 7078497.6313 | 7445294.1759 | 7806389.9011 | 8239548.4953 | 8725663.4975 | 9263022.4241 | 9843602.7112 | 10422023.0116 | 9765806.7462 | 10374874.1509
Scenario 3: Aggressive Fuel Sub | PG&E | Com | FoodServ | Com ¦ ENERGY STAR Griddle - Gas | Com - Restaurant | Energy Efficiency | 142043.09 | 148608.3991 | 158133.3237 | 168054.9812 | 178411.9122 | 189056.0325 | 201872.3355 | 214802.2758 | 227973.8001 | 242727.747 | 258177.4621 | 0 | 3145602.3053
Scenario 3: Aggressive Fuel Sub | PG&E | Com | FoodServ | Com ¦ ENERGY STAR Griddle - Fuel Sub | Com - Restaurant | Fuel Substitution | 34596192.0577 | 36406712.0454 | 38437007.3885 | 40645023.7504 | 42806565.9266 | 44913336.2915 | 47488194.8492 | 50401256.95 | 53639843.5841 | 57148646.7079 | 60620604.8159 | 56930447.3731 | 60615506.2895
Scenario 3: Aggressive Fuel Sub | PG&E | Com | FoodServ | Com ¦ ENERGY STAR Combination Oven - Gas | Com - Restaurant | Energy Efficiency | 1418.8208 | 1484.3995 | 1579.5408 | 1678.6449 | 1782.0968 | 1888.4173 | 2016.4351 | 2145.5879 | 2277.1539 | 2424.5261 | 2578.8481 | 0 | 31420.367
Scenario 3: Aggressive Fuel Sub | PG&E | Com | FoodServ | Com ¦ ENERGY STAR Combination Oven - Fuel Sub | Com - Restaurant | Fuel Substitution | 235677.6791 | 249325.121 | 265066.9472 | 282416.3726 | 298910.8426 | 314437.6875 | 334663.4697 | 358148.2784 | 384728.2051 | 413772.7498 | 441910.1701 | 418343.7978 | 448950.8536
Scenario 3: Aggressive Fuel Sub | PG&E | Com | FoodServ | Com ¦ ENERGY STAR Fryer - Tier 1 Gas - Panel Upgrade | Com - Restaurant | Energy Efficiency | 167567.3116 | 175286.0941 | 186489.6156 | 198155.5794 | 210329.9005 | 222838.0206 | 237901.1815 | 253092.191 | 268561.6509 | 285888.934 | 0 | 0 | 0
Scenario 3: Aggressive Fuel Sub | PG&E | Com | FoodServ | Com ¦ ENERGY STAR Fryer - Tier 2 Gas - Panel Upgrade | Com - Restaurant | Energy Efficiency | 0 | 0 | 0 | 0 | 0 | 0 | 0 | 0 | 0 | 0 | 461312.6799 | 0 | 5618444.269
Scenario 3: Aggressive Fuel Sub | PG&E | Com | FoodServ | Com ¦ ENERGY STAR Fryer - Fuel Sub - Panel Upgrade | Com - Restaurant | Fuel Substitution | 87198730.9679 | 91582588.0668 | 96438779.2122 | 101688676.4934 | 106894997.994 | 112044501.2989 | 118167454.953 | 125012337.2315 | 132557785.4677 | 140699066.3683 | 148837132.8713 | 139321415.1106 | 147857506.0027
Scenario 3: Aggressive Fuel Sub | PG&E | Com | FoodServ | Com ¦ ENERGY STAR Steamer - Gas - Panel Upgrade | Com - Restaurant | Energy Efficiency | 47265.5095 | 49450.1471 | 52619.6108 | 55921.0892 | 59367.407 | 62909.2883 | 67173.9737 | 71476.4724 | 75859.3594 | 80768.8049 | 85909.7706 | 0 | 1046714.0331
Scenario 3: Aggressive Fuel Sub | PG&E | Com | FoodServ | Com ¦ ENERGY STAR Steamer - Fuel Sub - Panel Upgrade | Com - Restaurant | Fuel Substitution | 7248154.485 | 7586998.1146 | 7953487.17 | 8344981.8046 | 8743325.5409 | 9148509.659 | 9605235.4086 | 10103392.6179 | 10642713.6604 | 11219427.9166 | 11808636.7597 | 10987095.6467 | 11589590.0648
Scenario 3: Aggressive Fuel Sub | PG&E | Com | FoodServ | Com ¦ ENERGY STAR Convection Oven - Gas - Panel Upgrade | Com - Restaurant | Energy Efficiency | 48208.1669 | 50436.3746 | 53669.0497 | 57036.3724 | 60551.4231 | 64163.9432 | 68513.683 | 72901.9902 | 77372.2889 | 82379.6478 | 87623.1443 | 0 | 1067589.5663
Scenario 3: Aggressive Fuel Sub | PG&E | Com | FoodServ | Com ¦ ENERGY STAR Convection Oven - Fuel Sub - Panel Upgrade | Com - Restaurant | Fuel Substitution | 9964926.8243 | 10472287.8331 | 11036527.2061 | 11647686.5786 | 12251251.263 | 12845435.234 | 13558198.8467 | 14358102.3689 | 15242327.9042 | 16197674.3026 | 17149466.4371 | 16069660.8363 | 17071882.8621
Scenario 3: Aggressive Fuel Sub | PG&E | Com | FoodServ | Com ¦ ENERGY STAR Griddle - Gas - Panel Upgrade | Com - Restaurant | Energy Efficiency | 233732.2803 | 244535.5139 | 260208.8025 | 276534.9161 | 293577.2735 | 311092.2016 | 332181.4621 | 353457.713 | 375131.4911 | 399409.1499 | 424831.6968 | 0 | 5176096.915
Scenario 3: Aggressive Fuel Sub | PG&E | Com | FoodServ | Com ¦ ENERGY STAR Griddle - Fuel Sub - Panel Upgrade | Com - Restaurant | Fuel Substitution | 56928125.5553 | 59907340.9847 | 63248197.343 | 66881494.1078 | 70438317.4772 | 73905013.686 | 78141950.2544 | 82935401.6478 | 88264504.522 | 94038249.3447 | 99751365.5965 | 93679201.7621 | 99742975.9579
Scenario 3: Aggressive Fuel Sub | PG&E | Com | FoodServ | Com ¦ ENERGY STAR Combination Oven - Gas - Panel Upgrade | Com - Restaurant | Energy Efficiency | 2334.6734 | 2442.5833 | 2599.1385 | 2762.2146 | 2932.445 | 3107.3957 | 3318.0493 | 3530.5706 | 3747.0627 | 3989.5641 | 4243.5014 | 0 | 51702.297
Scenario 3: Aggressive Fuel Sub | PG&E | Com | FoodServ | Com ¦ ENERGY STAR Combination Oven - Fuel Sub - Panel Upgrade | Com - Restaurant | Fuel Substitution | 387808.2444 | 410265.1461 | 436168.3628 | 464716.8882 | 491858.5823 | 517408.0466 | 550689.6248 | 589333.9396 | 633071.2792 | 680864.1545 | 727164.354 | 688385.826 | 738749.8174
Scenario 3: Aggressive Fuel Sub | PG&E | Com | Lighting | Com ¦ LED Fixtures and Retrofit Kits - 140 lpw | Com - Restaurant | Energy Efficiency | 880885.9695 | 908857.4783 | 932986.6359 | 953406.446 | 978632.72 | 1006891.402 | 1021027.7692 | 1028970.0612 | 1032655.685 | 1032938.9478 | 1043491.073 | 911932.1305 | 1060666.8457
Scenario 3: Aggressive Fuel Sub | SCE | Com | BldgEnv | Com ¦ Com Wall Insulation (R14) - Cold | Com - Restaurant | Energy Efficiency | 0 | 0 | 0 | 0 | 0 | 0 | 0 | 0 | 0 | 0 | 0 | 0 | 0
Scenario 3: Aggressive Fuel Sub | SCE | Com | HVAC | Com ¦ Ductless Mini Split Heat Pump (SEER 18) - Hot-Dry | Com - Restaurant | Energy Efficiency | 110665.2059 | 114694.0725 | 118343.6125 | 121684.9909 | 125837.8815 | 130385.3206 | 133072.8683 | 134096.0092 | 135081.2015 | 135947.8061 | 137155.6764 | 137583.6328 | 138059.7424
Scenario 3: Aggressive Fuel Sub | SCE | Com | HVAC | Com ¦ Ductless Mini Split Heat Pump (SEER 18) - Marine | Com - Restaurant | Energy Efficiency | 24135.5032 | 25014.1779 | 25810.1235 | 26538.8607 | 27444.5844 | 28436.3571 | 29022.4973 | 29245.6389 | 29460.5042 | 29649.5061 | 29912.9364 | 30006.2714 | 30110.1084
Scenario 3: Aggressive Fuel Sub | SCE | Com | HVAC | Com ¦ Ductless Mini Split Heat Pump (SEER 18) - Cold | Com - Restaurant | Energy Efficiency | 1312.186 | 1359.9573 | 1403.2309 | 1442.8505 | 1492.0924 | 1546.0125 | 1577.8795 | 1590.0111 | 1601.6928 | 1611.9684 | 1626.2904 | 1631.3648 | 1637.0101
Scenario 3: Aggressive Fuel Sub | SCE | Com | HVAC | Com ¦ Demand Controlled Ventilation (HVAC) - Marine | Com - Restaurant | Energy Efficiency | 5548.0003 | 5925.9097 | 6307.8029 | 6704.2354 | 7194.6424 | 7638.7712 | 7945.2699 | 8192.9282 | 8429.4168 | 8635.9523 | 8878.3945 | 9050.2933 | 9239.9874
Scenario 3: Aggressive Fuel Sub | SCE | Com | HVAC | Com ¦ Demand Controlled Ventilation (HVAC) - Hot-Dry | Com - Restaurant | Energy Efficiency | 23217.6107 | 24799.1094 | 26397.2792 | 28056.2942 | 30108.5792 | 31967.1967 | 33249.8513 | 34286.2669 | 35275.9387 | 36140.2612 | 37154.8482 | 37874.2205 | 38668.0641
Scenario 3: Aggressive Fuel Sub | SCE | Com | HVAC | Com ¦ Demand Controlled Ventilation (HVAC) - Cold | Com - Restaurant | Energy Efficiency | 4005.0313 | 4277.8393 | 4553.5232 | 4839.7028 | 5193.7214 | 5514.3324 | 5735.5899 | 5914.3713 | 6085.0894 | 6234.1848 | 6409.2008 | 6533.2923 | 6670.2301
Scenario 3: Aggressive Fuel Sub | SCE | Com | WaterHeat | Com ¦ Com Heat Pump Water Heater (3.3 UEF - 50 Gal) - Marine | Com - Restaurant | Energy Efficiency | 5894649.8694 | 6194171.2405 | 6491477.7741 | 6785906.0522 | 7122540.4769 | 7443568.5331 | 7647389.8416 | 7755358.7463 | 7849369.7625 | 7919874.9631 | 8041878.8358 | 8128939.4031 | 8207192.5122
Scenario 3: Aggressive Fuel Sub | SCE | Com | WaterHeat | Com ¦ Com Heat Pump Water Heater (3.3 UEF - 50 Gal) - Hot-Dry | Com - Restaurant | Energy Efficiency | 23076017.9767 | 24250779.9558 | 25416839.0058 | 26571589.6993 | 27891956.5574 | 29151090.7403 | 29950263.4856 | 30373260.7521 | 30741476.2924 | 31017443.5209 | 31495498.9106 | 31836420.1625 | 32142766.4636
Scenario 3: Aggressive Fuel Sub | SCE | Com | WaterHeat | Com ¦ Com Heat Pump Water Heater (3.3 UEF - 50 Gal) - Cold | Com - Restaurant | Energy Efficiency | 399517.4571 | 419753.1993 | 439839.7755 | 459732.4648 | 482474.3287 | 504162.4786 | 517939.7453 | 525247.9152 | 531614.1696 | 536393.9851 | 544650.0354 | 550547.7012 | 555851.2373
Scenario 3: Aggressive Fuel Sub | SCE | Com | WholeBlg | Com ¦ Com Title 24 2022 Code | Com - Restaurant | Energy Efficiency | 7487305.799 | 7937747.0925 | 8396867.5812 | 8892854.0161 | 9524772.1275 | 10087098.3481 | 10493625.0815 | 10811530.2865 | 11119950.804 | 11403614.2643 | 11697668.5369 | 11885163.5985 | 12106709.4572
Scenario 3: Aggressive Fuel Sub | SCE | Com | ComRefrig | Com ¦ Efficient Refrigerated Display Case - Marine | Com - Restaurant | Energy Efficiency | 0 | 0 | 0 | 0 | 0 | 0 | 419043.6747 | 425705.4523 | 431220.1357 | 434973.6098 | 441588.9031 | 446250.2097 | 450413.1543
Scenario 3: Aggressive Fuel Sub | SCE | Com | ComRefrig | Com ¦ Efficient Refrigerated Display Case - Hot-Dry | Com - Restaurant | Energy Efficiency | 0 | 0 | 0 | 0 | 0 | 0 | 0 | 1740921.835 | 1763474.125 | 1778823.952 | 1805877.1845 | 1824939.5912 | 1841963.9471
Scenario 3: Aggressive Fuel Sub | SCE | Com | ComRefrig | Com ¦ Efficient Refrigerated Display Case - Cold | Com - Restaurant | Energy Efficiency | 0 | 0 | 0 | 0 | 0 | 0 | 0 | 0 | 0 | 0 | 0 | 0 | 0
Scenario 3: Aggressive Fuel Sub | SCE | Com | ComRefrig | Com ¦ Refrigerated Display Case LED Lighting | Com - Restaurant | Energy Efficiency | 1196790.7884 | 1248538.4824 | 1297651.0633 | 1344240.1193 | 1396183.2274 | 1446013.3465 | 1478539.0092 | 1497456.6751 | 1515424.0521 | 1529734.6193 | 1552434.2049 | 1569474.8188 | 1585021.6132
Scenario 3: Aggressive Fuel Sub | SCE | Com | ComRefrig | Com ¦ Efficient EC or PMS Motor Retrofit - Marine | Com - Restaurant | Energy Efficiency | 98827.923 | 101998.9313 | 104762.1877 | 107188.0593 | 110328.4663 | 114097.1097 | 116282.5954 | 116901.8746 | 117521.7438 | 118112.2179 | 118892.6112 | 118954.4254 | 119087.9978
Scenario 3: Aggressive Fuel Sub | SCE | Com | ComRefrig | Com ¦ Efficient EC or PMS Motor Retrofit - Hot-Dry | Com - Restaurant | Energy Efficiency | 406730.2006 | 419780.6098 | 431152.9003 | 441136.6701 | 454061.1386 | 469571.1385 | 478565.5908 | 481114.259 | 483665.3549 | 486095.4743 | 489307.2136 | 489561.6122 | 490111.3348
Scenario 3: Aggressive Fuel Sub | SCE | Com | ComRefrig | Com ¦ Efficient EC or PMS Motor Retrofit - Cold | Com - Restaurant | Energy Efficiency | 5935.4656 | 6125.9118 | 6291.8691 | 6437.5636 | 6626.172 | 6852.5114 | 6983.7686 | 7020.9616 | 7058.1901 | 7093.6531 | 7140.5224 | 7144.2349 | 7152.2571
Scenario 3: Aggressive Fuel Sub | SCE | Com | ComRefrig | Com ¦ Add Doors to Open Display Cases - Marine | Com - Restaurant | Energy Efficiency | 0 | 0 | 0 | 0 | 0 | 0 | 0 | 0 | 0 | 0 | 0 | 0 | 0
Scenario 3: Aggressive Fuel Sub | SCE | Com | ComRefrig | Com ¦ Add Doors to Open Display Cases - Hot-Dry | Com - Restaurant | Energy Efficiency | 0 | 0 | 0 | 0 | 0 | 0 | 0 | 0 | 0 | 0 | 0 | 0 | 0
Scenario 3: Aggressive Fuel Sub | SCE | Com | FoodServ | Com ¦ ENERGY STAR Dishwasher - Tier 1 | Com - Restaurant | Energy Efficiency | 0 | 0 | 0 | 0 | 0 | 0 | 0 | 0 | 0 | 0 | 0 | 0 | 0
Scenario 3: Aggressive Fuel Sub | SCE | Com | FoodServ | Com ¦ ENERGY STAR Combination Oven - Electric | Com - Restaurant | Energy Efficiency | 0 | 0 | 0 | 0 | 0 | 4605306.0292 | 4735973.6919 | 4802512.6715 | 4856147.0439 | 4892171.8989 | 4954954.6214 | 4992031.0257 | 5025526.4385
Scenario 3: Aggressive Fuel Sub | SCE | Com | FoodServ | Com ¦ ENERGY STAR Steamer - Electric | Com - Restaurant | Energy Efficiency | 0 | 0 | 0 | 0 | 0 | 0 | 0 | 0 | 0 | 0 | 0 | 0 | 0
Scenario 3: Aggressive Fuel Sub | SCE | Com | FoodServ | Com ¦ ENERGY STAR Conveyor Broiler - Gas | Com - Restaurant | Energy Efficiency | 0 | 1343366.4029 | 1403754.6192 | 1464135.1382 | 1535293.4099 | 1605648.7687 | 1651206.2996 | 1674405.2423 | 1693104.9689 | 1705665.1036 | 1727554.4201 | 1740481.1795 | 1752159.4193
Scenario 3: Aggressive Fuel Sub | SCE | Com | FoodServ | Com ¦ High Performance Conveyor Toaster | Com - Restaurant | Energy Efficiency | 0 | 10491216.4403 | 10962827.0499 | 11434377.5456 | 11990098.4779 | 12539548.9445 | 12895337.1464 | 13076512.6832 | 13222550.934 | 13320641.1435 | 13491588.9624 | 13592542.3808 | 13683745.3031
Scenario 3: Aggressive Fuel Sub | SCE | Com | FoodServ | Com ¦ Electric Deck Oven (60% cooking efficiency) | Com - Restaurant | Energy Efficiency | 0 | 0 | 0 | 0 | 0 | 0 | 0 | 0 | 409085.1664 | 412119.925 | 417408.7847 | 420532.1265 | 423353.8031
Scenario 3: Aggressive Fuel Sub | SCE | Com | FoodServ | Com ¦ Demand Controlled Ventilation (DCV) Exhaust Hood | Com - Restaurant | Energy Efficiency | 536361.7849 | 574237.1318 | 612888.4322 | 653422.226 | 703328.3437 | 747352.8993 | 777770.9728 | 802730.666 | 826597.9583 | 847438.4957 | 871986.2664 | 889664.325 | 909052.7001
Scenario 3: Aggressive Fuel Sub | SCE | Com | FoodServ | Com ¦ ENERGY STAR Ice Machine | Com - Restaurant | Energy Efficiency | 1146965.5259 | 1208938.748 | 1269081.6365 | 1328520.1411 | 1399833.6697 | 1472773.7674 | 1521533.8331 | 1548306.9896 | 1571624.0156 | 1587278.263 | 1608961.9215 | 1619155.7457 | 1627936.1459
Scenario 3: Aggressive Fuel Sub | SCE | Com | FoodServ | Com ¦ ENERGY STAR Griddle - Electric | Com - Restaurant | Energy Efficiency | 0 | 0 | 0 | 0 | 0 | 0 | 0 | 0 | 0 | 805400.082 | 815736.025 | 821839.9273 | 827354.2895
Scenario 3: Aggressive Fuel Sub | SCE | Com | Lighting | Com ¦ LED High and Low Bay - 155 lpw | Com - Restaurant | Energy Efficiency | 0 | 0 | 0 | 0 | 0 | 0 | 0 | 0 | 0 | 0 | 0 | 0 | 0
Scenario 3: Aggressive Fuel Sub | SCE | Com | Lighting | Com ¦ LED Fixtures and Retrofit Kits - 140 lpw - RET | Com - Restaurant | Energy Efficiency | 0 | 0 | 0 | 0 | 0 | 0 | 0 | 0 | 0 | 0 | 0 | 0 | 0
Scenario 3: Aggressive Fuel Sub | SCE | Com | Lighting | Com ¦ LED Fixtures and Retrofit Kits - 140 lpw | Com - Restaurant | Energy Efficiency | 1542486.3481 | 1614431.7249 | 1684012.5872 | 1751144.954 | 1826638.0551 | 1897594.8797 | 1942496.8824 | 1968322.3677 | 1992745.1618 | 2011911.8833 | 2042787.8075 | 2065830.4952 | 2086837.5504
Scenario 3: Aggressive Fuel Sub | SCG | Com | BldgEnv | Com ¦ Com Wall Insulation (R14) - Marine | Com - Restaurant | Energy Efficiency | 434924.0653 | 453872.4169 | 473703.7606 | 494533.062 | 516438.0394 | 539439.3771 | 563631.7379 | 589133.2715 | 616006.5778 | 644332.9759 | 674218.8492 | 705748.4316 | 739051.6856
Scenario 3: Aggressive Fuel Sub | SCG | Com | BldgEnv | Com ¦ Com Wall Insulation (R14) - Hot-Dry | Com - Restaurant | Energy Efficiency | 4003.2027 | 4299.5939 | 4622.464 | 4980.0775 | 5384.6518 | 5766.3885 | 6150.2576 | 6584.6156 | 7041.5206 | 7510.5416 | 8023.5771 | 8554.2253 | 9133.6484
Scenario 3: Aggressive Fuel Sub | SCG | Com | BldgEnv | Com ¦ Com Wall Insulation (R14) - Cold | Com - Restaurant | Energy Efficiency | 2937.5862 | 3065.5682 | 3199.514 | 3340.2003 | 3488.1521 | 3643.5089 | 3806.9101 | 3979.1539 | 4160.6629 | 4351.9865 | 4553.8432 | 4766.8019 | 4991.7405
Scenario 3: Aggressive Fuel Sub | SCG | Com | HVAC | Com ¦ Demand Controlled Ventilation (HVAC) - Marine | Com - Restaurant | Energy Efficiency | 18290.9504 | 19630.0485 | 21087.2025 | 22699.9527 | 24523.5654 | 26239.8951 | 27962.7653 | 29912.2441 | 31960.8561 | 34061.2121 | 36357.8665 | 38731.5469 | 41323.3021
Scenario 3: Aggressive Fuel Sub | SCG | Com | HVAC | Com ¦ Demand Controlled Ventilation (HVAC) - Hot-Dry | Com - Restaurant | Energy Efficiency | 89972.2755 | 96559.2325 | 103726.9008 | 111659.9389 | 120630.1991 | 129072.7392 | 137547.4521 | 147136.8414 | 157213.8621 | 167545.4089 | 178842.5377 | 190518.5536 | 203267.2685
Scenario 3: Aggressive Fuel Sub | SCG | Com | HVAC | Com ¦ Demand Controlled Ventilation (HVAC) - Cold | Com - Restaurant | Energy Efficiency | 53692.248 | 56101.9953 | 58627.847 | 61290.7245 | 64107.9256 | 67036.8615 | 70104.3097 | 73354.4503 | 76776.3913 | 80373.659 | 84179.9615 | 88188.153 | 92433.61
Scenario 3: Aggressive Fuel Sub | SCG | Com | HVAC | Com ¦ HVAC Energy Management System (Elec SC and Gas SH) - Marine | Com - Restaurant | Energy Efficiency | 53238.014 | 57135.6203 | 61376.8426 | 66070.9463 | 71378.7907 | 76374.3748 | 81388.996 | 87063.1889 | 93025.9209 | 99139.2601 | 105823.9493 | 112732.832 | 120276.4476
Scenario 3: Aggressive Fuel Sub | SCG | Com | HVAC | Com ¦ HVAC Energy Management System (Elec SC and Gas SH) - Hot-Dry | Com - Restaurant | Energy Efficiency | 278953.4682 | 299375.9203 | 321598.8322 | 346194.7252 | 374006.4615 | 400182.0343 | 426457.3567 | 456188.6646 | 487431.8431 | 519464.1642 | 554490.2123 | 590690.9765 | 630217.5774
Scenario 3: Aggressive Fuel Sub | SCG | Com | HVAC | Com ¦ HVAC Energy Management System (Elec SC and Gas SH) - Cold | Com - Restaurant | Energy Efficiency | 38769.8516 | 40509.8708 | 42333.7262 | 44256.5246 | 46290.7562 | 48405.6687 | 50620.5976 | 52967.4442 | 55438.3437 | 58035.8422 | 60784.2796 | 63678.4961 | 66744.0361
Scenario 3: Aggressive Fuel Sub | SCG | Com | HVAC | Com ¦ HVAC Heat Recovery/Energy Recovery Ventilator (ERV) - Marine | Com - Restaurant | Energy Efficiency | 17412149.9611 | 18198284.512 | 19025157.0828 | 19896942.3581 | 20817575.8595 | 21783629.2679 | 22800489.9163 | 23875862.0509 | 25010563.2082 | 26207330.1385 | 27472831.6054 | 28808913.0158 | 30222393.1007
Scenario 3: Aggressive Fuel Sub | SCG | Com | HVAC | Com ¦ HVAC Heat Recovery/Energy Recovery Ventilator (ERV) - Hot-Dry | Com - Restaurant | Energy Efficiency | 97011243.5568 | 101391167.3776 | 105998061.7893 | 110855185.9161 | 115984466.3913 | 121366802.4444 | 127032209.4299 | 133023611.3129 | 139345562.9719 | 146013312.1253 | 153064013.578 | 160507948.9564 | 168383108.606
Scenario 3: Aggressive Fuel Sub | SCG | Com | HVAC | Com ¦ HVAC Heat Recovery/Energy Recovery Ventilator (ERV) - Cold | Com - Restaurant | Energy Efficiency | 117931.4649 | 123255.9079 | 128856.2671 | 134760.8173 | 140996.2137 | 147539.2365 | 154426.3737 | 161709.8058 | 169395.0698 | 177500.7017 | 186071.8685 | 195121.0691 | 204694.4863
Scenario 3: Aggressive Fuel Sub | SCG | Com | WaterHeat | Com ¦ Com Hot Water Tank Insulation - Marine | Com - Restaurant | Energy Efficiency | 7677.2273 | 8008.8028 | 8353.3295 | 8714.1366 | 9092.4649 | 9489.4344 | 9906.6824 | 10345.7844 | 10807.9523 | 11294.4481 | 11806.4919 | 12346.4 | 12916.6468
Scenario 3: Aggressive Fuel Sub | SCG | Com | WaterHeat | Com ¦ Com Hot Water Tank Insulation - Hot-Dry | Com - Restaurant | Energy Efficiency | 41642.4012 | 43440.9149 | 45309.678 | 47266.7488 | 49318.8568 | 51472.077 | 53735.2911 | 56117.0442 | 58623.9105 | 61262.7346 | 64040.135 | 66968.6754 | 70061.7771
Scenario 3: Aggressive Fuel Sub | SCG | Com | WaterHeat | Com ¦ Com Hot Water Tank Insulation - Cold | Com - Restaurant | Energy Efficiency | 104.2421 | 108.7443 | 113.4223 | 118.3214 | 123.4583 | 128.8484 | 134.5139 | 140.476 | 146.7514 | 153.3571 | 160.3097 | 167.6406 | 175.3834
Scenario 3: Aggressive Fuel Sub | SCG | Com | WaterHeat | Com ¦ Low-flow Pre-Rinse Spray Valve - Marine | Com - Restaurant | Energy Efficiency | 75027.5358 | 78316.5848 | 81755.6622 | 85369.6239 | 89175.305 | 93157.9326 | 97339.4897 | 101751.3676 | 106396.5836 | 111287.2622 | 116450.7415 | 121894.3259 | 127648.3074
Scenario 3: Aggressive Fuel Sub | SCG | Com | WaterHeat | Com ¦ Low-flow Pre-Rinse Spray Valve - Hot-Dry | Com - Restaurant | Energy Efficiency | 404810.161 | 422556.1854 | 441111.6857 | 460610.772 | 481144.2786 | 502632.4976 | 525194.0385 | 548998.2722 | 574061.4787 | 600449.0761 | 628308.5663 | 657679.3599 | 688724.8973
Scenario 3: Aggressive Fuel Sub | SCG | Com | WaterHeat | Com ¦ Low-flow Pre-Rinse Spray Valve - Cold | Com - Restaurant | Energy Efficiency | 1077.5351 | 1124.7719 | 1174.1635 | 1226.0667 | 1280.7234 | 1337.9213 | 1397.9763 | 1461.339 | 1528.053 | 1598.2922 | 1672.4494 | 1750.6294 | 1833.2673
Scenario 3: Aggressive Fuel Sub | SCG | Com | WaterHeat | Com ¦ Com Hot Water Pipe Insulation - Marine | Com - Restaurant | Energy Efficiency | 1434513.0195 | 1496445.9582 | 1561011.0871 | 1628663.7446 | 1699658.1467 | 1774229.3813 | 1852649.6684 | 1935188.6434 | 2022048.5594 | 2113523.566 | 2209927.9985 | 2311639.1693 | 2419040.1829
Scenario 3: Aggressive Fuel Sub | SCG | Com | WaterHeat | Com ¦ Com Hot Water Pipe Insulation - Hot-Dry | Com - Restaurant | Energy Efficiency | 6472470.3409 | 6751909.4979 | 7043225.0005 | 7348471.3202 | 7668795.469 | 8005258.1551 | 8359087.6258 | 8731500.4661 | 9123409.2337 | 9536141.1221 | 9971114.3999 | 10430031.4868 | 10914620.9369
Scenario 3: Aggressive Fuel Sub | SCG | Com | WaterHeat | Com ¦ Com Hot Water Pipe Insulation - Cold | Com - Restaurant | Energy Efficiency | 17796.7432 | 18565.0908 | 19366.0937 | 20205.4008 | 21086.166 | 22011.3058 | 22984.1974 | 24008.186 | 25085.7807 | 26220.6308 | 27416.6359 | 28678.4771 | 30010.9071
Scenario 3: Aggressive Fuel Sub | SCG | Com | WaterHeat | Com ¦ Com Efficient Tankless Gas Water Heater (0.87 UEF - High Draw) - ZEAS 2030 - Marine | Com - Restaurant | Energy Efficiency | 707244.3473 | 759607.6808 | 816649.0155 | 879828.4716 | 951304.4534 | 0 | 0 | 0 | 0 | 0 | 0 | 0 | 0
Scenario 3: Aggressive Fuel Sub | SCG | Com | WaterHeat | Com ¦ Com Efficient Tankless Gas Water Heater (0.87 UEF - High Draw) - ZEAS 2030 - Hot-Dry | Com - Restaurant | Energy Efficiency | 1926149.2071 | 2068758.4675 | 2224108.0606 | 2396174.5604 | 2590836.2869 | 0 | 0 | 0 | 0 | 0 | 0 | 0 | 0
Scenario 3: Aggressive Fuel Sub | SCG | Com | WaterHeat | Com ¦ Com Efficient Tankless Gas Water Heater (0.87 UEF - High Draw) - ZEAS 2030 - Cold | Com - Restaurant | Energy Efficiency | 9378.5233 | 10072.8954 | 10829.3009 | 11667.1018 | 12614.9202 | 0 | 0 | 0 | 0 | 0 | 0 | 0 | 0
Scenario 3: Aggressive Fuel Sub | SCG | Com | WaterHeat | Com ¦ Com Efficient Tankless Gas Water Heater (0.87 UEF - High Draw) - Panel Upgrade - ZEAS 2030 - Marine | Com - Restaurant | Energy Efficiency | 586779.6508 | 630223.955 | 677549.4579 | 729967.5781 | 789269.0795 | 0 | 0 | 0 | 0 | 0 | 0 | 0 | 0
Scenario 3: Aggressive Fuel Sub | SCG | Com | WaterHeat | Com ¦ Com Efficient Tankless Gas Water Heater (0.87 UEF - High Draw) - Panel Upgrade - ZEAS 2030 - Hot-Dry | Com - Restaurant | Energy Efficiency | 1598068.8476 | 1716387.5198 | 1845276.4678 | 1988034.9375 | 2149539.9963 | 0 | 0 | 0 | 0 | 0 | 0 | 0 | 0
Scenario 3: Aggressive Fuel Sub | SCG | Com | WaterHeat | Com ¦ Com Efficient Tankless Gas Water Heater (0.87 UEF - High Draw) - Panel Upgrade - ZEAS 2030 - Cold | Com - Restaurant | Energy Efficiency | 7781.0825 | 8357.1824 | 8984.7496 | 9679.8482 | 10466.225 | 0 | 0 | 0 | 0 | 0 | 0 | 0 | 0
Scenario 3: Aggressive Fuel Sub | SCG | Com | WaterHeat | Com ¦ Efficient Gas Water Heating Boiler (0.92 UEF) - ZEAS 2030 - Marine | Com - Restaurant | Energy Efficiency | 599413.4954 | 626959.273 | 655972.494 | 686594.4763 | 718963.7245 | 0 | 0 | 0 | 0 | 0 | 0 | 0 | 0
Scenario 3: Aggressive Fuel Sub | SCG | Com | WaterHeat | Com ¦ Efficient Gas Water Heating Boiler (0.92 UEF) - ZEAS 2030 - Hot-Dry | Com - Restaurant | Energy Efficiency | 3270009.1863 | 3420280.9882 | 3578558.2041 | 3745611.7723 | 3922197.2842 | 0 | 0 | 0 | 0 | 0 | 0 | 0 | 0
Scenario 3: Aggressive Fuel Sub | SCG | Com | WaterHeat | Com ¦ Efficient Gas Water Heating Boiler (0.92 UEF) - ZEAS 2030 - Cold | Com - Restaurant | Energy Efficiency | 8297.8929 | 8679.2189 | 9080.8592 | 9504.7701 | 9952.869 | 0 | 0 | 0 | 0 | 0 | 0 | 0 | 0
Scenario 3: Aggressive Fuel Sub | SCG | Com | FoodServ | Com ¦ ENERGY STAR Dishwasher - Tier 1 | Com - Restaurant | Energy Efficiency | 0 | 0 | 0 | 0 | 0 | 0 | 0 | 0 | 0 | 0 | 0 | 0 | 0
Scenario 3: Aggressive Fuel Sub | SCG | Com | FoodServ | Com ¦ ENERGY STAR Dishwasher - Tier 2 | Com - Restaurant | Energy Efficiency | 18615393.4059 | 19455852.7385 | 20339865.2375 | 21271894.0739 | 22256146.7278 | 23288957.9711 | 24376087.421 | 25525771.7155 | 26738884.8857 | 28018352.8018 | 29371305.0629 | 30799714.6006 | 32310871.3453
Scenario 3: Aggressive Fuel Sub | SCG | Com | FoodServ | Com ¦ ENERGY STAR Conveyor Broiler - Gas | Com - Restaurant | Energy Efficiency | 9367670.4663 | 9786183.0572 | 10225923.6472 | 10689249.1254 | 11178249.0918 | 11691031.3423 | 12230454.7699 | 12800626.2469 | 13401926.9236 | 14035768.4497 | 14705676.4389 | 15412621.4905 | 16160508.0377
Scenario 3: Aggressive Fuel Sub | SCG | Com | FoodServ | Com ¦ ENERGY STAR Conveyor Oven - Gas | Com - Restaurant | Energy Efficiency | 8104467.5062 | 8466544.8985 | 8846987.7562 | 9247835.149 | 9670894.9004 | 10114529.9643 | 10581213.7207 | 11074499.2419 | 11594716.2813 | 12143086.1316 | 12722658.9882 | 13334274.5674 | 13981310.8015
Scenario 3: Aggressive Fuel Sub | SCG | Com | FoodServ | Com ¦ ENERGY STAR Rack Oven - Gas | Com - Restaurant | Energy Efficiency | 3454644.0729 | 3608984.6901 | 3771153.8471 | 3942020.7262 | 4122355.9378 | 4311461.6679 | 4510392.2295 | 4720662.1702 | 4942412.052 | 5176162.4683 | 5423213.608 | 5683923.4121 | 5959731.772
Scenario 3: Aggressive Fuel Sub | SCG | Com | FoodServ | Com ¦ Demand Controlled Ventilation (DCV) Exhaust Hood | Com - Restaurant | Energy Efficiency | 416333.608 | 446813.7924 | 479981.1344 | 516690.113 | 558198.6864 | 597265.3119 | 636480.812 | 680854.3155 | 727484.2617 | 775291.9907 | 827567.8096 | 881596.8736 | 940589.6958
Scenario 3: Aggressive Fuel Sub | SCG | Com | FoodServ | Com ¦ ENERGY STAR Fryer - Tier 1 Gas | Com - Restaurant | Energy Efficiency | 484780.9855 | 519964.7958 | 558206.0803 | 600502.9683 | 648310.7032 | 693212.7599 | 0 | 0 | 0 | 0 | 0 | 0 | 0
Scenario 3: Aggressive Fuel Sub | SCG | Com | FoodServ | Com ¦ ENERGY STAR Fryer - Tier 2 Gas | Com - Restaurant | Energy Efficiency | 0 | 0 | 0 | 0 | 0 | 0 | 1120125.7035 | 1197384.8166 | 1278492.6897 | 1361547.2682 | 1452317.565 | 1546030.3012 | 1648338.8497
Scenario 3: Aggressive Fuel Sub | SCG | Com | FoodServ | Com ¦ ENERGY STAR Steamer - Gas | Com - Restaurant | Energy Efficiency | 136696.5711 | 146637.9567 | 157447.3688 | 169405.6744 | 182923.4493 | 195626.1126 | 208363.0411 | 222773.3807 | 237905.4116 | 253405.2788 | 270347.3496 | 287843.6326 | 306946.9491
Scenario 3: Aggressive Fuel Sub | SCG | Com | FoodServ | Com ¦ ENERGY STAR Convection Oven - Gas | Com - Restaurant | Energy Efficiency | 139422.8304 | 149562.4856 | 160587.4793 | 172784.2799 | 186571.6516 | 199527.6552 | 212518.6074 | 227216.345 | 242650.1673 | 258459.1619 | 275739.1231 | 293584.3498 | 313068.6605
Scenario 3: Aggressive Fuel Sub | SCG | Com | FoodServ | Com ¦ ENERGY STAR Griddle - Gas | Com - Restaurant | Energy Efficiency | 675977.0843 | 725138.1476 | 778591.682 | 837726.6004 | 904573.2376 | 967389.0727 | 1030374.3526 | 1101634.804 | 1176464.0849 | 1253112.3501 | 1336892.4442 | 1423413.1688 | 1517880.8212
Scenario 3: Aggressive Fuel Sub | SCG | Com | FoodServ | Com ¦ ENERGY STAR Combination Oven - Gas | Com - Restaurant | Energy Efficiency | 6752.1085 | 7243.1619 | 7777.0913 | 8367.7702 | 9035.4788 | 9662.9252 | 10292.064 | 11003.8608 | 11751.3054 | 12516.9192 | 13353.7705 | 14217.997 | 15161.6027
Scenario 3: Aggressive Fuel Sub | SCG | Com | FoodServ | Com ¦ ENERGY STAR Fryer - Tier 1 Gas - Panel Upgrade | Com - Restaurant | Energy Efficiency | 797708.3941 | 855603.4471 | 918529.5819 | 988129.2229 | 1066796.9772 | 1140683.4304 | 0 | 0 | 0 | 0 | 0 | 0 | 0
Scenario 3: Aggressive Fuel Sub | SCG | Com | FoodServ | Com ¦ ENERGY STAR Fryer - Tier 2 Gas - Panel Upgrade | Com - Restaurant | Energy Efficiency | 0 | 0 | 0 | 0 | 0 | 0 | 1843169.8084 | 1970299.8835 | 2103763.1032 | 2240429.6319 | 2389792.3953 | 2543996.9506 | 2712345.9379
Scenario 3: Aggressive Fuel Sub | SCG | Com | FoodServ | Com ¦ ENERGY STAR Steamer - Gas - Panel Upgrade | Com - Restaurant | Energy Efficiency | 224934.5695 | 241293.1456 | 259080.0618 | 278757.4854 | 301001.0198 | 321903.2858 | 342861.9354 | 366574.1874 | 391473.9842 | 416979.0567 | 444857.2789 | 473647.459 | 505082.0167
Scenario 3: Aggressive Fuel Sub | SCG | Com | FoodServ | Com ¦ ENERGY STAR Convection Oven - Gas - Panel Upgrade | Com - Restaurant | Energy Efficiency | 229420.6362 | 246105.4658 | 264247.122 | 284316.9896 | 307004.1463 | 328323.2845 | 349699.9307 | 373885.0969 | 399281.4922 | 425295.2346 | 453729.4566 | 483093.8244 | 515155.309
Scenario 3: Aggressive Fuel Sub | SCG | Com | FoodServ | Com ¦ ENERGY STAR Griddle - Gas - Panel Upgrade | Com - Restaurant | Energy Efficiency | 1112322.0805 | 1193216.7403 | 1281174.6725 | 1378481.3372 | 1488477.6555 | 1591841.2784 | 1695483.7231 | 1812742.9844 | 1935874.7641 | 2061999.6872 | 2199860.0536 | 2342230.135 | 2497676.9068
Scenario 3: Aggressive Fuel Sub | SCG | Com | FoodServ | Com ¦ ENERGY STAR Combination Oven - Gas - Panel Upgrade | Com - Restaurant | Energy Efficiency | 11110.6124 | 11918.642 | 12797.2243 | 13769.188 | 14867.9043 | 15900.3689 | 16935.6186 | 18106.882 | 19336.8041 | 20596.6237 | 21973.6646 | 23395.7517 | 24948.4574
Scenario 3: Aggressive Fuel Sub | SDG&E | Com | BldgEnv | Com ¦ Com Wall Insulation (R14) - Marine | Com - Restaurant | Energy Efficiency | 94.4125 | 100.034 | 107.7115 | 115.946 | 124.9374 | 133.8304 | 144.0673 | 34782.5371 | 165.2685 | 37930.1943 | 39628.3758 | 41403.0448 | 43277.2441
Scenario 3: Aggressive Fuel Sub | SDG&E | Com | BldgEnv | Com ¦ Com Wall Insulation (R14) - Hot-Dry | Com - Restaurant | Energy Efficiency | 118.15 | 124.7048 | 133.7289 | 143.3511 | 153.9127 | 164.5088 | 176.7187 | 189.4559 | 201.8339 | 215.1953 | 229.7322 | 245.1077 | 261.3397
Scenario 3: Aggressive Fuel Sub | SDG&E | Com | HVAC | Com ¦ Ductless Mini Split Heat Pump (SEER 18) - Marine | Com - Restaurant | Energy Efficiency | 9764.0983 | 9859.6765 | 9892.0239 | 9866.669 | 9896.7083 | 10075.4108 | 10176.4258 | 10217.4767 | 10251.277 | 10270.1272 | 10324.3822 | 10294.0436 | 10266.6698
Scenario 3: Aggressive Fuel Sub | SDG&E | Com | HVAC | Com ¦ Demand Controlled Ventilation (HVAC) - Marine | Com - Restaurant | Energy Efficiency | 2803.0224 | 2947.2161 | 3144.9806 | 3351.4307 | 3579.3757 | 3812.1315 | 4074.4203 | 4342.5037 | 4599.0924 | 4874.1507 | 5175.9112 | 5490.5796 | 5821.3857
Scenario 3: Aggressive Fuel Sub | SDG&E | Com | HVAC | Com ¦ Demand Controlled Ventilation (HVAC) - Hot-Dry | Com - Restaurant | Energy Efficiency | 5586.7061 | 6003.5194 | 6569.2646 | 7196.2496 | 7868.6988 | 8499.8042 | 9244.9368 | 10050.2766 | 10851.5428 | 11721.9976 | 12662.5205 | 13698.2872 | 14796.1508
Scenario 3: Aggressive Fuel Sub | SDG&E | Com | HVAC | Com ¦ HVAC Energy Management System (Elec SC and Gas SH) - Marine | Com - Restaurant | Energy Efficiency | 9852.1248 | 10317.447 | 10957.5439 | 11614.0859 | 12345.3373 | 13109.8275 | 13960.4343 | 14815.8083 | 15624.7415 | 16488.2117 | 17440.1335 | 18415.137 | 19437.265
Scenario 3: Aggressive Fuel Sub | SDG&E | Com | HVAC | Com ¦ HVAC Energy Management System (Elec SC and Gas SH) - Hot-Dry | Com - Restaurant | Energy Efficiency | 54174.8785 | 56752.1747 | 60296.5756 | 63937.7122 | 67990.0373 | 72217.8235 | 76927.068 | 81669.5126 | 86159.2932 | 90953.6103 | 96236.7239 | 101656.7407 | 107340.1835
Scenario 3: Aggressive Fuel Sub | SDG&E | Com | HVAC | Com ¦ Small Packaged Heat Pump (SEER 15) - Fuel Sub - ZEAS 2030 - Marine | Com - Restaurant | Fuel Substitution | 18039.2057 | 18847.6236 | 19677.7282 | 20535.4788 | 21456.9066 | 0 | 0 | 0 | 0 | 0 | 0 | 0 | 0
Scenario 3: Aggressive Fuel Sub | SDG&E | Com | HVAC | Com ¦ Small Packaged Heat Pump (SEER 15) - Fuel Sub - ZEAS 2030 - Hot-Dry | Com - Restaurant | Fuel Substitution | 0 | 0 | 73928.6134 | 76988.0482 | 80323.5545 | 0 | 0 | 0 | 0 | 0 | 0 | 0 | 0
Scenario 3: Aggressive Fuel Sub | SDG&E | Com | HVAC | Com ¦ Small Packaged Heat Pump (SEER 15) - Fuel Sub - Panel Upgrade - ZEAS 2030 - Marine | Com - Restaurant | Fuel Substitution | 4121.9807 | 4306.7051 | 4496.3851 | 4692.3821 | 4902.9295 | 0 | 0 | 0 | 0 | 0 | 0 | 0 | 0
Scenario 3: Aggressive Fuel Sub | SDG&E | Com | HVAC | Com ¦ Small Packaged Heat Pump (SEER 15) - Fuel Sub - Panel Upgrade - ZEAS 2030 - Hot-Dry | Com - Restaurant | Fuel Substitution | 0 | 0 | 16892.779 | 17591.8636 | 18354.0309 | 0 | 0 | 0 | 0 | 0 | 0 | 0 | 0
Scenario 3: Aggressive Fuel Sub | SDG&E | Com | HVAC | Com ¦ HVAC Heat Recovery/Energy Recovery Ventilator (ERV) - Hot-Dry | Com - Restaurant | Energy Efficiency | 18696389.5709 | 19517900.4353 | 20385593.4569 | 21298986.2766 | 22261550.3147 | 23273895.9762 | 24343389.2464 | 25471251.6111 | 26658922.4136 | 27913265.6886 | 29238780.53 | 30639535.7036 | 32119397.192
Scenario 3: Aggressive Fuel Sub | SDG&E | Com | WaterHeat | Com ¦ Com Heat Pump Water Heater (3.3 UEF - 50 Gal) - Marine | Com - Restaurant | Energy Efficiency | 1140758.4062 | 1178706.3339 | 1214373.8583 | 1247112.766 | 1286099.2679 | 1330834.0368 | 1360074.3816 | 1378673.8592 | 1394076.971 | 1404449.7571 | 1425925.7054 | 1440339.5021 | 1452588.031
Scenario 3: Aggressive Fuel Sub | SDG&E | Com | WaterHeat | Com ¦ Com Heat Pump Water Heater (3.3 UEF - 50 Gal) - Hot-Dry | Com - Restaurant | Energy Efficiency | 6059356.4465 | 6260929.0272 | 6450388.2835 | 6624291.0289 | 6831380.2514 | 7069003.6076 | 7224322.2888 | 7323117.8642 | 7404934.6997 | 7460030.9819 | 7574105.9653 | 7650667.5679 | 7715727.4838
Scenario 3: Aggressive Fuel Sub | SDG&E | Com | WaterHeat | Com ¦ Com Hot Water Tank Insulation - Hot-Dry | Com - Restaurant | Energy Efficiency | 0 | 0 | 0 | 0 | 0 | 0 | 0 | 12566.2178 | 0 | 0 | 0 | 14951.6183 | 15631.158
Scenario 3: Aggressive Fuel Sub | SDG&E | Com | WaterHeat | Com ¦ Low-flow Pre-Rinse Spray Valve - Hot-Dry | Com - Restaurant | Energy Efficiency | 88372.7773 | 92132.6203 | 96080.9733 | 100223.3455 | 104575.9985 | 109141.6635 | 113953.5611 | 119015.6025 | 124333.9901 | 129941.2491 | 135857.1214 | 142099.8555 | 148688.9456
Scenario 3: Aggressive Fuel Sub | SDG&E | Com | WaterHeat | Com ¦ Com Hot Water Pipe Insulation - Hot-Dry | Com - Restaurant | Energy Efficiency | 0 | 0 | 0 | 0 | 0 | 0 | 0 | 2039691.0389 | 0 | 0 | 2324085.6859 | 2429323.5877 | 2540423.6482
Scenario 3: Aggressive Fuel Sub | SDG&E | Com | WaterHeat | Com ¦ Com Efficient Tankless Gas Water Heater (0.87 UEF - High Draw) - ZEAS 2030 - Marine | Com - Restaurant | Energy Efficiency | 79426.7757 | 84261.9171 | 90850.2569 | 97929.8405 | 105647.8907 | 0 | 0 | 0 | 0 | 0 | 0 | 0 | 0
Scenario 3: Aggressive Fuel Sub | SDG&E | Com | WaterHeat | Com ¦ Com Efficient Tankless Gas Water Heater (0.87 UEF - High Draw) - ZEAS 2030 - Hot-Dry | Com - Restaurant | Energy Efficiency | 210655.1796 | 223478.8729 | 240952.3761 | 259728.7409 | 280198.4417 | 0 | 0 | 0 | 0 | 0 | 0 | 0 | 0
Scenario 3: Aggressive Fuel Sub | SDG&E | Com | WaterHeat | Com ¦ Com Heat Pump Water Heater (3.75 UEF - 50 Gal) - Fuel Sub - ZEAS 2030 - Marine | Com - Restaurant | Fuel Substitution | 17982045.1932 | 18869991.0494 | 19834885.9972 | 20885003.8838 | 21957599.6126 | 12259798.7124 | 12520219.0745 | 12685200.2402 | 12822693.7948 | 12914860.4509 | 13106292.2761 | 13234290.8245 | 13343027.9281
Scenario 3: Aggressive Fuel Sub | SDG&E | Com | WaterHeat | Com ¦ Com Heat Pump Water Heater (3.75 UEF - 50 Gal) - Fuel Sub - ZEAS 2030 - Hot-Dry | Com - Restaurant | Fuel Substitution | 47063673.4096 | 49411478.6105 | 51963348.8775 | 54741235.0034 | 57578566.7381 | 31850582.3462 | 32534092.0876 | 32964268.2044 | 33321421.1826 | 33558213.0539 | 34058321.915 | 34390022.0094 | 34670523.5506
Scenario 3: Aggressive Fuel Sub | SDG&E | Com | WaterHeat | Com ¦ Com Efficient Tankless Gas Water Heater (0.87 UEF - High Draw) - Panel Upgrade - ZEAS 2030 - Marine | Com - Restaurant | Energy Efficiency | 65898.0392 | 69909.6126 | 75375.7626 | 81249.4831 | 87652.9203 | 0 | 0 | 0 | 0 | 0 | 0 | 0 | 0
Scenario 3: Aggressive Fuel Sub | SDG&E | Com | WaterHeat | Com ¦ Com Efficient Tankless Gas Water Heater (0.87 UEF - High Draw) - Panel Upgrade - ZEAS 2030 - Hot-Dry | Com - Restaurant | Energy Efficiency | 174774.3523 | 185413.7902 | 199911.0373 | 215489.2301 | 232472.3335 | 0 | 0 | 0 | 0 | 0 | 0 | 0 | 0
Scenario 3: Aggressive Fuel Sub | SDG&E | Com | WaterHeat | Com ¦ Com Heat Pump Water Heater (3.75 UEF - 50 Gal) - Fuel Sub - Panel Upgrade - ZEAS 2030 - Marine | Com - Restaurant | Fuel Substitution | 14919169.3636 | 15655871.6948 | 16456416.4042 | 17327668.0575 | 18217568.9093 | 10171591.2394 | 10387654.2871 | 10524534.2652 | 10638608.588 | 10715076.528 | 10873901.8334 | 10980098.4313 | 11070314.3799
Scenario 3: Aggressive Fuel Sub | SDG&E | Com | WaterHeat | Com ¦ Com Heat Pump Water Heater (3.75 UEF - 50 Gal) - Fuel Sub - Panel Upgrade - ZEAS 2030 - Hot-Dry | Com - Restaurant | Fuel Substitution | 39047333.4332 | 40995237.7482 | 43112448.794 | 45417178.4918 | 47771228.4476 | 26425483.1554 | 26992570.9078 | 27349475.2685 | 27645794.4976 | 27842253.6876 | 28257179.1712 | 28532380.8979 | 28765104.704
Scenario 3: Aggressive Fuel Sub | SDG&E | Com | WaterHeat | Com ¦ Com Heat Pump Water Heater (100+ Gal, 200+ kBtuh - 4.3 COP) - Fuel Sub - ZEAS 2030 - Marine | Com - Restaurant | Fuel Substitution | 528963.085 | 555601.3619 | 584358.5423 | 615458.7485 | 647431.2927 | 0 | 0 | 0 | 0 | 0 | 0 | 0 | 0
Scenario 3: Aggressive Fuel Sub | SDG&E | Com | WaterHeat | Com ¦ Com Heat Pump Water Heater (100+ Gal, 200+ kBtuh - 4.3 COP) - Fuel Sub - ZEAS 2030 - Hot-Dry | Com - Restaurant | Fuel Substitution | 2809445.1396 | 2950844.5855 | 3103465.1228 | 3268493.0935 | 3438175.1766 | 0 | 0 | 0 | 0 | 0 | 0 | 0 | 0
Scenario 3: Aggressive Fuel Sub | SDG&E | Com | WaterHeat | Com ¦ Com Heat Pump Water Heater (100+ Gal, 200+ kBtuh - 4.3 COP) - Fuel Sub - Panel Upgrade - ZEAS 2030 - Marine | Com - Restaurant | Fuel Substitution | 438864.9771 | 460965.9651 | 484824.9444 | 510627.8628 | 537154.534 | 0 | 0 | 0 | 0 | 0 | 0 | 0 | 0
Scenario 3: Aggressive Fuel Sub | SDG&E | Com | WaterHeat | Com ¦ Com Heat Pump Water Heater (100+ Gal, 200+ kBtuh - 4.3 COP) - Fuel Sub - Panel Upgrade - ZEAS 2030 - Hot-Dry | Com - Restaurant | Fuel Substitution | 2330913.2752 | 2448228.2 | 2574852.9316 | 2711771.7424 | 2852551.9322 | 0 | 0 | 0 | 0 | 0 | 0 | 0 | 0
Scenario 3: Aggressive Fuel Sub | SDG&E | Com | WaterHeat | Com ¦ Efficient Gas Water Heating Boiler (0.92 UEF) - ZEAS 2030 - Hot-Dry | Com - Restaurant | Energy Efficiency | 723994.9442 | 756401.2441 | 790671.7698 | 826785.2185 | 864883.3387 | 0 | 0 | 0 | 0 | 0 | 0 | 0 | 0
Scenario 3: Aggressive Fuel Sub | SDG&E | Com | WholeBlg | Com ¦ Com Title 24 2022 Code | Com - Restaurant | Energy Efficiency | 656092.1487 | 641895.7665 | 0 | 0 | 0 | 0 | 0 | 0 | 0 | 0 | 0 | 0 | 0
Scenario 3: Aggressive Fuel Sub | SDG&E | Com | ComRefrig | Com ¦ Efficient Refrigerated Display Case - Marine | Com - Restaurant | Energy Efficiency | 0 | 0 | 0 | 0 | 0 | 0 | 0 | 0 | 0 | 0 | 0 | 0 | 0
Scenario 3: Aggressive Fuel Sub | SDG&E | Com | ComRefrig | Com ¦ Efficient Refrigerated Display Case - Hot-Dry | Com - Restaurant | Energy Efficiency | 0 | 0 | 0 | 0 | 0 | 0 | 0 | 0 | 0 | 0 | 0 | 0 | 0
Scenario 3: Aggressive Fuel Sub | SDG&E | Com | ComRefrig | Com ¦ Refrigerated Display Case LED Lighting | Com - Restaurant | Energy Efficiency | 282468.5431 | 290861.1234 | 298155.9517 | 304337.2198 | 311412.162 | 319679.5743 | 325255.4995 | 329278.3622 | 333030.4651 | 335787.9224 | 340780.1242 | 344340.0591 | 347468.9593
Scenario 3: Aggressive Fuel Sub | SDG&E | Com | ComRefrig | Com ¦ Efficient EC or PMS Motor Retrofit - Marine | Com - Restaurant | Energy Efficiency | 16932.6115 | 17015.124 | 16974.5844 | 16825.6185 | 16769.8257 | 17009.3112 | 17134.1751 | 17159.8382 | 17179.1411 | 17183.2452 | 17232.4744 | 17125.7938 | 17029.1842
Scenario 3: Aggressive Fuel Sub | SDG&E | Com | ComRefrig | Com ¦ Efficient EC or PMS Motor Retrofit - Hot-Dry | Com - Restaurant | Energy Efficiency | 90129.7968 | 90568.9988 | 90353.2125 | 89560.2888 | 89263.3119 | 90538.0578 | 91202.6903 | 91339.2911 | 91442.0373 | 91463.8829 | 91725.9229 | 91158.0777 | 90643.8391
Scenario 3: Aggressive Fuel Sub | SDG&E | Com | ComRefrig | Com ¦ Add Doors to Open Display Cases - Marine | Com - Restaurant | Energy Efficiency | 0 | 0 | 0 | 0 | 0 | 0 | 0 | 0 | 0 | 0 | 0 | 0 | 0
Scenario 3: Aggressive Fuel Sub | SDG&E | Com | ComRefrig | Com ¦ Add Doors to Open Display Cases - Hot-Dry | Com - Restaurant | Energy Efficiency | 0 | 0 | 0 | 0 | 0 | 0 | 0 | 0 | 0 | 0 | 0 | 0 | 0
Scenario 3: Aggressive Fuel Sub | SDG&E | Com | FoodServ | Com ¦ ENERGY STAR Dishwasher - Tier 1 | Com - Restaurant | Energy Efficiency | 0 | 0 | 0 | 0 | 0 | 0 | 0 | 0 | 0 | 0 | 0 | 0 | 0
Scenario 3: Aggressive Fuel Sub | SDG&E | Com | FoodServ | Com ¦ ENERGY STAR Dishwasher - Tier 2 | Com - Restaurant | Energy Efficiency | 3808517.9972 | 3960404.7911 | 4116442.8235 | 4276453.4113 | 4447570.2105 | 4631749.1313 | 4817381.0608 | 5007556.7648 | 5206380.6269 | 5413227.6989 | 5637118.5421 | 5867888.8725 | 6110356.7265
Scenario 3: Aggressive Fuel Sub | SDG&E | Com | FoodServ | Com ¦ ENERGY STAR Combination Oven - Electric | Com - Restaurant | Energy Efficiency | 849835.4902 | 872334.039 | 891764.3666 | 909121.3039 | 932108.1468 | 962718.8499 | 983644.0833 | 996870.4645 | 1006639.0169 | 1011876.8283 | 1024004.1341 | 1029724.3946 | 1034335.8971
Scenario 3: Aggressive Fuel Sub | SDG&E | Com | FoodServ | Com ¦ ENERGY STAR Conveyor Broiler - Gas | Com - Restaurant | Energy Efficiency | 1837654.1948 | 1912464.3046 | 1989898.6254 | 2070281.7755 | 2156581.2876 | 2249534.2164 | 2343705.5695 | 2439883.7617 | 2539656.6198 | 2643204.6942 | 2754871.0897 | 2870350.5394 | 2991847.6216
Scenario 3: Aggressive Fuel Sub | SDG&E | Com | FoodServ | Com ¦ ENERGY STAR Conveyor Oven - Gas | Com - Restaurant | Energy Efficiency | 1498325.7118 | 1563422.1 | 1632109.3124 | 1704365.7384 | 1780465.2753 | 1860448.6131 | 1944898.9416 | 2033909.3633 | 2127586.0162 | 2226468.0393 | 2330906.7605 | 2441223.5473 | 2557765.7441
Scenario 3: Aggressive Fuel Sub | SDG&E | Com | FoodServ | Com ¦ ENERGY STAR Convection Oven - Electric | Com - Restaurant | Energy Efficiency | 2603516.6538 | 2716629.263 | 2835981.3506 | 2961535.3652 | 3093767.2358 | 3232747.666 | 3379490.0164 | 3534156.0637 | 3696930.2348 | 3868749.3473 | 4050223.8743 | 4241912.2297 | 4444417.9653
Scenario 3: Aggressive Fuel Sub | SDG&E | Com | FoodServ | Com ¦ High Performance Conveyor Toaster | Com - Restaurant | Energy Efficiency | 2313972.9818 | 2375233.1134 | 2428138.9447 | 2475399.2491 | 2537988.9314 | 2621337.2275 | 2678313.4602 | 2714326.8877 | 2740925.1722 | 2755186.9373 | 2788207.7494 | 2803783.1499 | 2816339.571
Scenario 3: Aggressive Fuel Sub | SDG&E | Com | FoodServ | Com ¦ ENERGY STAR Rack Oven - Gas | Com - Restaurant | Energy Efficiency | 638682.5582 | 666430.8157 | 695709.713 | 726510.038 | 758948.5436 | 793042.5743 | 829040.723 | 866982.6761 | 906913.6763 | 949063.5393 | 993582.0235 | 1040606.1165 | 1090283.8787
Scenario 3: Aggressive Fuel Sub | SDG&E | Com | FoodServ | Com ¦ Electric Deck Oven (60% cooking efficiency) | Com - Restaurant | Energy Efficiency | 71590.7261 | 73486.0193 | 75122.8435 | 76585.0038 | 78521.4313 | 81100.098 | 82862.854 | 83977.0535 | 84799.963 | 85241.1999 | 86262.8124 | 86744.6911 | 87133.1673
Scenario 3: Aggressive Fuel Sub | SDG&E | Com | FoodServ | Com ¦ Demand Controlled Ventilation (DCV) Exhaust Hood | Com - Restaurant | Energy Efficiency | 107355.7504 | 111316.8055 | 116803.3735 | 122090.2994 | 128205.2986 | 135040.2076 | 142230.3139 | 149005.34 | 155073.9184 | 161392.3733 | 168549.4207 | 175259.2259 | 182182.7199
Scenario 3: Aggressive Fuel Sub | SDG&E | Com | FoodServ | Com ¦ ENERGY STAR Ice Machine | Com - Restaurant | Energy Efficiency | 269700.8132 | 277167.7215 | 283544.3661 | 288986.4442 | 296637.6043 | 307729.363 | 315777.5529 | 321420.4283 | 326131.2896 | 328873.8656 | 333177.0458 | 334596.5027 | 335589.8058
Scenario 3: Aggressive Fuel Sub | SDG&E | Com | FoodServ | Com ¦ ENERGY STAR Griddle - Electric | Com - Restaurant | Energy Efficiency | 139908.7333 | 143612.6778 | 146811.4998 | 149668.9789 | 153453.3114 | 158492.7629 | 161937.6918 | 164115.1559 | 165723.3563 | 166585.6592 | 168582.182 | 169523.9106 | 170283.104
Scenario 3: Aggressive Fuel Sub | SDG&E | Com | FoodServ | Com ¦ ENERGY STAR Fryer - Tier 1 Gas | Com - Restaurant | Energy Efficiency | 52713.1438 | 55838.2175 | 60108.6298 | 64686.9012 | 69670.2709 | 74560.3754 | 80186.1818 | 86079.3861 | 91813.2906 | 97994.8277 | 104723.2968 | 111921.2751 | 119514.4609
Scenario 3: Aggressive Fuel Sub | SDG&E | Com | FoodServ | Com ¦ ENERGY STAR Fryer - Fuel Sub | Com - Restaurant | Fuel Substitution | 22493675.452 | 23668577.7336 | 24962813.7197 | 26366813.3607 | 27778150.5226 | 29172973.6666 | 30802426.0992 | 32643522.3171 | 34641932.4844 | 36821246.7512 | 39028950.9422 | 41459136.1849 | 44046113.854
Scenario 3: Aggressive Fuel Sub | SDG&E | Com | FoodServ | Com ¦ ENERGY STAR Steamer - Gas | Com - Restaurant | Energy Efficiency | 14856.7383 | 15739.8205 | 16946.3613 | 18240.2533 | 19648.9037 | 21031.7741 | 22622.725 | 24289.7514 | 25912.4737 | 27662.1689 | 29566.972 | 31605.0995 | 33755.6158
Scenario 3: Aggressive Fuel Sub | SDG&E | Com | FoodServ | Com ¦ ENERGY STAR Steamer - Fuel Sub | Com - Restaurant | Fuel Substitution | 1835395.0535 | 1923398.865 | 2018364.9173 | 2120064.7666 | 2224254.2554 | 2330052.0704 | 2448358.5437 | 2578353.3739 | 2717873.0018 | 2868104.7782 | 3022706.115 | 3190191.0242 | 3367970.6417
Scenario 3: Aggressive Fuel Sub | SDG&E | Com | FoodServ | Com ¦ ENERGY STAR Convection Oven - Gas | Com - Restaurant | Energy Efficiency | 15153.0392 | 16053.7335 | 17284.3374 | 18604.0346 | 20040.779 | 21451.2292 | 23073.9098 | 24774.1831 | 26429.2688 | 28213.8597 | 30156.652 | 32235.4276 | 34428.8336
Scenario 3: Aggressive Fuel Sub | SDG&E | Com | FoodServ | Com ¦ ENERGY STAR Convection Oven - Fuel Sub | Com - Restaurant | Fuel Substitution | 2579113.0384 | 2715790.4452 | 2866843.557 | 3031037.1206 | 3195599.7897 | 3357530.8332 | 3548021.561 | 3764172.9518 | 3999188.815 | 4255958.1599 | 4515469.9805 | 4801807.4107 | 5106746.6234
Scenario 3: Aggressive Fuel Sub | SDG&E | Com | FoodServ | Com ¦ ENERGY STAR Griddle - Gas | Com - Restaurant | Energy Efficiency | 73467.9338 | 77834.8561 | 83801.3112 | 90199.7256 | 97165.6313 | 104004.0523 | 111871.4504 | 120115.0488 | 128139.5596 | 136791.9627 | 146211.389 | 156290.1162 | 166924.6168
Scenario 3: Aggressive Fuel Sub | SDG&E | Com | FoodServ | Com ¦ ENERGY STAR Griddle - Fuel Sub | Com - Restaurant | Fuel Substitution | 14842556.6553 | 15653886.5464 | 16556686.0999 | 17542106.8125 | 18523696.76 | 19480833.4846 | 20623227.2495 | 21930871.3271 | 23357507.0012 | 24922082.8355 | 26495975.855 | 28240844.1384 | 30100633.6363
Scenario 3: Aggressive Fuel Sub | SDG&E | Com | FoodServ | Com ¦ ENERGY STAR Combination Oven - Gas | Com - Restaurant | Energy Efficiency | 733.8466 | 777.4663 | 837.0632 | 900.9748 | 970.5549 | 1038.8616 | 1117.4464 | 1199.789 | 1279.9431 | 1366.3691 | 1460.4566 | 1561.1296 | 1667.354
Scenario 3: Aggressive Fuel Sub | SDG&E | Com | FoodServ | Com ¦ ENERGY STAR Combination Oven - Fuel Sub | Com - Restaurant | Fuel Substitution | 104015.4441 | 110359.388 | 117576.6145 | 125558.8733 | 133356.009 | 140734.3671 | 149966.4624 | 160823.7633 | 172792.1236 | 186066.0659 | 199233.4543 | 214040.1416 | 229861.3573
Scenario 3: Aggressive Fuel Sub | SDG&E | Com | FoodServ | Com ¦ ENERGY STAR Fryer - Tier 1 Gas - Panel Upgrade | Com - Restaurant | Energy Efficiency | 86739.6177 | 91881.9346 | 98908.9093 | 106442.4671 | 114642.6151 | 122689.295 | 131946.5743 | 141643.8576 | 151079.0126 | 161250.7482 | 172322.4619 | 184166.7543 | 196661.3616
Scenario 3: Aggressive Fuel Sub | SDG&E | Com | FoodServ | Com ¦ ENERGY STAR Fryer - Fuel Sub - Panel Upgrade | Com - Restaurant | Fuel Substitution | 37013402.4634 | 38946707.2759 | 41076376.0149 | 43386661.1385 | 45709020.172 | 48004205.3455 | 50685473.6341 | 53715002.3313 | 57003391.5484 | 60589458.9399 | 64222242.0267 | 68221118.2726 | 72477996.8708
Scenario 3: Aggressive Fuel Sub | SDG&E | Com | FoodServ | Com ¦ ENERGY STAR Steamer - Gas - Panel Upgrade | Com - Restaurant | Energy Efficiency | 24446.8022 | 25899.9162 | 27885.2823 | 30014.385 | 32332.323 | 34607.8399 | 37225.7538 | 39968.8501 | 42639.0441 | 45518.1721 | 48652.5307 | 52006.2748 | 55544.9551
Scenario 3: Aggressive Fuel Sub | SDG&E | Com | FoodServ | Com ¦ ENERGY STAR Steamer - Fuel Sub - Panel Upgrade | Com - Restaurant | Fuel Substitution | 3020147.4161 | 3164957.9208 | 3321224.811 | 3488572.1821 | 3660016.2616 | 3834106.846 | 4028780.4608 | 4242687.2978 | 4472267.2146 | 4719474.0001 | 4973870.9088 | 5249467.7699 | 5542004.6009
Scenario 3: Aggressive Fuel Sub | SDG&E | Com | FoodServ | Com ¦ ENERGY STAR Convection Oven - Gas - Panel Upgrade | Com - Restaurant | Energy Efficiency | 24934.3661 | 26416.4609 | 28441.4229 | 30612.9881 | 32977.1548 | 35298.0543 | 37968.1796 | 40765.9839 | 43489.4318 | 46425.9808 | 49622.8506 | 53043.4814 | 56652.7367
Scenario 3: Aggressive Fuel Sub | SDG&E | Com | FoodServ | Com ¦ ENERGY STAR Convection Oven - Fuel Sub - Panel Upgrade | Com - Restaurant | Fuel Substitution | 4243937.3278 | 4468840.3621 | 4717398.6573 | 4987579.6005 | 5258367.9079 | 5524825.8685 | 5838278.865 | 6193956.5503 | 6580675.775 | 7003190.4113 | 7430217.7987 | 7901386.7975 | 8403165.0787
Scenario 3: Aggressive Fuel Sub | SDG&E | Com | FoodServ | Com ¦ ENERGY STAR Griddle - Gas - Panel Upgrade | Com - Restaurant | Energy Efficiency | 120891.6795 | 128077.4617 | 137895.2793 | 148423.8871 | 159886.3033 | 171138.9432 | 184084.7675 | 197649.6305 | 210853.9844 | 225091.5365 | 240591.2274 | 257175.7997 | 274674.8986
Scenario 3: Aggressive Fuel Sub | SDG&E | Com | FoodServ | Com ¦ ENERGY STAR Griddle - Fuel Sub - Panel Upgrade | Com - Restaurant | Fuel Substitution | 24423466.2423 | 25758511.7245 | 27244070.7782 | 28865583.1677 | 30480792.0231 | 32055763.0355 | 33935574.9979 | 36087306.7869 | 38434839.5628 | 41009353.2373 | 43599198.3646 | 46470383.741 | 49530672.2799
Scenario 3: Aggressive Fuel Sub | SDG&E | Com | FoodServ | Com ¦ ENERGY STAR Combination Oven - Gas - Panel Upgrade | Com - Restaurant | Energy Efficiency | 1207.5465 | 1279.3228 | 1377.3897 | 1482.5565 | 1597.0507 | 1709.4495 | 1838.761 | 1974.2559 | 2106.1498 | 2248.3639 | 2403.1851 | 2568.8429 | 2743.6355
Scenario 3: Aggressive Fuel Sub | SDG&E | Com | FoodServ | Com ¦ ENERGY STAR Combination Oven - Fuel Sub - Panel Upgrade | Com - Restaurant | Fuel Substitution | 171157.6884 | 181596.6649 | 193472.6302 | 206607.4581 | 219437.6657 | 231578.7734 | 246770.2106 | 264635.9279 | 284329.8965 | 306172.2037 | 327839.176 | 352203.6192 | 378237.4715
Scenario 3: Aggressive Fuel Sub | SDG&E | Com | Lighting | Com ¦ LED Fixtures and Retrofit Kits - 140 lpw | Com - Restaurant | Energy Efficiency | 594029.5335 | 612205.1686 | 628267.7509 | 641884.0381 | 657858.9493 | 676060.8523 | 686727.3362 | 693195.1879 | 698751.1225 | 701695.7092 | 709909.1466 | 714494.6304 | 717774.2453
Scenario 3: Aggressive Fuel Sub | PG&E | Com | BldgEnv | Com ¦ Com Wall Insulation (R14) - Marine | Com - Retail | Energy Efficiency | 3001.8855 | 3224.3154 | 3494.8988 | 0 | 36914.1792 | 4122.6192 | 4464.6132 | 4830.026 | 5171.9948 | 5548.9506 | 5965.108 | 6401.1123 | 6885.3179
Scenario 3: Aggressive Fuel Sub | PG&E | Com | BldgEnv | Com ¦ Com Wall Insulation (R14) - Hot-Dry | Com - Retail | Energy Efficiency | 2048020.7805 | 2115343.6234 | 2181262.3458 | 2035260.3975 | 2148376.4135 | 2202379.2284 | 2294628.3614 | 2389742.7495 | 5710.2897 | 6110.2909 | 6551.4545 | 7007.3856 | 7513.8807
Scenario 3: Aggressive Fuel Sub | PG&E | Com | BldgEnv | Com ¦ Com Wall Insulation (R14) - Cold | Com - Retail | Energy Efficiency | 9585.419 | 9967.7684 | 10361.6715 | 9924.8153 | 10507.6442 | 10806.6968 | 11277.9314 | 11771.4491 | 12289.511 | 12835.5933 | 13410.5705 | 14007.1446 | 14637.3311
Scenario 3: Aggressive Fuel Sub | PG&E | Com | HVAC | Com ¦ Small Unitary Heat Pump (SEER 16) - Marine | Com - Retail | Energy Efficiency | 0 | 0 | 0 | 0 | 0 | 0 | 0 | 0 | 1385858.4729 | 1403115.2248 | 1426858.0796 | 1441951.6098 | 1456712.1718
Scenario 3: Aggressive Fuel Sub | PG&E | Com | HVAC | Com ¦ Small Unitary Heat Pump (SEER 17) - Hot-Dry | Com - Retail | Energy Efficiency | 0 | 0 | 0 | 0 | 0 | 0 | 0 | 0 | 1753985.4679 | 1775826.1483 | 1805875.8418 | 1824978.6817 | 1843660.1069
Scenario 3: Aggressive Fuel Sub | PG&E | Com | HVAC | Com ¦ Small Unitary Heat Pump (SEER 18) - Marine | Com - Retail | Energy Efficiency | 1688188.5527 | 1712333.425 | 1725896.5058 | 1550211.1574 | 1767865.0991 | 1623839.5823 | 1652230.114 | 1676263.0593 | 0 | 0 | 0 | 0 | 0
Scenario 3: Aggressive Fuel Sub | PG&E | Com | HVAC | Com ¦ Small Unitary Heat Pump (SEER 18) - Hot-Dry | Com - Retail | Energy Efficiency | 1840911.542 | 1867240.6947 | 1882030.7677 | 1690451.9389 | 1927796.0749 | 1770741.2034 | 1801700.1015 | 1827907.2017 | 0 | 0 | 0 | 0 | 0
Scenario 3: Aggressive Fuel Sub | PG&E | Com | HVAC | Com ¦ Small Unitary Heat Pump (SEER 18) - Cold | Com - Retail | Energy Efficiency | 6199.7088 | 6288.3785 | 6338.1876 | 5693.0002 | 6492.3132 | 5963.3935 | 6067.6549 | 6155.9136 | 6234.983 | 6312.6212 | 6419.4404 | 6487.3462 | 6553.7541
Scenario 3: Aggressive Fuel Sub | PG&E | Com | HVAC | Com ¦ Small Unitary AC (SEER 18) - Marine | Com - Retail | Energy Efficiency | 12533560.1962 | 12889067.1282 | 13216753.0541 | 12113564.1159 | 14062146.0207 | 13049623.731 | 13468993.4781 | 13888168.0106 | 14314471.5215 | 14758676.4692 | 15255010.5388 | 15731063.0573 | 16228945.5747
Scenario 3: Aggressive Fuel Sub | PG&E | Com | HVAC | Com ¦ Small Unitary AC (SEER 18) - Hot-Dry | Com - Retail | Energy Efficiency | 11819172.7616 | 12099800.2555 | 12338468.7891 | 11235828.0686 | 12970259.2719 | 11997859.3963 | 12328687.5006 | 12649366.7685 | 12968802.7533 | 13298675.9202 | 13679834.065 | 14023773.5925 | 14380595.6809
Scenario 3: Aggressive Fuel Sub | PG&E | Com | HVAC | Com ¦ Small Unitary AC (SEER 18) - Cold | Com - Retail | Energy Efficiency | 56836.0111 | 58841.5847 | 60834.2713 | 56280.6669 | 65859.5383 | 61394.7602 | 63762.1322 | 66200.4048 | 68728.3915 | 71383.9778 | 74260.6306 | 77175.6546 | 80245.1647
Scenario 3: Aggressive Fuel Sub | PG&E | Com | HVAC | Com ¦ Large Unitary Heat Pump (EER 10.0, COP 3.3) - Hot-Dry | Com - Retail | Energy Efficiency | 0 | 0 | 0 | 0 | 0 | 0 | 0 | 0 | 0 | 0 | 0 | 0 | 0
Scenario 3: Aggressive Fuel Sub | PG&E | Com | HVAC | Com ¦ Large Unitary AC (EER 11.5) - Hot-Dry | Com - Retail | Energy Efficiency | 0 | 0 | 0 | 0 | 0 | 0 | 0 | 0 | 0 | 0 | 0 | 0 | 0
Scenario 3: Aggressive Fuel Sub | PG&E | Com | HVAC | Com ¦ Ductless Mini Split Heat Pump (SEER 18) - Hot-Dry | Com - Retail | Energy Efficiency | 365535.3756 | 373258.1777 | 379238.5623 | 343870.3164 | 395710.238 | 364389.2176 | 371425.3156 | 377412.3213 | 382789.8135 | 387807.9811 | 395011.463 | 399951.7683 | 404709.8816
Scenario 3: Aggressive Fuel Sub | PG&E | Com | HVAC | Com ¦ Ductless Mini Split Heat Pump (SEER 18) - Marine | Com - Retail | Energy Efficiency | 416240.0402 | 425034.0987 | 431844.0429 | 391569.7464 | 450600.5612 | 414934.8948 | 422946.994 | 429764.4777 | 435887.9004 | 441602.1552 | 449804.8567 | 455430.4487 | 460848.5762
Scenario 3: Aggressive Fuel Sub | PG&E | Com | HVAC | Com ¦ Ductless Mini Split Heat Pump (SEER 18) - Cold | Com - Retail | Energy Efficiency | 917.964 | 937.3582 | 952.3766 | 863.5568 | 993.7417 | 915.0857 | 932.7553 | 947.7904 | 961.2948 | 973.8969 | 991.9869 | 1004.3934 | 1016.3424
Scenario 3: Aggressive Fuel Sub | PG&E | Com | HVAC | Com ¦ Demand Controlled Ventilation (HVAC) - Marine | Com - Retail | Energy Efficiency | 79146.5539 | 84569.5511 | 91089.8742 | 0 | 949390.8673 | 105626.621 | 113809.5303 | 122446.725 | 130370.0812 | 139071.7214 | 148768.9376 | 158754.8224 | 169819.0641
Scenario 3: Aggressive Fuel Sub | PG&E | Com | HVAC | Com ¦ Demand Controlled Ventilation (HVAC) - Hot-Dry | Com - Retail | Energy Efficiency | 80468.5218 | 85503.4901 | 91473.9072 | 0 | 939958.5183 | 104194.8203 | 111707.3444 | 119524.829 | 126527.9993 | 134191.1946 | 142824.6864 | 151489.3307 | 161064.6888
Scenario 3: Aggressive Fuel Sub | PG&E | Com | HVAC | Com ¦ Demand Controlled Ventilation (HVAC) - Cold | Com - Retail | Energy Efficiency | 25226.1116 | 26051.2625 | 26850.2393 | 24675.8043 | 33073.0848 | 27531.8745 | 28679.382 | 29838.5097 | 31021.733 | 32259.3259 | 33647.9258 | 34992.9477 | 36404.537
Scenario 3: Aggressive Fuel Sub | PG&E | Com | HVAC | Com ¦ HVAC Energy Management System (Elec SC and Gas SH) - Marine | Com - Retail | Energy Efficiency | 169962.5179 | 180341.4658 | 192599.9491 | 0 | 1971831.9722 | 218368.6489 | 233805.1026 | 249801.844 | 264031.3086 | 279584.7218 | 297165.1664 | 314671.2437 | 334001.7012
Scenario 3: Aggressive Fuel Sub | PG&E | Com | HVAC | Com ¦ HVAC Energy Management System (Elec SC and Gas SH) - Hot-Dry | Com - Retail | Energy Efficiency | 129049.7694 | 136926.6707 | 146229.2928 | 0 | 1496986.233 | 165779.2837 | 177493.7517 | 189632.4356 | 200428.5771 | 212228.966 | 225568.1259 | 238848.8114 | 253513.2973
Scenario 3: Aggressive Fuel Sub | PG&E | Com | HVAC | Com ¦ HVAC Energy Management System (Elec SC and Gas SH) - Cold | Com - Retail | Energy Efficiency | 19878.0106 | 20497.2407 | 21086.5365 | 19339.7995 | 25861.2149 | 21536.6341 | 22422.2529 | 23310.4804 | 946.5499 | 1008.6547 | 1077.5284 | 1149.0064 | 1226.9898
Scenario 3: Aggressive Fuel Sub | PG&E | Com | HVAC | Com ¦ HVAC Pump Variable Frequency Drive (VFD) - Marine | Com - Retail | Energy Efficiency | 0 | 0 | 0 | 0 | 0 | 0 | 0 | 0 | 0 | 0 | 0 | 0 | 0
Scenario 3: Aggressive Fuel Sub | PG&E | Com | HVAC | Com ¦ HVAC Fan Variable Frequency Drive (VFD) - Marine | Com - Retail | Energy Efficiency | 80057.531 | 80012.2327 | 79085.9966 | 70221.6713 | 70035.3745 | 72428.8256 | 74420.8473 | 75909.4787 | 77112.7772 | 78237.0006 | 80419.1537 | 81222.4868 | 81919.8678
Scenario 3: Aggressive Fuel Sub | PG&E | Com | HVAC | Com ¦ HVAC Fan Variable Frequency Drive (VFD) - Hot-Dry | Com - Retail | Energy Efficiency | 60997.0765 | 60907.283 | 60129.7758 | 53309.3125 | 53107.4529 | 54909.4871 | 56396.1387 | 57487.8914 | 0 | 59155.131 | 60775.0633 | 61318.1113 | 61774.1619
Scenario 3: Aggressive Fuel Sub | PG&E | Com | HVAC | Com ¦ HVAC Fan Variable Frequency Drive (VFD) - Cold | Com - Retail | Energy Efficiency | 126.5883 | 125.078 | 121.745 | 105.9955 | 104.1416 | 107.3647 | 109.7051 | 110.954 | 0 | 0 | 0 | 0 | 0
Scenario 3: Aggressive Fuel Sub | PG&E | Com | HVAC | Com ¦ Economizer - Marine | Com - Retail | Energy Efficiency | 181422.0783 | 195645.1801 | 205724.9326 | 170722.3724 | 201656.5397 | 165879.4063 | 173964.0864 | 179395.9411 | 0 | 0 | 0 | 0 | 0
Scenario 3: Aggressive Fuel Sub | PG&E | Com | HVAC | Com ¦ Economizer - Hot-Dry | Com - Retail | Energy Efficiency | 97991.8348 | 105674.1845 | 111118.5794 | 92212.5834 | 108921.111 | 89596.7434 | 93963.5362 | 96897.4537 | 0 | 0 | 0 | 0 | 0
Scenario 3: Aggressive Fuel Sub | PG&E | Com | HVAC | Com ¦ Economizer - Cold | Com - Retail | Energy Efficiency | 4.9009 | 5.1768 | 5.1179 | 0 | 46.7289 | 5.2994 | 5.6671 | 5.8986 | 0 | 0 | 0 | 0 | 0
Scenario 3: Aggressive Fuel Sub | PG&E | Com | HVAC | Com ¦ Large Packaged Heat Pump (IEER 14.0) - Fuel Sub - ZEAS 2030 - Marine | Com - Retail | Fuel Substitution | 2782749.8412 | 2951235.5977 | 3136365.7445 | 3027022.7809 | 3212625.9853 | 0 | 0 | 0 | 0 | 0 | 0 | 0 | 0
Scenario 3: Aggressive Fuel Sub | PG&E | Com | HVAC | Com ¦ Large Packaged Heat Pump (IEER 14.0) - Fuel Sub - ZEAS 2030 - Hot-Dry | Com - Retail | Fuel Substitution | 1657496.6749 | 1765189.7581 | 1884357.0056 | 1827017.7796 | 1946452.3094 | 0 | 0 | 0 | 0 | 0 | 0 | 0 | 0
Scenario 3: Aggressive Fuel Sub | PG&E | Com | HVAC | Com ¦ Large Packaged Heat Pump (IEER 14.0) - Fuel Sub - ZEAS 2030 - Cold | Com - Retail | Fuel Substitution | 20988.5249 | 22228.5549 | 23604.5372 | 23176.5913 | 24576.4861 | 0 | 0 | 0 | 0 | 0 | 0 | 0 | 0
Scenario 3: Aggressive Fuel Sub | PG&E | Com | HVAC | Com ¦ Large Packaged Heat Pump (IEER 14.0) - Fuel Sub - Panel Upgrade - ZEAS 2030 - Marine | Com - Retail | Fuel Substitution | 635861.7573 | 674360.9597 | 716663.4257 | 691678.4241 | 734088.9844 | 0 | 0 | 0 | 0 | 0 | 0 | 0 | 0
Scenario 3: Aggressive Fuel Sub | PG&E | Com | HVAC | Com ¦ Large Packaged Heat Pump (IEER 14.0) - Fuel Sub - Panel Upgrade - ZEAS 2030 - Hot-Dry | Com - Retail | Fuel Substitution | 378740.0265 | 403348.0283 | 430577.8907 | 417475.8071 | 444766.7439 | 0 | 0 | 0 | 0 | 0 | 0 | 0 | 0
Scenario 3: Aggressive Fuel Sub | PG&E | Com | HVAC | Com ¦ Large Packaged Heat Pump (IEER 14.0) - Fuel Sub - Panel Upgrade - ZEAS 2030 - Cold | Com - Retail | Fuel Substitution | 4795.9037 | 5079.2521 | 5393.6658 | 5295.8796 | 5615.7573 | 0 | 0 | 0 | 0 | 0 | 0 | 0 | 0
Scenario 3: Aggressive Fuel Sub | PG&E | Com | HVAC | Com ¦ Small Packaged Heat Pump (SEER 16) - Fuel Sub - ZEAS 2030 - Marine | Com - Retail | Fuel Substitution | 0 | 0 | 0 | 0 | 0 | 0 | 0 | 0 | 0 | 0 | 0 | 0 | 0
Scenario 3: Aggressive Fuel Sub | PG&E | Com | HVAC | Com ¦ Small Packaged Heat Pump (SEER 16) - Fuel Sub - ZEAS 2030 - Hot-Dry | Com - Retail | Fuel Substitution | 0 | 0 | 0 | 0 | 0 | 439802.5611 | 448543.1709 | 455816.2443 | 0 | 0 | 0 | 0 | 0
Scenario 3: Aggressive Fuel Sub | PG&E | Com | HVAC | Com ¦ Small Packaged Heat Pump (SEER 16) - Fuel Sub - ZEAS 2030 - Cold | Com - Retail | Fuel Substitution | 0 | 0 | 0 | 0 | 0 | 1407.5682 | 1435.3358 | 1458.4926 | 0 | 0 | 0 | 0 | 0
Scenario 3: Aggressive Fuel Sub | PG&E | Com | HVAC | Com ¦ Small Packaged Heat Pump (SEER 17) - Fuel Sub - ZEAS 2030 - Marine | Com - Retail | Fuel Substitution | 0 | 0 | 0 | 0 | 0 | 0 | 0 | 0 | 0 | 0 | 0 | 0 | 0
Scenario 3: Aggressive Fuel Sub | PG&E | Com | HVAC | Com ¦ Small Packaged Heat Pump (SEER 17) - Fuel Sub - ZEAS 2030 - Hot-Dry | Com - Retail | Fuel Substitution | 0 | 0 | 0 | 0 | 0 | 0 | 0 | 0 | 0 | 0 | 0 | 0 | 0
Scenario 3: Aggressive Fuel Sub | PG&E | Com | HVAC | Com ¦ Small Packaged Heat Pump (SEER 18) - Fuel Sub - ZEAS 2030 - Marine | Com - Retail | Fuel Substitution | 1455601.3324 | 1517970.8526 | 1582385.5749 | 1496054.9144 | 1561054.4472 | 0 | 0 | 0 | 0 | 0 | 0 | 0 | 0
Scenario 3: Aggressive Fuel Sub | PG&E | Com | HVAC | Com ¦ Small Packaged Heat Pump (SEER 18) - Fuel Sub - ZEAS 2030 - Hot-Dry | Com - Retail | Fuel Substitution | 1214076.5762 | 1261900.9211 | 1310177.5683 | 1233171.0501 | 1282031.2309 | 0 | 0 | 0 | 0 | 0 | 0 | 0 | 0
Scenario 3: Aggressive Fuel Sub | PG&E | Com | HVAC | Com ¦ Small Packaged Heat Pump (SEER 18) - Fuel Sub - ZEAS 2030 - Cold | Com - Retail | Fuel Substitution | 8301.9376 | 8697.0247 | 9118.2681 | 8830.7747 | 9261.2941 | 0 | 0 | 0 | 0 | 0 | 0 | 0 | 0
Scenario 3: Aggressive Fuel Sub | PG&E | Com | HVAC | Com ¦ Small Packaged Heat Pump (SEER 16) - Fuel Sub - Panel Upgrade - ZEAS 2030 - Marine | Com - Retail | Fuel Substitution | 0 | 0 | 0 | 0 | 0 | 0 | 0 | 0 | 0 | 0 | 0 | 0 | 0
Scenario 3: Aggressive Fuel Sub | PG&E | Com | HVAC | Com ¦ Small Packaged Heat Pump (SEER 16) - Fuel Sub - Panel Upgrade - ZEAS 2030 - Hot-Dry | Com - Retail | Fuel Substitution | 0 | 0 | 0 | 0 | 0 | 100495.4255 | 102492.6656 | 104154.5718 | 0 | 0 | 0 | 0 | 0
Scenario 3: Aggressive Fuel Sub | PG&E | Com | HVAC | Com ¦ Small Packaged Heat Pump (SEER 16) - Fuel Sub - Panel Upgrade - ZEAS 2030 - Cold | Com - Retail | Fuel Substitution | 0 | 0 | 0 | 0 | 0 | 321.6311 | 327.976 | 333.2674 | 0 | 0 | 0 | 0 | 0
Scenario 3: Aggressive Fuel Sub | PG&E | Com | HVAC | Com ¦ Small Packaged Heat Pump (SEER 17) - Fuel Sub - Panel Upgrade - ZEAS 2030 - Marine | Com - Retail | Fuel Substitution | 0 | 0 | 0 | 0 | 0 | 0 | 0 | 0 | 0 | 0 | 0 | 0 | 0
Scenario 3: Aggressive Fuel Sub | PG&E | Com | HVAC | Com ¦ Small Packaged Heat Pump (SEER 17) - Fuel Sub - Panel Upgrade - ZEAS 2030 - Hot-Dry | Com - Retail | Fuel Substitution | 0 | 0 | 0 | 0 | 0 | 0 | 0 | 0 | 0 | 0 | 0 | 0 | 0
Scenario 3: Aggressive Fuel Sub | PG&E | Com | HVAC | Com ¦ Small Packaged Heat Pump (SEER 18) - Fuel Sub - Panel Upgrade - ZEAS 2030 - Marine | Com - Retail | Fuel Substitution | 332606.6927 | 346858.2047 | 361577.0478 | 341850.3859 | 356702.8589 | 0 | 0 | 0 | 0 | 0 | 0 | 0 | 0
Scenario 3: Aggressive Fuel Sub | PG&E | Com | HVAC | Com ¦ Small Packaged Heat Pump (SEER 18) - Fuel Sub - Panel Upgrade - ZEAS 2030 - Hot-Dry | Com - Retail | Fuel Substitution | 277417.9892 | 288345.9107 | 299377.1839 | 281781.0999 | 292945.7112 | 0 | 0 | 0 | 0 | 0 | 0 | 0 | 0
Scenario 3: Aggressive Fuel Sub | PG&E | Com | HVAC | Com ¦ Small Packaged Heat Pump (SEER 18) - Fuel Sub - Panel Upgrade - ZEAS 2030 - Cold | Com - Retail | Fuel Substitution | 1897.0029 | 1987.2808 | 2083.5355 | 2017.8429 | 2116.2171 | 0 | 0 | 0 | 0 | 0 | 0 | 0 | 0
Scenario 3: Aggressive Fuel Sub | PG&E | Com | HVAC | Com ¦ Efficient Hot Water Boilers (94% eff.) - ZEAS 2030 - Marine | Com - Retail | Energy Efficiency | 2049836.4527 | 2142644.4932 | 2240528.7934 | 2136490.718 | 2483070.524 | 0 | 0 | 0 | 0 | 0 | 0 | 0 | 0
Scenario 3: Aggressive Fuel Sub | PG&E | Com | HVAC | Com ¦ Efficient Hot Water Boilers (94% eff.) - ZEAS 2030 - Hot-Dry | Com - Retail | Energy Efficiency | 1379346.7067 | 1441797.7695 | 1507664.6766 | 1437656.8589 | 1670872.3983 | 0 | 0 | 0 | 0 | 0 | 0 | 0 | 0
Scenario 3: Aggressive Fuel Sub | PG&E | Com | HVAC | Com ¦ Efficient Hot Water Boilers (94% eff.) - ZEAS 2030 - Cold | Com - Retail | Energy Efficiency | 3286.2326 | 3435.0195 | 3591.9445 | 3425.154 | 3980.7797 | 0 | 0 | 0 | 0 | 0 | 0 | 0 | 0
Scenario 3: Aggressive Fuel Sub | PG&E | Com | WaterHeat | Com ¦ Com Heat Pump Water Heater (3.3 UEF - 50 Gal) - Marine | Com - Retail | Energy Efficiency | 3645302.5414 | 3780109.6237 | 3908029.4685 | 3609560.633 | 4228264.7565 | 3937916.6406 | 4043180.4228 | 4126713.091 | 4196884.2849 | 4259545.6061 | 4359054.3129 | 4439462.4639 | 4513551.7771
Scenario 3: Aggressive Fuel Sub | PG&E | Com | WaterHeat | Com ¦ Com Heat Pump Water Heater (3.3 UEF - 50 Gal) - Hot-Dry | Com - Retail | Energy Efficiency | 2673646.1278 | 2772714.9648 | 2866715.666 | 2647912.0103 | 3101980.5143 | 2889173.0636 | 2966512.7412 | 3027866.4289 | 3079391.7365 | 3125391.6206 | 3198494.2559 | 3257545.9815 | 3311948.2371
Scenario 3: Aggressive Fuel Sub | PG&E | Com | WaterHeat | Com ¦ Com Heat Pump Water Heater (3.3 UEF - 50 Gal) - Cold | Com - Retail | Energy Efficiency | 8166.5483 | 8468.4978 | 8755.0229 | 8086.3328 | 9472.3283 | 8821.8191 | 9057.601 | 9244.7129 | 9401.8996 | 9542.2671 | 9765.1607 | 9945.2759 | 10111.2394
Scenario 3: Aggressive Fuel Sub | PG&E | Com | WaterHeat | Com ¦ Com Hot Water Tank Insulation - Marine | Com - Retail | Energy Efficiency | 15225.4717 | 15872.7824 | 16545.5345 | 15924.0548 | 16606.1655 | 17321.9594 | 18074.3871 | 18866.2921 | 19699.8771 | 20577.4357 | 21501.193 | 22475.3316 | 23504.3212
Scenario 3: Aggressive Fuel Sub | PG&E | Com | WaterHeat | Com ¦ Com Hot Water Tank Insulation - Hot-Dry | Com - Retail | Energy Efficiency | 10728.476 | 11184.597 | 11658.6451 | 11220.7256 | 11701.368 | 12205.7451 | 12735.9357 | 13293.9436 | 13881.321 | 14499.6838 | 15150.6001 | 15837.0172 | 16562.0844
Scenario 3: Aggressive Fuel Sub | PG&E | Com | WaterHeat | Com ¦ Com Hot Water Tank Insulation - Cold | Com - Retail | Energy Efficiency | 21.8926 | 22.8233 | 23.7907 | 22.8971 | 23.8779 | 24.9071 | 25.989 | 27.1277 | 28.3263 | 29.5881 | 30.9164 | 32.3171 | 33.7967
Scenario 3: Aggressive Fuel Sub | PG&E | Com | WaterHeat | Com ¦ Faucet Aerators (Gas WH) - Marine | Com - Retail | Energy Efficiency | 257254.351 | 268192.5038 | 279556.3999 | 269052.3335 | 280573.4649 | 292661.9016 | 305368.6812 | 318741.5512 | 0 | 0 | 0 | 0 | 0
Scenario 3: Aggressive Fuel Sub | PG&E | Com | WaterHeat | Com ¦ Faucet Aerators (Gas WH) - Hot-Dry | Com - Retail | Energy Efficiency | 173422.8749 | 180796.6118 | 188457.3551 | 181376.2488 | 189142.9891 | 197292.1669 | 205858.1882 | 214873.241 | 0 | 0 | 0 | 0 | 0
Scenario 3: Aggressive Fuel Sub | PG&E | Com | WaterHeat | Com ¦ Faucet Aerators (Gas WH) - Cold | Com - Retail | Energy Efficiency | 398.8735 | 415.8332 | 433.4529 | 417.1663 | 435.0299 | 453.773 | 473.4749 | 494.2096 | 0 | 0 | 0 | 0 | 0
Scenario 3: Aggressive Fuel Sub | PG&E | Com | WaterHeat | Com ¦ Faucet Aerators (Elec WH) - Marine | Com - Retail | Energy Efficiency | 24291.2872 | 25640.3705 | 25899.7638 | 23200.5469 | 24636.4056 | 27080.7862 | 28509.9375 | 29436.0497 | 0 | 0 | 0 | 0 | 0
Scenario 3: Aggressive Fuel Sub | PG&E | Com | WaterHeat | Com ¦ Faucet Aerators (Elec WH) - Hot-Dry | Com - Retail | Energy Efficiency | 17287.6161 | 18247.7313 | 18432.3363 | 16511.3584 | 17533.2299 | 19272.846 | 20289.9439 | 20949.0392 | 0 | 0 | 0 | 0 | 0
Scenario 3: Aggressive Fuel Sub | PG&E | Com | WaterHeat | Com ¦ Faucet Aerators (Elec WH) - Cold | Com - Retail | Energy Efficiency | 61.0706 | 64.4623 | 65.1144 | 58.3283 | 61.9382 | 68.0836 | 71.6766 | 74.005 | 0 | 0 | 0 | 0 | 0
Scenario 3: Aggressive Fuel Sub | PG&E | Com | WaterHeat | Com ¦ Com Hot Water Pipe Insulation - Marine | Com - Retail | Energy Efficiency | 29209728.7231 | 30451779.4051 | 31746864.8005 | 30559167.942 | 31874018.9339 | 33255249.712 | 34707909.1561 | 36237004.9717 | 37846322.8149 | 39541337.752 | 41327906.0533 | 43213042.3484 | 45203875.3145
Scenario 3: Aggressive Fuel Sub | PG&E | Com | WaterHeat | Com ¦ Com Hot Water Pipe Insulation - Hot-Dry | Com - Retail | Energy Efficiency | 17458914.9907 | 18201299.7447 | 18975383.8191 | 18265486.8296 | 19051384.9771 | 19876958.9139 | 20745226.4006 | 21659180.5873 | 22621084.1943 | 23634209.7175 | 24702057.5018 | 25828820.2538 | 27018758.8474
Scenario 3: Aggressive Fuel Sub | PG&E | Com | WaterHeat | Com ¦ Com Hot Water Pipe Insulation - Cold | Com - Retail | Energy Efficiency | 36700.56 | 38261.1344 | 39888.3443 | 38396.0627 | 40048.1071 | 41783.5543 | 43608.7481 | 45529.9803 | 47552.0075 | 49681.7089 | 51926.4424 | 54295.0216 | 56796.4035
Scenario 3: Aggressive Fuel Sub | PG&E | Com | WaterHeat | Com ¦ Com Efficient Tankless Gas Water Heater (0.87 UEF - High Draw) - ZEAS 2030 - Marine | Com - Retail | Energy Efficiency | 17454.9514 | 18785.561 | 20406.3484 | 0 | 216418.6174 | 0 | 0 | 0 | 0 | 0 | 0 | 0 | 0
Scenario 3: Aggressive Fuel Sub | PG&E | Com | WaterHeat | Com ¦ Com Efficient Tankless Gas Water Heater (0.87 UEF - High Draw) - ZEAS 2030 - Hot-Dry | Com - Retail | Energy Efficiency | 13001.6853 | 13992.8184 | 15200.0966 | 0 | 161203.9667 | 0 | 0 | 0 | 0 | 0 | 0 | 0 | 0
Scenario 3: Aggressive Fuel Sub | PG&E | Com | WaterHeat | Com ¦ Com Efficient Tankless Gas Water Heater (0.87 UEF - High Draw) - ZEAS 2030 - Cold | Com - Retail | Energy Efficiency | 76.7322 | 82.7889 | 89.9324 | 0 | 827.3132 | 0 | 0 | 0 | 0 | 0 | 0 | 0 | 0
Scenario 3: Aggressive Fuel Sub | PG&E | Com | WaterHeat | Com ¦ Com Heat Pump Water Heater (3.75 UEF - 50 Gal) - Fuel Sub - ZEAS 2030 - Marine | Com - Retail | Fuel Substitution | 4480867.2915 | 4702273.3793 | 4944949.9466 | 4725116.2069 | 4966196.5606 | 3113013.0083 | 3194497.9336 | 3258808.6654 | 3313024.4378 | 3361193.1123 | 3438180.6161 | 3500164.7055 | 3556988.7469
Scenario 3: Aggressive Fuel Sub | PG&E | Com | WaterHeat | Com ¦ Com Heat Pump Water Heater (3.75 UEF - 50 Gal) - Fuel Sub - ZEAS 2030 - Hot-Dry | Com - Retail | Fuel Substitution | 3311901.1539 | 3476068.1177 | 3656151.3532 | 3494372.8339 | 3673237.3331 | 2283982.1319 | 2343845.5934 | 2391078.0585 | 2430885.7422 | 2466245.5214 | 2522798.5507 | 2568316.988 | 2610039.8511
Scenario 3: Aggressive Fuel Sub | PG&E | Com | WaterHeat | Com ¦ Com Heat Pump Water Heater (3.75 UEF - 50 Gal) - Fuel Sub - ZEAS 2030 - Cold | Com - Retail | Fuel Substitution | 19743.4027 | 20720.3695 | 21795.3566 | 21204.3518 | 22289.8015 | 13898.7373 | 14258.9435 | 14543.8633 | 14784.5437 | 14998.7375 | 15339.3535 | 15614.2048 | 15866.461
Scenario 3: Aggressive Fuel Sub | PG&E | Com | WaterHeat | Com ¦ Com Efficient Tankless Gas Water Heater (0.87 UEF - High Draw) - Panel Upgrade - ZEAS 2030 - Marine | Com - Retail | Energy Efficiency | 14481.8553 | 15585.8226 | 16930.5418 | 0 | 179556.1057 | 0 | 0 | 0 | 0 | 0 | 0 | 0 | 0
Scenario 3: Aggressive Fuel Sub | PG&E | Com | WaterHeat | Com ¦ Com Efficient Tankless Gas Water Heater (0.87 UEF - High Draw) - Panel Upgrade - ZEAS 2030 - Hot-Dry | Com - Retail | Energy Efficiency | 10787.1125 | 11609.4262 | 12611.0692 | 0 | 133746.1482 | 0 | 0 | 0 | 0 | 0 | 0 | 0 | 0
Scenario 3: Aggressive Fuel Sub | PG&E | Com | WaterHeat | Com ¦ Com Efficient Tankless Gas Water Heater (0.87 UEF - High Draw) - Panel Upgrade - ZEAS 2030 - Cold | Com - Retail | Energy Efficiency | 63.6624 | 68.6875 | 74.6143 | 0 | 686.3972 | 0 | 0 | 0 | 0 | 0 | 0 | 0 | 0
Scenario 3: Aggressive Fuel Sub | PG&E | Com | WaterHeat | Com ¦ Com Heat Pump Water Heater (3.75 UEF - 50 Gal) - Fuel Sub - Panel Upgrade - ZEAS 2030 - Marine | Com - Retail | Fuel Substitution | 3717642.643 | 3901336.7048 | 4102678.2524 | 3920288.7211 | 4120305.9376 | 2582774.5289 | 2650380.1537 | 2703736.8597 | 2748718.0775 | 2788682.1976 | 2852556.4452 | 2903982.8051 | 2951128.0263
Scenario 3: Aggressive Fuel Sub | PG&E | Com | WaterHeat | Com ¦ Com Heat Pump Water Heater (3.75 UEF - 50 Gal) - Fuel Sub - Panel Upgrade - ZEAS 2030 - Hot-Dry | Com - Retail | Fuel Substitution | 2747786.1222 | 2883990.5812 | 3033400.2985 | 2899177.4611 | 3047576.0291 | 1894952.2084 | 1944619.1462 | 1983806.5211 | 2016833.7751 | 2046170.7348 | 2093091.1052 | 2130856.4022 | 2165472.6237
Scenario 3: Aggressive Fuel Sub | PG&E | Com | WaterHeat | Com ¦ Com Heat Pump Water Heater (3.75 UEF - 50 Gal) - Fuel Sub - Panel Upgrade - ZEAS 2030 - Cold | Com - Retail | Fuel Substitution | 16380.5154 | 17191.0758 | 18082.9607 | 17592.6215 | 18493.187 | 11531.3699 | 11830.2224 | 12066.6118 | 12266.2972 | 12444.0075 | 12726.6065 | 12954.6425 | 13163.9319
Scenario 3: Aggressive Fuel Sub | PG&E | Com | WaterHeat | Com ¦ Com Heat Pump Water Heater (100+ Gal, 200+ kBtuh - 4.3 COP) - Fuel Sub - ZEAS 2030 - Marine | Com - Retail | Fuel Substitution | 54892.2855 | 57632.4016 | 60611.0621 | 57901.6447 | 60869.9323 | 0 | 0 | 0 | 0 | 0 | 0 | 0 | 0
Scenario 3: Aggressive Fuel Sub | PG&E | Com | WaterHeat | Com ¦ Com Heat Pump Water Heater (100+ Gal, 200+ kBtuh - 4.3 COP) - Fuel Sub - ZEAS 2030 - Hot-Dry | Com - Retail | Fuel Substitution | 40538.7045 | 42571.1705 | 44781.7877 | 42790.6139 | 44993.3697 | 0 | 0 | 0 | 0 | 0 | 0 | 0 | 0
Scenario 3: Aggressive Fuel Sub | PG&E | Com | WaterHeat | Com ¦ Com Heat Pump Water Heater (100+ Gal, 200+ kBtuh - 4.3 COP) - Fuel Sub - ZEAS 2030 - Cold | Com - Retail | Fuel Substitution | 120.72 | 126.7839 | 133.3958 | 129.7644 | 136.4641 | 0 | 0 | 0 | 0 | 0 | 0 | 0 | 0
Scenario 3: Aggressive Fuel Sub | PG&E | Com | WaterHeat | Com ¦ Com Heat Pump Water Heater (100+ Gal, 200+ kBtuh - 4.3 COP) - Fuel Sub - Panel Upgrade - ZEAS 2030 - Marine | Com - Retail | Fuel Substitution | 45542.5006 | 47815.8936 | 50287.1998 | 48039.2766 | 50501.9768 | 0 | 0 | 0 | 0 | 0 | 0 | 0 | 0
Scenario 3: Aggressive Fuel Sub | PG&E | Com | WaterHeat | Com ¦ Com Heat Pump Water Heater (100+ Gal, 200+ kBtuh - 4.3 COP) - Fuel Sub - Panel Upgrade - ZEAS 2030 - Hot-Dry | Com - Retail | Fuel Substitution | 33633.7603 | 35320.0371 | 37154.1205 | 35502.1028 | 37329.6639 | 0 | 0 | 0 | 0 | 0 | 0 | 0 | 0
Scenario 3: Aggressive Fuel Sub | PG&E | Com | WaterHeat | Com ¦ Com Heat Pump Water Heater (100+ Gal, 200+ kBtuh - 4.3 COP) - Fuel Sub - Panel Upgrade - ZEAS 2030 - Cold | Com - Retail | Fuel Substitution | 100.1578 | 105.1889 | 110.6745 | 107.6616 | 113.2202 | 0 | 0 | 0 | 0 | 0 | 0 | 0 | 0
Scenario 3: Aggressive Fuel Sub | PG&E | Com | WholeBlg | Com ¦ Com Title 24 2022 Code | Com - Retail | Energy Efficiency | 12205218.4217 | 12702901.8093 | 13277916.9511 | 0 | 130632409.5836 | 14319362.8917 | 15179544.3062 | 16056757.2689 | 16799501.1195 | 17622619.216 | 18520498.4867 | 19312595.4949 | 20200837.0143
Scenario 3: Aggressive Fuel Sub | PG&E | Com | ComRefrig | Com ¦ Efficient Refrigerated Display Case - Marine | Com - Retail | Energy Efficiency | 0 | 0 | 0 | 0 | 0 | 6263801.0526 | 6420606.1855 | 6535962.2096 | 6615706.7183 | 6672738.1874 | 6796857.4347 | 6880654.5898 | 6948298.2074
Scenario 3: Aggressive Fuel Sub | PG&E | Com | ComRefrig | Com ¦ Efficient Refrigerated Display Case - Hot-Dry | Com - Retail | Energy Efficiency | 0 | 0 | 0 | 0 | 0 | 4966852.2547 | 5091363.4419 | 5183084.0701 | 5246635.1843 | 5292230.3618 | 5390958.4493 | 5457793.773 | 5511870.8931
Scenario 3: Aggressive Fuel Sub | PG&E | Com | ComRefrig | Com ¦ Efficient Refrigerated Display Case - Cold | Com - Retail | Energy Efficiency | 0 | 0 | 0 | 0 | 0 | 0 | 0 | 0 | 0 | 0 | 0 | 0 | 0
Scenario 3: Aggressive Fuel Sub | PG&E | Com | ComRefrig | Com ¦ Refrigerated Display Case LED Lighting | Com - Retail | Energy Efficiency | 9385445.7533 | 9706149.1614 | 9995905.7286 | 9304657.5206 | 9576388.6423 | 9880096.3449 | 10101792.002 | 10290621.1876 | 10458411.8264 | 10610814.8598 | 10840182.1096 | 11029348.4006 | 11204871.2016
Scenario 3: Aggressive Fuel Sub | PG&E | Com | ComRefrig | Com ¦ Efficient EC or PMS Motor Retrofit - Marine | Com - Retail | Energy Efficiency | 2134978.9881 | 2155128.158 | 2159459.5972 | 1951206.6942 | 1956314.7818 | 1999342.5993 | 2028964.6219 | 2053478.1589 | 2076260.1447 | 2099205.3631 | 2130148.0125 | 2147447.3705 | 2164777.0359
Scenario 3: Aggressive Fuel Sub | PG&E | Com | ComRefrig | Com ¦ Efficient EC or PMS Motor Retrofit - Hot-Dry | Com - Retail | Energy Efficiency | 1691743.1367 | 1707709.2048 | 1711141.4084 | 1546123.1945 | 1550170.8091 | 1584265.7653 | 1607738.0587 | 1627162.4223 | 1645214.7161 | 1663396.3545 | 1687915.1038 | 1701622.9999 | 1715354.9114
Scenario 3: Aggressive Fuel Sub | PG&E | Com | ComRefrig | Com ¦ Efficient EC or PMS Motor Retrofit - Cold | Com - Retail | Energy Efficiency | 4748.5963 | 4793.4119 | 4803.0458 | 4339.8521 | 4351.2134 | 4446.9154 | 4512.8004 | 4567.3231 | 4617.9945 | 4669.029 | 4737.8513 | 4776.3284 | 4814.8728
Scenario 3: Aggressive Fuel Sub | PG&E | Com | ComRefrig | Com ¦ Add Doors to Open Display Cases - Marine | Com - Retail | Energy Efficiency | 0 | 0 | 0 | 0 | 0 | 0 | 0 | 0 | 0 | 0 | 0 | 0 | 0
Scenario 3: Aggressive Fuel Sub | PG&E | Com | ComRefrig | Com ¦ Add Doors to Open Display Cases - Hot-Dry | Com - Retail | Energy Efficiency | 0 | 0 | 0 | 0 | 0 | 0 | 0 | 0 | 0 | 0 | 0 | 0 | 0
Scenario 3: Aggressive Fuel Sub | PG&E | Com | FoodServ | Com ¦ Demand Controlled Ventilation (DCV) Exhaust Hood | Com - Retail | Energy Efficiency | 42046.7282 | 44757.1792 | 47976.9691 | 0 | 495173.4814 | 54894.4848 | 58815.9638 | 62875.7407 | 66488.8238 | 70416.9429 | 74885.1793 | 79344.2836 | 84257.9544
Scenario 3: Aggressive Fuel Sub | PG&E | Com | FoodServ | Com ¦ ENERGY STAR Ice Machine | Com - Retail | Energy Efficiency | 66714.9376 | 68860.6441 | 70756.6608 | 64937.2543 | 75786.537 | 70736.3403 | 72849.0234 | 74656.0373 | 76182.3455 | 77478.3331 | 79320.6846 | 80621.481 | 81812.4681
Scenario 3: Aggressive Fuel Sub | PG&E | Com | Lighting | Com ¦ LED Fixtures and Retrofit Kits - 140 lpw | Com - Retail | Energy Efficiency | 8306961.2629 | 8590620.4853 | 8845303.4932 | 8126084.1506 | 9458931.4162 | 8748226.8468 | 8916877.2693 | 9042980.049 | 9139731.824 | 9214706.3981 | 9370709.3278 | 9477410.0933 | 9563225.3815
Scenario 3: Aggressive Fuel Sub | SCE | Com | BldgEnv | Com ¦ Com Wall Insulation (R14) - Marine | Com - Retail | Energy Efficiency | 126.0154 | 132.2383 | 137.1875 | 143.2664 | 151.8869 | 160.6366 | 167.06 | 172.4348 | 0 | 0 | 0 | 0 | 0
Scenario 3: Aggressive Fuel Sub | SCE | Com | BldgEnv | Com ¦ Com Wall Insulation (R14) - Hot-Dry | Com - Retail | Energy Efficiency | 0 | 0 | 0 | 0 | 0 | 0 | 0 | 0 | 0 | 0 | 0 | 0 | 0
Scenario 3: Aggressive Fuel Sub | SCE | Com | BldgEnv | Com ¦ Com Wall Insulation (R14) - Cold | Com - Retail | Energy Efficiency | 15.686 | 16.4606 | 17.0766 | 17.8333 | 18.9063 | 19.9955 | 20.795 | 21.4641 | 0 | 0 | 0 | 0 | 0
Scenario 3: Aggressive Fuel Sub | SCE | Com | HVAC | Com ¦ Small Unitary Heat Pump (SEER 16) - Marine | Com - Retail | Energy Efficiency | 0 | 0 | 0 | 0 | 0 | 0 | 0 | 0 | 0 | 0 | 0 | 0 | 0
Scenario 3: Aggressive Fuel Sub | SCE | Com | HVAC | Com ¦ Small Unitary Heat Pump (SEER 17) - Marine | Com - Retail | Energy Efficiency | 1056595.8472 | 1092710.0419 | 1124435.4229 | 1152664.3062 | 1188511.1131 | 1230850.9433 | 1255976.4856 | 1264950.2549 | 0 | 0 | 0 | 0 | 0
Scenario 3: Aggressive Fuel Sub | SCE | Com | HVAC | Com ¦ Small Unitary Heat Pump (SEER 17) - Hot-Dry | Com - Retail | Energy Efficiency | 5046217.6068 | 5218696.1241 | 5370214.0168 | 0 | 0 | 0 | 0 | 0 | 0 | 0 | 0 | 0 | 0
Scenario 3: Aggressive Fuel Sub | SCE | Com | HVAC | Com ¦ Small Unitary Heat Pump (SEER 18) - Marine | Com - Retail | Energy Efficiency | 0 | 0 | 0 | 0 | 0 | 0 | 0 | 0 | 0 | 0 | 0 | 0 | 0
Scenario 3: Aggressive Fuel Sub | SCE | Com | HVAC | Com ¦ Small Unitary Heat Pump (SEER 18) - Hot-Dry | Com - Retail | Energy Efficiency | 0 | 0 | 0 | 5826239.9417 | 6007430.6815 | 6221440.9605 | 6348440.1548 | 6393798.8363 | 0 | 0 | 0 | 0 | 0
Scenario 3: Aggressive Fuel Sub | SCE | Com | HVAC | Com ¦ Small Unitary Heat Pump (SEER 18) - Cold | Com - Retail | Energy Efficiency | 101454.8228 | 104922.5245 | 107968.8103 | 110679.3607 | 114121.3877 | 118186.8778 | 120599.4441 | 121461.1095 | 0 | 0 | 0 | 0 | 0
Scenario 3: Aggressive Fuel Sub | SCE | Com | HVAC | Com ¦ Small Unitary AC (SEER 16) - Marine | Com - Retail | Energy Efficiency | 3655466.7768 | 3780409.7616 | 0 | 0 | 0 | 0 | 0 | 0 | 0 | 0 | 0 | 0 | 0
Scenario 3: Aggressive Fuel Sub | SCE | Com | HVAC | Com ¦ Small Unitary AC (SEER 17) - Marine | Com - Retail | Energy Efficiency | 0 | 0 | 4830507.5045 | 4951777.1031 | 5105772.8475 | 5287662.2324 | 5395600.0635 | 5434150.8411 | 0 | 0 | 0 | 0 | 0
Scenario 3: Aggressive Fuel Sub | SCE | Com | HVAC | Com ¦ Small Unitary AC (SEER 17) - Hot-Dry | Com - Retail | Energy Efficiency | 22783776.3415 | 23562520.3966 | 0 | 0 | 0 | 0 | 0 | 0 | 0 | 0 | 0 | 0 | 0
Scenario 3: Aggressive Fuel Sub | SCE | Com | HVAC | Com ¦ Small Unitary AC (SEER 18) - Marine | Com - Retail | Energy Efficiency | 0 | 0 | 0 | 0 | 0 | 0 | 0 | 0 | 0 | 0 | 0 | 0 | 0
Scenario 3: Aggressive Fuel Sub | SCE | Com | HVAC | Com ¦ Small Unitary AC (SEER 18) - Hot-Dry | Com - Retail | Energy Efficiency | 0 | 0 | 27359905.3847 | 28046774.1539 | 28919003.2089 | 29949221.3296 | 30560579.2131 | 30778930.1064 | 0 | 0 | 0 | 0 | 0
Scenario 3: Aggressive Fuel Sub | SCE | Com | HVAC | Com ¦ Small Unitary AC (SEER 18) - Cold | Com - Retail | Energy Efficiency | 281373.1493 | 290990.4166 | 299438.9358 | 306956.3322 | 316502.3937 | 327777.5576 | 334468.5294 | 336858.2584 | 0 | 0 | 0 | 0 | 0
Scenario 3: Aggressive Fuel Sub | SCE | Com | HVAC | Com ¦ Large Unitary Heat Pump (EER 10.0, COP 3.3) - Marine | Com - Retail | Energy Efficiency | 0 | 0 | 0 | 0 | 0 | 0 | 0 | 0 | 0 | 0 | 0 | 0 | 0
Scenario 3: Aggressive Fuel Sub | SCE | Com | HVAC | Com ¦ Large Unitary AC (EER 11.5) - Marine | Com - Retail | Energy Efficiency | 0 | 0 | 0 | 0 | 0 | 0 | 0 | 0 | 0 | 0 | 0 | 0 | 0
Scenario 3: Aggressive Fuel Sub | SCE | Com | HVAC | Com ¦ Large Unitary AC (EER 11.5) - Hot-Dry | Com - Retail | Energy Efficiency | 0 | 0 | 0 | 0 | 0 | 0 | 0 | 0 | 0 | 0 | 0 | 0 | 0
Scenario 3: Aggressive Fuel Sub | SCE | Com | HVAC | Com ¦ Ductless Mini Split Heat Pump (SEER 18) - Hot-Dry | Com - Retail | Energy Efficiency | 343517.8089 | 356090.3272 | 367414.9565 | 377803.9513 | 390724.964 | 404973.5769 | 413469.6022 | 416795.6277 | 419983.0634 | 422816.6137 | 426714.8869 | 428191.2217 | 429810.8196
Scenario 3: Aggressive Fuel Sub | SCE | Com | HVAC | Com ¦ Ductless Mini Split Heat Pump (SEER 18) - Marine | Com - Retail | Energy Efficiency | 79456.3786 | 82364.428 | 84983.8381 | 87386.8341 | 90375.491 | 93671.2246 | 95636.3728 | 96405.6894 | 97142.9498 | 97798.3559 | 98700.0345 | 99041.5138 | 99416.1301
Scenario 3: Aggressive Fuel Sub | SCE | Com | HVAC | Com ¦ Ductless Mini Split Heat Pump (SEER 18) - Cold | Com - Retail | Energy Efficiency | 4486.9404 | 4651.1593 | 4799.0787 | 4934.7771 | 5103.548 | 5289.6597 | 5400.6325 | 5444.0762 | 5485.7097 | 5522.7208 | 5573.639 | 5592.9225 | 5614.0773
Scenario 3: Aggressive Fuel Sub | SCE | Com | HVAC | Com ¦ Demand Controlled Ventilation (HVAC) - Marine | Com - Retail | Energy Efficiency | 29410.1875 | 31140.7764 | 32521.7775 | 34093.0696 | 36238.9762 | 38457.1268 | 39995.8247 | 41295.0878 | 42404.1799 | 43381.6605 | 44569.8987 | 45379.6963 | 46265.1803
Scenario 3: Aggressive Fuel Sub | SCE | Com | HVAC | Com ¦ Demand Controlled Ventilation (HVAC) - Hot-Dry | Com - Retail | Energy Efficiency | 71316.4621 | 75512.9493 | 78861.7249 | 82671.9349 | 87875.5217 | 93254.2924 | 96985.4651 | 100136.035 | 102825.4611 | 105195.7437 | 108077.0904 | 110040.7604 | 112187.9612
Scenario 3: Aggressive Fuel Sub | SCE | Com | HVAC | Com ¦ Demand Controlled Ventilation (HVAC) - Cold | Com - Retail | Energy Efficiency | 103797.2341 | 108325.2703 | 114860.4882 | 120762.4613 | 129127.6063 | 139048.2182 | 145984.1923 | 148605.1772 | 6708.9496 | 6863.601 | 7051.5974 | 7179.719 | 7319.8152
Scenario 3: Aggressive Fuel Sub | SCE | Com | HVAC | Com ¦ HVAC Pump Variable Frequency Drive (VFD) - Marine | Com - Retail | Energy Efficiency | 0 | 0 | 0 | 0 | 0 | 0 | 0 | 0 | 0 | 0 | 0 | 0 | 0
Scenario 3: Aggressive Fuel Sub | SCE | Com | HVAC | Com ¦ HVAC Pump Variable Frequency Drive (VFD) - Hot-Dry | Com - Retail | Energy Efficiency | 0 | 0 | 0 | 0 | 0 | 0 | 0 | 0 | 0 | 0 | 0 | 0 | 0
Scenario 3: Aggressive Fuel Sub | SCE | Com | HVAC | Com ¦ HVAC Fan Variable Frequency Drive (VFD) - Marine | Com - Retail | Energy Efficiency | 43223.4936 | 45078.1953 | 47832.0739 | 50296.7535 | 53795.6584 | 57967.7112 | 60885.4287 | 61938.4716 | 0 | 0 | 0 | 0 | 0
Scenario 3: Aggressive Fuel Sub | SCE | Com | HVAC | Com ¦ HVAC Fan Variable Frequency Drive (VFD) - Hot-Dry | Com - Retail | Energy Efficiency | 173194.4987 | 180626.2012 | 191660.8625 | 201536.7175 | 215556.6641 | 232273.883 | 243965.0391 | 248184.5323 | 0 | 0 | 0 | 0 | 0
Scenario 3: Aggressive Fuel Sub | SCE | Com | HVAC | Com ¦ HVAC Fan Variable Frequency Drive (VFD) - Cold | Com - Retail | Energy Efficiency | 2169.3889 | 2262.4764 | 2400.6937 | 2524.3961 | 2700.0063 | 2909.4018 | 3055.8421 | 3108.6944 | 0 | 0 | 0 | 0 | 0
Scenario 3: Aggressive Fuel Sub | SCE | Com | HVAC | Com ¦ Economizer - Marine | Com - Retail | Energy Efficiency | 0 | 0 | 0 | 0 | 0 | 0 | 0 | 0 | 0 | 0 | 0 | 0 | 0
Scenario 3: Aggressive Fuel Sub | SCE | Com | HVAC | Com ¦ Economizer - Hot-Dry | Com - Retail | Energy Efficiency | 0 | 0 | 0 | 0 | 0 | 0 | 25217.0836 | 26031.8245 | 0 | 0 | 0 | 0 | 0
Scenario 3: Aggressive Fuel Sub | SCE | Com | WaterHeat | Com ¦ Com Heat Pump Water Heater (3.3 UEF - 50 Gal) - Marine | Com - Retail | Energy Efficiency | 1662388.5371 | 1747192.1165 | 1831030.2756 | 1914162.3909 | 2009267.5977 | 2100504.8224 | 2158800.2464 | 2190052.1416 | 2217261.576 | 2237913.7191 | 2273143.557 | 2298529.984 | 2321400.7723
Scenario 3: Aggressive Fuel Sub | SCE | Com | WaterHeat | Com ¦ Com Heat Pump Water Heater (3.3 UEF - 50 Gal) - Hot-Dry | Com - Retail | Energy Efficiency | 6499985.3308 | 6832209.7849 | 7160650.0251 | 7486317.9229 | 7858913.8664 | 8216346.9666 | 8444651.048 | 8566942.8197 | 8673387.711 | 8754127.1866 | 8892006.1705 | 8991298.6536 | 9080727.0224
Scenario 3: Aggressive Fuel Sub | SCE | Com | WaterHeat | Com ¦ Com Heat Pump Water Heater (3.3 UEF - 50 Gal) - Cold | Com - Retail | Energy Efficiency | 111466.11 | 117136.2028 | 122741.7993 | 128300.349 | 134658.8688 | 140759.0149 | 144658.5652 | 146751.6402 | 148574.6884 | 149959.7281 | 152318.6905 | 154020.1179 | 155553.5705
Scenario 3: Aggressive Fuel Sub | SCE | Com | WaterHeat | Com ¦ Faucet Aerators (Elec WH) - Marine | Com - Retail | Energy Efficiency | 0 | 0 | 0 | 0 | 0 | 0 | 0 | 0 | 0 | 0 | 0 | 0 | 0
Scenario 3: Aggressive Fuel Sub | SCE | Com | WaterHeat | Com ¦ Faucet Aerators (Elec WH) - Hot-Dry | Com - Retail | Energy Efficiency | 0 | 0 | 0 | 0 | 0 | 0 | 0 | 0 | 0 | 0 | 0 | 0 | 0
Scenario 3: Aggressive Fuel Sub | SCE | Com | WaterHeat | Com ¦ Faucet Aerators (Elec WH) - Cold | Com - Retail | Energy Efficiency | 0 | 796.6941 | 807.8184 | 827.6105 | 939.8912 | 1090.8036 | 1173.2762 | 1204.4473 | 0 | 0 | 0 | 0 | 0
Scenario 3: Aggressive Fuel Sub | SCE | Com | WholeBlg | Com ¦ Com Title 24 2022 Code | Com - Retail | Energy Efficiency | 23949592.0209 | 25169981.0948 | 26123098.7723 | 27287845.115 | 28948931.0722 | 30642967.1573 | 31874455.2667 | 32881955.8218 | 33753999.1287 | 34566044.3765 | 35433801.4285 | 35959639.263 | 36578023.0413
Scenario 3: Aggressive Fuel Sub | SCE | Com | ComRefrig | Com ¦ Efficient Refrigerated Display Case - Marine | Com - Retail | Energy Efficiency | 0 | 0 | 0 | 0 | 0 | 0 | 4674404.7879 | 4750392.275 | 4813365.6508 | 4856861.3918 | 4932364.0061 | 4986116.0295 | 5034244.5797
Scenario 3: Aggressive Fuel Sub | SCE | Com | ComRefrig | Com ¦ Efficient Refrigerated Display Case - Hot-Dry | Com - Retail | Energy Efficiency | 0 | 0 | 0 | 0 | 0 | 0 | 0 | 19426722.3789 | 19684251.9085 | 19862127.6787 | 20170895.5116 | 20390714.3339 | 20587535.9707
Scenario 3: Aggressive Fuel Sub | SCE | Com | ComRefrig | Com ¦ Efficient Refrigerated Display Case - Cold | Com - Retail | Energy Efficiency | 0 | 0 | 0 | 0 | 0 | 0 | 0 | 0 | 0 | 0 | 0 | 0 | 0
Scenario 3: Aggressive Fuel Sub | SCE | Com | ComRefrig | Com ¦ Refrigerated Display Case LED Lighting | Com - Retail | Energy Efficiency | 13400183.4241 | 13986605.4656 | 14544078.3411 | 15073809.3332 | 15664136.8111 | 16231334.9178 | 16604760.3272 | 16825654.8819 | 17036084.0053 | 17205590.3611 | 17469664.8396 | 17670287.2114 | 17854279.5963
Scenario 3: Aggressive Fuel Sub | SCE | Com | ComRefrig | Com ¦ Efficient EC or PMS Motor Retrofit - Marine | Com - Retail | Energy Efficiency | 1106552.8814 | 1142631.0278 | 1174175.0214 | 1201967.0781 | 1237803.2884 | 1280727.0451 | 1305913.8881 | 1313527.55 | 1321155.1562 | 1328459.4678 | 1337907.9534 | 1339275.3018 | 1341451.9978
Scenario 3: Aggressive Fuel Sub | SCE | Com | ComRefrig | Com ¦ Efficient EC or PMS Motor Retrofit - Hot-Dry | Com - Retail | Energy Efficiency | 4554061.8676 | 4702542.8969 | 4832363.4421 | 4946742.7435 | 5094228.0753 | 5270882.4824 | 5374539.9249 | 5405874.2496 | 5437265.9624 | 5467327.1439 | 5506212.7579 | 5511840.134 | 5520798.4117
Scenario 3: Aggressive Fuel Sub | SCE | Com | ComRefrig | Com ¦ Efficient EC or PMS Motor Retrofit - Cold | Com - Retail | Energy Efficiency | 66458.0042 | 68624.8068 | 70519.2945 | 72188.4462 | 74340.7184 | 76918.6587 | 78431.3449 | 78888.6107 | 79346.7139 | 79785.4006 | 80352.8633 | 80434.9843 | 80565.7136
Scenario 3: Aggressive Fuel Sub | SCE | Com | ComRefrig | Com ¦ Add Doors to Open Display Cases - Marine | Com - Retail | Energy Efficiency | 0 | 0 | 0 | 0 | 0 | 0 | 0 | 0 | 0 | 0 | 0 | 0 | 0
Scenario 3: Aggressive Fuel Sub | SCE | Com | ComRefrig | Com ¦ Add Doors to Open Display Cases - Hot-Dry | Com - Retail | Energy Efficiency | 0 | 0 | 0 | 0 | 0 | 0 | 0 | 0 | 0 | 0 | 0 | 0 | 0
Scenario 3: Aggressive Fuel Sub | SCE | Com | FoodServ | Com ¦ Demand Controlled Ventilation (DCV) Exhaust Hood | Com - Retail | Energy Efficiency | 43288.8903 | 45943.384 | 48109.9482 | 50590.3935 | 53936.4221 | 57284.399 | 59609.4391 | 61600.8072 | 63308.6094 | 64812.8964 | 66646.0106 | 67917.6131 | 69299.3637
Scenario 3: Aggressive Fuel Sub | SCE | Com | FoodServ | Com ¦ ENERGY STAR Ice Machine | Com - Retail | Energy Efficiency | 95684.1081 | 100872.9654 | 105889.4901 | 110853.3731 | 116812.0067 | 122937.7659 | 127053.5985 | 129334.8797 | 131321.7938 | 132673.5033 | 134530.5947 | 135428.7594 | 136206.8468
Scenario 3: Aggressive Fuel Sub | SCE | Com | Lighting | Com ¦ LED High and Low Bay - 155 lpw | Com - Retail | Energy Efficiency | 0 | 0 | 0 | 0 | 0 | 0 | 0 | 0 | 0 | 0 | 0 | 0 | 0
Scenario 3: Aggressive Fuel Sub | SCE | Com | Lighting | Com ¦ LED Fixtures and Retrofit Kits - 140 lpw - RET | Com - Retail | Energy Efficiency | 0 | 0 | 0 | 0 | 0 | 0 | 0 | 0 | 0 | 0 | 0 | 0 | 0
Scenario 3: Aggressive Fuel Sub | SCE | Com | Lighting | Com ¦ LED Fixtures and Retrofit Kits - 140 lpw | Com - Retail | Energy Efficiency | 12478722.1451 | 13063198.0478 | 13625986.9116 | 14169750.512 | 14781649.0826 | 15360739.1296 | 15729866.0243 | 15944619.2842 | 16147275.3279 | 16307951.8721 | 16563720.3747 | 16756229.3447 | 16932050.4152
Scenario 3: Aggressive Fuel Sub | SCG | Com | BldgEnv | Com ¦ Com Wall Insulation (R14) - Marine | Com - Retail | Energy Efficiency | 7256149.5807 | 7575320.5246 | 7909229.7042 | 8260067.1425 | 8581877.4112 | 9027335.4291 | 9403065.0075 | 9832632.1024 | 10285343.4705 | 10762835.2236 | 11266745.0292 | 11798616.3521 | 12360524.164
Scenario 3: Aggressive Fuel Sub | SCG | Com | BldgEnv | Com ¦ Com Wall Insulation (R14) - Hot-Dry | Com - Retail | Energy Efficiency | 11384.0082 | 12186.6818 | 12939.845 | 13827.2726 | 0 | 33645.5006 | 17008.2015 | 18262.9909 | 19497.8568 | 20783.595 | 22207.1135 | 23661.769 | 25249.6487
Scenario 3: Aggressive Fuel Sub | SCG | Com | BldgEnv | Com ¦ Com Wall Insulation (R14) - Cold | Com - Retail | Energy Efficiency | 21803.5966 | 22762.6555 | 23766.0004 | 24820.2122 | 25787.2018 | 27125.7336 | 28254.7423 | 29545.5244 | 30905.8513 | 32340.6395 | 33854.8098 | 35453.0001 | 37141.4453
Scenario 3: Aggressive Fuel Sub | SCG | Com | HVAC | Com ¦ Demand Controlled Ventilation (HVAC) - Marine | Com - Retail | Energy Efficiency | 15295.1776 | 16361.0072 | 17358.2181 | 18533.4387 | 0 | 45021.0706 | 22739.2342 | 24396.1391 | 26023.7249 | 27716.6123 | 29590.5546 | 31503.7317 | 33592.065
Scenario 3: Aggressive Fuel Sub | SCG | Com | HVAC | Com ¦ Demand Controlled Ventilation (HVAC) - Hot-Dry | Com - Retail | Energy Efficiency | 78018.6522 | 83455.3063 | 88541.9452 | 94536.5884 | 0 | 229646.4508 | 115989.7879 | 124441.4378 | 132743.5351 | 141378.7267 | 150937.4551 | 160696.3152 | 171348.6241
Scenario 3: Aggressive Fuel Sub | SCG | Com | HVAC | Com ¦ Demand Controlled Ventilation (HVAC) - Cold | Com - Retail | Energy Efficiency | 64258.9439 | 67143.4557 | 70135.9084 | 73299.5087 | 72844.3078 | 84303.0543 | 83660.7265 | 87563.7827 | 91654.1803 | 95962.9785 | 100524.3222 | 105327.28 | 110412.4411
Scenario 3: Aggressive Fuel Sub | SCG | Com | HVAC | Com ¦ HVAC Energy Management System (Elec SC and Gas SH) - Cold | Com - Retail | Energy Efficiency | 2210.4474 | 2364.4803 | 2508.5965 | 2678.4385 | 0 | 6506.4109 | 3286.2568 | 3525.7115 | 3760.9289 | 4005.5837 | 4276.4044 | 4552.8953 | 4854.6997
Scenario 3: Aggressive Fuel Sub | SCG | Com | HVAC | Com ¦ Efficient Hot Water Boilers (94% eff.) - ZEAS 2030 - Marine | Com - Retail | Energy Efficiency | 550710.5809 | 576200.2778 | 602954.6803 | 631228.5265 | 647764.0344 | 0 | 0 | 0 | 0 | 0 | 0 | 0 | 0
Scenario 3: Aggressive Fuel Sub | SCG | Com | HVAC | Com ¦ Efficient Hot Water Boilers (94% eff.) - ZEAS 2030 - Hot-Dry | Com - Retail | Energy Efficiency | 2832697.463 | 2963809.1616 | 3101426.1433 | 3246858.7083 | 3331912.6242 | 0 | 0 | 0 | 0 | 0 | 0 | 0 | 0
Scenario 3: Aggressive Fuel Sub | SCG | Com | HVAC | Com ¦ Efficient Hot Water Boilers (94% eff.) - ZEAS 2030 - Cold | Com - Retail | Energy Efficiency | 8030.6715 | 8402.372 | 8792.5149 | 9204.8149 | 9445.942 | 0 | 0 | 0 | 0 | 0 | 0 | 0 | 0
Scenario 3: Aggressive Fuel Sub | SCG | Com | WaterHeat | Com ¦ Com Hot Water Tank Insulation - Marine | Com - Retail | Energy Efficiency | 5011.6322 | 5230.7056 | 5458.4606 | 5697.0866 | 5933.193 | 6195.3387 | 6470.9919 | 6761.2022 | 7066.7838 | 7388.5852 | 7727.4292 | 8084.8579 | 8462.5202
Scenario 3: Aggressive Fuel Sub | SCG | Com | WaterHeat | Com ¦ Com Hot Water Tank Insulation - Hot-Dry | Com - Retail | Energy Efficiency | 27183.8246 | 28372.1107 | 29607.4869 | 30901.8291 | 32182.5048 | 33604.4214 | 35099.6043 | 36673.7474 | 38331.2668 | 40076.7646 | 41914.7036 | 43853.4491 | 45901.9445
Scenario 3: Aggressive Fuel Sub | SCG | Com | WaterHeat | Com ¦ Com Hot Water Tank Insulation - Cold | Com - Retail | Energy Efficiency | 68.0484 | 71.023 | 74.1155 | 77.3556 | 80.5615 | 84.1209 | 87.8637 | 91.8042 | 95.9535 | 100.3229 | 104.9238 | 109.777 | 114.9049
Scenario 3: Aggressive Fuel Sub | SCG | Com | WaterHeat | Com ¦ Faucet Aerators (Gas WH) - Marine | Com - Retail | Energy Efficiency | 77866.4698 | 81270.7055 | 84808.5477 | 88515.0935 | 92182.3357 | 96253.5473 | 100534.4239 | 105041.1755 | 0 | 0 | 0 | 0 | 0
Scenario 3: Aggressive Fuel Sub | SCG | Com | WaterHeat | Com ¦ Faucet Aerators (Gas WH) - Hot-Dry | Com - Retail | Energy Efficiency | 415235.4913 | 433389.1263 | 452255.24 | 472020.9923 | 491577.1518 | 513287.5434 | 536116.0075 | 560148.9859 | 0 | 0 | 0 | 0 | 0
Scenario 3: Aggressive Fuel Sub | SCG | Com | WaterHeat | Com ¦ Faucet Aerators (Gas WH) - Cold | Com - Retail | Energy Efficiency | 1239.8512 | 1294.0561 | 1350.3884 | 1409.407 | 1467.7997 | 1532.6247 | 1600.7882 | 1672.5482 | 0 | 0 | 0 | 0 | 0
Scenario 3: Aggressive Fuel Sub | SCG | Com | WaterHeat | Com ¦ Com Hot Water Pipe Insulation - Marine | Com - Retail | Energy Efficiency | 9193405.8622 | 9595130.0014 | 10014140.9474 | 10453386.9608 | 10888437.567 | 11371863.508 | 11880454.6535 | 12415978.4793 | 12979773.4351 | 13573770.8106 | 14200035.4314 | 14861041.0902 | 15559303.7523
Scenario 3: Aggressive Fuel Sub | SCG | Com | WaterHeat | Com ¦ Com Hot Water Pipe Insulation - Hot-Dry | Com - Retail | Energy Efficiency | 41480311.412 | 43292876.0527 | 45183438.1346 | 47165300.1013 | 49128232.5441 | 51309432.7302 | 53604177.3993 | 56020441.3385 | 58564263.5836 | 61244358.0428 | 64070041.1344 | 67052474.5202 | 70203010.1436
Scenario 3: Aggressive Fuel Sub | SCG | Com | WaterHeat | Com ¦ Com Hot Water Pipe Insulation - Cold | Com - Retail | Energy Efficiency | 114054.5129 | 119038.3515 | 124236.6523 | 129685.9918 | 135083.2826 | 141080.7237 | 147390.3674 | 154034.1412 | 161028.6501 | 168397.8539 | 176167.3691 | 184367.8858 | 193030.6174
Scenario 3: Aggressive Fuel Sub | SCG | Com | WaterHeat | Com ¦ Com Efficient Tankless Gas Water Heater (0.87 UEF - High Draw) - ZEAS 2030 - Marine | Com - Retail | Energy Efficiency | 26291.8867 | 28145.6982 | 29885.1629 | 31934.7176 | 0 | 0 | 0 | 0 | 0 | 0 | 0 | 0 | 0
Scenario 3: Aggressive Fuel Sub | SCG | Com | WaterHeat | Com ¦ Com Efficient Tankless Gas Water Heater (0.87 UEF - High Draw) - ZEAS 2030 - Hot-Dry | Com - Retail | Energy Efficiency | 71878.6304 | 76946.7121 | 81702.1846 | 87305.403 | 0 | 0 | 0 | 0 | 0 | 0 | 0 | 0 | 0
Scenario 3: Aggressive Fuel Sub | SCG | Com | WaterHeat | Com ¦ Com Efficient Tankless Gas Water Heater (0.87 UEF - High Draw) - ZEAS 2030 - Cold | Com - Retail | Energy Efficiency | 349.8809 | 374.5506 | 397.6987 | 424.9732 | 0 | 0 | 0 | 0 | 0 | 0 | 0 | 0 | 0
Scenario 3: Aggressive Fuel Sub | SCG | Com | WaterHeat | Com ¦ Com Efficient Tankless Gas Water Heater (0.87 UEF - High Draw) - Panel Upgrade - ZEAS 2030 - Marine | Com - Retail | Energy Efficiency | 21813.5983 | 23351.6507 | 24794.833 | 26495.2877 | 0 | 0 | 0 | 0 | 0 | 0 | 0 | 0 | 0
Scenario 3: Aggressive Fuel Sub | SCG | Com | WaterHeat | Com ¦ Com Efficient Tankless Gas Water Heater (0.87 UEF - High Draw) - Panel Upgrade - ZEAS 2030 - Hot-Dry | Com - Retail | Energy Efficiency | 59635.567 | 63840.404 | 67785.8784 | 72434.7025 | 0 | 0 | 0 | 0 | 0 | 0 | 0 | 0 | 0
Scenario 3: Aggressive Fuel Sub | SCG | Com | WaterHeat | Com ¦ Com Efficient Tankless Gas Water Heater (0.87 UEF - High Draw) - Panel Upgrade - ZEAS 2030 - Cold | Com - Retail | Energy Efficiency | 290.2858 | 310.7535 | 329.9588 | 352.5877 | 0 | 0 | 0 | 0 | 0 | 0 | 0 | 0 | 0
Scenario 3: Aggressive Fuel Sub | SCG | Com | WholeBlg | Com ¦ Com Title 24 2022 Code | Com - Retail | Energy Efficiency | 0 | 0 | 0 | 0 | 0 | 0 | 0 | 0 | 0 | 0 | 0 | 16081390.4335 | 17155843.6204
Scenario 3: Aggressive Fuel Sub | SCG | Com | FoodServ | Com ¦ Demand Controlled Ventilation (DCV) Exhaust Hood | Com - Retail | Energy Efficiency | 31507.2937 | 33702.8489 | 35757.0529 | 38177.9481 | 0 | 92741.1326 | 46841.6745 | 50254.8149 | 53607.5596 | 57094.8221 | 60955.0485 | 64896.0967 | 69197.9581
Scenario 3: Aggressive Fuel Sub | SDG&E | Com | BldgEnv | Com ¦ Com Wall Insulation (R14) - Marine | Com - Retail | Energy Efficiency | 321367.6483 | 334950.3525 | 349119.3354 | 363968.5 | 379656.6185 | 396371.9513 | 413950.7694 | 432419.7037 | 451872.8531 | 472378.5587 | 493981.6127 | 516692.218 | 540689.7853
Scenario 3: Aggressive Fuel Sub | SDG&E | Com | BldgEnv | Com ¦ Com Wall Insulation (R14) - Hot-Dry | Com - Retail | Energy Efficiency | 845.9 | 909.1477 | 979.8179 | 1055.1997 | 1119.9633 | 1209.2427 | 1304.4242 | 1402.0532 | 1502.8647 | 1613.3863 | 1727.2911 | 1852.3558 | 1992.923
Scenario 3: Aggressive Fuel Sub | SDG&E | Com | HVAC | Com ¦ Small Unitary Heat Pump (SEER 17) - Marine | Com - Retail | Energy Efficiency | 176494.5026 | 177943.465 | 178156.2895 | 177228.3268 | 177208.7758 | 180274.5892 | 182030.0224 | 182676.0428 | 0 | 0 | 0 | 0 | 0
Scenario 3: Aggressive Fuel Sub | SDG&E | Com | HVAC | Com ¦ Small Unitary Heat Pump (SEER 17) - Hot-Dry | Com - Retail | Energy Efficiency | 873231.4674 | 880400.4134 | 881453.393 | 876862.1664 | 876765.4352 | 891933.9796 | 900619.2331 | 903815.5105 | 0 | 0 | 0 | 0 | 0
Scenario 3: Aggressive Fuel Sub | SDG&E | Com | HVAC | Com ¦ Small Unitary Heat Pump (SEER 18) - Marine | Com - Retail | Energy Efficiency | 0 | 0 | 0 | 0 | 0 | 0 | 0 | 0 | 0 | 0 | 0 | 0 | 0
Scenario 3: Aggressive Fuel Sub | SDG&E | Com | HVAC | Com ¦ Small Unitary Heat Pump (SEER 18) - Hot-Dry | Com - Retail | Energy Efficiency | 0 | 0 | 0 | 0 | 0 | 0 | 0 | 0 | 0 | 0 | 0 | 0 | 0
Scenario 3: Aggressive Fuel Sub | SDG&E | Com | HVAC | Com ¦ Small Unitary AC (SEER 18) - Marine | Com - Retail | Energy Efficiency | 1083849.9872 | 1099830.1904 | 1110033.8878 | 1114971.9154 | 1124957.3629 | 1151096.2878 | 1171217.0199 | 1186360.4633 | 0 | 0 | 0 | 0 | 0
Scenario 3: Aggressive Fuel Sub | SDG&E | Com | HVAC | Com ¦ Small Unitary AC (SEER 18) - Hot-Dry | Com - Retail | Energy Efficiency | 5270345.3037 | 5344077.3316 | 5388702.3268 | 5406746.2062 | 5449631.7403 | 5572632.8644 | 5665231.5257 | 5732597.6574 | 0 | 0 | 0 | 0 | 0
Scenario 3: Aggressive Fuel Sub | SDG&E | Com | HVAC | Com ¦ Large Unitary Heat Pump (EER 10.0, COP 3.3) - Marine | Com - Retail | Energy Efficiency | 0 | 0 | 0 | 0 | 0 | 0 | 0 | 0 | 0 | 0 | 0 | 0 | 0
Scenario 3: Aggressive Fuel Sub | SDG&E | Com | HVAC | Com ¦ Large Unitary AC (EER 11.5) - Marine | Com - Retail | Energy Efficiency | 0 | 0 | 0 | 0 | 0 | 0 | 0 | 0 | 0 | 0 | 0 | 0 | 0
Scenario 3: Aggressive Fuel Sub | SDG&E | Com | HVAC | Com ¦ Large Unitary AC (EER 11.5) - Hot-Dry | Com - Retail | Energy Efficiency | 0 | 0 | 0 | 0 | 0 | 0 | 0 | 0 | 0 | 0 | 0 | 0 | 0
Scenario 3: Aggressive Fuel Sub | SDG&E | Com | HVAC | Com ¦ Ductless Mini Split Heat Pump (SEER 18) - Marine | Com - Retail | Energy Efficiency | 7571.476 | 7650.8693 | 7679.8682 | 7664.0423 | 7689.4952 | 7833.0462 | 7915.6394 | 7951.4699 | 7982.2029 | 8001.4423 | 8047.7815 | 8028.4773 | 8012.0519
Scenario 3: Aggressive Fuel Sub | SDG&E | Com | HVAC | Com ¦ Demand Controlled Ventilation (HVAC) - Marine | Com - Retail | Energy Efficiency | 5831.0918 | 6140.9705 | 6458.6402 | 6763.0968 | 7001.0715 | 7440.7027 | 7865.4739 | 8257.3679 | 8643.91 | 9057.9578 | 9484.2485 | 9910.6387 | 10395.2139
Scenario 3: Aggressive Fuel Sub | SDG&E | Com | HVAC | Com ¦ Demand Controlled Ventilation (HVAC) - Hot-Dry | Com - Retail | Energy Efficiency | 14257.1175 | 15108.203 | 16009.3994 | 16910.7466 | 17643.8175 | 18844.2842 | 20046.0306 | 21202.0776 | 22363.7205 | 23619.6413 | 24913.8014 | 26264.3828 | 27791.1723
Scenario 3: Aggressive Fuel Sub | SDG&E | Com | HVAC | Com ¦ HVAC Pump Variable Frequency Drive (VFD) - Marine | Com - Retail | Energy Efficiency | 0 | 0 | 0 | 0 | 0 | 0 | 0 | 0 | 0 | 0 | 0 | 0 | 0
Scenario 3: Aggressive Fuel Sub | SDG&E | Com | HVAC | Com ¦ HVAC Pump Variable Frequency Drive (VFD) - Hot-Dry | Com - Retail | Energy Efficiency | 0 | 0 | 0 | 0 | 0 | 0 | 0 | 0 | 0 | 0 | 0 | 0 | 0
Scenario 3: Aggressive Fuel Sub | SDG&E | Com | HVAC | Com ¦ HVAC Fan Variable Frequency Drive (VFD) - Marine | Com - Retail | Energy Efficiency | 8522.3875 | 8477.4692 | 8394.0364 | 8210.1222 | 8177.7478 | 8476.1411 | 8764.5313 | 8923.1524 | 0 | 0 | 0 | 0 | 0
Scenario 3: Aggressive Fuel Sub | SDG&E | Com | HVAC | Com ¦ HVAC Fan Variable Frequency Drive (VFD) - Hot-Dry | Com - Retail | Energy Efficiency | 45162.266 | 44933.0619 | 44500.9389 | 43538.9062 | 43377.0912 | 44961.4391 | 46493.4878 | 47341.1777 | 0 | 0 | 0 | 0 | 0
Scenario 3: Aggressive Fuel Sub | SDG&E | Com | HVAC | Com ¦ Economizer - Marine | Com - Retail | Energy Efficiency | 12968.8457 | 13875.5078 | 14569.3196 | 13734.4559 | 11480.0113 | 12549.7447 | 13500.1167 | 13686.0098 | 0 | 0 | 0 | 0 | 0
Scenario 3: Aggressive Fuel Sub | SDG&E | Com | HVAC | Com ¦ Economizer - Hot-Dry | Com - Retail | Energy Efficiency | 95495.0633 | 102169.1516 | 107277.3674 | 101138.8586 | 84556.2269 | 92430.7724 | 99427.3546 | 100799.6747 | 0 | 0 | 0 | 0 | 0
Scenario 3: Aggressive Fuel Sub | SDG&E | Com | HVAC | Com ¦ Small Packaged Heat Pump (SEER 15) - Fuel Sub - ZEAS 2030 - Hot-Dry | Com - Retail | Fuel Substitution | 0 | 0 | 0 | 0 | 0 | 0 | 0 | 0 | 0 | 0 | 0 | 0 | 0
Scenario 3: Aggressive Fuel Sub | SDG&E | Com | HVAC | Com ¦ Small Packaged Heat Pump (SEER 16) - Fuel Sub - ZEAS 2030 - Marine | Com - Retail | Fuel Substitution | 73093.5773 | 75548.5293 | 77901.5477 | 80188.0422 | 82786.4604 | 0 | 0 | 0 | 0 | 0 | 0 | 0 | 0
Scenario 3: Aggressive Fuel Sub | SDG&E | Com | HVAC | Com ¦ Small Packaged Heat Pump (SEER 16) - Fuel Sub - ZEAS 2030 - Hot-Dry | Com - Retail | Fuel Substitution | 323888.0048 | 334713.5558 | 345018.8087 | 354968.0673 | 366349.9307 | 0 | 0 | 0 | 0 | 0 | 0 | 0 | 0
Scenario 3: Aggressive Fuel Sub | SDG&E | Com | HVAC | Com ¦ Small Packaged Heat Pump (SEER 15) - Fuel Sub - Panel Upgrade - ZEAS 2030 - Hot-Dry | Com - Retail | Fuel Substitution | 0 | 0 | 0 | 0 | 0 | 0 | 0 | 0 | 0 | 0 | 0 | 0 | 0
Scenario 3: Aggressive Fuel Sub | SDG&E | Com | HVAC | Com ¦ Small Packaged Heat Pump (SEER 16) - Fuel Sub - Panel Upgrade - ZEAS 2030 - Marine | Com - Retail | Fuel Substitution | 16701.9722 | 17262.9317 | 17800.5994 | 18323.0662 | 18916.8079 | 0 | 0 | 0 | 0 | 0 | 0 | 0 | 0
Scenario 3: Aggressive Fuel Sub | SDG&E | Com | HVAC | Com ¦ Small Packaged Heat Pump (SEER 16) - Fuel Sub - Panel Upgrade - ZEAS 2030 - Hot-Dry | Com - Retail | Fuel Substitution | 74008.807 | 76482.4587 | 78837.2216 | 81110.6395 | 83711.4092 | 0 | 0 | 0 | 0 | 0 | 0 | 0 | 0
Scenario 3: Aggressive Fuel Sub | SDG&E | Com | HVAC | Com ¦ Efficient Hot Water Boilers (94% eff.) - ZEAS 2030 - Hot-Dry | Com - Retail | Energy Efficiency | 671540.7967 | 702095.2678 | 734291.9607 | 768233.0396 | 803868.9589 | 0 | 0 | 0 | 0 | 0 | 0 | 0 | 0
Scenario 3: Aggressive Fuel Sub | SDG&E | Com | WaterHeat | Com ¦ Com Heat Pump Water Heater (3.3 UEF - 50 Gal) - Marine | Com - Retail | Energy Efficiency | 310674.6054 | 321231.8233 | 331121.0724 | 340219.8507 | 350953.1362 | 363379.6005 | 371554.5782 | 376820.6016 | 381242.1154 | 384297.7062 | 390371.6956 | 394531.1564 | 398130.76
Scenario 3: Aggressive Fuel Sub | SDG&E | Com | WaterHeat | Com ¦ Com Heat Pump Water Heater (3.3 UEF - 50 Gal) - Hot-Dry | Com - Retail | Energy Efficiency | 1649772.7966 | 1705836.5134 | 1758352.9286 | 1806671.4917 | 1863670.2032 | 1929660.6036 | 1973073.2331 | 2001037.6888 | 2024517.32 | 2040743.1248 | 2072998.2962 | 2095086.2389 | 2114201.0104
Scenario 3: Aggressive Fuel Sub | SDG&E | Com | WaterHeat | Com ¦ Com Hot Water Tank Insulation - Hot-Dry | Com - Retail | Energy Efficiency | 6302.0137 | 6571.4798 | 6851.5708 | 7144.9524 | 7452.6345 | 7775.5332 | 8114.9783 | 8472.2536 | 0 | 0 | 0 | 10100.7614 | 10565.1325
Scenario 3: Aggressive Fuel Sub | SDG&E | Com | WaterHeat | Com ¦ Faucet Aerators (Elec WH) - Marine | Com - Retail | Energy Efficiency | 1949.1894 | 2051.9727 | 2070.4672 | 2029.2751 | 2133.9529 | 2347.5013 | 2464.8569 | 2536.3657 | 0 | 0 | 0 | 0 | 0
Scenario 3: Aggressive Fuel Sub | SDG&E | Com | WaterHeat | Com ¦ Faucet Aerators (Elec WH) - Hot-Dry | Com - Retail | Energy Efficiency | 10291.6117 | 10834.3016 | 10931.9518 | 10714.4599 | 11267.1526 | 12394.6763 | 13014.3076 | 13391.8699 | 0 | 0 | 0 | 0 | 0
Scenario 3: Aggressive Fuel Sub | SDG&E | Com | WaterHeat | Com ¦ Com Hot Water Pipe Insulation - Hot-Dry | Com - Retail | Energy Efficiency | 10030851.6977 | 10459790.7855 | 10907088.3828 | 11375862.5735 | 11867874.0062 | 12384757.3605 | 12928402.9604 | 13500687.8115 | 0 | 0 | 15406262.8137 | 16111961.6601 | 16857263.9125
Scenario 3: Aggressive Fuel Sub | SDG&E | Com | WaterHeat | Com ¦ Com Efficient Tankless Gas Water Heater (0.87 UEF - High Draw) - ZEAS 2030 - Marine | Com - Retail | Energy Efficiency | 3588.6116 | 3868.9769 | 4183.5377 | 4520.688 | 4812.1032 | 0 | 0 | 0 | 0 | 0 | 0 | 0 | 0
Scenario 3: Aggressive Fuel Sub | SDG&E | Com | WaterHeat | Com ¦ Com Efficient Tankless Gas Water Heater (0.87 UEF - High Draw) - ZEAS 2030 - Hot-Dry | Com - Retail | Energy Efficiency | 9536.172 | 10281.1971 | 11117.0911 | 12013.0123 | 12787.4 | 0 | 0 | 0 | 0 | 0 | 0 | 0 | 0
Scenario 3: Aggressive Fuel Sub | SDG&E | Com | WaterHeat | Com ¦ Com Heat Pump Water Heater (3.75 UEF - 50 Gal) - Fuel Sub - ZEAS 2030 - Marine | Com - Retail | Fuel Substitution | 858486.1994 | 901766.7331 | 948932.4816 | 1000404.9679 | 1052902.4971 | 583443.2418 | 596136.0595 | 604294.6391 | 611151.0556 | 615852.6064 | 625294.939 | 631718.4881 | 637228.3809
Scenario 3: Aggressive Fuel Sub | SDG&E | Com | WaterHeat | Com ¦ Com Heat Pump Water Heater (3.75 UEF - 50 Gal) - Fuel Sub - ZEAS 2030 - Hot-Dry | Com - Retail | Fuel Substitution | 2245263.2587 | 2359623.3942 | 2484284.3826 | 2620364.3506 | 2759149.2419 | 1515574.7642 | 1548878.0007 | 1570145.7929 | 1587954.047 | 1600040.1599 | 1624700.9239 | 1641347.1325 | 1655564.4568
Scenario 3: Aggressive Fuel Sub | SDG&E | Com | WaterHeat | Com ¦ Com Efficient Tankless Gas Water Heater (0.87 UEF - High Draw) - Panel Upgrade - ZEAS 2030 - Marine | Com - Retail | Energy Efficiency | 2977.3646 | 3209.9753 | 3470.9571 | 3750.6807 | 3992.4593 | 0 | 0 | 0 | 0 | 0 | 0 | 0 | 0
Scenario 3: Aggressive Fuel Sub | SDG&E | Com | WaterHeat | Com ¦ Com Efficient Tankless Gas Water Heater (0.87 UEF - High Draw) - Panel Upgrade - ZEAS 2030 - Hot-Dry | Com - Retail | Energy Efficiency | 7911.879 | 8530.0042 | 9223.5206 | 9966.8399 | 10609.3263 | 0 | 0 | 0 | 0 | 0 | 0 | 0 | 0
Scenario 3: Aggressive Fuel Sub | SDG&E | Com | WaterHeat | Com ¦ Com Heat Pump Water Heater (3.75 UEF - 50 Gal) - Fuel Sub - Panel Upgrade - ZEAS 2030 - Marine | Com - Retail | Fuel Substitution | 712260.5281 | 748169.1028 | 787301.1248 | 830006.3195 | 873561.9618 | 484065.5468 | 494596.401 | 501365.3325 | 507053.8978 | 510954.635 | 518788.6581 | 524118.0863 | 528689.4809
Scenario 3: Aggressive Fuel Sub | SDG&E | Com | WaterHeat | Com ¦ Com Heat Pump Water Heater (3.75 UEF - 50 Gal) - Fuel Sub - Panel Upgrade - ZEAS 2030 - Hot-Dry | Com - Retail | Fuel Substitution | 1862828.3081 | 1957709.5194 | 2061137.0427 | 2174038.5546 | 2289184.2611 | 1257427.4142 | 1285058.1215 | 1302703.3776 | 1317478.3577 | 1327505.8469 | 1347966.1512 | 1361777.0166 | 1373572.7086
Scenario 3: Aggressive Fuel Sub | SDG&E | Com | WaterHeat | Com ¦ Com Heat Pump Water Heater (100+ Gal, 200+ kBtuh - 4.3 COP) - Fuel Sub - ZEAS 2030 - Marine | Com - Retail | Fuel Substitution | 5089.7903 | 5351.4482 | 5634.7828 | 5942.1091 | 6257.5301 | 0 | 0 | 0 | 0 | 0 | 0 | 0 | 0
Scenario 3: Aggressive Fuel Sub | SDG&E | Com | WaterHeat | Com ¦ Com Heat Pump Water Heater (100+ Gal, 200+ kBtuh - 4.3 COP) - Fuel Sub - ZEAS 2030 - Hot-Dry | Com - Retail | Fuel Substitution | 27034.8226 | 28424.6828 | 29929.6806 | 31562.1131 | 33237.5464 | 0 | 0 | 0 | 0 | 0 | 0 | 0 | 0
Scenario 3: Aggressive Fuel Sub | SDG&E | Com | WaterHeat | Com ¦ Com Heat Pump Water Heater (100+ Gal, 200+ kBtuh - 4.3 COP) - Fuel Sub - Panel Upgrade - ZEAS 2030 - Marine | Com - Retail | Fuel Substitution | 4222.848 | 4439.9378 | 4675.0121 | 4929.9916 | 5191.687 | 0 | 0 | 0 | 0 | 0 | 0 | 0 | 0
Scenario 3: Aggressive Fuel Sub | SDG&E | Com | WaterHeat | Com ¦ Com Heat Pump Water Heater (100+ Gal, 200+ kBtuh - 4.3 COP) - Fuel Sub - Panel Upgrade - ZEAS 2030 - Hot-Dry | Com - Retail | Fuel Substitution | 22429.9902 | 23583.1159 | 24831.768 | 26186.1488 | 27576.2061 | 0 | 0 | 0 | 0 | 0 | 0 | 0 | 0
Scenario 3: Aggressive Fuel Sub | SDG&E | Com | WholeBlg | Com ¦ Com Title 24 2022 Code | Com - Retail | Energy Efficiency | 4335635.4156 | 4472960.9732 | 4601145.8435 | 4711849.0193 | 4779604.6721 | 5017558.0559 | 5263179.6054 | 5486158.9991 | 5705102.7702 | 5945865.7276 | 6175767.4757 | 6379564.3471 | 6622611.851
Scenario 3: Aggressive Fuel Sub | SDG&E | Com | ComRefrig | Com ¦ Efficient Refrigerated Display Case - Marine | Com - Retail | Energy Efficiency | 0 | 0 | 0 | 0 | 0 | 0 | 0 | 0 | 0 | 0 | 0 | 0 | 0
Scenario 3: Aggressive Fuel Sub | SDG&E | Com | ComRefrig | Com ¦ Efficient Refrigerated Display Case - Hot-Dry | Com - Retail | Energy Efficiency | 0 | 0 | 0 | 0 | 0 | 0 | 0 | 0 | 0 | 0 | 0 | 0 | 0
Scenario 3: Aggressive Fuel Sub | SDG&E | Com | ComRefrig | Com ¦ Refrigerated Display Case LED Lighting | Com - Retail | Energy Efficiency | 3043053.6355 | 3135039.9599 | 3215279.8075 | 3283584.8668 | 3361604.6252 | 3452580.6933 | 3514564.2273 | 3559818.9882 | 3602189.6388 | 3633838.0387 | 3689713.4438 | 3730128.7128 | 3765912.0071
Scenario 3: Aggressive Fuel Sub | SDG&E | Com | ComRefrig | Com ¦ Efficient EC or PMS Motor Retrofit - Marine | Com - Retail | Energy Efficiency | 182416.2239 | 183397.1249 | 183051.9843 | 181536.6071 | 181025.4399 | 183702.7577 | 185144.1687 | 185514.522 | 185816.4056 | 185954.0675 | 186580.402 | 185518.3953 | 184564.4269
Scenario 3: Aggressive Fuel Sub | SDG&E | Com | ComRefrig | Com ¦ Efficient EC or PMS Motor Retrofit - Hot-Dry | Com - Retail | Energy Efficiency | 970974.6888 | 976195.8801 | 974358.7477 | 966292.6182 | 963571.7505 | 977822.7183 | 985495.1367 | 987466.4728 | 989073.355 | 989806.109 | 993139.9951 | 987487.09 | 982409.2569
Scenario 3: Aggressive Fuel Sub | SDG&E | Com | ComRefrig | Com ¦ Add Doors to Open Display Cases - Marine | Com - Retail | Energy Efficiency | 0 | 0 | 0 | 0 | 0 | 0 | 0 | 0 | 0 | 0 | 0 | 0 | 0
Scenario 3: Aggressive Fuel Sub | SDG&E | Com | ComRefrig | Com ¦ Add Doors to Open Display Cases - Hot-Dry | Com - Retail | Energy Efficiency | 0 | 0 | 0 | 0 | 0 | 0 | 0 | 0 | 0 | 0 | 0 | 0 | 0
Scenario 3: Aggressive Fuel Sub | SDG&E | Com | FoodServ | Com ¦ Demand Controlled Ventilation (DCV) Exhaust Hood | Com - Retail | Energy Efficiency | 9874.4905 | 10405.3128 | 10949.7003 | 11473.5985 | 11888.0004 | 12634.7938 | 13348.4892 | 14004.0381 | 14647.7627 | 15333.1466 | 16041.7966 | 16744.0078 | 17541.6483
Scenario 3: Aggressive Fuel Sub | SDG&E | Com | FoodServ | Com ¦ ENERGY STAR Ice Machine | Com - Retail | Energy Efficiency | 21727.6554 | 22344.6197 | 22870.2985 | 23320.9913 | 23945.0345 | 24855.3031 | 25518.4439 | 25987.1973 | 26382.7138 | 26619.753 | 26981.7045 | 27111.3273 | 27208.5327
Scenario 3: Aggressive Fuel Sub | SDG&E | Com | Lighting | Com ¦ LED Fixtures and Retrofit Kits - 140 lpw | Com - Retail | Energy Efficiency | 4166191.6369 | 4298942.5407 | 4417277.0649 | 4519668.0159 | 4637447.5483 | 4772305.9372 | 4856626.2817 | 4913145.0571 | 4964441.4001 | 4998858.2023 | 5069247.3753 | 5116067.9243 | 5155224.583
Scenario 3: Aggressive Fuel Sub | PG&E | Com | BldgEnv | Com ¦ Com Wall Insulation (R14) - Marine | Com - School | Energy Efficiency | 3035.8718 | 3168.526 | 3311.2914 | 3451.8589 | 3572.4411 | 3728.8431 | 3882.6949 | 4061.0756 | 4247.6121 | 4454.7072 | 4677.7182 | 4937.2445 | 5194.3619
Scenario 3: Aggressive Fuel Sub | PG&E | Com | BldgEnv | Com ¦ Com Wall Insulation (R14) - Hot-Dry | Com - School | Energy Efficiency | 3450.4843 | 3585.3943 | 3728.8172 | 3867.7251 | 3986.2353 | 4150.8152 | 4310.5744 | 4496.2253 | 4689.6984 | 4905.3521 | 5137.5193 | 5404.8695 | 5668.5568
Scenario 3: Aggressive Fuel Sub | PG&E | Com | BldgEnv | Com ¦ Com Wall Insulation (R14) - Cold | Com - School | Energy Efficiency | 2238.4006 | 2290.4479 | 2342.9028 | 2396.6854 | 2455.3945 | 2521.6262 | 2589.3781 | 2659.4156 | 2732.0632 | 2807.8726 | 2886.8502 | 2967.2469 | 3051.2885
Scenario 3: Aggressive Fuel Sub | PG&E | Com | HVAC | Com ¦ Small Unitary Heat Pump (SEER 16) - Hot-Dry | Com - School | Energy Efficiency | 0 | 525718.0841 | 0 | 0 | 0 | 0 | 0 | 0 | 0 | 0 | 0 | 0 | 0
Scenario 3: Aggressive Fuel Sub | PG&E | Com | HVAC | Com ¦ Small Unitary Heat Pump (SEER 16) - Cold | Com - School | Energy Efficiency | 1929.7589 | 1926.3496 | 1910.7195 | 1885.4976 | 1871.2874 | 1887.1777 | 1889.1986 | 1886.0663 | 0 | 0 | 0 | 0 | 0
Scenario 3: Aggressive Fuel Sub | PG&E | Com | HVAC | Com ¦ Small Unitary Heat Pump (SEER 17) - Cold | Com - School | Energy Efficiency | 0 | 0 | 0 | 0 | 0 | 0 | 0 | 0 | 0 | 0 | 0 | 0 | 0
Scenario 3: Aggressive Fuel Sub | PG&E | Com | HVAC | Com ¦ Small Unitary AC (SEER 16) - Marine | Com - School | Energy Efficiency | 0 | 0 | 0 | 0 | 0 | 0 | 0 | 0 | 5145659.9067 | 5245190.0654 | 5357218.0337 | 0 | 0
Scenario 3: Aggressive Fuel Sub | PG&E | Com | HVAC | Com ¦ Small Unitary AC (SEER 17) - Marine | Com - School | Energy Efficiency | 4706926.5357 | 4779065.1634 | 4841629.4467 | 4897247.4794 | 4966771.4632 | 5071713.8699 | 5165861.882 | 5259225.3677 | 0 | 0 | 0 | 5671220.211 | 5781427.2235
Scenario 3: Aggressive Fuel Sub | PG&E | Com | HVAC | Com ¦ Small Unitary AC (SEER 17) - Hot-Dry | Com - School | Energy Efficiency | 4525468.8711 | 4585793.1658 | 4634640.3732 | 0 | 0 | 0 | 0 | 0 | 5061182.9497 | 5143269.7932 | 5239017.2952 | 5326725.7522 | 5417439.1344
Scenario 3: Aggressive Fuel Sub | PG&E | Com | HVAC | Com ¦ Small Unitary AC (SEER 18) - Hot-Dry | Com - School | Energy Efficiency | 0 | 0 | 0 | 4973624.8043 | 5026519.9252 | 5122502.6416 | 5203323.8935 | 5281251.3534 | 0 | 0 | 0 | 0 | 0
Scenario 3: Aggressive Fuel Sub | PG&E | Com | HVAC | Com ¦ Small Unitary AC (SEER 18) - Cold | Com - School | Energy Efficiency | 20657.5413 | 21071.8674 | 21468.7522 | 21855.1326 | 22286.8089 | 22827.7687 | 23349.3347 | 23881.773 | 24429.7153 | 25002.9071 | 25626.7236 | 26251.2373 | 26899.838
Scenario 3: Aggressive Fuel Sub | PG&E | Com | HVAC | Com ¦ Ductless Mini Split Heat Pump (SEER 18) - Hot-Dry | Com - School | Energy Efficiency | 56858.0033 | 57139.4703 | 57131.3885 | 56912.7949 | 56996.5731 | 57625.5759 | 57790.7974 | 57784.4446 | 57679.7776 | 57514.3514 | 57659.4082 | 57473.9614 | 57244.8936
Scenario 3: Aggressive Fuel Sub | PG&E | Com | HVAC | Com ¦ Ductless Mini Split Heat Pump (SEER 18) - Marine | Com - School | Energy Efficiency | 56062.0264 | 56339.5529 | 56331.5843 | 56116.0508 | 56198.6563 | 56818.8533 | 56981.7619 | 56975.498 | 56872.2963 | 56709.1859 | 56852.212 | 56669.3614 | 56443.5004
Scenario 3: Aggressive Fuel Sub | PG&E | Com | HVAC | Com ¦ Ductless Mini Split Heat Pump (SEER 18) - Cold | Com - School | Energy Efficiency | 143.2371 | 143.9462 | 143.9258 | 143.3751 | 143.5862 | 145.1708 | 145.587 | 145.571 | 145.3073 | 144.8906 | 145.256 | 144.7888 | 144.2118
Scenario 3: Aggressive Fuel Sub | PG&E | Com | HVAC | Com ¦ Demand Controlled Ventilation (HVAC) - Marine | Com - School | Energy Efficiency | 285653.363 | 296803.3732 | 308496.4087 | 319616.7093 | 329022.1528 | 342282.451 | 354823.7948 | 369338.1111 | 384381.5866 | 401105.0458 | 419381.8258 | 440515.0856 | 461233.4886
Scenario 3: Aggressive Fuel Sub | PG&E | Com | HVAC | Com ¦ Demand Controlled Ventilation (HVAC) - Hot-Dry | Com - School | Energy Efficiency | 219847.9742 | 227809.855 | 236009.1895 | 243614.8848 | 250002.124 | 259623.7326 | 268498.0415 | 278753.2949 | 289320.3711 | 301085.9161 | 314062.9366 | 328958.8404 | 343461.9536
Scenario 3: Aggressive Fuel Sub | PG&E | Com | HVAC | Com ¦ Demand Controlled Ventilation (HVAC) - Cold | Com - School | Energy Efficiency | 17281.5986 | 17578.7762 | 17849.3237 | 18095.3027 | 18413.5622 | 18898.0668 | 19369.3889 | 19836.8104 | 20308.7313 | 20799.7349 | 21368.2305 | 21899.0539 | 22444.9979
Scenario 3: Aggressive Fuel Sub | PG&E | Com | HVAC | Com ¦ HVAC Energy Management System (Elec SC and Gas SH) - Marine | Com - School | Energy Efficiency | 395663.7077 | 411415.6515 | 428009.4337 | 443885.8633 | 457336.6473 | 475993.9078 | 493751.7205 | 5437253.9113 | 535649.9936 | 559363.2528 | 585220.0991 | 615172.4276 | 644586.6563
Scenario 3: Aggressive Fuel Sub | PG&E | Com | HVAC | Com ¦ HVAC Energy Management System (Elec SC and Gas SH) - Hot-Dry | Com - School | Energy Efficiency | 288320.1184 | 299716.4841 | 311702.3879 | 323145.308 | 332834.0876 | 346352.2713 | 359189.3304 | 374049.3597 | 389465.4033 | 406598.8147 | 425296.3763 | 446941.2798 | 468184.3324
Scenario 3: Aggressive Fuel Sub | PG&E | Com | HVAC | Com ¦ HVAC Energy Management System (Elec SC and Gas SH) - Cold | Com - School | Energy Efficiency | 14381.1271 | 14706.9508 | 15031.3186 | 15352.2058 | 15702.929 | 16135.0566 | 16569.6463 | 17015.9546 | 17475.6723 | 17956.5191 | 18483.5085 | 19012.4376 | 19559.6405
Scenario 3: Aggressive Fuel Sub | PG&E | Com | HVAC | Com ¦ HVAC Fan Variable Frequency Drive (VFD) - Marine | Com - School | Energy Efficiency | 746424.4412 | 733354.2716 | 712367.8856 | 685113.9682 | 671560.0499 | 683186.3357 | 690406.7388 | 692464.6758 | 0 | 0 | 0 | 0 | 0
Scenario 3: Aggressive Fuel Sub | PG&E | Com | HVAC | Com ¦ HVAC Fan Variable Frequency Drive (VFD) - Hot-Dry | Com - School | Energy Efficiency | 634727.8382 | 623270.6192 | 604992.0239 | 581309.8082 | 569414.4395 | 579189.2313 | 585161.3835 | 586678.9681 | 0 | 0 | 0 | 0 | 0
Scenario 3: Aggressive Fuel Sub | PG&E | Com | HVAC | Com ¦ HVAC Fan Variable Frequency Drive (VFD) - Cold | Com - School | Energy Efficiency | 1424.5675 | 1385.1382 | 1326.8089 | 1253.3931 | 1211.9089 | 1229.3791 | 1236.0723 | 1230.183 | 0 | 0 | 0 | 0 | 0
Scenario 3: Aggressive Fuel Sub | PG&E | Com | HVAC | Com ¦ Large Packaged Heat Pump (IEER 14.0) - Fuel Sub - ZEAS 2030 - Marine | Com - School | Fuel Substitution | 2404283.405 | 2504676.2342 | 2614486.3324 | 2732498.409 | 2849122.6683 | 0 | 0 | 0 | 0 | 0 | 0 | 0 | 0
Scenario 3: Aggressive Fuel Sub | PG&E | Com | HVAC | Com ¦ Large Packaged Heat Pump (IEER 14.0) - Fuel Sub - ZEAS 2030 - Hot-Dry | Com - School | Fuel Substitution | 1791434.6524 | 1869024.7919 | 1954287.5925 | 2046170.7403 | 2136578.9465 | 0 | 0 | 0 | 0 | 0 | 0 | 0 | 0
Scenario 3: Aggressive Fuel Sub | PG&E | Com | HVAC | Com ¦ Large Packaged Heat Pump (IEER 14.0) - Fuel Sub - ZEAS 2030 - Cold | Com - School | Fuel Substitution | 13902.445 | 14484.942 | 15131.5686 | 15832.6524 | 16516.5665 | 0 | 0 | 0 | 0 | 0 | 0 | 0 | 0
Scenario 3: Aggressive Fuel Sub | PG&E | Com | HVAC | Com ¦ Large Packaged Heat Pump (IEER 14.0) - Fuel Sub - Panel Upgrade - ZEAS 2030 - Marine | Com - School | Fuel Substitution | 549381.7117 | 572321.5965 | 597413.3389 | 624379.2433 | 651028.0299 | 0 | 0 | 0 | 0 | 0 | 0 | 0 | 0
Scenario 3: Aggressive Fuel Sub | PG&E | Com | HVAC | Com ¦ Large Packaged Heat Pump (IEER 14.0) - Fuel Sub - Panel Upgrade - ZEAS 2030 - Hot-Dry | Com - School | Fuel Substitution | 409345.0189 | 427074.4611 | 446557.1157 | 467552.5279 | 488210.9141 | 0 | 0 | 0 | 0 | 0 | 0 | 0 | 0
Scenario 3: Aggressive Fuel Sub | PG&E | Com | HVAC | Com ¦ Large Packaged Heat Pump (IEER 14.0) - Fuel Sub - Panel Upgrade - ZEAS 2030 - Cold | Com - School | Fuel Substitution | 3176.7258 | 3309.8271 | 3457.582 | 3617.7805 | 3774.0557 | 0 | 0 | 0 | 0 | 0 | 0 | 0 | 0
Scenario 3: Aggressive Fuel Sub | PG&E | Com | HVAC | Com ¦ Small Packaged Heat Pump (SEER 15) - Fuel Sub - ZEAS 2030 - Marine | Com - School | Fuel Substitution | 0 | 0 | 0 | 0 | 0 | 0 | 0 | 0 | 0 | 0 | 0 | 0 | 0
Scenario 3: Aggressive Fuel Sub | PG&E | Com | HVAC | Com ¦ Small Packaged Heat Pump (SEER 15) - Fuel Sub - ZEAS 2030 - Hot-Dry | Com - School | Fuel Substitution | 0 | 0 | 0 | 0 | 0 | 0 | 0 | 0 | 0 | 0 | 0 | 0 | 0
Scenario 3: Aggressive Fuel Sub | PG&E | Com | HVAC | Com ¦ Small Packaged Heat Pump (SEER 16) - Fuel Sub - ZEAS 2030 - Marine | Com - School | Fuel Substitution | 0 | 0 | 0 | 0 | 0 | 0 | 0 | 0 | 0 | 0 | 0 | 0 | 0
Scenario 3: Aggressive Fuel Sub | PG&E | Com | HVAC | Com ¦ Small Packaged Heat Pump (SEER 16) - Fuel Sub - ZEAS 2030 - Hot-Dry | Com - School | Fuel Substitution | 0 | 0 | 0 | 0 | 0 | 0 | 0 | 0 | 0 | 0 | 0 | 0 | 0
Scenario 3: Aggressive Fuel Sub | PG&E | Com | HVAC | Com ¦ Small Packaged Heat Pump (SEER 16) - Fuel Sub - ZEAS 2030 - Cold | Com - School | Fuel Substitution | 0 | 0 | 0 | 0 | 0 | 0 | 0 | 0 | 0 | 0 | 0 | 0 | 0
Scenario 3: Aggressive Fuel Sub | PG&E | Com | HVAC | Com ¦ Small Packaged Heat Pump (SEER 17) - Fuel Sub - ZEAS 2030 - Marine | Com - School | Fuel Substitution | 845050.5529 | 870834.5564 | 897777.2168 | 925928.5242 | 955014.0006 | 0 | 0 | 0 | 0 | 0 | 0 | 0 | 0
Scenario 3: Aggressive Fuel Sub | PG&E | Com | HVAC | Com ¦ Small Packaged Heat Pump (SEER 17) - Fuel Sub - ZEAS 2030 - Hot-Dry | Com - School | Fuel Substitution | 722748.5232 | 744246.9982 | 766619.3206 | 0 | 0 | 0 | 0 | 0 | 0 | 0 | 0 | 0 | 0
Scenario 3: Aggressive Fuel Sub | PG&E | Com | HVAC | Com ¦ Small Packaged Heat Pump (SEER 17) - Fuel Sub - ZEAS 2030 - Cold | Com - School | Fuel Substitution | 0 | 0 | 0 | 0 | 0 | 0 | 0 | 0 | 0 | 0 | 0 | 0 | 0
Scenario 3: Aggressive Fuel Sub | PG&E | Com | HVAC | Com ¦ Small Packaged Heat Pump (SEER 18) - Fuel Sub - ZEAS 2030 - Hot-Dry | Com - School | Fuel Substitution | 0 | 0 | 0 | 811728.3163 | 835943.0349 | 0 | 0 | 0 | 0 | 0 | 0 | 0 | 0
Scenario 3: Aggressive Fuel Sub | PG&E | Com | HVAC | Com ¦ Small Packaged Heat Pump (SEER 18) - Fuel Sub - ZEAS 2030 - Cold | Com - School | Fuel Substitution | 4309.4682 | 4452.527 | 4605.9893 | 4769.0115 | 4933.2679 | 0 | 0 | 0 | 0 | 0 | 0 | 0 | 0
Scenario 3: Aggressive Fuel Sub | PG&E | Com | HVAC | Com ¦ Small Packaged Heat Pump (SEER 15) - Fuel Sub - Panel Upgrade - ZEAS 2030 - Marine | Com - School | Fuel Substitution | 0 | 0 | 0 | 0 | 0 | 0 | 0 | 0 | 0 | 0 | 0 | 0 | 0
Scenario 3: Aggressive Fuel Sub | PG&E | Com | HVAC | Com ¦ Small Packaged Heat Pump (SEER 15) - Fuel Sub - Panel Upgrade - ZEAS 2030 - Hot-Dry | Com - School | Fuel Substitution | 0 | 0 | 0 | 0 | 0 | 0 | 0 | 0 | 0 | 0 | 0 | 0 | 0
Scenario 3: Aggressive Fuel Sub | PG&E | Com | HVAC | Com ¦ Small Packaged Heat Pump (SEER 16) - Fuel Sub - Panel Upgrade - ZEAS 2030 - Marine | Com - School | Fuel Substitution | 0 | 0 | 0 | 0 | 0 | 0 | 0 | 0 | 0 | 0 | 0 | 0 | 0
Scenario 3: Aggressive Fuel Sub | PG&E | Com | HVAC | Com ¦ Small Packaged Heat Pump (SEER 16) - Fuel Sub - Panel Upgrade - ZEAS 2030 - Hot-Dry | Com - School | Fuel Substitution | 0 | 0 | 0 | 0 | 0 | 0 | 0 | 0 | 0 | 0 | 0 | 0 | 0
Scenario 3: Aggressive Fuel Sub | PG&E | Com | HVAC | Com ¦ Small Packaged Heat Pump (SEER 16) - Fuel Sub - Panel Upgrade - ZEAS 2030 - Cold | Com - School | Fuel Substitution | 0 | 0 | 0 | 0 | 0 | 0 | 0 | 0 | 0 | 0 | 0 | 0 | 0
Scenario 3: Aggressive Fuel Sub | PG&E | Com | HVAC | Com ¦ Small Packaged Heat Pump (SEER 17) - Fuel Sub - Panel Upgrade - ZEAS 2030 - Marine | Com - School | Fuel Substitution | 193095.0895 | 198986.766 | 205143.197 | 211575.8053 | 218221.8724 | 0 | 0 | 0 | 0 | 0 | 0 | 0 | 0
Scenario 3: Aggressive Fuel Sub | PG&E | Com | HVAC | Com ¦ Small Packaged Heat Pump (SEER 17) - Fuel Sub - Panel Upgrade - ZEAS 2030 - Hot-Dry | Com - School | Fuel Substitution | 165148.9255 | 170061.3534 | 175173.4565 | 0 | 0 | 0 | 0 | 0 | 0 | 0 | 0 | 0 | 0
Scenario 3: Aggressive Fuel Sub | PG&E | Com | HVAC | Com ¦ Small Packaged Heat Pump (SEER 17) - Fuel Sub - Panel Upgrade - ZEAS 2030 - Cold | Com - School | Fuel Substitution | 0 | 0 | 0 | 0 | 0 | 0 | 0 | 0 | 0 | 0 | 0 | 0 | 0
Scenario 3: Aggressive Fuel Sub | PG&E | Com | HVAC | Com ¦ Small Packaged Heat Pump (SEER 18) - Fuel Sub - Panel Upgrade - ZEAS 2030 - Hot-Dry | Com - School | Fuel Substitution | 0 | 0 | 0 | 185480.9175 | 191014.0104 | 0 | 0 | 0 | 0 | 0 | 0 | 0 | 0
Scenario 3: Aggressive Fuel Sub | PG&E | Com | HVAC | Com ¦ Small Packaged Heat Pump (SEER 18) - Fuel Sub - Panel Upgrade - ZEAS 2030 - Cold | Com - School | Fuel Substitution | 984.7188 | 1017.4079 | 1052.4742 | 1089.725 | 1127.2578 | 0 | 0 | 0 | 0 | 0 | 0 | 0 | 0
Scenario 3: Aggressive Fuel Sub | PG&E | Com | HVAC | Com ¦ Efficient Hot Water Boilers (94% eff.) - ZEAS 2030 - Marine | Com - School | Energy Efficiency | 3028283.3781 | 3115100.7498 | 3205737.73 | 3299840.1998 | 3396865.1287 | 0 | 0 | 0 | 0 | 0 | 0 | 0 | 0
Scenario 3: Aggressive Fuel Sub | PG&E | Com | HVAC | Com ¦ Efficient Hot Water Boilers (94% eff.) - ZEAS 2030 - Hot-Dry | Com - School | Energy Efficiency | 2037749.2551 | 2096169.1625 | 2157159.3064 | 2220481.3981 | 2285770.0292 | 0 | 0 | 0 | 0 | 0 | 0 | 0 | 0
Scenario 3: Aggressive Fuel Sub | PG&E | Com | HVAC | Com ¦ Efficient Hot Water Boilers (94% eff.) - ZEAS 2030 - Cold | Com - School | Energy Efficiency | 4854.8476 | 4994.0304 | 5139.3368 | 5290.1988 | 5445.7461 | 0 | 0 | 0 | 0 | 0 | 0 | 0 | 0
Scenario 3: Aggressive Fuel Sub | PG&E | Com | WaterHeat | Com ¦ Com Heat Pump Water Heater (3.3 UEF - 50 Gal) - Marine | Com - School | Energy Efficiency | 3506362.654 | 3580391.7857 | 3644367.3847 | 3699530.7253 | 3773347.2401 | 3860509.2847 | 3900891.3555 | 3918551.1621 | 3922468.9576 | 3918476.259 | 3947678.0433 | 3958552.5558 | 3961798.895
Scenario 3: Aggressive Fuel Sub | PG&E | Com | WaterHeat | Com ¦ Com Heat Pump Water Heater (3.3 UEF - 50 Gal) - Hot-Dry | Com - School | Energy Efficiency | 2607924.0985 | 2663210.5154 | 2710993.177 | 2752199.7059 | 2807329.7623 | 2872417.3303 | 2902592.7108 | 2915808.4725 | 2918768.1952 | 2915823.1892 | 2937651.3639 | 2945799.555 | 2948255.6519
Scenario 3: Aggressive Fuel Sub | PG&E | Com | WaterHeat | Com ¦ Com Heat Pump Water Heater (3.3 UEF - 50 Gal) - Cold | Com - School | Energy Efficiency | 7511.1372 | 7670.1837 | 7807.64 | 7926.1741 | 8084.7688 | 8272.0165 | 8358.8102 | 8396.8068 | 8405.2937 | 8396.7915 | 8459.5701 | 8482.9887 | 8490.0285
Scenario 3: Aggressive Fuel Sub | PG&E | Com | WaterHeat | Com ¦ Com Hot Water Tank Insulation - Marine | Com - School | Energy Efficiency | 26764.2761 | 27453.5383 | 28157.0131 | 28884.1331 | 29637.0895 | 30417.5146 | 31228.4771 | 32072.6095 | 32951.2411 | 33865.698 | 34817.0404 | 35809.3074 | 36846.6529
Scenario 3: Aggressive Fuel Sub | PG&E | Com | WaterHeat | Com ¦ Com Hot Water Tank Insulation - Hot-Dry | Com - School | Energy Efficiency | 18859.1789 | 19344.8606 | 19840.557 | 20352.9149 | 20883.478 | 21433.3968 | 22004.8334 | 22599.6429 | 23218.7618 | 23863.1247 | 24533.4786 | 25232.6696 | 25963.6247
Scenario 3: Aggressive Fuel Sub | PG&E | Com | WaterHeat | Com ¦ Com Hot Water Tank Insulation - Cold | Com - School | Energy Efficiency | 38.4841 | 39.4752 | 40.4867 | 41.5322 | 42.6149 | 43.7371 | 44.9031 | 46.1169 | 47.3803 | 48.6952 | 50.0631 | 51.4899 | 52.9815
Scenario 3: Aggressive Fuel Sub | PG&E | Com | WaterHeat | Com ¦ Faucet Aerators (Elec WH) - Marine | Com - School | Energy Efficiency | 17520.2991 | 18195.9947 | 18084.555 | 17572.8863 | 18360.4254 | 19857.6193 | 20569.4507 | 20896.1594 | 0 | 0 | 0 | 0 | 0
Scenario 3: Aggressive Fuel Sub | PG&E | Com | WaterHeat | Com ¦ Faucet Aerators (Elec WH) - Hot-Dry | Com - School | Energy Efficiency | 12468.8413 | 12949.7202 | 12870.4108 | 12506.2665 | 13066.7422 | 14132.2646 | 14638.8606 | 14871.3726 | 0 | 0 | 0 | 0 | 0
Scenario 3: Aggressive Fuel Sub | PG&E | Com | WaterHeat | Com ¦ Faucet Aerators (Elec WH) - Cold | Com - School | Energy Efficiency | 44.0477 | 45.7464 | 45.4663 | 44.1799 | 46.1598 | 49.9239 | 51.7135 | 52.5349 | 0 | 0 | 0 | 0 | 0
Scenario 3: Aggressive Fuel Sub | PG&E | Com | WaterHeat | Com ¦ Low Flow Showerheads (Gas WH) - Cold | Com - School | Energy Efficiency | 0 | 0 | 0 | 0 | 0 | 0 | 0 | 116.6838 | 0 | 0 | 0 | 0 | 0
Scenario 3: Aggressive Fuel Sub | PG&E | Com | WaterHeat | Com ¦ Low Flow Showerheads (Elec WH) - Marine | Com - School | Energy Efficiency | 0 | 0 | 0 | 0 | 0 | 0 | 0 | 0 | 0 | 0 | 0 | 0 | 0
Scenario 3: Aggressive Fuel Sub | PG&E | Com | WaterHeat | Com ¦ Low Flow Showerheads (Elec WH) - Hot-Dry | Com - School | Energy Efficiency | 0 | 0 | 0 | 0 | 0 | 0 | 0 | 0 | 0 | 0 | 0 | 0 | 0
Scenario 3: Aggressive Fuel Sub | PG&E | Com | WaterHeat | Com ¦ Low Flow Showerheads (Elec WH) - Cold | Com - School | Energy Efficiency | 0 | 0 | 0 | 0 | 7.839 | 8.3294 | 8.5221 | 8.4763 | 0 | 0 | 0 | 0 | 0
Scenario 3: Aggressive Fuel Sub | PG&E | Com | WaterHeat | Com ¦ Low-flow Pre-Rinse Spray Valve - Marine | Com - School | Energy Efficiency | 33741.0494 | 34632.4481 | 35554.0196 | 36505.438 | 37481.0276 | 38507.9667 | 39572.091 | 40684.3862 | 41843.728 | 43055.5277 | 44325.1801 | 45655.5486 | 47041.5623
Scenario 3: Aggressive Fuel Sub | PG&E | Com | WaterHeat | Com ¦ Low-flow Pre-Rinse Spray Valve - Hot-Dry | Com - School | Energy Efficiency | 23319.0215 | 23935.0825 | 24571.9964 | 25229.5381 | 25903.7849 | 26613.5203 | 27348.9549 | 28117.6813 | 28918.9224 | 29756.4182 | 30633.8969 | 31553.3374 | 32511.2354
Scenario 3: Aggressive Fuel Sub | PG&E | Com | WaterHeat | Com ¦ Low-flow Pre-Rinse Spray Valve - Cold | Com - School | Energy Efficiency | 50.5937 | 51.9303 | 53.3122 | 54.7388 | 56.2017 | 57.7415 | 59.3372 | 61.005 | 62.7434 | 64.5605 | 66.4643 | 68.4591 | 70.5374
Scenario 3: Aggressive Fuel Sub | PG&E | Com | WaterHeat | Com ¦ Com Hot Water Pipe Insulation - Marine | Com - School | Energy Efficiency | 12941506.778 | 13274877.2213 | 13616929.7776 | 13970751.6844 | 14337571.3477 | 14718362.5502 | 15114307.4654 | 15526465.8919 | 15955283.4828 | 16401845.2861 | 16867288.4466 | 17353106.4493 | 17860704.0126
Scenario 3: Aggressive Fuel Sub | PG&E | Com | WaterHeat | Com ¦ Com Hot Water Pipe Insulation - Hot-Dry | Com - School | Energy Efficiency | 7735253.8543 | 7934512.3372 | 8138960.1963 | 8350442.701 | 8569694.0806 | 8797296.3735 | 9033956.1755 | 9280306.9376 | 9536615.0305 | 9803528.9973 | 10081728.5195 | 10372106.2662 | 10675501.8503
Scenario 3: Aggressive Fuel Sub | PG&E | Com | WaterHeat | Com ¦ Com Hot Water Pipe Insulation - Cold | Com - School | Energy Efficiency | 16260.3546 | 16679.2178 | 17108.9897 | 17553.5492 | 18014.4397 | 18492.8848 | 18990.3697 | 19508.2261 | 20047.0139 | 20608.0964 | 21192.9024 | 21803.3084 | 22441.0793
Scenario 3: Aggressive Fuel Sub | PG&E | Com | WaterHeat | Com ¦ Com Efficient Tankless Gas Water Heater (0.87 UEF - High Draw) - ZEAS 2030 - Marine | Com - School | Energy Efficiency | 279475.1625 | 292264.5872 | 306095.3742 | 319799.6292 | 331579.5735 | 0 | 0 | 0 | 0 | 0 | 0 | 0 | 0
Scenario 3: Aggressive Fuel Sub | PG&E | Com | WaterHeat | Com ¦ Com Efficient Tankless Gas Water Heater (0.87 UEF - High Draw) - ZEAS 2030 - Hot-Dry | Com - School | Energy Efficiency | 209671.5873 | 219266.7292 | 229643.1631 | 239924.692 | 248762.5251 | 0 | 0 | 0 | 0 | 0 | 0 | 0 | 0
Scenario 3: Aggressive Fuel Sub | PG&E | Com | WaterHeat | Com ¦ Com Efficient Tankless Gas Water Heater (0.87 UEF - High Draw) - ZEAS 2030 - Cold | Com - School | Energy Efficiency | 1213.6927 | 1268.2359 | 1329.6066 | 1390.0318 | 1440.5934 | 0 | 0 | 0 | 0 | 0 | 0 | 0 | 0
Scenario 3: Aggressive Fuel Sub | PG&E | Com | WaterHeat | Com ¦ Com Heat Pump Water Heater (3.75 UEF - 50 Gal) - Fuel Sub - ZEAS 2030 - Marine | Com - School | Fuel Substitution | 22076547.265 | 22796407.7392 | 23586147.7301 | 24444124.525 | 25278177.9527 | 14862455.1365 | 15010217.9748 | 15068506.8529 | 15074249.3525 | 15048318.9138 | 15148511.6282 | 15175365.1288 | 15175005.2169
Scenario 3: Aggressive Fuel Sub | PG&E | Com | WaterHeat | Com ¦ Com Heat Pump Water Heater (3.75 UEF - 50 Gal) - Fuel Sub - ZEAS 2030 - Hot-Dry | Com - School | Fuel Substitution | 16448618.3966 | 16987364.2865 | 17578872.0059 | 18221859.0994 | 18846336.649 | 11077399.4381 | 11187969.2241 | 11231670.9677 | 11236102.0934 | 11216862.14 | 11291878.2817 | 11312084.5183 | 11311952.4626
Scenario 3: Aggressive Fuel Sub | PG&E | Com | WaterHeat | Com ¦ Com Heat Pump Water Heater (3.75 UEF - 50 Gal) - Fuel Sub - ZEAS 2030 - Cold | Com - School | Fuel Substitution | 90490.118 | 93490.1142 | 96821.9821 | 100474.4042 | 103976.063 | 61432.3688 | 62019.753 | 62246.9456 | 62262.6187 | 62150.81 | 62546.8149 | 62647.5869 | 62638.8308
Scenario 3: Aggressive Fuel Sub | PG&E | Com | WaterHeat | Com ¦ Com Efficient Tankless Gas Water Heater (0.87 UEF - High Draw) - Panel Upgrade - ZEAS 2030 - Marine | Com - School | Energy Efficiency | 231872.2502 | 242483.2564 | 253958.25 | 265328.2638 | 275101.7341 | 0 | 0 | 0 | 0 | 0 | 0 | 0 | 0
Scenario 3: Aggressive Fuel Sub | PG&E | Com | WaterHeat | Com ¦ Com Efficient Tankless Gas Water Heater (0.87 UEF - High Draw) - Panel Upgrade - ZEAS 2030 - Hot-Dry | Com - School | Energy Efficiency | 173958.2949 | 181919.0995 | 190528.1188 | 199058.3983 | 206390.8862 | 0 | 0 | 0 | 0 | 0 | 0 | 0 | 0
Scenario 3: Aggressive Fuel Sub | PG&E | Com | WaterHeat | Com ¦ Com Efficient Tankless Gas Water Heater (0.87 UEF - High Draw) - Panel Upgrade - ZEAS 2030 - Cold | Com - School | Energy Efficiency | 1006.9649 | 1052.2177 | 1103.1351 | 1153.2682 | 1195.2176 | 0 | 0 | 0 | 0 | 0 | 0 | 0 | 0
Scenario 3: Aggressive Fuel Sub | PG&E | Com | WaterHeat | Com ¦ Com Heat Pump Water Heater (3.75 UEF - 50 Gal) - Fuel Sub - Panel Upgrade - ZEAS 2030 - Marine | Com - School | Fuel Substitution | 18316256.2473 | 18913503.1243 | 19568726.9629 | 20280564.8531 | 20972554.2355 | 12330938.0528 | 12453532.4956 | 12501893.0482 | 12506657.4298 | 12485143.7142 | 12568270.6365 | 12590550.1893 | 12590251.5811
Scenario 3: Aggressive Fuel Sub | PG&E | Com | WaterHeat | Com ¦ Com Heat Pump Water Heater (3.75 UEF - 50 Gal) - Fuel Sub - Panel Upgrade - ZEAS 2030 - Hot-Dry | Com - School | Fuel Substitution | 13646930.6477 | 14093912.1278 | 14584668.5323 | 15118135.8462 | 15636246.3407 | 9190589.6437 | 9282326.1145 | 9318584.1545 | 9322260.5281 | 9306297.7095 | 9368536.3766 | 9385300.8916 | 9385191.3289
Scenario 3: Aggressive Fuel Sub | PG&E | Com | WaterHeat | Com ¦ Com Heat Pump Water Heater (3.75 UEF - 50 Gal) - Fuel Sub - Panel Upgrade - ZEAS 2030 - Cold | Com - School | Fuel Substitution | 75076.966 | 77565.9738 | 80330.3258 | 83360.6321 | 86265.8545 | 50968.6137 | 51455.949 | 51644.4439 | 51657.4474 | 51564.683 | 51893.2366 | 51976.8441 | 51969.5794
Scenario 3: Aggressive Fuel Sub | PG&E | Com | WaterHeat | Com ¦ Com Heat Pump Water Heater (100+ Gal, 200+ kBtuh - 4.3 COP) - Fuel Sub - ZEAS 2030 - Marine | Com - School | Fuel Substitution | 1993572.0567 | 2062215.6777 | 2136811.0147 | 2217274.7416 | 2296295.7242 | 0 | 0 | 0 | 0 | 0 | 0 | 0 | 0
Scenario 3: Aggressive Fuel Sub | PG&E | Com | WaterHeat | Com ¦ Com Heat Pump Water Heater (100+ Gal, 200+ kBtuh - 4.3 COP) - Fuel Sub - ZEAS 2030 - Hot-Dry | Com - School | Fuel Substitution | 1478787.6862 | 1530153.8565 | 1586015.6336 | 1646305.6403 | 1705458.7674 | 0 | 0 | 0 | 0 | 0 | 0 | 0 | 0
Scenario 3: Aggressive Fuel Sub | PG&E | Com | WaterHeat | Com ¦ Com Heat Pump Water Heater (100+ Gal, 200+ kBtuh - 4.3 COP) - Fuel Sub - ZEAS 2030 - Cold | Com - School | Fuel Substitution | 4039.6556 | 4183.7983 | 4342.2493 | 4514.6318 | 4681.6785 | 0 | 0 | 0 | 0 | 0 | 0 | 0 | 0
Scenario 3: Aggressive Fuel Sub | PG&E | Com | WaterHeat | Com ¦ Com Heat Pump Water Heater (100+ Gal, 200+ kBtuh - 4.3 COP) - Fuel Sub - Panel Upgrade - ZEAS 2030 - Marine | Com - School | Fuel Substitution | 1654007.5855 | 1710959.1612 | 1772848.699 | 1839607.0658 | 1905168.4305 | 0 | 0 | 0 | 0 | 0 | 0 | 0 | 0
Scenario 3: Aggressive Fuel Sub | PG&E | Com | WaterHeat | Com ¦ Com Heat Pump Water Heater (100+ Gal, 200+ kBtuh - 4.3 COP) - Fuel Sub - Panel Upgrade - ZEAS 2030 - Hot-Dry | Com - School | Fuel Substitution | 1226906.2672 | 1269523.2546 | 1315870.1136 | 1365890.9433 | 1414968.5378 | 0 | 0 | 0 | 0 | 0 | 0 | 0 | 0
Scenario 3: Aggressive Fuel Sub | PG&E | Com | WaterHeat | Com ¦ Com Heat Pump Water Heater (100+ Gal, 200+ kBtuh - 4.3 COP) - Fuel Sub - Panel Upgrade - ZEAS 2030 - Cold | Com - School | Fuel Substitution | 3351.5824 | 3471.1733 | 3602.6354 | 3745.656 | 3884.2497 | 0 | 0 | 0 | 0 | 0 | 0 | 0 | 0
Scenario 3: Aggressive Fuel Sub | PG&E | Com | WaterHeat | Com ¦ Efficient Gas Water Heating Boiler (0.92 UEF) - ZEAS 2030 - Marine | Com - School | Energy Efficiency | 4111117.3883 | 4228920.6923 | 4351894.0007 | 4479559.236 | 4611200.7018 | 0 | 0 | 0 | 0 | 0 | 0 | 0 | 0
Scenario 3: Aggressive Fuel Sub | PG&E | Com | WaterHeat | Com ¦ Efficient Gas Water Heating Boiler (0.92 UEF) - ZEAS 2030 - Hot-Dry | Com - School | Energy Efficiency | 2937167.1422 | 3021331.1941 | 3109188.9491 | 3200398.8441 | 3294449.5257 | 0 | 0 | 0 | 0 | 0 | 0 | 0 | 0
Scenario 3: Aggressive Fuel Sub | PG&E | Com | WaterHeat | Com ¦ Efficient Gas Water Heating Boiler (0.92 UEF) - ZEAS 2030 - Cold | Com - School | Energy Efficiency | 6054.4192 | 6227.9074 | 6409.0095 | 6597.0213 | 6790.8889 | 0 | 0 | 0 | 0 | 0 | 0 | 0 | 0
Scenario 3: Aggressive Fuel Sub | PG&E | Com | ComRefrig | Com ¦ Efficient Refrigerated Display Case - Marine | Com - School | Energy Efficiency | 0 | 0 | 0 | 0 | 0 | 17710.8127 | 17861.3382 | 17891.847 | 17823.3864 | 17693.5241 | 17738.6031 | 17678.4442 | 17572.0394
Scenario 3: Aggressive Fuel Sub | PG&E | Com | ComRefrig | Com ¦ Efficient Refrigerated Display Case - Hot-Dry | Com - School | Energy Efficiency | 0 | 0 | 0 | 0 | 0 | 14043.7075 | 14163.5481 | 14188.4154 | 14134.9686 | 14032.9507 | 14069.4539 | 14022.6924 | 13939.3574
Scenario 3: Aggressive Fuel Sub | PG&E | Com | ComRefrig | Com ¦ Efficient Refrigerated Display Case - Cold | Com - School | Energy Efficiency | 0 | 0 | 0 | 0 | 0 | 0 | 0 | 0 | 0 | 0 | 0 | 0 | 0
Scenario 3: Aggressive Fuel Sub | PG&E | Com | ComRefrig | Com ¦ Refrigerated Display Case LED Lighting | Com - School | Energy Efficiency | 25508.59 | 25956.0755 | 26301.1499 | 26557.4169 | 26893.5243 | 27300.3146 | 27464.1026 | 27527.6476 | 27526.6756 | 27478.7694 | 27621.3969 | 27651.547 | 27639.9316
Scenario 3: Aggressive Fuel Sub | PG&E | Com | ComRefrig | Com ¦ Efficient EC or PMS Motor Retrofit - Marine | Com - School | Energy Efficiency | 5802.6337 | 5763.2196 | 5681.9534 | 5569.1474 | 5493.9499 | 5524.5091 | 5516.2186 | 5493.1011 | 5464.7436 | 5436.3007 | 5427.7376 | 5383.8395 | 5340.0247
Scenario 3: Aggressive Fuel Sub | PG&E | Com | ComRefrig | Com ¦ Efficient EC or PMS Motor Retrofit - Hot-Dry | Com - School | Energy Efficiency | 4597.9683 | 4566.7369 | 4502.3421 | 4412.9554 | 4353.3693 | 4377.5842 | 4371.0149 | 4352.6968 | 4330.2265 | 4307.6885 | 4300.9031 | 4266.1186 | 4231.4
Scenario 3: Aggressive Fuel Sub | PG&E | Com | ComRefrig | Com ¦ Efficient EC or PMS Motor Retrofit - Cold | Com - School | Energy Efficiency | 12.9062 | 12.8185 | 12.6377 | 12.3868 | 12.2196 | 12.2876 | 12.2691 | 12.2177 | 12.1546 | 12.0914 | 12.0723 | 11.9747 | 11.8772
Scenario 3: Aggressive Fuel Sub | PG&E | Com | FoodServ | Com ¦ ENERGY STAR Dishwasher - Tier 1 | Com - School | Energy Efficiency | 0 | 0 | 0 | 0 | 0 | 0 | 0 | 0 | 0 | 0 | 0 | 0 | 0
Scenario 3: Aggressive Fuel Sub | PG&E | Com | FoodServ | Com ¦ ENERGY STAR Dishwasher - Tier 2 | Com - School | Energy Efficiency | 1841805.0364 | 1887805.9989 | 1933876.1538 | 1980216.0616 | 2029441.7685 | 2082850.1509 | 2134402.2232 | 2186872.4076 | 2240535.7912 | 2296180.6319 | 2357160.575 | 2419234.2377 | 2483228.8585
Scenario 3: Aggressive Fuel Sub | PG&E | Com | FoodServ | Com ¦ ENERGY STAR Combination Oven - Electric | Com - School | Energy Efficiency | 910828.4039 | 924709.5448 | 934945.8506 | 943371.9188 | 957508.9355 | 978172.827 | 988495.5517 | 993575.4303 | 994217.7639 | 992762.0754 | 998790.6956 | 999306.0361 | 998283.2485
Scenario 3: Aggressive Fuel Sub | PG&E | Com | FoodServ | Com ¦ ENERGY STAR Steamer - Electric | Com - School | Energy Efficiency | 0 | 0 | 0 | 0 | 220839.88 | 225605.8004 | 227986.6338 | 229158.2571 | 229306.405 | 228970.6649 | 230361.106 | 230479.9642 | 230244.0684
Scenario 3: Aggressive Fuel Sub | PG&E | Com | FoodServ | Com ¦ ENERGY STAR Conveyor Broiler - Gas | Com - School | Energy Efficiency | 186429.2645 | 191142.0707 | 195890.9206 | 200737.398 | 205922.1088 | 211577.0424 | 217062.7534 | 222615.4121 | 228245.0756 | 234066.0591 | 240417.066 | 246895.5351 | 253585.5036
Scenario 3: Aggressive Fuel Sub | PG&E | Com | FoodServ | Com ¦ ENERGY STAR Conveyor Oven - Gas | Com - School | Energy Efficiency | 841847.4795 | 864852.7434 | 888803.7601 | 913620.7716 | 939153.6162 | 966074.139 | 994031.0692 | 1023307.9434 | 1053871.1542 | 1085843.2688 | 1119362.1183 | 1154499.6342 | 1191128.996
Scenario 3: Aggressive Fuel Sub | PG&E | Com | FoodServ | Com ¦ ENERGY STAR Convection Oven - Electric | Com - School | Energy Efficiency | 1677718.3872 | 1723598.4852 | 1771252.3097 | 1820652.2928 | 1871556.6554 | 1925088.306 | 1980706.1006 | 2039039.1646 | 2099891.1734 | 2163615.2984 | 2230252.5204 | 2300364.3236 | 2373354.8593
Scenario 3: Aggressive Fuel Sub | PG&E | Com | FoodServ | Com ¦ High Performance Conveyor Toaster | Com - School | Energy Efficiency | 1104783.0303 | 1121620.0644 | 1134036.121 | 1144256.4623 | 1161403.8592 | 1186467.9838 | 1198988.8615 | 1205150.4653 | 1205929.5794 | 1204163.9121 | 1211476.2853 | 1212101.364 | 1210860.7808
Scenario 3: Aggressive Fuel Sub | PG&E | Com | FoodServ | Com ¦ ENERGY STAR Rack Oven - Gas | Com - School | Energy Efficiency | 358849.4128 | 368655.7324 | 378865.1925 | 389443.7952 | 400327.5319 | 411802.786 | 423719.8235 | 436199.5059 | 449227.5074 | 462856.0741 | 477143.9585 | 492121.8224 | 507735.6067
Scenario 3: Aggressive Fuel Sub | PG&E | Com | FoodServ | Com ¦ Electric Deck Oven (60% cooking efficiency) | Com - School | Energy Efficiency | 18268.7645 | 18547.1828 | 18752.4956 | 18921.4998 | 19205.0503 | 19619.5123 | 19826.5583 | 19928.447 | 19941.3305 | 19912.1333 | 20033.0512 | 20043.3875 | 20022.8732
Scenario 3: Aggressive Fuel Sub | PG&E | Com | FoodServ | Com ¦ Demand Controlled Ventilation (DCV) Exhaust Hood | Com - School | Energy Efficiency | 247739.929 | 256245.9172 | 264831.7801 | 272619.8025 | 279192.4855 | 289270.4611 | 298001.9678 | 307998.9285 | 318133.8722 | 329351.7329 | 342126.0178 | 356549.0831 | 370334.0176
Scenario 3: Aggressive Fuel Sub | PG&E | Com | FoodServ | Com ¦ ENERGY STAR Ice Machine | Com - School | Energy Efficiency | 128258.4803 | 130286.3067 | 131743.8742 | 132834.2174 | 134916.2729 | 138258.9206 | 140091.4836 | 141273.4714 | 141879.0785 | 142017.0759 | 143102.6744 | 143190.7938 | 143025.427
Scenario 3: Aggressive Fuel Sub | PG&E | Com | FoodServ | Com ¦ ENERGY STAR Griddle - Electric | Com - School | Energy Efficiency | 35702.3856 | 36246.4945 | 36647.7342 | 36978.0168 | 37532.1554 | 38342.1326 | 38746.7597 | 38945.8793 | 38971.0573 | 38913.9977 | 39150.3058 | 39170.5059 | 39130.415
Scenario 3: Aggressive Fuel Sub | PG&E | Com | FoodServ | Com ¦ ENERGY STAR Fryer - Tier 1 Gas | Com - School | Energy Efficiency | 10634.1523 | 11103.9715 | 11610.8251 | 12110.6862 | 12535.9524 | 13076.9093 | 13609.5729 | 14228.0885 | 14874.6367 | 15591.6419 | 0 | 0 | 0
Scenario 3: Aggressive Fuel Sub | PG&E | Com | FoodServ | Com ¦ ENERGY STAR Fryer - Tier 2 Gas | Com - School | Energy Efficiency | 0 | 0 | 0 | 0 | 0 | 0 | 0 | 0 | 0 | 0 | 24828.6099 | 26199.735 | 27557.1036
Scenario 3: Aggressive Fuel Sub | PG&E | Com | FoodServ | Com ¦ ENERGY STAR Fryer - Fuel Sub | Com - School | Fuel Substitution | 1747359.8753 | 1806606.2583 | 1872753.8825 | 1943927.2186 | 2011607.2546 | 2075653.0479 | 2154966.3818 | 2244263.7577 | 2342635.2035 | 2447761.1903 | 2548986.4588 | 2661425.2276 | 2780469.737
Scenario 3: Aggressive Fuel Sub | PG&E | Com | FoodServ | Com ¦ ENERGY STAR Steamer - Gas | Com - School | Energy Efficiency | 15837.0078 | 16539.1686 | 17297.0195 | 18044.8502 | 18681.8384 | 19491.5244 | 20289.1638 | 21215.1514 | 22183.3306 | 23256.9831 | 24412.6422 | 25765.6814 | 27105.7077
Scenario 3: Aggressive Fuel Sub | PG&E | Com | FoodServ | Com ¦ ENERGY STAR Steamer - Fuel Sub | Com - School | Fuel Substitution | 766857.8158 | 790197.747 | 815458.3792 | 842263.5622 | 868715.7018 | 894807.8334 | 924838.3782 | 957642.6156 | 993040.6251 | 1030537.3925 | 1067754.0059 | 1108139.6903 | 1150689.324
Scenario 3: Aggressive Fuel Sub | PG&E | Com | FoodServ | Com ¦ ENERGY STAR Convection Oven - Gas | Com - School | Energy Efficiency | 23923.3836 | 24984.0677 | 26128.8772 | 27258.5503 | 28220.7846 | 29443.8962 | 30648.8104 | 32047.6072 | 33510.1387 | 35131.9981 | 36877.7367 | 38921.6376 | 40945.8815
Scenario 3: Aggressive Fuel Sub | PG&E | Com | FoodServ | Com ¦ ENERGY STAR Convection Oven - Fuel Sub | Com - School | Fuel Substitution | 1561473.8676 | 1615401.8681 | 1675906.7589 | 1741147.2212 | 1802829.5544 | 1860807.508 | 1933450.371 | 2015609.8826 | 2106391.7143 | 2203529.6746 | 2296652.3391 | 2400443.6489 | 2510409.8519
Scenario 3: Aggressive Fuel Sub | PG&E | Com | FoodServ | Com ¦ ENERGY STAR Griddle - Gas | Com - School | Energy Efficiency | 11543.5149 | 12055.3163 | 12607.71 | 13152.8 | 13617.0975 | 14207.2735 | 14788.6689 | 15463.6166 | 16169.3175 | 16951.8973 | 17794.2514 | 18780.4748 | 19757.2132
Scenario 3: Aggressive Fuel Sub | PG&E | Com | FoodServ | Com ¦ ENERGY STAR Griddle - Fuel Sub | Com - School | Fuel Substitution | 887779.0141 | 919679.3559 | 955835.0465 | 994991.037 | 1031574.4561 | 1065476.5887 | 1109002.8437 | 1158688.6953 | 1213923.4725 | 1273175.1717 | 1329477.1551 | 1392660.8593 | 1459697.6678
Scenario 3: Aggressive Fuel Sub | PG&E | Com | FoodServ | Com ¦ ENERGY STAR Combination Oven - Gas | Com - School | Energy Efficiency | 767.938 | 801.9858 | 838.7341 | 874.9965 | 905.8841 | 945.1459 | 983.8235 | 1028.7247 | 1075.6718 | 1127.7333 | 1183.7713 | 1249.3803 | 1314.3583
Scenario 3: Aggressive Fuel Sub | PG&E | Com | FoodServ | Com ¦ ENERGY STAR Combination Oven - Fuel Sub | Com - School | Fuel Substitution | 40278.7219 | 41947.0739 | 43900.5148 | 46044.9824 | 47974.7271 | 49680.2579 | 52051.8251 | 54836.3985 | 57988.0475 | 61393.8331 | 64546.8814 | 68157.6741 | 72004.3331
Scenario 3: Aggressive Fuel Sub | PG&E | Com | FoodServ | Com ¦ ENERGY STAR Fryer - Tier 1 Gas - Panel Upgrade | Com - School | Energy Efficiency | 17498.5258 | 18271.6144 | 19105.6434 | 19928.1662 | 20627.9428 | 21518.0889 | 22394.5882 | 23412.3573 | 24476.254 | 25656.0881 | 0 | 0 | 0
Scenario 3: Aggressive Fuel Sub | PG&E | Com | FoodServ | Com ¦ ENERGY STAR Fryer - Tier 2 Gas - Panel Upgrade | Com - School | Energy Efficiency | 0 | 0 | 0 | 0 | 0 | 0 | 0 | 0 | 0 | 0 | 40855.5433 | 43111.7333 | 45345.2869
Scenario 3: Aggressive Fuel Sub | PG&E | Com | FoodServ | Com ¦ ENERGY STAR Fryer - Fuel Sub - Panel Upgrade | Com - School | Fuel Substitution | 2875285.2974 | 2972775.3774 | 3081621.4681 | 3198737.3809 | 3310105.0591 | 3415492.5815 | 3546002.8822 | 3692941.9505 | 3854812.4249 | 4027797.5143 | 4194363.9613 | 4379382.2528 | 4575270.308
Scenario 3: Aggressive Fuel Sub | PG&E | Com | FoodServ | Com ¦ ENERGY STAR Steamer - Gas - Panel Upgrade | Com - School | Energy Efficiency | 26059.8382 | 27215.2457 | 28462.2913 | 29692.8487 | 30741.0145 | 32073.3549 | 33385.8727 | 34909.5878 | 36502.7292 | 38269.4272 | 40171.0673 | 42397.4968 | 44602.5138
Scenario 3: Aggressive Fuel Sub | PG&E | Com | FoodServ | Com ¦ ENERGY STAR Steamer - Fuel Sub - Panel Upgrade | Com - School | Fuel Substitution | 1261866.5646 | 1300272.4831 | 1341838.9202 | 1385946.9198 | 1429473.9856 | 1472408.657 | 1521823.9981 | 1575803.4575 | 1634050.9757 | 1695752.0056 | 1756992.0415 | 1823446.7919 | 1893462.3267
Scenario 3: Aggressive Fuel Sub | PG&E | Com | FoodServ | Com ¦ ENERGY STAR Convection Oven - Gas - Panel Upgrade | Com - School | Energy Efficiency | 39365.991 | 41111.3495 | 42995.1365 | 44854.0166 | 46437.3758 | 48450.0091 | 50432.6986 | 52734.4225 | 55141.0219 | 57809.7959 | 60682.4133 | 64045.6577 | 67376.5563
Scenario 3: Aggressive Fuel Sub | PG&E | Com | FoodServ | Com ¦ ENERGY STAR Convection Oven - Fuel Sub - Panel Upgrade | Com - School | Fuel Substitution | 2569409.3801 | 2658148.0475 | 2757709.0054 | 2865062.3587 | 2966560.8012 | 3061963.6772 | 3181497.7005 | 3316691.394 | 3466073.1384 | 3625913.909 | 3779147.4998 | 3949936.3747 | 4130886.0527
Scenario 3: Aggressive Fuel Sub | PG&E | Com | FoodServ | Com ¦ ENERGY STAR Griddle - Gas - Panel Upgrade | Com - School | Energy Efficiency | 18994.8842 | 19837.0549 | 20746.0201 | 21642.9672 | 22406.9699 | 23378.1061 | 24334.7937 | 25445.4219 | 26606.6547 | 27894.3919 | 29280.4877 | 30903.3209 | 32510.5467
Scenario 3: Aggressive Fuel Sub | PG&E | Com | FoodServ | Com ¦ ENERGY STAR Griddle - Fuel Sub - Panel Upgrade | Com - School | Fuel Substitution | 1460842.7164 | 1513334.8132 | 1572829.0977 | 1637260.3836 | 1697458.4966 | 1753244.5454 | 1824867.1132 | 1906625.3134 | 1997514.2855 | 2095013.1133 | 2187658.1758 | 2291627.1282 | 2401936.3739
Scenario 3: Aggressive Fuel Sub | PG&E | Com | FoodServ | Com ¦ ENERGY STAR Combination Oven - Gas - Panel Upgrade | Com - School | Energy Efficiency | 1263.644 | 1319.6698 | 1380.1392 | 1439.809 | 1490.6347 | 1555.24 | 1618.8841 | 1692.7692 | 1770.0208 | 1855.6881 | 1947.8988 | 2055.8586 | 2162.7801
Scenario 3: Aggressive Fuel Sub | PG&E | Com | FoodServ | Com ¦ ENERGY STAR Combination Oven - Fuel Sub - Panel Upgrade | Com - School | Fuel Substitution | 66278.7435 | 69024.0211 | 72238.4132 | 75767.1403 | 78942.5404 | 81748.9959 | 85651.4159 | 90233.4388 | 95419.4856 | 101023.7148 | 106212.0641 | 112153.6331 | 118483.3207
Scenario 3: Aggressive Fuel Sub | PG&E | Com | Lighting | Com ¦ LED Fixtures and Retrofit Kits - 140 lpw | Com - School | Energy Efficiency | 0 | 0 | 0 | 0 | 0 | 0 | 0 | 0 | 0 | 0 | 0 | 0 | 0
Scenario 3: Aggressive Fuel Sub | SCE | Com | BldgEnv | Com ¦ Com Wall Insulation (R14) - Marine | Com - School | Energy Efficiency | 57.8594 | 59.0572 | 60.3891 | 61.5581 | 62.9184 | 64.889 | 65.7457 | 66.0503 | 0 | 0 | 0 | 0 | 0
Scenario 3: Aggressive Fuel Sub | SCE | Com | BldgEnv | Com ¦ Com Wall Insulation (R14) - Hot-Dry | Com - School | Energy Efficiency | 0 | 0 | 0 | 0 | 0 | 0 | 0 | 0 | 0 | 0 | 0 | 0 | 0
Scenario 3: Aggressive Fuel Sub | SCE | Com | BldgEnv | Com ¦ Com Wall Insulation (R14) - Cold | Com - School | Energy Efficiency | 7.2021 | 7.3512 | 7.517 | 7.6625 | 7.8319 | 8.0771 | 8.1838 | 8.2217 | 0 | 0 | 0 | 0 | 0
Scenario 3: Aggressive Fuel Sub | SCE | Com | HVAC | Com ¦ Small Unitary Heat Pump (SEER 16) - Cold | Com - School | Energy Efficiency | 0 | 0 | 0 | 0 | 0 | 0 | 0 | 0 | 0 | 0 | 0 | 0 | 0
Scenario 3: Aggressive Fuel Sub | SCE | Com | HVAC | Com ¦ Small Unitary AC (SEER 16) - Cold | Com - School | Energy Efficiency | 0 | 0 | 0 | 0 | 0 | 0 | 0 | 0 | 0 | 0 | 0 | 0 | 0
Scenario 3: Aggressive Fuel Sub | SCE | Com | HVAC | Com ¦ Ductless Mini Split Heat Pump (SEER 18) - Hot-Dry | Com - School | Energy Efficiency | 77046.4328 | 78583.7622 | 79805.1536 | 80752.0944 | 82156.1081 | 83792.4762 | 84173.1445 | 83489.759 | 82794.4409 | 82040.5603 | 81480.8503 | 80487.3372 | 79512.5951
Scenario 3: Aggressive Fuel Sub | SCE | Com | HVAC | Com ¦ Ductless Mini Split Heat Pump (SEER 18) - Marine | Com - School | Energy Efficiency | 17186.6214 | 17529.551 | 17802.0048 | 18013.2373 | 18326.4283 | 18691.4503 | 18776.3653 | 18623.9237 | 18468.8202 | 18300.6533 | 18175.7997 | 17954.1784 | 17736.7442
Scenario 3: Aggressive Fuel Sub | SCE | Com | HVAC | Com ¦ Ductless Mini Split Heat Pump (SEER 18) - Cold | Com - School | Energy Efficiency | 1158.2487 | 1181.3596 | 1199.7209 | 1213.9564 | 1235.0631 | 1259.6628 | 1265.3854 | 1255.112 | 1244.6592 | 1233.326 | 1224.9118 | 1209.9762 | 1195.3228
Scenario 3: Aggressive Fuel Sub | SCE | Com | HVAC | Com ¦ Demand Controlled Ventilation (HVAC) - Marine | Com - School | Energy Efficiency | 14623.9559 | 15061.2701 | 15503.6872 | 15864.4133 | 16257.3729 | 16823.644 | 17046.1656 | 17130.3118 | 17247.8174 | 17374.8011 | 17489.9778 | 17607.1748 | 17632.472
Scenario 3: Aggressive Fuel Sub | SCE | Com | HVAC | Com ¦ Demand Controlled Ventilation (HVAC) - Hot-Dry | Com - School | Energy Efficiency | 61447.9387 | 63285.4751 | 65144.4539 | 66660.1775 | 68311.3419 | 70690.7386 | 71625.745 | 71979.3164 | 72473.0592 | 73006.6282 | 73490.5857 | 73983.0317 | 74089.3273
Scenario 3: Aggressive Fuel Sub | SCE | Com | HVAC | Com ¦ Demand Controlled Ventilation (HVAC) - Cold | Com - School | Energy Efficiency | 4445.8959 | 4578.8457 | 4713.347 | 4823.013 | 4942.4784 | 5114.6331 | 5182.2829 | 5207.8646 | 5243.588 | 5282.1929 | 5317.2083 | 5352.8379 | 5360.5286
Scenario 3: Aggressive Fuel Sub | SCE | Com | HVAC | Com ¦ HVAC Fan Variable Frequency Drive (VFD) - Marine | Com - School | Energy Efficiency | 0 | 0 | 0 | 0 | 0 | 349303.2551 | 360986.0049 | 361324.9895 | 0 | 0 | 0 | 0 | 0
Scenario 3: Aggressive Fuel Sub | SCE | Com | HVAC | Com ¦ HVAC Fan Variable Frequency Drive (VFD) - Hot-Dry | Com - School | Energy Efficiency | 0 | 0 | 0 | 0 | 1429861.8315 | 1515980.158 | 1566683.4269 | 1568154.6239 | 0 | 0 | 0 | 0 | 0
Scenario 3: Aggressive Fuel Sub | SCE | Com | HVAC | Com ¦ HVAC Fan Variable Frequency Drive (VFD) - Cold | Com - School | Energy Efficiency | 0 | 0 | 0 | 0 | 0 | 0 | 0 | 20915.3263 | 0 | 0 | 0 | 0 | 0
Scenario 3: Aggressive Fuel Sub | SCE | Com | WaterHeat | Com ¦ Com Heat Pump Water Heater (3.3 UEF - 50 Gal) - Marine | Com - School | Energy Efficiency | 1067707.5707 | 1105171.6268 | 1140889.1236 | 1174517.4238 | 1213795.8961 | 1249506.5737 | 1263914.4411 | 1261714.0976 | 1257149.2866 | 1248813.9803 | 1248405.137 | 1242637.9554 | 1235083.0743
Scenario 3: Aggressive Fuel Sub | SCE | Com | WaterHeat | Com ¦ Com Heat Pump Water Heater (3.3 UEF - 50 Gal) - Hot-Dry | Com - School | Energy Efficiency | 4186417.9247 | 4333903.6031 | 4474513.9467 | 4606903.94 | 4761529.2651 | 4902112.12 | 4958871.3539 | 4950274.1187 | 4932371.1298 | 4899630.1604 | 4898081.1446 | 4875443.3682 | 4845773.7963
Scenario 3: Aggressive Fuel Sub | SCE | Com | WaterHeat | Com ¦ Com Heat Pump Water Heater (3.3 UEF - 50 Gal) - Cold | Com - School | Energy Efficiency | 68451.3616 | 70846.029 | 73129.0531 | 75278.4864 | 77789.1685 | 80071.7646 | 80992.2236 | 80850.792 | 80558.1956 | 80024.5268 | 79997.66 | 79628.2259 | 79144.4523
Scenario 3: Aggressive Fuel Sub | SCE | Com | ComRefrig | Com ¦ Efficient Refrigerated Display Case - Marine | Com - School | Energy Efficiency | 0 | 0 | 0 | 0 | 0 | 0 | 7881.4197 | 7881.1156 | 7858.9844 | 7805.1356 | 7800.475 | 7762.4774 | 7713.3149
Scenario 3: Aggressive Fuel Sub | SCE | Com | ComRefrig | Com ¦ Efficient Refrigerated Display Case - Hot-Dry | Com - School | Energy Efficiency | 0 | 0 | 0 | 0 | 0 | 0 | 0 | 32229.8108 | 32139.3052 | 31919.0908 | 31900.0311 | 31744.6402 | 31543.5904
Scenario 3: Aggressive Fuel Sub | SCE | Com | ComRefrig | Com ¦ Efficient Refrigerated Display Case - Cold | Com - School | Energy Efficiency | 0 | 0 | 0 | 0 | 0 | 0 | 0 | 0 | 0 | 0 | 0 | 0 | 0
Scenario 3: Aggressive Fuel Sub | SCE | Com | ComRefrig | Com ¦ Refrigerated Display Case LED Lighting | Com - School | Energy Efficiency | 24453.5282 | 25113.2909 | 25694.3731 | 26202.0551 | 26790.4077 | 27314.1451 | 27493.2766 | 27411.095 | 27307.6733 | 27135.9495 | 27109.4392 | 26979.8845 | 26822.5045
Scenario 3: Aggressive Fuel Sub | SCE | Com | ComRefrig | Com ¦ Efficient EC or PMS Motor Retrofit - Marine | Com - School | Energy Efficiency | 2019.3098 | 2051.6219 | 2074.3625 | 2089.3198 | 2117.0177 | 2155.2118 | 2162.2626 | 2139.9006 | 2117.721 | 2095.1916 | 2076.1666 | 2044.873 | 2015.2649
Scenario 3: Aggressive Fuel Sub | SCE | Com | ComRefrig | Com ¦ Efficient EC or PMS Motor Retrofit - Hot-Dry | Com - School | Energy Efficiency | 8310.549 | 8443.5304 | 8537.1205 | 8598.6776 | 8712.6695 | 8869.8588 | 8898.8766 | 8806.8449 | 8715.5641 | 8622.8435 | 8544.5451 | 8415.7551 | 8293.9017
Scenario 3: Aggressive Fuel Sub | SCE | Com | ComRefrig | Com ¦ Efficient EC or PMS Motor Retrofit - Cold | Com - School | Energy Efficiency | 121.2769 | 123.2175 | 124.5833 | 125.4816 | 127.1451 | 129.439 | 129.8624 | 128.5194 | 127.1873 | 125.8343 | 124.6916 | 122.8122 | 121.034
Scenario 3: Aggressive Fuel Sub | SCE | Com | FoodServ | Com ¦ ENERGY STAR Dishwasher - Tier 1 | Com - School | Energy Efficiency | 0 | 0 | 0 | 0 | 0 | 0 | 0 | 0 | 0 | 0 | 0 | 0 | 0
Scenario 3: Aggressive Fuel Sub | SCE | Com | FoodServ | Com ¦ ENERGY STAR Combination Oven - Electric | Com - School | Energy Efficiency | 0 | 0 | 0 | 0 | 0 | 1022273.9827 | 1034727.0487 | 1032805.0696 | 1028088.6838 | 1019742.7137 | 1016749.4238 | 1008719.8113 | 999730.4472
Scenario 3: Aggressive Fuel Sub | SCE | Com | FoodServ | Com ¦ ENERGY STAR Steamer - Electric | Com - School | Energy Efficiency | 0 | 0 | 0 | 0 | 0 | 0 | 0 | 0 | 0 | 0 | 0 | 0 | 0
Scenario 3: Aggressive Fuel Sub | SCE | Com | FoodServ | Com ¦ ENERGY STAR Conveyor Broiler - Gas | Com - School | Energy Efficiency | 0 | 31871.7499 | 32779.0903 | 33644.7672 | 34708.7864 | 35731.106 | 36166.3727 | 36099.1946 | 35934.3448 | 35642.6316 | 35538.0084 | 35257.3528 | 34943.1514
Scenario 3: Aggressive Fuel Sub | SCE | Com | FoodServ | Com ¦ High Performance Conveyor Toaster | Com - School | Energy Efficiency | 0 | 1106030.7126 | 1137517.7317 | 1167558.9189 | 1204483.0884 | 1239960.1764 | 1255065.0369 | 1252733.7857 | 1247013.078 | 1236889.8911 | 1233259.2009 | 1223519.7377 | 1212616.1505
Scenario 3: Aggressive Fuel Sub | SCE | Com | FoodServ | Com ¦ Electric Deck Oven (60% cooking efficiency) | Com - School | Energy Efficiency | 0 | 0 | 0 | 0 | 0 | 0 | 0 | 0 | 20620.6899 | 20453.2923 | 20393.2549 | 20232.2025 | 20051.9001
Scenario 3: Aggressive Fuel Sub | SCE | Com | FoodServ | Com ¦ Demand Controlled Ventilation (DCV) Exhaust Hood | Com - School | Energy Efficiency | 115797.99 | 119539.8295 | 123382.3692 | 126643.6624 | 130170.9499 | 134814.6502 | 136673.5814 | 137470.8981 | 138530.6085 | 139647.3158 | 140695.1937 | 141764.665 | 142084.166
Scenario 3: Aggressive Fuel Sub | SCE | Com | FoodServ | Com ¦ ENERGY STAR Ice Machine | Com - School | Energy Efficiency | 122868.7106 | 127451.7014 | 131681.6235 | 135654.5674 | 140622.3631 | 145633.6929 | 148086.3893 | 148328.2679 | 148219.1833 | 147386.9326 | 147074.3809 | 145746.7601 | 144263.2568
Scenario 3: Aggressive Fuel Sub | SCE | Com | FoodServ | Com ¦ ENERGY STAR Griddle - Electric | Com - School | Energy Efficiency | 0 | 0 | 0 | 0 | 0 | 0 | 0 | 0 | 0 | 39971.5769 | 39854.2468 | 39539.5044 | 39187.1419
Scenario 3: Aggressive Fuel Sub | SCE | Com | Lighting | Com ¦ LED High and Low Bay - 155 lpw | Com - School | Energy Efficiency | 0 | 0 | 0 | 0 | 0 | 0 | 0 | 0 | 0 | 0 | 0 | 0 | 0
Scenario 3: Aggressive Fuel Sub | SCE | Com | Lighting | Com ¦ LED Fixtures and Retrofit Kits - 140 lpw - RET | Com - School | Energy Efficiency | 0 | 0 | 0 | 0 | 0 | 0 | 0 | 0 | 0 | 0 | 0 | 0 | 0
Scenario 3: Aggressive Fuel Sub | SCE | Com | Lighting | Com ¦ LED Fixtures and Retrofit Kits - 140 lpw | Com - School | Energy Efficiency | 0 | 0 | 0 | 0 | 0 | 0 | 0 | 0 | 0 | 0 | 0 | 0 | 0
Scenario 3: Aggressive Fuel Sub | SCG | Com | BldgEnv | Com ¦ Com Wall Insulation (R14) - Marine | Com - School | Energy Efficiency | 318993.0141 | 327677.5312 | 336649.4555 | 345951.3699 | 355576.9565 | 365616.3256 | 376037.4369 | 386897.0195 | 398227.9522 | 410057.003 | 422384.2017 | 435272.2865 | 448711.6082
Scenario 3: Aggressive Fuel Sub | SCG | Com | BldgEnv | Com ¦ Com Wall Insulation (R14) - Hot-Dry | Com - School | Energy Efficiency | 2792.3604 | 2906.0521 | 3040.8108 | 3179.5822 | 3284.0053 | 3440.0073 | 3575.7429 | 3723.536 | 3895.4591 | 4092.9682 | 4289.2838 | 4525.6373 | 4751.5826
Scenario 3: Aggressive Fuel Sub | SCG | Com | BldgEnv | Com ¦ Com Wall Insulation (R14) - Cold | Com - School | Energy Efficiency | 4063.3961 | 4174.0212 | 4288.3073 | 4406.7969 | 4529.4096 | 4657.293 | 4790.0392 | 4928.3707 | 5072.7064 | 5223.3872 | 5380.4135 | 5544.5844 | 5715.7772
Scenario 3: Aggressive Fuel Sub | SCG | Com | HVAC | Com ¦ Demand Controlled Ventilation (HVAC) - Marine | Com - School | Energy Efficiency | 31815.8856 | 33085.7651 | 34592.2401 | 36141.2157 | 37296.982 | 39035.6499 | 40541.2329 | 42181.1074 | 44091.4569 | 46288.2832 | 48468.4351 | 51098.4534 | 53608.4025
Scenario 3: Aggressive Fuel Sub | SCG | Com | HVAC | Com ¦ Demand Controlled Ventilation (HVAC) - Hot-Dry | Com - School | Energy Efficiency | 159947.2281 | 166331.2621 | 173904.7273 | 181691.8547 | 187502.2106 | 196242.9734 | 203811.9544 | 212056.0556 | 221659.9093 | 232703.9605 | 243664.1852 | 256886.0123 | 269504.2185
Scenario 3: Aggressive Fuel Sub | SCG | Com | HVAC | Com ¦ Demand Controlled Ventilation (HVAC) - Cold | Com - School | Energy Efficiency | 34112.821 | 35070.7401 | 36074.2775 | 37112.6275 | 38148.7543 | 39274.0914 | 40416.5493 | 41611.8344 | 42874.7895 | 44209.9076 | 45591.9886 | 47066.5172 | 48584.622
Scenario 3: Aggressive Fuel Sub | SCG | Com | HVAC | Com ¦ HVAC Energy Management System (Elec SC and Gas SH) - Marine | Com - School | Energy Efficiency | 115683.8425 | 120301.1753 | 125778.7792 | 131410.9169 | 135613.3299 | 141935.1963 | 147409.557 | 153372.2068 | 160318.3146 | 168306.0634 | 176233.1837 | 185796.0362 | 194922.3124
Scenario 3: Aggressive Fuel Sub | SCG | Com | HVAC | Com ¦ HVAC Energy Management System (Elec SC and Gas SH) - Hot-Dry | Com - School | Energy Efficiency | 654465.7202 | 680587.6574 | 711576.4616 | 743439.5205 | 767214.1044 | 802979.2103 | 833949.6667 | 867682.5528 | 906979.2203 | 952168.8307 | 997015.4432 | 1051115.9904 | 1102746.6659
Scenario 3: Aggressive Fuel Sub | SCG | Com | HVAC | Com ¦ HVAC Energy Management System (Elec SC and Gas SH) - Cold | Com - School | Energy Efficiency | 39962.3275 | 41084.5061 | 42260.1253 | 43476.5268 | 44690.3237 | 46008.6283 | 47346.9895 | 48747.2365 | 50226.7572 | 51790.8152 | 53409.8888 | 55137.2628 | 56915.685
Scenario 3: Aggressive Fuel Sub | SCG | Com | HVAC | Com ¦ Efficient Hot Water Boilers (94% eff.) - ZEAS 2030 - Marine | Com - School | Energy Efficiency | 757322.1973 | 779625.0906 | 802949.9031 | 827223.9567 | 852159.1766 | 0 | 0 | 0 | 0 | 0 | 0 | 0 | 0
Scenario 3: Aggressive Fuel Sub | SCG | Com | HVAC | Com ¦ Efficient Hot Water Boilers (94% eff.) - ZEAS 2030 - Hot-Dry | Com - School | Energy Efficiency | 3895448.4286 | 4010168.1223 | 4130144.2759 | 4255003.0535 | 4383262.6813 | 0 | 0 | 0 | 0 | 0 | 0 | 0 | 0
Scenario 3: Aggressive Fuel Sub | SCG | Com | HVAC | Com ¦ Efficient Hot Water Boilers (94% eff.) - ZEAS 2030 - Cold | Com - School | Energy Efficiency | 11043.5608 | 11368.7901 | 11708.9214 | 12062.8949 | 12426.5098 | 0 | 0 | 0 | 0 | 0 | 0 | 0 | 0
Scenario 3: Aggressive Fuel Sub | SCG | Com | WaterHeat | Com ¦ Com Hot Water Tank Insulation - Marine | Com - School | Energy Efficiency | 6381.5699 | 6553.437 | 6728.8299 | 6910.0741 | 7097.7121 | 7292.148 | 7494.1398 | 7704.3389 | 7923.0752 | 8150.6788 | 8387.4132 | 8634.2758 | 8892.2929
Scenario 3: Aggressive Fuel Sub | SCG | Com | WaterHeat | Com ¦ Com Hot Water Tank Insulation - Hot-Dry | Com - School | Energy Efficiency | 34614.5662 | 35546.7988 | 36498.1552 | 37481.2505 | 38499.0263 | 39553.6751 | 40649.3082 | 41789.4586 | 42975.9163 | 44210.4711 | 45494.5535 | 46833.5718 | 48233.0944
Scenario 3: Aggressive Fuel Sub | SCG | Com | WaterHeat | Com ¦ Com Hot Water Tank Insulation - Cold | Com - School | Energy Efficiency | 86.6496 | 88.9832 | 91.3647 | 93.8256 | 96.3734 | 99.0135 | 101.7561 | 104.6102 | 107.5803 | 110.6707 | 113.8851 | 117.237 | 120.7404
Scenario 3: Aggressive Fuel Sub | SCG | Com | WaterHeat | Com ¦ Faucet Aerators (Gas WH) - Cold | Com - School | Energy Efficiency | 628.9651 | 645.9079 | 663.1881 | 681.0437 | 699.5284 | 718.6789 | 738.5731 | 759.2744 | 0 | 0 | 0 | 0 | 0
Scenario 3: Aggressive Fuel Sub | SCG | Com | WaterHeat | Com ¦ Low Flow Showerheads (Gas WH) - Marine | Com - School | Energy Efficiency | 0 | 0 | 0 | 0 | 0 | 0 | 17227.6383 | 17713.7 | 0 | 0 | 0 | 0 | 0
Scenario 3: Aggressive Fuel Sub | SCG | Com | WaterHeat | Com ¦ Low Flow Showerheads (Gas WH) - Hot-Dry | Com - School | Energy Efficiency | 0 | 0 | 0 | 0 | 0 | 0 | 0 | 95554.7891 | 0 | 0 | 0 | 0 | 0
Scenario 3: Aggressive Fuel Sub | SCG | Com | WaterHeat | Com ¦ Low Flow Showerheads (Gas WH) - Cold | Com - School | Energy Efficiency | 218.9975 | 224.8898 | 230.9288 | 237.1728 | 243.6412 | 250.3531 | 257.3285 | 264.5888 | 0 | 0 | 0 | 296.7318 | 305.6577
Scenario 3: Aggressive Fuel Sub | SCG | Com | WaterHeat | Com ¦ Low-flow Pre-Rinse Spray Valve - Marine | Com - School | Energy Efficiency | 7915.8774 | 8132.5067 | 8356.8936 | 8589.1537 | 8826.3788 | 9077.1688 | 9335.4036 | 9604.6286 | 9886.5439 | 10182.0181 | 10489.1811 | 10812.5352 | 11148.2261
Scenario 3: Aggressive Fuel Sub | SCG | Com | WaterHeat | Com ¦ Low-flow Pre-Rinse Spray Valve - Hot-Dry | Com - School | Energy Efficiency | 42710.0209 | 43878.8413 | 45089.5181 | 46342.6749 | 47622.6197 | 48975.7543 | 50369.0572 | 51821.6571 | 53342.7279 | 54936.9556 | 56594.2495 | 58338.903 | 60150.1192
Scenario 3: Aggressive Fuel Sub | SCG | Com | WaterHeat | Com ¦ Low-flow Pre-Rinse Spray Valve - Cold | Com - School | Energy Efficiency | 113.6867 | 116.7979 | 120.0205 | 123.3562 | 126.7632 | 130.365 | 134.0738 | 137.9403 | 141.9892 | 146.2327 | 150.6442 | 155.2881 | 160.1093
Scenario 3: Aggressive Fuel Sub | SCG | Com | WaterHeat | Com ¦ Com Hot Water Pipe Insulation - Marine | Com - School | Energy Efficiency | 2950511.7045 | 3029927.8642 | 3111398.5355 | 3195652.0626 | 3282978.5358 | 3373608.124 | 3467820.2145 | 3565865.6914 | 3667850.7854 | 3774031.9898 | 3884677.8609 | 4000141.3219 | 4120754.8323
Scenario 3: Aggressive Fuel Sub | SCG | Com | WaterHeat | Com ¦ Com Hot Water Pipe Insulation - Hot-Dry | Com - School | Energy Efficiency | 13312601.0274 | 13670923.8391 | 14038516.5318 | 14418665.368 | 14812679.2254 | 15221596.6164 | 15646678.1273 | 16089055.7373 | 16549208.7559 | 17028294.4715 | 17527524.5996 | 18048491.518 | 18592695.2708
Scenario 3: Aggressive Fuel Sub | SCG | Com | WaterHeat | Com ¦ Com Hot Water Pipe Insulation - Cold | Com - School | Energy Efficiency | 36604.4076 | 37589.6541 | 38600.3892 | 39645.6487 | 40729.0316 | 41853.3933 | 43022.2 | 44238.5641 | 45503.8036 | 46821.1005 | 48193.7867 | 49626.2404 | 51122.5863
Scenario 3: Aggressive Fuel Sub | SCG | Com | WaterHeat | Com ¦ Com Efficient Tankless Gas Water Heater (0.87 UEF - High Draw) - ZEAS 2030 - Marine | Com - School | Energy Efficiency | 199664.1733 | 207793.554 | 217429.3032 | 227351.9744 | 234818.6157 | 0 | 0 | 0 | 0 | 0 | 0 | 0 | 0
Scenario 3: Aggressive Fuel Sub | SCG | Com | WaterHeat | Com ¦ Com Efficient Tankless Gas Water Heater (0.87 UEF - High Draw) - ZEAS 2030 - Hot-Dry | Com - School | Energy Efficiency | 546685.695 | 568944.1507 | 595327.0823 | 622495.6139 | 642939.4719 | 0 | 0 | 0 | 0 | 0 | 0 | 0 | 0
Scenario 3: Aggressive Fuel Sub | SCG | Com | WaterHeat | Com ¦ Com Efficient Tankless Gas Water Heater (0.87 UEF - High Draw) - ZEAS 2030 - Cold | Com - School | Energy Efficiency | 2628.7857 | 2735.8174 | 2862.682 | 2993.3243 | 3091.6303 | 0 | 0 | 0 | 0 | 0 | 0 | 0 | 0
Scenario 3: Aggressive Fuel Sub | SCG | Com | WaterHeat | Com ¦ Com Efficient Tankless Gas Water Heater (0.87 UEF - High Draw) - Panel Upgrade - ZEAS 2030 - Marine | Com - School | Energy Efficiency | 165655.4405 | 172400.1465 | 180394.6417 | 188627.1876 | 194822.0383 | 0 | 0 | 0 | 0 | 0 | 0 | 0 | 0
Scenario 3: Aggressive Fuel Sub | SCG | Com | WaterHeat | Com ¦ Com Efficient Tankless Gas Water Heater (0.87 UEF - High Draw) - Panel Upgrade - ZEAS 2030 - Hot-Dry | Com - School | Energy Efficiency | 453568.9008 | 472036.0811 | 493925.2166 | 516466.1412 | 533427.8036 | 0 | 0 | 0 | 0 | 0 | 0 | 0 | 0
Scenario 3: Aggressive Fuel Sub | SCG | Com | WaterHeat | Com ¦ Com Efficient Tankless Gas Water Heater (0.87 UEF - High Draw) - Panel Upgrade - ZEAS 2030 - Cold | Com - School | Energy Efficiency | 2181.0255 | 2269.8265 | 2375.0823 | 2483.4723 | 2565.034 | 0 | 0 | 0 | 0 | 0 | 0 | 0 | 0
Scenario 3: Aggressive Fuel Sub | SCG | Com | WaterHeat | Com ¦ Efficient Gas Water Heating Boiler (0.92 UEF) - ZEAS 2030 - Marine | Com - School | Energy Efficiency | 969153.4784 | 997694.7342 | 1027543.7513 | 1058607.5224 | 1090517.3954 | 0 | 0 | 0 | 0 | 0 | 0 | 0 | 0
Scenario 3: Aggressive Fuel Sub | SCG | Com | WaterHeat | Com ¦ Efficient Gas Water Heating Boiler (0.92 UEF) - ZEAS 2030 - Hot-Dry | Com - School | Energy Efficiency | 5314903.4538 | 5471425.6381 | 5635119.6735 | 5805475.503 | 5980471.412 | 0 | 0 | 0 | 0 | 0 | 0 | 0 | 0
Scenario 3: Aggressive Fuel Sub | SCG | Com | WaterHeat | Com ¦ Efficient Gas Water Heating Boiler (0.92 UEF) - ZEAS 2030 - Cold | Com - School | Energy Efficiency | 13524.8683 | 13923.1713 | 14339.7245 | 14773.2301 | 15218.5433 | 0 | 0 | 0 | 0 | 0 | 0 | 0 | 0
Scenario 3: Aggressive Fuel Sub | SCG | Com | WholeBlg | Com ¦ Com Title 24 2022 Code | Com - School | Energy Efficiency | 0 | 0 | 0 | 0 | 0 | 0 | 0 | 0 | 0 | 0 | 0 | 0 | 0
Scenario 3: Aggressive Fuel Sub | SCG | Com | FoodServ | Com ¦ ENERGY STAR Dishwasher - Tier 1 | Com - School | Energy Efficiency | 0 | 0 | 0 | 0 | 0 | 0 | 0 | 0 | 0 | 0 | 0 | 0 | 0
Scenario 3: Aggressive Fuel Sub | SCG | Com | FoodServ | Com ¦ ENERGY STAR Dishwasher - Tier 2 | Com - School | Energy Efficiency | 1951840.6337 | 2007773.4834 | 2066183.3548 | 2126899.2898 | 2189181.0942 | 2255144.5447 | 2323281.2612 | 2394489.608 | 2469186.3341 | 2547562.0114 | 2629155.8153 | 2715091.6531 | 2804355.9469
Scenario 3: Aggressive Fuel Sub | SCG | Com | FoodServ | Com ¦ ENERGY STAR Conveyor Broiler - Gas | Com - School | Energy Efficiency | 221041.5042 | 227273.0108 | 233772.499 | 240523.7962 | 247443.2336 | 254769.3842 | 262331.5245 | 270231.1312 | 278514.5607 | 287202.6521 | 296243.0521 | 305762.6275 | 315652.7389
Scenario 3: Aggressive Fuel Sub | SCG | Com | FoodServ | Com ¦ ENERGY STAR Conveyor Oven - Gas | Com - School | Energy Efficiency | 814396.0669 | 837355.1691 | 861301.6112 | 886175.8082 | 911669.4937 | 938661.6564 | 966523.2893 | 995628.2698 | 1026147.3908 | 1058157.431 | 1091465.5026 | 1126539.0275 | 1162977.7403
Scenario 3: Aggressive Fuel Sub | SCG | Com | FoodServ | Com ¦ ENERGY STAR Rack Oven - Gas | Com - School | Energy Efficiency | 347147.8593 | 356934.5018 | 367142.0119 | 377744.9908 | 388612.0353 | 400117.827 | 411994.2427 | 424400.6529 | 437409.8605 | 451054.5936 | 465252.6309 | 480203.2177 | 495735.7352
Scenario 3: Aggressive Fuel Sub | SCG | Com | FoodServ | Com ¦ Demand Controlled Ventilation (DCV) Exhaust Hood | Com - School | Energy Efficiency | 87478.7821 | 90970.3557 | 95112.4563 | 99371.4136 | 102549.2296 | 107329.7518 | 111469.4 | 115978.2867 | 121230.8531 | 127271.0962 | 133265.4927 | 140496.8111 | 147397.9955
Scenario 3: Aggressive Fuel Sub | SCG | Com | FoodServ | Com ¦ ENERGY STAR Fryer - Tier 1 Gas | Com - School | Energy Efficiency | 14888.6153 | 15473.7201 | 16167.9615 | 16880.8359 | 17409.0173 | 18208.1933 | 0 | 0 | 0 | 0 | 0 | 0 | 0
Scenario 3: Aggressive Fuel Sub | SCG | Com | FoodServ | Com ¦ ENERGY STAR Fryer - Tier 2 Gas | Com - School | Energy Efficiency | 0 | 0 | 0 | 0 | 0 | 0 | 28673.7559 | 29812.8651 | 31141.1955 | 32669.6652 | 34184.0239 | 36013.2155 | 37755.9436
Scenario 3: Aggressive Fuel Sub | SCG | Com | FoodServ | Com ¦ ENERGY STAR Steamer - Gas | Com - School | Energy Efficiency | 22165.7058 | 23039.9965 | 24077.4962 | 25143.2814 | 25934.3675 | 27129.5346 | 28161.3663 | 29285.219 | 30595.4303 | 32102.7939 | 33596.878 | 35401.017 | 37120.8035
Scenario 3: Aggressive Fuel Sub | SCG | Com | FoodServ | Com ¦ ENERGY STAR Convection Oven - Gas | Com - School | Energy Efficiency | 33483.5147 | 34804.2181 | 36371.4652 | 37981.4403 | 39176.4549 | 40981.8743 | 42540.5592 | 44238.2511 | 46217.4563 | 48494.4797 | 50751.4431 | 53476.7754 | 56074.6848
Scenario 3: Aggressive Fuel Sub | SCG | Com | FoodServ | Com ¦ ENERGY STAR Griddle - Gas | Com - School | Energy Efficiency | 16156.4708 | 16793.7369 | 17549.9652 | 18326.8106 | 18903.4293 | 19774.5805 | 20526.6774 | 21345.848 | 22300.8544 | 23399.5641 | 24488.5944 | 25803.6222 | 27057.1658
Scenario 3: Aggressive Fuel Sub | SCG | Com | FoodServ | Com ¦ ENERGY STAR Combination Oven - Gas | Com - School | Energy Efficiency | 1074.8172 | 1117.2116 | 1167.5201 | 1219.2001 | 1257.5599 | 1315.5137 | 1365.5473 | 1420.043 | 1483.5753 | 1556.6675 | 1629.1158 | 1716.5987 | 1799.9913
Scenario 3: Aggressive Fuel Sub | SCG | Com | FoodServ | Com ¦ ENERGY STAR Fryer - Tier 1 Gas - Panel Upgrade | Com - School | Energy Efficiency | 24499.2558 | 25462.0473 | 26604.4234 | 27777.4602 | 28646.584 | 29961.6302 | 0 | 0 | 0 | 0 | 0 | 0 | 0
Scenario 3: Aggressive Fuel Sub | SCG | Com | FoodServ | Com ¦ ENERGY STAR Fryer - Tier 2 Gas - Panel Upgrade | Com - School | Energy Efficiency | 0 | 0 | 0 | 0 | 0 | 0 | 47182.7412 | 49057.1483 | 51242.9196 | 53758.0205 | 56249.9017 | 59259.8415 | 62127.5051
Scenario 3: Aggressive Fuel Sub | SCG | Com | FoodServ | Com ¦ ENERGY STAR Steamer - Gas - Panel Upgrade | Com - School | Energy Efficiency | 36473.7275 | 37912.3752 | 39619.5837 | 41373.3361 | 42675.0703 | 44641.721 | 46339.6027 | 48188.9053 | 50344.8615 | 52825.2323 | 55283.7516 | 58252.4671 | 61082.3803
Scenario 3: Aggressive Fuel Sub | SCG | Com | FoodServ | Com ¦ ENERGY STAR Convection Oven - Gas - Panel Upgrade | Com - School | Energy Efficiency | 55097.212 | 57270.433 | 59849.3422 | 62498.5605 | 64464.9602 | 67435.7826 | 70000.6028 | 72794.1592 | 76050.9466 | 79797.7947 | 83511.6339 | 87996.1754 | 92271.0422
Scenario 3: Aggressive Fuel Sub | SCG | Com | FoodServ | Com ¦ ENERGY STAR Griddle - Gas - Panel Upgrade | Com - School | Energy Efficiency | 26585.5155 | 27634.1385 | 28878.5141 | 30156.8154 | 31105.6428 | 32539.1246 | 33776.702 | 35124.6493 | 36696.1149 | 38504.0446 | 40296.0469 | 42459.9286 | 44522.638
Scenario 3: Aggressive Fuel Sub | SCG | Com | FoodServ | Com ¦ ENERGY STAR Combination Oven - Gas - Panel Upgrade | Com - School | Energy Efficiency | 1768.6145 | 1838.3746 | 1921.1573 | 2006.197 | 2069.3182 | 2164.6813 | 2247.0117 | 2336.6846 | 2441.2271 | 2561.5005 | 2680.7143 | 2824.6676 | 2961.8904
Scenario 3: Aggressive Fuel Sub | SDG&E | Com | BldgEnv | Com ¦ Com Wall Insulation (R14) - Marine | Com - School | Energy Efficiency | 341.075 | 356.6427 | 373.0641 | 56384.2317 | 57827.9173 | 59394.0174 | 61019.2805 | 62698.7894 | 498.7998 | 66269.6803 | 68163.9561 | 70113.4983 | 72152.3826
Scenario 3: Aggressive Fuel Sub | SDG&E | Com | BldgEnv | Com ¦ Com Wall Insulation (R14) - Hot-Dry | Com - School | Energy Efficiency | 426.8289 | 444.5994 | 463.1767 | 482.6814 | 505.6898 | 528.706 | 552.9514 | 579.4977 | 609.1585 | 640.2685 | 674.0526 | 709.4368 | 746.5254
Scenario 3: Aggressive Fuel Sub | SDG&E | Com | HVAC | Com ¦ Ductless Mini Split Heat Pump (SEER 18) - Marine | Com - School | Energy Efficiency | 15013.1136 | 14930.6799 | 14749.8585 | 14486.5098 | 14310.1298 | 14346.5404 | 14268.5026 | 14108.3149 | 13943.0317 | 13759.243 | 13625.2623 | 13382.5183 | 13147.7969
Scenario 3: Aggressive Fuel Sub | SDG&E | Com | HVAC | Com ¦ Demand Controlled Ventilation (HVAC) - Marine | Com - School | Energy Efficiency | 11366.3702 | 11762.886 | 12155.826 | 12548.2591 | 13036.1195 | 13554.6124 | 14070.5503 | 14618.6208 | 15234.1046 | 15871.2197 | 16577.4337 | 17294.9207 | 18044.0758
Scenario 3: Aggressive Fuel Sub | SDG&E | Com | HVAC | Com ¦ Demand Controlled Ventilation (HVAC) - Hot-Dry | Com - School | Energy Efficiency | 49132.3836 | 51056.8278 | 53020.4166 | 55034.4976 | 57451.0089 | 59913.3186 | 62425.9724 | 65137.1682 | 68170.8378 | 71329.2257 | 74797.9775 | 78396.3467 | 82158.4615
Scenario 3: Aggressive Fuel Sub | SDG&E | Com | HVAC | Com ¦ HVAC Energy Management System (Elec SC and Gas SH) - Marine | Com - School | Energy Efficiency | 40573.8215 | 42165.1194 | 43789.2829 | 45455.6639 | 47454.2748 | 49489.8503 | 51567.6068 | 53809.9103 | 56318.8216 | 58931.0346 | 61799.6634 | 64776.1305 | 67888.0852
Scenario 3: Aggressive Fuel Sub | SDG&E | Com | HVAC | Com ¦ HVAC Energy Management System (Elec SC and Gas SH) - Hot-Dry | Com - School | Energy Efficiency | 246476.3586 | 256348.2233 | 266472.9508 | 276905.482 | 289346.4233 | 301927.5053 | 314824.6539 | 328779.5137 | 344384.2347 | 360646.9097 | 378478.6294 | 397044.2713 | 416459.1423
Scenario 3: Aggressive Fuel Sub | SDG&E | Com | HVAC | Com ¦ HVAC Fan Variable Frequency Drive (VFD) - Marine | Com - School | Energy Efficiency | 68230.0713 | 66710.38 | 64914.361 | 62373.2112 | 61055.0684 | 62253.8056 | 63320.4461 | 63385.7163 | 0 | 0 | 0 | 0 | 0
Scenario 3: Aggressive Fuel Sub | SDG&E | Com | HVAC | Com ¦ HVAC Fan Variable Frequency Drive (VFD) - Hot-Dry | Com - School | Energy Efficiency | 362855.104 | 354933.6983 | 345558.6824 | 332260.4236 | 325410.2314 | 331826.3813 | 337550.417 | 338001.9607 | 0 | 0 | 0 | 0 | 0
Scenario 3: Aggressive Fuel Sub | SDG&E | Com | HVAC | Com ¦ Small Packaged Heat Pump (SEER 15) - Fuel Sub - ZEAS 2030 - Marine | Com - School | Fuel Substitution | 27379.2957 | 28330.5076 | 29316.3775 | 30340.7475 | 31405.8981 | 0 | 0 | 0 | 0 | 0 | 0 | 0 | 0
Scenario 3: Aggressive Fuel Sub | SDG&E | Com | HVAC | Com ¦ Small Packaged Heat Pump (SEER 15) - Fuel Sub - ZEAS 2030 - Hot-Dry | Com - School | Fuel Substitution | 129514.7851 | 134067.4911 | 138773.4959 | 143653.1918 | 148738.4546 | 0 | 0 | 0 | 0 | 0 | 0 | 0 | 0
Scenario 3: Aggressive Fuel Sub | SDG&E | Com | HVAC | Com ¦ Small Packaged Heat Pump (SEER 15) - Fuel Sub - Panel Upgrade - ZEAS 2030 - Marine | Com - School | Fuel Substitution | 6256.2027 | 6473.5558 | 6698.8283 | 6932.8981 | 7176.2863 | 0 | 0 | 0 | 0 | 0 | 0 | 0 | 0
Scenario 3: Aggressive Fuel Sub | SDG&E | Com | HVAC | Com ¦ Small Packaged Heat Pump (SEER 15) - Fuel Sub - Panel Upgrade - ZEAS 2030 - Hot-Dry | Com - School | Fuel Substitution | 29594.2875 | 30634.5864 | 31709.9143 | 32824.9308 | 33986.9196 | 0 | 0 | 0 | 0 | 0 | 0 | 0 | 0
Scenario 3: Aggressive Fuel Sub | SDG&E | Com | WaterHeat | Com ¦ Com Heat Pump Water Heater (3.3 UEF - 50 Gal) - Marine | Com - School | Energy Efficiency | 251088.0349 | 255660.3547 | 259479.3018 | 262490.9003 | 266718.1439 | 271941.9856 | 273729.2769 | 273269.3462 | 272183.4557 | 270072.2233 | 270129.7642 | 268780.6436 | 267003.6821
Scenario 3: Aggressive Fuel Sub | SDG&E | Com | WaterHeat | Com ¦ Com Heat Pump Water Heater (3.3 UEF - 50 Gal) - Hot-Dry | Com - School | Energy Efficiency | 1324410.8316 | 1348545.2582 | 1368703.5791 | 1384600.9263 | 1406913.9459 | 1434486.823 | 1443922.5774 | 1441498.0744 | 1435769.8361 | 1424630.1389 | 1424936.5269 | 1417818.9413 | 1408443.3375
Scenario 3: Aggressive Fuel Sub | SDG&E | Com | WaterHeat | Com ¦ Com Hot Water Tank Insulation - Hot-Dry | Com - School | Energy Efficiency | 9585.5889 | 9834.746 | 10089.0584 | 10351.9066 | 10624.0804 | 10906.1689 | 11199.2754 | 11504.3483 | 0 | 0 | 0 | 12854.6204 | 13229.4141
Scenario 3: Aggressive Fuel Sub | SDG&E | Com | WaterHeat | Com ¦ Faucet Aerators (Elec WH) - Marine | Com - School | Energy Efficiency | 0 | 0 | 0 | 0 | 0 | 0 | 0 | 0 | 0 | 0 | 0 | 0 | 0
Scenario 3: Aggressive Fuel Sub | SDG&E | Com | WaterHeat | Com ¦ Faucet Aerators (Elec WH) - Hot-Dry | Com - School | Energy Efficiency | 0 | 0 | 0 | 0 | 0 | 0 | 0 | 0 | 0 | 0 | 0 | 0 | 0
Scenario 3: Aggressive Fuel Sub | SDG&E | Com | WaterHeat | Com ¦ Low-flow Pre-Rinse Spray Valve - Hot-Dry | Com - School | Energy Efficiency | 11596.3406 | 11906.7757 | 12226.5498 | 12558.1578 | 12904.7221 | 13262.91 | 13635.6192 | 14024.8822 | 14432.2137 | 14856.9475 | 15301.2546 | 15765.5568 | 16250.4693
Scenario 3: Aggressive Fuel Sub | SDG&E | Com | WaterHeat | Com ¦ Com Hot Water Pipe Insulation - Hot-Dry | Com - School | Energy Efficiency | 3845473.6346 | 3945440.9139 | 4048012.973 | 4154109.285 | 4264096.5059 | 4378265.7429 | 4496970.2342 | 4620527.3487 | 0 | 0 | 5022437.0805 | 5168043.2531 | 5320167.716
Scenario 3: Aggressive Fuel Sub | SDG&E | Com | WaterHeat | Com ¦ Com Efficient Tankless Gas Water Heater (0.87 UEF - High Draw) - ZEAS 2030 - Marine | Com - School | Energy Efficiency | 47650.5554 | 49887.8432 | 52254.2264 | 54757.5717 | 57641.6896 | 0 | 0 | 0 | 0 | 0 | 0 | 0 | 0
Scenario 3: Aggressive Fuel Sub | SDG&E | Com | WaterHeat | Com ¦ Com Efficient Tankless Gas Water Heater (0.87 UEF - High Draw) - ZEAS 2030 - Hot-Dry | Com - School | Energy Efficiency | 126253.5193 | 132181.339 | 138451.1983 | 145083.9407 | 152725.5688 | 0 | 0 | 0 | 0 | 0 | 0 | 0 | 0
Scenario 3: Aggressive Fuel Sub | SDG&E | Com | WaterHeat | Com ¦ Com Heat Pump Water Heater (3.75 UEF - 50 Gal) - Fuel Sub - ZEAS 2030 - Marine | Com - School | Fuel Substitution | 3562214.6028 | 3681076.2406 | 3810386.0123 | 3951147.5399 | 4090702.2599 | 2154066.1541 | 2165768.8009 | 2160157.9536 | 2149537.0199 | 2131161.3134 | 2129128.5968 | 2116388.2933 | 2100461.2334
Scenario 3: Aggressive Fuel Sub | SDG&E | Com | WaterHeat | Com ¦ Com Heat Pump Water Heater (3.75 UEF - 50 Gal) - Fuel Sub - ZEAS 2030 - Hot-Dry | Com - School | Fuel Substitution | 9236969.1309 | 9552138.7355 | 9894983.3422 | 10268160.8382 | 10638091.8064 | 5495519.5335 | 5527232.6839 | 5513299.7886 | 5486155.2155 | 5438563.4178 | 5434051.143 | 5401307.4475 | 5360158.8284
Scenario 3: Aggressive Fuel Sub | SDG&E | Com | WaterHeat | Com ¦ Com Efficient Tankless Gas Water Heater (0.87 UEF - High Draw) - Panel Upgrade - ZEAS 2030 - Marine | Com - School | Energy Efficiency | 39534.252 | 41390.4633 | 43353.7812 | 45430.7325 | 47823.5996 | 0 | 0 | 0 | 0 | 0 | 0 | 0 | 0
Scenario 3: Aggressive Fuel Sub | SDG&E | Com | WaterHeat | Com ¦ Com Efficient Tankless Gas Water Heater (0.87 UEF - High Draw) - Panel Upgrade - ZEAS 2030 - Hot-Dry | Com - School | Energy Efficiency | 104748.799 | 109666.9351 | 114868.8513 | 120371.8409 | 126711.873 | 0 | 0 | 0 | 0 | 0 | 0 | 0 | 0
Scenario 3: Aggressive Fuel Sub | SDG&E | Com | WaterHeat | Com ¦ Com Heat Pump Water Heater (3.75 UEF - 50 Gal) - Fuel Sub - Panel Upgrade - ZEAS 2030 - Marine | Com - School | Fuel Substitution | 2955463.7639 | 3054079.7381 | 3161364.219 | 3278149.882 | 3393934.2926 | 1787164.7762 | 1796874.115 | 1792218.9615 | 1783407.0879 | 1768161.3095 | 1766474.8248 | 1755904.573 | 1742690.364
Scenario 3: Aggressive Fuel Sub | SDG&E | Com | WaterHeat | Com ¦ Com Heat Pump Water Heater (3.75 UEF - 50 Gal) - Fuel Sub - Panel Upgrade - ZEAS 2030 - Hot-Dry | Com - School | Fuel Substitution | 7663639.224 | 7925126.0937 | 8209574.0916 | 8519188.3877 | 8826109.1361 | 4559469.5031 | 4585780.963 | 4574221.2532 | 4551700.2063 | 4512214.7038 | 4508471.0032 | 4481304.5306 | 4447164.7422
Scenario 3: Aggressive Fuel Sub | SDG&E | Com | WaterHeat | Com ¦ Com Heat Pump Water Heater (100+ Gal, 200+ kBtuh - 4.3 COP) - Fuel Sub - ZEAS 2030 - Marine | Com - School | Fuel Substitution | 154851.3861 | 160446.079 | 166486.601 | 173016.5412 | 179531.4413 | 0 | 0 | 0 | 0 | 0 | 0 | 0 | 0
Scenario 3: Aggressive Fuel Sub | SDG&E | Com | WaterHeat | Com ¦ Com Heat Pump Water Heater (100+ Gal, 200+ kBtuh - 4.3 COP) - Fuel Sub - ZEAS 2030 - Hot-Dry | Com - School | Fuel Substitution | 819324.4456 | 848946.4665 | 880929.7864 | 915505.2543 | 950000.0934 | 0 | 0 | 0 | 0 | 0 | 0 | 0 | 0
Scenario 3: Aggressive Fuel Sub | SDG&E | Com | WaterHeat | Com ¦ Com Heat Pump Water Heater (100+ Gal, 200+ kBtuh - 4.3 COP) - Fuel Sub - Panel Upgrade - ZEAS 2030 - Marine | Com - School | Fuel Substitution | 128475.6005 | 133117.3513 | 138128.9931 | 143546.6908 | 148951.9101 | 0 | 0 | 0 | 0 | 0 | 0 | 0 | 0
Scenario 3: Aggressive Fuel Sub | SDG&E | Com | WaterHeat | Com ¦ Com Heat Pump Water Heater (100+ Gal, 200+ kBtuh - 4.3 COP) - Fuel Sub - Panel Upgrade - ZEAS 2030 - Hot-Dry | Com - School | Fuel Substitution | 679769.1829 | 704345.6948 | 730881.3063 | 759567.5461 | 788186.8907 | 0 | 0 | 0 | 0 | 0 | 0 | 0 | 0
Scenario 3: Aggressive Fuel Sub | SDG&E | Com | WaterHeat | Com ¦ Efficient Gas Water Heating Boiler (0.92 UEF) - ZEAS 2030 - Hot-Dry | Com - School | Energy Efficiency | 1461178.4456 | 1503482.1046 | 1547490.7193 | 1593364.1827 | 1641494.7071 | 0 | 0 | 0 | 0 | 0 | 0 | 0 | 0
Scenario 3: Aggressive Fuel Sub | SDG&E | Com | ComRefrig | Com ¦ Efficient Refrigerated Display Case - Marine | Com - School | Energy Efficiency | 0 | 0 | 0 | 0 | 0 | 0 | 0 | 0 | 0 | 0 | 0 | 0 | 0
Scenario 3: Aggressive Fuel Sub | SDG&E | Com | ComRefrig | Com ¦ Efficient Refrigerated Display Case - Hot-Dry | Com - School | Energy Efficiency | 0 | 0 | 0 | 0 | 0 | 0 | 0 | 0 | 0 | 0 | 0 | 0 | 0
Scenario 3: Aggressive Fuel Sub | SDG&E | Com | ComRefrig | Com ¦ Refrigerated Display Case LED Lighting | Com - School | Energy Efficiency | 6948.6156 | 7043.561 | 7107.6902 | 7141.9775 | 7194.1151 | 7270.0116 | 7281.5405 | 7256.7175 | 7225.0256 | 7171.3167 | 7164.51 | 7126.5312 | 7079.2143
Scenario 3: Aggressive Fuel Sub | SDG&E | Com | ComRefrig | Com ¦ Efficient EC or PMS Motor Retrofit - Marine | Com - School | Energy Efficiency | 416.5356 | 412.0422 | 404.6543 | 394.8521 | 387.4096 | 386.8182 | 383.5852 | 378.1727 | 372.6978 | 366.9771 | 362.2929 | 354.4389 | 346.9468
Scenario 3: Aggressive Fuel Sub | SDG&E | Com | ComRefrig | Com ¦ Efficient EC or PMS Motor Retrofit - Hot-Dry | Com - School | Energy Efficiency | 2217.1577 | 2193.2401 | 2153.9152 | 2101.7395 | 2062.1242 | 2058.9765 | 2041.7674 | 2012.9578 | 1983.8157 | 1953.3653 | 1928.432 | 1886.6259 | 1846.7467
Scenario 3: Aggressive Fuel Sub | SDG&E | Com | FoodServ | Com ¦ ENERGY STAR Dishwasher - Tier 1 | Com - School | Energy Efficiency | 0 | 0 | 0 | 0 | 0 | 0 | 0 | 0 | 0 | 0 | 0 | 0 | 0
Scenario 3: Aggressive Fuel Sub | SDG&E | Com | FoodServ | Com ¦ ENERGY STAR Dishwasher - Tier 2 | Com - School | Energy Efficiency | 496652.0443 | 508644.1865 | 520573.8792 | 532518.3058 | 545422.6952 | 559354.3768 | 572864.2497 | 586428.3534 | 600582.6092 | 615081.4133 | 630950.8904 | 646980.6819 | 663662.9135
Scenario 3: Aggressive Fuel Sub | SDG&E | Com | FoodServ | Com ¦ ENERGY STAR Combination Oven - Electric | Com - School | Energy Efficiency | 248779.2016 | 251501.3484 | 253159.0111 | 254129.8161 | 256601.7931 | 260990.3669 | 262580.0304 | 262066.0714 | 260671.5217 | 258099.3731 | 257290.1088 | 254866.8932 | 252188.6704
Scenario 3: Aggressive Fuel Sub | SDG&E | Com | FoodServ | Com ¦ ENERGY STAR Conveyor Broiler - Gas | Com - School | Energy Efficiency | 53929.9592 | 55276.1685 | 56631.9249 | 58016.3419 | 59517.7235 | 61137.0813 | 62721.1277 | 64302.5657 | 65929.8252 | 67589.1822 | 69392.0564 | 71222.0479 | 73129.1526
Scenario 3: Aggressive Fuel Sub | SDG&E | Com | FoodServ | Com ¦ ENERGY STAR Conveyor Oven - Gas | Com - School | Energy Efficiency | 187258.4798 | 192437.5418 | 197810.1508 | 203400.7912 | 209258.4222 | 215327.1226 | 221654.629 | 228275.7196 | 235213.9149 | 242455.3767 | 250035.8819 | 257962.1745 | 266244.5929
Scenario 3: Aggressive Fuel Sub | SDG&E | Com | FoodServ | Com ¦ ENERGY STAR Convection Oven - Electric | Com - School | Energy Efficiency | 490905.1448 | 504482.2505 | 518566.747 | 533222.8209 | 548578.8208 | 564488.1471 | 581075.9431 | 598433.381 | 616622.1207 | 635605.8851 | 655478.4644 | 676257.5386 | 697970.2097
Scenario 3: Aggressive Fuel Sub | SDG&E | Com | FoodServ | Com ¦ High Performance Conveyor Toaster | Com - School | Energy Efficiency | 301755.0167 | 305056.8258 | 307067.4764 | 308245.0076 | 311243.3751 | 316566.4655 | 318494.6367 | 317871.2338 | 316179.7244 | 313059.8544 | 312078.2628 | 309139.0402 | 305890.5083
Scenario 3: Aggressive Fuel Sub | SDG&E | Com | FoodServ | Com ¦ ENERGY STAR Rack Oven - Gas | Com - School | Energy Efficiency | 79821.5795 | 82029.228 | 84319.3787 | 86702.4684 | 89199.3666 | 91786.2361 | 94483.4253 | 97305.759 | 100263.263 | 103350.0387 | 106581.3364 | 109960.0309 | 113490.529
Scenario 3: Aggressive Fuel Sub | SDG&E | Com | FoodServ | Com ¦ Electric Deck Oven (60% cooking efficiency) | Com - School | Energy Efficiency | 4989.8407 | 5044.4397 | 5077.6879 | 5097.1596 | 5146.7408 | 5234.7638 | 5266.6482 | 5256.3395 | 5228.3686 | 5176.7783 | 5160.5466 | 5111.9434 | 5058.2255
Scenario 3: Aggressive Fuel Sub | SDG&E | Com | FoodServ | Com ¦ Demand Controlled Ventilation (DCV) Exhaust Hood | Com - School | Energy Efficiency | 47917.2828 | 49033.5452 | 49983.1481 | 50791.0738 | 52043.0216 | 53620.9845 | 54984.8922 | 56310.8581 | 57825.8133 | 59327.9166 | 61100.6601 | 62673.5467 | 64297.3562
Scenario 3: Aggressive Fuel Sub | SDG&E | Com | FoodServ | Com ¦ ENERGY STAR Ice Machine | Com - School | Energy Efficiency | 35170.4942 | 35597.3083 | 35857.6074 | 35985.5602 | 36377.814 | 37163.0158 | 37551.0404 | 37641.1215 | 37620.9107 | 37368.5005 | 37291.81 | 36891.8836 | 36449.3463
Scenario 3: Aggressive Fuel Sub | SDG&E | Com | FoodServ | Com ¦ ENERGY STAR Griddle - Electric | Com - School | Energy Efficiency | 9751.5744 | 9858.2763 | 9923.2529 | 9961.3063 | 10058.2021 | 10230.2241 | 10292.5353 | 10272.3893 | 10217.7261 | 10116.9038 | 10085.1825 | 9990.198 | 9885.2178
Scenario 3: Aggressive Fuel Sub | SDG&E | Com | FoodServ | Com ¦ ENERGY STAR Fryer - Tier 1 Gas | Com - School | Energy Efficiency | 3439.0086 | 3595.105 | 3759.6942 | 3933.4176 | 4133.8194 | 4327.402 | 4531.0433 | 4754.8514 | 5004.2156 | 5265.3436 | 5548.9322 | 5850.1029 | 6165.295
Scenario 3: Aggressive Fuel Sub | SDG&E | Com | FoodServ | Com ¦ ENERGY STAR Fryer - Fuel Sub | Com - School | Fuel Substitution | 529455.6489 | 548428.1357 | 569402.6778 | 592054.9524 | 614025.071 | 634807.2542 | 659818.5319 | 688359.0123 | 719115.2579 | 752442.4449 | 785127.2995 | 821016.4398 | 858652.829
Scenario 3: Aggressive Fuel Sub | SDG&E | Com | FoodServ | Com ¦ ENERGY STAR Steamer - Gas | Com - School | Energy Efficiency | 5117.4432 | 5350.508 | 5596.3822 | 5855.9827 | 6155.4178 | 6444.8124 | 6749.3012 | 7083.9595 | 7456.8353 | 7847.3858 | 8271.5743 | 8722.1436 | 9193.7916
Scenario 3: Aggressive Fuel Sub | SDG&E | Com | FoodServ | Com ¦ ENERGY STAR Steamer - Fuel Sub | Com - School | Fuel Substitution | 228094.0368 | 235305.53 | 243075.3227 | 251344.1113 | 259586.6896 | 267696.0853 | 276904.3734 | 287061.9565 | 297879.6021 | 309446.1062 | 321043.8374 | 333551.9668 | 346651.8466
Scenario 3: Aggressive Fuel Sub | SDG&E | Com | FoodServ | Com ¦ ENERGY STAR Convection Oven - Gas | Com - School | Energy Efficiency | 7730.4096 | 8082.4773 | 8453.8948 | 8846.0473 | 9298.3741 | 9735.5335 | 10195.4943 | 10701.029 | 11264.2952 | 11854.2608 | 12495.0399 | 13175.6699 | 13888.1414
Scenario 3: Aggressive Fuel Sub | SDG&E | Com | FoodServ | Com ¦ ENERGY STAR Convection Oven - Fuel Sub | Com - School | Fuel Substitution | 474709.5305 | 492076.0567 | 511350.1361 | 532211.2379 | 552361.72 | 571307.0757 | 594311.6553 | 620691.7468 | 649167.4176 | 680080.8697 | 710304.5097 | 743574.9559 | 778471.5237
Scenario 3: Aggressive Fuel Sub | SDG&E | Com | FoodServ | Com ¦ ENERGY STAR Griddle - Gas | Com - School | Energy Efficiency | 3730.0785 | 3899.9582 | 4079.1747 | 4268.3962 | 4486.6529 | 4697.5912 | 4919.5315 | 5163.4622 | 5435.2495 | 5719.9198 | 6029.1087 | 6357.5263 | 6701.3082
Scenario 3: Aggressive Fuel Sub | SDG&E | Com | FoodServ | Com ¦ ENERGY STAR Griddle - Fuel Sub | Com - School | Fuel Substitution | 271884.0141 | 282277.0328 | 293903.786 | 306543.365 | 318651.6973 | 329894.0718 | 343796.9412 | 359898.1977 | 377336.3781 | 396337.283 | 414800.1606 | 435226.2431 | 456658.391
Scenario 3: Aggressive Fuel Sub | SDG&E | Com | FoodServ | Com ¦ ENERGY STAR Combination Oven - Gas | Com - School | Energy Efficiency | 248.1453 | 259.4466 | 271.3691 | 283.9572 | 298.4768 | 312.5096 | 327.2743 | 343.5019 | 361.5826 | 380.5205 | 401.0894 | 422.9376 | 445.8078
Scenario 3: Aggressive Fuel Sub | SDG&E | Com | FoodServ | Com ¦ ENERGY STAR Combination Oven - Fuel Sub | Com - School | Fuel Substitution | 12689.7609 | 13253.8881 | 13900.5944 | 14612.9613 | 15278.5386 | 15872.5899 | 16650.2279 | 17577.4009 | 18591.1727 | 19707.3587 | 20773.1289 | 21969.1515 | 23225.3584
Scenario 3: Aggressive Fuel Sub | SDG&E | Com | FoodServ | Com ¦ ENERGY STAR Fryer - Tier 1 Gas - Panel Upgrade | Com - School | Energy Efficiency | 5658.8978 | 5915.7548 | 6186.5867 | 6472.4491 | 6802.2108 | 7120.7515 | 7455.8438 | 7824.1205 | 8234.4501 | 8664.1368 | 9130.7826 | 9626.3598 | 10145.0093
Scenario 3: Aggressive Fuel Sub | SDG&E | Com | FoodServ | Com ¦ ENERGY STAR Fryer - Fuel Sub - Panel Upgrade | Com - School | Fuel Substitution | 871220.6709 | 902439.9481 | 936953.6127 | 974227.9904 | 1010379.8787 | 1044577.0161 | 1085733.1398 | 1132696.5758 | 1183306.0592 | 1238146.0336 | 1291929.0484 | 1350984.7236 | 1412915.5017
Scenario 3: Aggressive Fuel Sub | SDG&E | Com | FoodServ | Com ¦ ENERGY STAR Steamer - Gas - Panel Upgrade | Com - School | Energy Efficiency | 8420.7663 | 8804.2751 | 9208.8617 | 9636.035 | 10128.7564 | 10604.9559 | 11105.993 | 11656.6741 | 12270.2422 | 12912.8941 | 13610.8974 | 14352.3103 | 15128.4084
Scenario 3: Aggressive Fuel Sub | SDG&E | Com | FoodServ | Com ¦ ENERGY STAR Steamer - Fuel Sub - Panel Upgrade | Com - School | Fuel Substitution | 375329.3409 | 387195.8721 | 399981.0865 | 413587.4 | 427150.5844 | 440494.6165 | 455646.8789 | 472361.2088 | 490161.6732 | 509194.3864 | 528278.4837 | 548860.6438 | 570416.5307
Scenario 3: Aggressive Fuel Sub | SDG&E | Com | FoodServ | Com ¦ ENERGY STAR Convection Oven - Gas - Panel Upgrade | Com - School | Energy Efficiency | 12720.4094 | 13299.7378 | 13910.9063 | 14556.1943 | 15300.4991 | 16019.8461 | 16776.7128 | 17608.5716 | 18535.4276 | 19506.2175 | 20560.6212 | 21680.5996 | 22852.9734
Scenario 3: Aggressive Fuel Sub | SDG&E | Com | FoodServ | Com ¦ ENERGY STAR Convection Oven - Fuel Sub - Panel Upgrade | Com - School | Fuel Substitution | 781135.7882 | 809712.4531 | 841428.0018 | 875754.9999 | 908912.6715 | 940087.3045 | 977941.4011 | 1021349.9113 | 1068206.703 | 1119074.8702 | 1168807.9499 | 1223554.5571 | 1280976.9517
Scenario 3: Aggressive Fuel Sub | SDG&E | Com | FoodServ | Com ¦ ENERGY STAR Griddle - Gas - Panel Upgrade | Com - School | Energy Efficiency | 6137.854 | 6417.3916 | 6712.2927 | 7023.6572 | 7382.7993 | 7729.8987 | 8095.1021 | 8496.4908 | 8943.7175 | 9412.1432 | 9920.9142 | 10461.3264 | 11027.0204
Scenario 3: Aggressive Fuel Sub | SDG&E | Com | FoodServ | Com ¦ ENERGY STAR Griddle - Fuel Sub - Panel Upgrade | Com - School | Fuel Substitution | 447385.8644 | 464487.6042 | 483619.4574 | 504417.9181 | 524342.2109 | 542841.5679 | 565718.7763 | 592213.4364 | 620908.0084 | 652174.0477 | 682554.7617 | 716165.9344 | 751432.5905
Scenario 3: Aggressive Fuel Sub | SDG&E | Com | FoodServ | Com ¦ ENERGY STAR Combination Oven - Gas - Panel Upgrade | Com - School | Energy Efficiency | 408.3238 | 426.9201 | 446.5386 | 467.2522 | 491.1444 | 514.2353 | 538.5306 | 565.2332 | 594.9852 | 626.1475 | 659.9937 | 695.9449 | 733.578
Scenario 3: Aggressive Fuel Sub | SDG&E | Com | FoodServ | Com ¦ ENERGY STAR Combination Oven - Fuel Sub - Panel Upgrade | Com - School | Fuel Substitution | 20881.0351 | 21809.3079 | 22873.4648 | 24045.6664 | 25140.8757 | 26118.3887 | 27397.994 | 28923.6597 | 30591.8238 | 32428.5109 | 34182.2385 | 36150.2969 | 38217.3887
Scenario 3: Aggressive Fuel Sub | PG&E | Com | BldgEnv | Com ¦ Com Wall Insulation (R13) - Marine | Com - Warehouse | Energy Efficiency | 5117450.9487 | 5353543.7371 | 5600205.7258 | 5859387.6424 | 6135486.8322 | 6431712.9948 | 6743438.1497 | 7072296.3595 | 7419663.774 | 7787180.3335 | 8175931.1932 | 8585208.122 | 9018933.6344
Scenario 3: Aggressive Fuel Sub | PG&E | Com | BldgEnv | Com ¦ Com Wall Insulation (R14) - Marine | Com - Warehouse | Energy Efficiency | 20722.8159 | 21675.9361 | 22931.9607 | 24435.5129 | 26053.4857 | 27883.7562 | 29588.9419 | 31582.9259 | 33292.5115 | 35328.8349 | 37339.5949 | 39529.5568 | 41945.1468
Scenario 3: Aggressive Fuel Sub | PG&E | Com | BldgEnv | Com ¦ Com Wall Insulation (R14) - Hot-Dry | Com - Warehouse | Energy Efficiency | 4985213.161 | 5198350.7989 | 5417337.9015 | 5645472.1828 | 5896517.756 | 6180082.9388 | 6474999.661 | 6784346.606 | 7109386.3626 | 7453285.4788 | 7816109.6847 | 8191098.2294 | 8588560.9967
Scenario 3: Aggressive Fuel Sub | PG&E | Com | BldgEnv | Com ¦ Com Wall Insulation (R14) - Cold | Com - Warehouse | Energy Efficiency | 23714.2672 | 24802.8397 | 25939.8021 | 27134.5398 | 28410.0033 | 29783.919 | 31227.6211 | 32750.8072 | 34357.7199 | 36058.6113 | 37856.9051 | 39748.1384 | 41752.699
Scenario 3: Aggressive Fuel Sub | PG&E | Com | HVAC | Com ¦ Small Unitary Heat Pump (SEER 16) - Marine | Com - Warehouse | Energy Efficiency | 185334.6688 | 188724.8221 | 190993.6943 | 192346.3948 | 194876.132 | 200590.0838 | 204928.3691 | 208785.1687 | 0 | 0 | 0 | 0 | 0
Scenario 3: Aggressive Fuel Sub | PG&E | Com | HVAC | Com ¦ Small Unitary Heat Pump (SEER 17) - Marine | Com - Warehouse | Energy Efficiency | 0 | 0 | 0 | 0 | 0 | 0 | 0 | 0 | 0 | 0 | 0 | 0 | 0
Scenario 3: Aggressive Fuel Sub | PG&E | Com | HVAC | Com ¦ Small Unitary Heat Pump (SEER 17) - Hot-Dry | Com - Warehouse | Energy Efficiency | 196606.3321 | 200202.6674 | 202609.5276 | 204044.4966 | 206728.087 | 212789.5493 | 217391.68 | 221483.0419 | 0 | 0 | 0 | 0 | 0
Scenario 3: Aggressive Fuel Sub | PG&E | Com | HVAC | Com ¦ Small Unitary Heat Pump (SEER 17) - Cold | Com - Warehouse | Energy Efficiency | 625.6278 | 637.0718 | 644.7308 | 649.297 | 657.8366 | 677.125 | 691.7696 | 704.7888 | 0 | 0 | 0 | 0 | 0
Scenario 3: Aggressive Fuel Sub | PG&E | Com | HVAC | Com ¦ Small Unitary Heat Pump (SEER 18) - Hot-Dry | Com - Warehouse | Energy Efficiency | 0 | 0 | 0 | 0 | 0 | 0 | 0 | 0 | 0 | 0 | 0 | 0 | 0
Scenario 3: Aggressive Fuel Sub | PG&E | Com | HVAC | Com ¦ Small Unitary Heat Pump (SEER 18) - Cold | Com - Warehouse | Energy Efficiency | 0 | 0 | 0 | 0 | 0 | 0 | 0 | 0 | 0 | 0 | 0 | 0 | 0
Scenario 3: Aggressive Fuel Sub | PG&E | Com | HVAC | Com ¦ Small Unitary AC (SEER 16) - Marine | Com - Warehouse | Energy Efficiency | 0 | 0 | 0 | 0 | 0 | 0 | 0 | 0 | 1771363.7283 | 1834095.4825 | 1903544.5043 | 1971129.323 | 2042009.9194
Scenario 3: Aggressive Fuel Sub | PG&E | Com | HVAC | Com ¦ Small Unitary AC (SEER 17) - Marine | Com - Warehouse | Energy Efficiency | 1372947.034 | 1417370.7407 | 1459226.9749 | 1499433.7163 | 1546307.7192 | 1607990.8316 | 1666343.4238 | 1725346.5344 | 0 | 0 | 0 | 0 | 0
Scenario 3: Aggressive Fuel Sub | PG&E | Com | HVAC | Com ¦ Small Unitary AC (SEER 17) - Hot-Dry | Com - Warehouse | Energy Efficiency | 0 | 0 | 0 | 0 | 0 | 0 | 0 | 0 | 1753388.6847 | 1813892.9878 | 1881122.8668 | 1946078.6163 | 2014127.8414
Scenario 3: Aggressive Fuel Sub | PG&E | Com | HVAC | Com ¦ Small Unitary AC (SEER 18) - Hot-Dry | Com - Warehouse | Energy Efficiency | 1401173.8598 | 1444992.674 | 1485740.0119 | 1524400.0157 | 1570025.7043 | 1631455.2384 | 1688946.3896 | 1746769.8478 | 0 | 0 | 0 | 0 | 0
Scenario 3: Aggressive Fuel Sub | PG&E | Com | HVAC | Com ¦ Small Unitary AC (SEER 18) - Cold | Com - Warehouse | Energy Efficiency | 5422.9649 | 5629.3186 | 5834.7104 | 6041.8043 | 6271.9506 | 6546.5485 | 6818.9643 | 7100.6952 | 7392.0087 | 7699.4858 | 8032.7981 | 8370.6483 | 8727.102
Scenario 3: Aggressive Fuel Sub | PG&E | Com | HVAC | Com ¦ Ductless Mini Split Heat Pump (SEER 18) - Hot-Dry | Com - Warehouse | Energy Efficiency | 31765.3276 | 32564.0364 | 33220.4094 | 33773.5016 | 34528.2864 | 35630.348 | 36466.2631 | 37210.1786 | 37892.9645 | 38549.7174 | 39423.8078 | 40079.7099 | 40722.2873
Scenario 3: Aggressive Fuel Sub | PG&E | Com | HVAC | Com ¦ Ductless Mini Split Heat Pump (SEER 18) - Marine | Com - Warehouse | Energy Efficiency | 35491.6103 | 36384.013 | 37117.3829 | 37735.3564 | 38578.6824 | 39810.0231 | 40743.9966 | 41575.1783 | 42338.0595 | 43071.8539 | 44048.4808 | 44781.3246 | 45499.2805
Scenario 3: Aggressive Fuel Sub | PG&E | Com | HVAC | Com ¦ Ductless Mini Split Heat Pump (SEER 18) - Cold | Com - Warehouse | Energy Efficiency | 79.2705 | 81.2636 | 82.9016 | 84.2819 | 86.1654 | 88.9156 | 91.0017 | 92.8581 | 94.562 | 96.2009 | 98.3822 | 100.019 | 101.6226
Scenario 3: Aggressive Fuel Sub | PG&E | Com | HVAC | Com ¦ HVAC Energy Management System (Elec SC and Gas SH) - Marine | Com - Warehouse | Energy Efficiency | 36943.7491 | 38095.0067 | 39615.0711 | 41402.5479 | 43419.4991 | 46023.0069 | 48210.7254 | 50737.7791 | 0 | 0 | 57497.7874 | 59951.908 | 62657.7172
Scenario 3: Aggressive Fuel Sub | PG&E | Com | HVAC | Com ¦ HVAC Energy Management System (Elec SC and Gas SH) - Hot-Dry | Com - Warehouse | Energy Efficiency | 27609.9896 | 28463.0726 | 29589.4698 | 30913.3865 | 32409.2463 | 34346.4851 | 35970.4073 | 37845.6108 | 0 | 0 | 0 | 0 | 46668.4613
Scenario 3: Aggressive Fuel Sub | PG&E | Com | HVAC | Com ¦ HVAC Energy Management System (Elec SC and Gas SH) - Cold | Com - Warehouse | Energy Efficiency | 114.7513 | 119.3211 | 125.014 | 131.6782 | 138.9203 | 147.9344 | 155.9291 | 165.0761 | 172.8686 | 181.9619 | 191.0727 | 200.7676 | 211.3412
Scenario 3: Aggressive Fuel Sub | PG&E | Com | HVAC | Com ¦ Large Packaged Heat Pump (IEER 14.0) - Fuel Sub - ZEAS 2030 - Marine | Com - Warehouse | Fuel Substitution | 1593442.7637 | 1692251.0661 | 1801323.6576 | 1920203.8584 | 2041739.8792 | 0 | 0 | 0 | 0 | 0 | 0 | 0 | 0
Scenario 3: Aggressive Fuel Sub | PG&E | Com | HVAC | Com ¦ Large Packaged Heat Pump (IEER 14.0) - Fuel Sub - ZEAS 2030 - Hot-Dry | Com - Warehouse | Fuel Substitution | 1324324.5003 | 1405373.4247 | 1494649.1786 | 1591814.0733 | 1691301.7153 | 0 | 0 | 0 | 0 | 0 | 0 | 0 | 0
Scenario 3: Aggressive Fuel Sub | PG&E | Com | HVAC | Com ¦ Large Packaged Heat Pump (IEER 14.0) - Fuel Sub - ZEAS 2030 - Cold | Com - Warehouse | Fuel Substitution | 7659.3039 | 8139.1955 | 8671.9402 | 9254.6861 | 9847.709 | 0 | 0 | 0 | 0 | 0 | 0 | 0 | 0
Scenario 3: Aggressive Fuel Sub | PG&E | Com | HVAC | Com ¦ Large Packaged Heat Pump (IEER 14.0) - Fuel Sub - Panel Upgrade - ZEAS 2030 - Marine | Com - Warehouse | Fuel Substitution | 364103.6291 | 386681.4475 | 411604.6687 | 438768.9406 | 466540.0707 | 0 | 0 | 0 | 0 | 0 | 0 | 0 | 0
Scenario 3: Aggressive Fuel Sub | PG&E | Com | HVAC | Com ¦ Large Packaged Heat Pump (IEER 14.0) - Fuel Sub - Panel Upgrade - ZEAS 2030 - Hot-Dry | Com - Warehouse | Fuel Substitution | 302609.7753 | 321129.5541 | 341529.1735 | 363731.4713 | 386464.5197 | 0 | 0 | 0 | 0 | 0 | 0 | 0 | 0
Scenario 3: Aggressive Fuel Sub | PG&E | Com | HVAC | Com ¦ Large Packaged Heat Pump (IEER 14.0) - Fuel Sub - Panel Upgrade - ZEAS 2030 - Cold | Com - Warehouse | Fuel Substitution | 1750.1604 | 1859.8162 | 1981.549 | 2114.7072 | 2250.2136 | 0 | 0 | 0 | 0 | 0 | 0 | 0 | 0
Scenario 3: Aggressive Fuel Sub | PG&E | Com | HVAC | Com ¦ Small Packaged Heat Pump (SEER 17) - Fuel Sub - ZEAS 2030 - Marine | Com - Warehouse | Fuel Substitution | 0 | 0 | 0 | 0 | 0 | 0 | 0 | 0 | 0 | 0 | 0 | 0 | 0
Scenario 3: Aggressive Fuel Sub | PG&E | Com | HVAC | Com ¦ Small Packaged Heat Pump (SEER 18) - Fuel Sub - ZEAS 2030 - Marine | Com - Warehouse | Fuel Substitution | 517378.5584 | 543900.8045 | 572100.6257 | 602064.1127 | 633561.4894 | 0 | 0 | 0 | 0 | 0 | 0 | 0 | 0
Scenario 3: Aggressive Fuel Sub | PG&E | Com | HVAC | Com ¦ Small Packaged Heat Pump (SEER 18) - Fuel Sub - ZEAS 2030 - Hot-Dry | Com - Warehouse | Fuel Substitution | 462034.5991 | 485450.3257 | 510293.9877 | 536651.6264 | 564402.3432 | 0 | 0 | 0 | 0 | 0 | 0 | 0 | 0
Scenario 3: Aggressive Fuel Sub | PG&E | Com | HVAC | Com ¦ Small Packaged Heat Pump (SEER 18) - Fuel Sub - ZEAS 2030 - Cold | Com - Warehouse | Fuel Substitution | 2151.8313 | 2269.5252 | 2396.8046 | 2533.6265 | 2675.5565 | 0 | 0 | 0 | 0 | 0 | 0 | 0 | 0
Scenario 3: Aggressive Fuel Sub | PG&E | Com | HVAC | Com ¦ Small Packaged Heat Pump (SEER 17) - Fuel Sub - Panel Upgrade - ZEAS 2030 - Marine | Com - Warehouse | Fuel Substitution | 0 | 0 | 0 | 0 | 0 | 0 | 0 | 0 | 0 | 0 | 0 | 0 | 0
Scenario 3: Aggressive Fuel Sub | PG&E | Com | HVAC | Com ¦ Small Packaged Heat Pump (SEER 18) - Fuel Sub - Panel Upgrade - ZEAS 2030 - Marine | Com - Warehouse | Fuel Substitution | 118221.6362 | 124282.002 | 130725.6958 | 137572.3894 | 144769.5787 | 0 | 0 | 0 | 0 | 0 | 0 | 0 | 0
Scenario 3: Aggressive Fuel Sub | PG&E | Com | HVAC | Com ¦ Small Packaged Heat Pump (SEER 18) - Fuel Sub - Panel Upgrade - ZEAS 2030 - Hot-Dry | Com - Warehouse | Fuel Substitution | 105575.4735 | 110925.9958 | 116602.8031 | 122625.5559 | 128966.6288 | 0 | 0 | 0 | 0 | 0 | 0 | 0 | 0
Scenario 3: Aggressive Fuel Sub | PG&E | Com | HVAC | Com ¦ Small Packaged Heat Pump (SEER 18) - Fuel Sub - Panel Upgrade - ZEAS 2030 - Cold | Com - Warehouse | Fuel Substitution | 491.6961 | 518.5893 | 547.6728 | 578.9368 | 611.3679 | 0 | 0 | 0 | 0 | 0 | 0 | 0 | 0
Scenario 3: Aggressive Fuel Sub | PG&E | Com | WaterHeat | Com ¦ Com Heat Pump Water Heater (3.3 UEF - 50 Gal) - Marine | Com - Warehouse | Energy Efficiency | 523246.0006 | 544688.7333 | 565375.5756 | 585460.9863 | 609244.8417 | 635799.3061 | 655426.9672 | 671770.8653 | 685946.7315 | 699084.0365 | 718273.0078 | 734493.9389 | 749794.5064
Scenario 3: Aggressive Fuel Sub | PG&E | Com | WaterHeat | Com ¦ Com Heat Pump Water Heater (3.3 UEF - 50 Gal) - Hot-Dry | Com - Warehouse | Energy Efficiency | 386385.0472 | 402242.5637 | 417540.0787 | 432392.001 | 449981.3157 | 469621.1445 | 484133.5754 | 496214.8993 | 506691.4667 | 516398.8394 | 530585.6069 | 542575.0624 | 553882.9097
Scenario 3: Aggressive Fuel Sub | PG&E | Com | WaterHeat | Com ¦ Com Heat Pump Water Heater (3.3 UEF - 50 Gal) - Cold | Com - Warehouse | Energy Efficiency | 1071.137 | 1115.1237 | 1157.5558 | 1198.751 | 1247.5419 | 1302.0225 | 1342.2749 | 1375.7807 | 1404.8336 | 1431.7515 | 1471.0991 | 1504.3491 | 1535.7072
Scenario 3: Aggressive Fuel Sub | PG&E | Com | WaterHeat | Com ¦ Com Hot Water Tank Insulation - Marine | Com - Warehouse | Energy Efficiency | 214955.2734 | 225064.8144 | 235620.2097 | 246718.6439 | 258401.3986 | 270707.1399 | 283689.634 | 297401.8292 | 311887.3726 | 327192.0347 | 343361.201 | 360472.356 | 378608.8518
Scenario 3: Aggressive Fuel Sub | PG&E | Com | WaterHeat | Com ¦ Com Hot Water Tank Insulation - Hot-Dry | Com - Warehouse | Energy Efficiency | 151466.079 | 158589.6657 | 166027.4192 | 173847.8197 | 182079.9557 | 190751.0729 | 199899.0573 | 209561.2182 | 219768.3111 | 230552.5879 | 241946.0289 | 254003.2328 | 266782.9327
Scenario 3: Aggressive Fuel Sub | PG&E | Com | WaterHeat | Com ¦ Com Hot Water Tank Insulation - Cold | Com - Warehouse | Energy Efficiency | 309.0823 | 323.6187 | 338.7962 | 354.7545 | 371.5531 | 389.2474 | 407.9148 | 427.6314 | 448.4601 | 470.4665 | 493.716 | 518.32 | 544.3983
Scenario 3: Aggressive Fuel Sub | PG&E | Com | WaterHeat | Com ¦ Faucet Aerators (Gas WH) - Marine | Com - Warehouse | Energy Efficiency | 242720.6328 | 254136.9395 | 266052.7754 | 278581.1245 | 291768.7088 | 305657.8134 | 320310.3699 | 335785.8425 | 0 | 0 | 0 | 0 | 0
Scenario 3: Aggressive Fuel Sub | PG&E | Com | WaterHeat | Com ¦ Faucet Aerators (Gas WH) - Hot-Dry | Com - Warehouse | Energy Efficiency | 0 | 0 | 0 | 0 | 0 | 0 | 215930.8288 | 226363.309 | 0 | 0 | 0 | 0 | 0
Scenario 3: Aggressive Fuel Sub | PG&E | Com | WaterHeat | Com ¦ Faucet Aerators (Gas WH) - Cold | Com - Warehouse | Energy Efficiency | 376.339 | 394.04 | 412.5155 | 431.9407 | 452.3881 | 473.9232 | 496.642 | 520.6368 | 0 | 0 | 0 | 0 | 0
Scenario 3: Aggressive Fuel Sub | PG&E | Com | WaterHeat | Com ¦ Faucet Aerators (Elec WH) - Marine | Com - Warehouse | Energy Efficiency | 21764.8265 | 23073.1119 | 23407.4914 | 23217.0385 | 24760.7126 | 27335.3259 | 28902.5689 | 29970.701 | 0 | 0 | 0 | 0 | 0
Scenario 3: Aggressive Fuel Sub | PG&E | Com | WaterHeat | Com ¦ Faucet Aerators (Elec WH) - Hot-Dry | Com - Warehouse | Energy Efficiency | 15489.5853 | 16420.6655 | 16658.6366 | 16523.0951 | 17621.6966 | 19453.9967 | 20569.3717 | 21329.5397 | 0 | 0 | 0 | 0 | 0
Scenario 3: Aggressive Fuel Sub | PG&E | Com | WaterHeat | Com ¦ Faucet Aerators (Elec WH) - Cold | Com - Warehouse | Energy Efficiency | 54.7188 | 58.008 | 58.8486 | 58.3698 | 62.2507 | 68.7236 | 72.6638 | 75.3491 | 0 | 0 | 0 | 0 | 0
Scenario 3: Aggressive Fuel Sub | PG&E | Com | WaterHeat | Com ¦ Com Hot Water Pipe Insulation - Marine | Com - Warehouse | Energy Efficiency | 20186362.8153 | 21135884.1577 | 22130222.5414 | 23176242.8753 | 24278146.5334 | 25439941.5494 | 26666225.1567 | 27961636.0811 | 29329939.4747 | 30776273.2574 | 32306154.5672 | 33926097.2032 | 35642808.8086
Scenario 3: Aggressive Fuel Sub | PG&E | Com | WaterHeat | Com ¦ Com Hot Water Pipe Insulation - Hot-Dry | Com - Warehouse | Energy Efficiency | 12065568.8283 | 12633106.1908 | 13227431.098 | 13852646.7671 | 14511264.3968 | 15205679.6244 | 15938640.2574 | 16712918.9034 | 17530766.0275 | 18395252.61 | 19309676.2936 | 20277930.4339 | 21304024.2489
Scenario 3: Aggressive Fuel Sub | PG&E | Com | WaterHeat | Com ¦ Com Hot Water Pipe Insulation - Cold | Com - Warehouse | Energy Efficiency | 25363.153 | 26556.179 | 27805.5153 | 29119.7874 | 30504.2742 | 31964.0114 | 33504.7752 | 35132.3941 | 36851.5988 | 38668.8447 | 40591.0638 | 42626.4406 | 44783.4026
Scenario 3: Aggressive Fuel Sub | PG&E | Com | WaterHeat | Com ¦ Com Efficient Tankless Gas Water Heater (0.87 UEF - High Draw) - ZEAS 2030 - Marine | Com - Warehouse | Energy Efficiency | 1821.2312 | 1906.4736 | 2018.6652 | 2152.9119 | 2297.132 | 0 | 0 | 0 | 0 | 0 | 0 | 0 | 0
Scenario 3: Aggressive Fuel Sub | PG&E | Com | WaterHeat | Com ¦ Com Efficient Tankless Gas Water Heater (0.87 UEF - High Draw) - ZEAS 2030 - Hot-Dry | Com - Warehouse | Energy Efficiency | 1359.3353 | 1422.9584 | 1506.6959 | 1606.8947 | 1714.5375 | 0 | 0 | 0 | 0 | 0 | 0 | 0 | 0
Scenario 3: Aggressive Fuel Sub | PG&E | Com | WaterHeat | Com ¦ Com Efficient Tankless Gas Water Heater (0.87 UEF - High Draw) - ZEAS 2030 - Cold | Com - Warehouse | Energy Efficiency | 7.8665 | 8.2629 | 8.7619 | 9.3532 | 9.9806 | 0 | 0 | 0 | 0 | 0 | 0 | 0 | 0
Scenario 3: Aggressive Fuel Sub | PG&E | Com | WaterHeat | Com ¦ Com Heat Pump Water Heater (3.75 UEF - 50 Gal) - Fuel Sub - ZEAS 2030 - Marine | Com - Warehouse | Fuel Substitution | 232519.3837 | 245064.7957 | 258833.1615 | 273863.9818 | 289085.9788 | 182419.6068 | 187998.8975 | 192610.506 | 196660.785 | 200382.9458 | 205855.1713 | 210471.0229 | 214812.163
Scenario 3: Aggressive Fuel Sub | PG&E | Com | WaterHeat | Com ¦ Com Heat Pump Water Heater (3.75 UEF - 50 Gal) - Fuel Sub - ZEAS 2030 - Hot-Dry | Com - Warehouse | Fuel Substitution | 172342.3777 | 181654.7744 | 191877.5102 | 203039.8218 | 214341.5195 | 135447.4049 | 139593.6138 | 143019.9637 | 146028.7136 | 148793.3334 | 152859.6507 | 156288.9001 | 159513.7422
Scenario 3: Aggressive Fuel Sub | PG&E | Com | WaterHeat | Com ¦ Com Heat Pump Water Heater (3.75 UEF - 50 Gal) - Fuel Sub - ZEAS 2030 - Cold | Com - Warehouse | Fuel Substitution | 984.7145 | 1039.0815 | 1099.4251 | 1165.8871 | 1232.4076 | 766.0849 | 789.3465 | 808.6084 | 825.5514 | 841.1403 | 863.971 | 883.2627 | 901.4212
Scenario 3: Aggressive Fuel Sub | PG&E | Com | WaterHeat | Com ¦ Com Efficient Tankless Gas Water Heater (0.87 UEF - High Draw) - Panel Upgrade - ZEAS 2030 - Marine | Com - Warehouse | Energy Efficiency | 1511.0215 | 1581.7446 | 1674.8266 | 1786.2071 | 1905.8622 | 0 | 0 | 0 | 0 | 0 | 0 | 0 | 0
Scenario 3: Aggressive Fuel Sub | PG&E | Com | WaterHeat | Com ¦ Com Efficient Tankless Gas Water Heater (0.87 UEF - High Draw) - Panel Upgrade - ZEAS 2030 - Hot-Dry | Com - Warehouse | Energy Efficiency | 1127.8002 | 1180.5864 | 1250.0608 | 1333.1929 | 1422.5009 | 0 | 0 | 0 | 0 | 0 | 0 | 0 | 0
Scenario 3: Aggressive Fuel Sub | PG&E | Com | WaterHeat | Com ¦ Com Efficient Tankless Gas Water Heater (0.87 UEF - High Draw) - Panel Upgrade - ZEAS 2030 - Cold | Com - Warehouse | Energy Efficiency | 6.5266 | 6.8555 | 7.2695 | 7.76 | 8.2806 | 0 | 0 | 0 | 0 | 0 | 0 | 0 | 0
Scenario 3: Aggressive Fuel Sub | PG&E | Com | WaterHeat | Com ¦ Com Heat Pump Water Heater (3.75 UEF - 50 Gal) - Fuel Sub - Panel Upgrade - ZEAS 2030 - Marine | Com - Warehouse | Fuel Substitution | 192914.4337 | 203322.9898 | 214746.1944 | 227216.82 | 239846.0593 | 151348.1353 | 155977.1073 | 159803.222 | 163163.6183 | 166251.7847 | 170791.9279 | 174621.563 | 178223.2781
Scenario 3: Aggressive Fuel Sub | PG&E | Com | WaterHeat | Com ¦ Com Heat Pump Water Heater (3.75 UEF - 50 Gal) - Fuel Sub - Panel Upgrade - ZEAS 2030 - Hot-Dry | Com - Warehouse | Fuel Substitution | 142987.3573 | 150713.5766 | 159195.0771 | 168456.1159 | 177832.7992 | 112376.6931 | 115816.6796 | 118659.4205 | 121155.691 | 123449.414 | 126823.1168 | 129668.2633 | 132343.8191
Scenario 3: Aggressive Fuel Sub | PG&E | Com | WaterHeat | Com ¦ Com Heat Pump Water Heater (3.75 UEF - 50 Gal) - Fuel Sub - Panel Upgrade - ZEAS 2030 - Cold | Com - Warehouse | Fuel Substitution | 816.9884 | 862.0951 | 912.1604 | 967.302 | 1022.492 | 635.5979 | 654.8974 | 670.8784 | 684.9355 | 697.8691 | 716.8111 | 732.8168 | 747.8824
Scenario 3: Aggressive Fuel Sub | PG&E | Com | WaterHeat | Com ¦ Com Heat Pump Water Heater (100+ Gal, 200+ kBtuh - 4.3 COP) - Fuel Sub - ZEAS 2030 - Marine | Com - Warehouse | Fuel Substitution | 117881.9155 | 124298.5264 | 131291.3667 | 138883.201 | 146634.8791 | 0 | 0 | 0 | 0 | 0 | 0 | 0 | 0
Scenario 3: Aggressive Fuel Sub | PG&E | Com | WaterHeat | Com ¦ Com Heat Pump Water Heater (100+ Gal, 200+ kBtuh - 4.3 COP) - Fuel Sub - ZEAS 2030 - Hot-Dry | Com - Warehouse | Fuel Substitution | 86635.8176 | 91372.4118 | 96537.8109 | 102148.7108 | 107874.2687 | 0 | 0 | 0 | 0 | 0 | 0 | 0 | 0
Scenario 3: Aggressive Fuel Sub | PG&E | Com | WaterHeat | Com ¦ Com Heat Pump Water Heater (100+ Gal, 200+ kBtuh - 4.3 COP) - Fuel Sub - ZEAS 2030 - Cold | Com - Warehouse | Fuel Substitution | 246.0604 | 259.8945 | 275.1449 | 291.8537 | 308.7138 | 0 | 0 | 0 | 0 | 0 | 0 | 0 | 0
Scenario 3: Aggressive Fuel Sub | PG&E | Com | WaterHeat | Com ¦ Com Heat Pump Water Heater (100+ Gal, 200+ kBtuh - 4.3 COP) - Fuel Sub - Panel Upgrade - ZEAS 2030 - Marine | Com - Warehouse | Fuel Substitution | 97803.1277 | 103126.7993 | 108928.5515 | 115227.2712 | 121658.6085 | 0 | 0 | 0 | 0 | 0 | 0 | 0 | 0
Scenario 3: Aggressive Fuel Sub | PG&E | Com | WaterHeat | Com ¦ Com Heat Pump Water Heater (100+ Gal, 200+ kBtuh - 4.3 COP) - Fuel Sub - Panel Upgrade - ZEAS 2030 - Hot-Dry | Com - Warehouse | Fuel Substitution | 71879.1674 | 75808.979 | 80094.5574 | 84749.7545 | 89500.0801 | 0 | 0 | 0 | 0 | 0 | 0 | 0 | 0
Scenario 3: Aggressive Fuel Sub | PG&E | Com | WaterHeat | Com ¦ Com Heat Pump Water Heater (100+ Gal, 200+ kBtuh - 4.3 COP) - Fuel Sub - Panel Upgrade - ZEAS 2030 - Cold | Com - Warehouse | Fuel Substitution | 204.149 | 215.6267 | 228.2796 | 242.1423 | 256.1307 | 0 | 0 | 0 | 0 | 0 | 0 | 0 | 0
Scenario 3: Aggressive Fuel Sub | PG&E | Com | WaterHeat | Com ¦ Efficient Gas Water Heating Boiler (0.92 UEF) - ZEAS 2030 - Marine | Com - Warehouse | Energy Efficiency | 391817.9371 | 411183.4728 | 431718.4744 | 453500.904 | 476554.3688 | 0 | 0 | 0 | 0 | 0 | 0 | 0 | 0
Scenario 3: Aggressive Fuel Sub | PG&E | Com | WaterHeat | Com ¦ Efficient Gas Water Heating Boiler (0.92 UEF) - ZEAS 2030 - Hot-Dry | Com - Warehouse | Energy Efficiency | 277539.1766 | 291256.5049 | 305802.2096 | 321231.5142 | 337561.1401 | 0 | 0 | 0 | 0 | 0 | 0 | 0 | 0
Scenario 3: Aggressive Fuel Sub | PG&E | Com | WaterHeat | Com ¦ Efficient Gas Water Heating Boiler (0.92 UEF) - ZEAS 2030 - Cold | Com - Warehouse | Energy Efficiency | 573.1287 | 601.4555 | 631.493 | 663.3551 | 697.0764 | 0 | 0 | 0 | 0 | 0 | 0 | 0 | 0
Scenario 3: Aggressive Fuel Sub | PG&E | Com | WholeBlg | Com ¦ Com Title 24 2022 Code | Com - Warehouse | Energy Efficiency | 3173249.4475 | 3101371.8364 | 3025170.4706 | 0 | 0 | 0 | 0 | 0 | 0 | 0 | 0 | 0 | 0
Scenario 3: Aggressive Fuel Sub | PG&E | Com | Lighting | Com ¦ LED Fixtures and Retrofit Kits - 140 lpw | Com - Warehouse | Energy Efficiency | 105550.2535 | 109556.1468 | 113220.0808 | 116564.1423 | 120493.7599 | 124836.0897 | 127667.4863 | 129900.1074 | 0 | 0 | 0 | 0 | 0
Scenario 3: Aggressive Fuel Sub | SCE | Com | BldgEnv | Com ¦ Com Wall Insulation (R14) - Marine | Com - Warehouse | Energy Efficiency | 101.3756 | 109.6943 | 116.8543 | 126.3088 | 139.8235 | 152.2993 | 162.1537 | 170.8842 | 0 | 0 | 0 | 0 | 0
Scenario 3: Aggressive Fuel Sub | SCE | Com | BldgEnv | Com ¦ Com Wall Insulation (R14) - Hot-Dry | Com - Warehouse | Energy Efficiency | 0 | 0 | 0 | 0 | 0 | 0 | 0 | 0 | 0 | 0 | 0 | 0 | 0
Scenario 3: Aggressive Fuel Sub | SCE | Com | BldgEnv | Com ¦ Com Wall Insulation (R14) - Cold | Com - Warehouse | Energy Efficiency | 14800.087 | 15681.6623 | 16481.8107 | 17271.6112 | 18490.945 | 19953.7539 | 20930.7547 | 21284.3897 | 0 | 0 | 0 | 0 | 0
Scenario 3: Aggressive Fuel Sub | SCE | Com | HVAC | Com ¦ Small Unitary Heat Pump (SEER 16) - Marine | Com - Warehouse | Energy Efficiency | 0 | 0 | 0 | 0 | 0 | 0 | 0 | 0 | 0 | 0 | 0 | 0 | 0
Scenario 3: Aggressive Fuel Sub | SCE | Com | HVAC | Com ¦ Small Unitary Heat Pump (SEER 16) - Hot-Dry | Com - Warehouse | Energy Efficiency | 0 | 0 | 0 | 0 | 0 | 0 | 0 | 0 | 0 | 0 | 0 | 0 | 0
Scenario 3: Aggressive Fuel Sub | SCE | Com | HVAC | Com ¦ Small Unitary Heat Pump (SEER 16) - Cold | Com - Warehouse | Energy Efficiency | 0 | 0 | 0 | 0 | 16002.6574 | 16647.1995 | 17062.8779 | 17260.4955 | 0 | 0 | 0 | 0 | 0
Scenario 3: Aggressive Fuel Sub | SCE | Com | HVAC | Com ¦ Small Unitary Heat Pump (SEER 17) - Cold | Com - Warehouse | Energy Efficiency | 0 | 0 | 0 | 0 | 0 | 0 | 0 | 0 | 0 | 0 | 0 | 0 | 0
Scenario 3: Aggressive Fuel Sub | SCE | Com | HVAC | Com ¦ Small Unitary AC (SEER 16) - Marine | Com - Warehouse | Energy Efficiency | 0 | 0 | 0 | 0 | 0 | 0 | 0 | 0 | 0 | 0 | 0 | 0 | 0
Scenario 3: Aggressive Fuel Sub | SCE | Com | HVAC | Com ¦ Small Unitary AC (SEER 16) - Hot-Dry | Com - Warehouse | Energy Efficiency | 0 | 0 | 0 | 0 | 0 | 0 | 0 | 0 | 0 | 0 | 0 | 0 | 0
Scenario 3: Aggressive Fuel Sub | SCE | Com | HVAC | Com ¦ Small Unitary AC (SEER 16) - Cold | Com - Warehouse | Energy Efficiency | 44066.9898 | 45775.2804 | 47314.6486 | 48721.5018 | 50467.4336 | 52500.1199 | 53811.0411 | 54434.2658 | 0 | 0 | 0 | 0 | 0
Scenario 3: Aggressive Fuel Sub | SCE | Com | HVAC | Com ¦ Small Unitary AC (SEER 17) - Cold | Com - Warehouse | Energy Efficiency | 0 | 0 | 0 | 0 | 0 | 0 | 0 | 0 | 0 | 0 | 0 | 0 | 0
Scenario 3: Aggressive Fuel Sub | SCE | Com | HVAC | Com ¦ Ductless Mini Split Heat Pump (SEER 18) - Hot-Dry | Com - Warehouse | Energy Efficiency | 53598.2035 | 55806.238 | 57838.1539 | 59742.1446 | 62069.1252 | 64621.6454 | 66271.9826 | 67099.3894 | 67907.7448 | 68667.0792 | 69603.4458 | 70147.6021 | 70722.1999
Scenario 3: Aggressive Fuel Sub | SCE | Com | HVAC | Com ¦ Ductless Mini Split Heat Pump (SEER 18) - Marine | Com - Warehouse | Energy Efficiency | 12533.9324 | 13050.2809 | 13525.4442 | 13970.6921 | 14514.8562 | 15111.7627 | 15497.6938 | 15691.1828 | 15880.2166 | 16057.7868 | 16276.756 | 16404.0069 | 16538.3765
Scenario 3: Aggressive Fuel Sub | SCE | Com | HVAC | Com ¦ Ductless Mini Split Heat Pump (SEER 18) - Cold | Com - Warehouse | Energy Efficiency | 695.1948 | 723.8341 | 750.189 | 774.8847 | 805.0668 | 838.1742 | 859.5799 | 870.3117 | 880.7965 | 890.6454 | 902.7906 | 909.8485 | 917.3013
Scenario 3: Aggressive Fuel Sub | SCE | Com | WaterHeat | Com ¦ Com Heat Pump Water Heater (3.3 UEF - 50 Gal) - Marine | Com - Warehouse | Energy Efficiency | 370013.8376 | 390562.4574 | 411082.7185 | 431641.7125 | 455116.9092 | 477873.6206 | 493306.6437 | 502649.15 | 511115.393 | 518152.5347 | 528606.8837 | 536832.9337 | 544558.9715
Scenario 3: Aggressive Fuel Sub | SCE | Com | WaterHeat | Com ¦ Com Heat Pump Water Heater (3.3 UEF - 50 Gal) - Hot-Dry | Com - Warehouse | Energy Efficiency | 1442339.401 | 1522578.7467 | 1602706.7387 | 1682984.4009 | 1774655.8285 | 1863519.3379 | 1923763.434 | 1960206.2564 | 1993224.3594 | 2020656.9392 | 2061441.8055 | 2093518.4283 | 2123639.7125
Scenario 3: Aggressive Fuel Sub | SCE | Com | WaterHeat | Com ¦ Com Heat Pump Water Heater (3.3 UEF - 50 Gal) - Cold | Com - Warehouse | Energy Efficiency | 22627.4105 | 23884.3154 | 25139.4842 | 26397.0189 | 27832.9437 | 29224.9157 | 30168.8712 | 30740.2459 | 31258.0154 | 31688.3596 | 32327.7438 | 32830.8137 | 33303.2931
Scenario 3: Aggressive Fuel Sub | SCE | Com | WaterHeat | Com ¦ Faucet Aerators (Elec WH) - Marine | Com - Warehouse | Energy Efficiency | 0 | 0 | 0 | 0 | 0 | 0 | 0 | 0 | 0 | 0 | 0 | 0 | 0
Scenario 3: Aggressive Fuel Sub | SCE | Com | WaterHeat | Com ¦ Faucet Aerators (Elec WH) - Hot-Dry | Com - Warehouse | Energy Efficiency | 0 | 0 | 0 | 0 | 0 | 0 | 0 | 0 | 0 | 0 | 0 | 0 | 0
Scenario 3: Aggressive Fuel Sub | SCE | Com | WaterHeat | Com ¦ Faucet Aerators (Elec WH) - Cold | Com - Warehouse | Energy Efficiency | 0 | 0 | 0 | 0 | 0 | 0 | 0 | 1753.9489 | 0 | 0 | 0 | 0 | 0
Scenario 3: Aggressive Fuel Sub | SCE | Com | WholeBlg | Com ¦ Com Title 24 2022 Code | Com - Warehouse | Energy Efficiency | 5714757.1779 | 6192978.6038 | 6600018.0921 | 7135901.0275 | 7904647.3511 | 8617356.8562 | 9176716.2242 | 9665506.5908 | 10073324.5494 | 10484478.4661 | 10906329.8414 | 11190158.4851 | 11545667.3226
Scenario 3: Aggressive Fuel Sub | SCE | Com | Lighting | Com ¦ LED High and Low Bay - 155 lpw | Com - Warehouse | Energy Efficiency | 0 | 0 | 0 | 0 | 0 | 0 | 0 | 0 | 0 | 0 | 0 | 0 | 0
Scenario 3: Aggressive Fuel Sub | SCE | Com | Lighting | Com ¦ LED Fixtures and Retrofit Kits - 140 lpw - RET | Com - Warehouse | Energy Efficiency | 0 | 0 | 0 | 0 | 0 | 0 | 0 | 0 | 0 | 0 | 0 | 0 | 0
Scenario 3: Aggressive Fuel Sub | SCE | Com | Lighting | Com ¦ LED Fixtures and Retrofit Kits - 140 lpw | Com - Warehouse | Energy Efficiency | 747477.0414 | 785957.1122 | 823478.6149 | 860207.6157 | 901475.8965 | 941001.2583 | 967917.1105 | 985453.9491 | 0 | 0 | 0 | 0 | 0
Scenario 3: Aggressive Fuel Sub | SCG | Com | BldgEnv | Com ¦ Com Wall Insulation (R14) - Marine | Com - Warehouse | Energy Efficiency | 2384509.9168 | 2500163.1733 | 2621662.6753 | 2749820.3725 | 2885132.1555 | 3027957.1759 | 3178828.6242 | 3338420.4811 | 3507227.1809 | 3685933.8341 | 3875187.5975 | 4075655.5953 | 4288229.3114
Scenario 3: Aggressive Fuel Sub | SCG | Com | BldgEnv | Com ¦ Com Wall Insulation (R14) - Hot-Dry | Com - Warehouse | Energy Efficiency | 4279.9097 | 4685.8893 | 5055.9906 | 5538.3107 | 6152.4496 | 6775.3068 | 7390.6778 | 8082.2765 | 8751.691 | 9467.4234 | 10251.1069 | 11030.3293 | 11925.3215
Scenario 3: Aggressive Fuel Sub | SCG | Com | BldgEnv | Com ¦ Com Wall Insulation (R14) - Cold | Com - Warehouse | Energy Efficiency | 120548.2361 | 126395.0543 | 132537.4278 | 139016.4046 | 145857.0542 | 153077.5334 | 160704.7975 | 168772.9195 | 177306.8953 | 186341.3605 | 195909.0319 | 206043.6358 | 216790.2409
Scenario 3: Aggressive Fuel Sub | SCG | Com | HVAC | Com ¦ HVAC Energy Management System (Elec SC and Gas SH) - Cold | Com - Warehouse | Energy Efficiency | 181.4543 | 198.5134 | 214.0206 | 234.2449 | 260.0028 | 286.0823 | 311.7992 | 340.6875 | 368.5936 | 398.4048 | 431.0275 | 463.4219 | 500.6391
Scenario 3: Aggressive Fuel Sub | SCG | Com | WaterHeat | Com ¦ Com Hot Water Tank Insulation - Marine | Com - Warehouse | Energy Efficiency | 106044.5071 | 111159.4676 | 116502.0456 | 122121.8532 | 128040.0209 | 134276.3443 | 140858.3192 | 147813.0453 | 155162.8834 | 162931.2974 | 171141.548 | 179833.2555 | 189049.0621
Scenario 3: Aggressive Fuel Sub | SCG | Com | WaterHeat | Com ¦ Com Hot Water Tank Insulation - Hot-Dry | Com - Warehouse | Energy Efficiency | 575200.8822 | 602945.1741 | 631924.0968 | 662406.7536 | 694507.7587 | 728334.4868 | 764036.0794 | 801759.5286 | 841626.1228 | 883763.1344 | 928296.7315 | 975441.8217 | 1025429.7015
Scenario 3: Aggressive Fuel Sub | SCG | Com | WaterHeat | Com ¦ Com Hot Water Tank Insulation - Cold | Com - Warehouse | Energy Efficiency | 1439.8823 | 1509.3337 | 1581.8757 | 1658.182 | 1738.5395 | 1823.2168 | 1912.5875 | 2007.0194 | 2106.8162 | 2212.2965 | 2323.7761 | 2441.7929 | 2566.926
Scenario 3: Aggressive Fuel Sub | SCG | Com | WaterHeat | Com ¦ Faucet Aerators (Gas WH) - Marine | Com - Warehouse | Energy Efficiency | 110109.8289 | 115421.5297 | 120967.7537 | 126801.5365 | 132944.8705 | 139417.6683 | 146249.0517 | 153467.0101 | 0 | 0 | 0 | 0 | 0
Scenario 3: Aggressive Fuel Sub | SCG | Com | WaterHeat | Com ¦ Faucet Aerators (Gas WH) - Hot-Dry | Com - Warehouse | Energy Efficiency | 587178.3967 | 615503.8965 | 645080.0296 | 676189.6159 | 708949.9339 | 743467.1706 | 779896.6229 | 818387.5483 | 0 | 0 | 0 | 0 | 0
Scenario 3: Aggressive Fuel Sub | SCG | Com | WaterHeat | Com ¦ Faucet Aerators (Gas WH) - Cold | Com - Warehouse | Energy Efficiency | 1753.2553 | 1837.8324 | 1926.1437 | 2019.0338 | 2116.8528 | 2219.9178 | 2328.6925 | 2443.6225 | 0 | 0 | 0 | 0 | 0
Scenario 3: Aggressive Fuel Sub | SCG | Com | WaterHeat | Com ¦ Com Hot Water Pipe Insulation - Marine | Com - Warehouse | Energy Efficiency | 9522228.9559 | 9981372.0339 | 10462374.7912 | 10968589.7955 | 11502070.5422 | 12064776.8534 | 12658956.5778 | 13286879.4325 | 13950389.9888 | 14652001.1014 | 15394410.126 | 16180802.3628 | 17014460.0507
Scenario 3: Aggressive Fuel Sub | SCG | Com | WaterHeat | Com ¦ Com Hot Water Pipe Insulation - Hot-Dry | Com - Warehouse | Energy Efficiency | 42963949.1986 | 45035585.9939 | 47205852.8638 | 49489876.4708 | 51896922.1117 | 54435832.4322 | 57116749.6431 | 59949914.625 | 62943650.0171 | 66109293.7269 | 69459016.1251 | 73007189.1704 | 76768622.2044
Scenario 3: Aggressive Fuel Sub | SCG | Com | WaterHeat | Com ¦ Com Hot Water Pipe Insulation - Cold | Com - Warehouse | Energy Efficiency | 118133.9322 | 123830.1172 | 129797.4959 | 136077.6609 | 142696.0881 | 149677.0911 | 157048.5571 | 164838.6445 | 173070.2373 | 181774.5102 | 190984.927 | 200741.0049 | 211083.4637
Scenario 3: Aggressive Fuel Sub | SCG | Com | WaterHeat | Com ¦ Com Efficient Tankless Gas Water Heater (0.87 UEF - High Draw) - ZEAS 2030 - Marine | Com - Warehouse | Energy Efficiency | 1286.6229 | 1408.6682 | 1519.9278 | 1664.9224 | 1849.5444 | 0 | 0 | 0 | 0 | 0 | 0 | 0 | 0
Scenario 3: Aggressive Fuel Sub | SCG | Com | WaterHeat | Com ¦ Com Efficient Tankless Gas Water Heater (0.87 UEF - High Draw) - ZEAS 2030 - Hot-Dry | Com - Warehouse | Energy Efficiency | 3509.4602 | 3842.3572 | 4145.8346 | 4541.3297 | 5044.9142 | 0 | 0 | 0 | 0 | 0 | 0 | 0 | 0
Scenario 3: Aggressive Fuel Sub | SCG | Com | WaterHeat | Com ¦ Com Efficient Tankless Gas Water Heater (0.87 UEF - High Draw) - ZEAS 2030 - Cold | Com - Warehouse | Energy Efficiency | 17.1584 | 18.786 | 20.2698 | 22.2034 | 24.6655 | 0 | 0 | 0 | 0 | 0 | 0 | 0 | 0
Scenario 3: Aggressive Fuel Sub | SCG | Com | WaterHeat | Com ¦ Com Efficient Tankless Gas Water Heater (0.87 UEF - High Draw) - Panel Upgrade - ZEAS 2030 - Marine | Com - Warehouse | Energy Efficiency | 1067.4729 | 1168.7302 | 1261.039 | 1381.3367 | 1534.5121 | 0 | 0 | 0 | 0 | 0 | 0 | 0 | 0
Scenario 3: Aggressive Fuel Sub | SCG | Com | WaterHeat | Com ¦ Com Efficient Tankless Gas Water Heater (0.87 UEF - High Draw) - Panel Upgrade - ZEAS 2030 - Hot-Dry | Com - Warehouse | Energy Efficiency | 2911.695 | 3187.8898 | 3439.676 | 3767.8065 | 4185.6156 | 0 | 0 | 0 | 0 | 0 | 0 | 0 | 0
Scenario 3: Aggressive Fuel Sub | SCG | Com | WaterHeat | Com ¦ Com Efficient Tankless Gas Water Heater (0.87 UEF - High Draw) - Panel Upgrade - ZEAS 2030 - Cold | Com - Warehouse | Energy Efficiency | 14.2358 | 15.5862 | 16.8172 | 18.4215 | 20.4643 | 0 | 0 | 0 | 0 | 0 | 0 | 0 | 0
Scenario 3: Aggressive Fuel Sub | SCG | Com | WaterHeat | Com ¦ Efficient Gas Water Heating Boiler (0.92 UEF) - ZEAS 2030 - Marine | Com - Warehouse | Energy Efficiency | 189080.0959 | 198695.7641 | 208828.4141 | 219587.8635 | 231023.082 | 0 | 0 | 0 | 0 | 0 | 0 | 0 | 0
Scenario 3: Aggressive Fuel Sub | SCG | Com | WaterHeat | Com ¦ Efficient Gas Water Heating Boiler (0.92 UEF) - ZEAS 2030 - Hot-Dry | Com - Warehouse | Energy Efficiency | 1029276.0642 | 1081619.8979 | 1136777.9729 | 1195348.0923 | 1257596.8263 | 0 | 0 | 0 | 0 | 0 | 0 | 0 | 0
Scenario 3: Aggressive Fuel Sub | SCG | Com | WaterHeat | Com ¦ Efficient Gas Water Heating Boiler (0.92 UEF) - ZEAS 2030 - Cold | Com - Warehouse | Energy Efficiency | 2622.6168 | 2755.99 | 2896.5339 | 3045.7718 | 3204.3828 | 0 | 0 | 0 | 0 | 0 | 0 | 0 | 0
Scenario 3: Aggressive Fuel Sub | SDG&E | Com | BldgEnv | Com ¦ Com Wall Insulation (R14) - Marine | Com - Warehouse | Energy Efficiency | 148565.3834 | 155318.9435 | 162355.984 | 169743.1209 | 177640.8109 | 186216.3347 | 195252.7628 | 204749.9031 | 608.8345 | 225384.826 | 236574.7764 | 248310.1335 | 260756.1619
Scenario 3: Aggressive Fuel Sub | SDG&E | Com | BldgEnv | Com ¦ Com Wall Insulation (R14) - Hot-Dry | Com - Warehouse | Energy Efficiency | 432.6698 | 461.5263 | 492.5219 | 533.2202 | 565.5914 | 610.4312 | 653.0644 | 699.0376 | 748.3227 | 802.8214 | 856.2536 | 913.5091 | 980.5801
Scenario 3: Aggressive Fuel Sub | SDG&E | Com | HVAC | Com ¦ Small Unitary AC (SEER 16) - Marine | Com - Warehouse | Energy Efficiency | 0 | 0 | 0 | 0 | 0 | 0 | 0 | 0 | 0 | 0 | 0 | 0 | 0
Scenario 3: Aggressive Fuel Sub | SDG&E | Com | HVAC | Com ¦ Small Unitary AC (SEER 16) - Hot-Dry | Com - Warehouse | Energy Efficiency | 0 | 0 | 0 | 0 | 0 | 0 | 0 | 0 | 0 | 0 | 0 | 0 | 0
Scenario 3: Aggressive Fuel Sub | SDG&E | Com | HVAC | Com ¦ Ductless Mini Split Heat Pump (SEER 18) - Marine | Com - Warehouse | Energy Efficiency | 2150.5488 | 2182.2242 | 2199.6139 | 2204.6437 | 2221.4432 | 2272.5527 | 2306.0321 | 2326.2017 | 2345.0952 | 2360.7247 | 2384.3624 | 2388.57 | 0
Scenario 3: Aggressive Fuel Sub | SDG&E | Com | HVAC | Com ¦ Large Packaged Heat Pump (IEER 14.0) - Fuel Sub - ZEAS 2030 - Marine | Com - Warehouse | Fuel Substitution | 94855.3935 | 101285.8337 | 108382.7864 | 116151.4236 | 124139.535 | 0 | 0 | 0 | 0 | 0 | 0 | 0 | 0
Scenario 3: Aggressive Fuel Sub | SDG&E | Com | HVAC | Com ¦ Large Packaged Heat Pump (IEER 14.0) - Fuel Sub - ZEAS 2030 - Hot-Dry | Com - Warehouse | Fuel Substitution | 454755.9556 | 485876.4445 | 520231.2936 | 557845.4899 | 596522.708 | 0 | 0 | 0 | 0 | 0 | 0 | 0 | 0
Scenario 3: Aggressive Fuel Sub | SDG&E | Com | HVAC | Com ¦ Large Packaged Heat Pump (IEER 14.0) - Fuel Sub - Panel Upgrade - ZEAS 2030 - Marine | Com - Warehouse | Fuel Substitution | 21674.5739 | 23143.9374 | 24765.5998 | 26540.743 | 28366.0363 | 0 | 0 | 0 | 0 | 0 | 0 | 0 | 0
Scenario 3: Aggressive Fuel Sub | SDG&E | Com | HVAC | Com ¦ Large Packaged Heat Pump (IEER 14.0) - Fuel Sub - Panel Upgrade - ZEAS 2030 - Hot-Dry | Com - Warehouse | Fuel Substitution | 103912.2945 | 111023.3645 | 118873.4897 | 127468.3798 | 136306.1716 | 0 | 0 | 0 | 0 | 0 | 0 | 0 | 0
Scenario 3: Aggressive Fuel Sub | SDG&E | Com | HVAC | Com ¦ Small Packaged Heat Pump (SEER 16) - Fuel Sub - ZEAS 2030 - Marine | Com - Warehouse | Fuel Substitution | 0 | 0 | 0 | 0 | 0 | 0 | 0 | 0 | 0 | 0 | 0 | 0 | 0
Scenario 3: Aggressive Fuel Sub | SDG&E | Com | HVAC | Com ¦ Small Packaged Heat Pump (SEER 16) - Fuel Sub - ZEAS 2030 - Hot-Dry | Com - Warehouse | Fuel Substitution | 0 | 0 | 0 | 0 | 0 | 0 | 0 | 0 | 0 | 0 | 0 | 0 | 0
Scenario 3: Aggressive Fuel Sub | SDG&E | Com | HVAC | Com ¦ Small Packaged Heat Pump (SEER 17) - Fuel Sub - ZEAS 2030 - Marine | Com - Warehouse | Fuel Substitution | 33661.7891 | 35290.9706 | 0 | 0 | 0 | 0 | 0 | 0 | 0 | 0 | 0 | 0 | 0
Scenario 3: Aggressive Fuel Sub | SDG&E | Com | HVAC | Com ¦ Small Packaged Heat Pump (SEER 17) - Fuel Sub - ZEAS 2030 - Hot-Dry | Com - Warehouse | Fuel Substitution | 168802.125 | 176906.2428 | 185350.4529 | 194184.1062 | 0 | 0 | 0 | 0 | 0 | 0 | 0 | 0 | 0
Scenario 3: Aggressive Fuel Sub | SDG&E | Com | HVAC | Com ¦ Small Packaged Heat Pump (SEER 18) - Fuel Sub - ZEAS 2030 - Marine | Com - Warehouse | Fuel Substitution | 0 | 0 | 37547.4144 | 39331.6377 | 41236.2666 | 0 | 0 | 0 | 0 | 0 | 0 | 0 | 0
Scenario 3: Aggressive Fuel Sub | SDG&E | Com | HVAC | Com ¦ Small Packaged Heat Pump (SEER 18) - Fuel Sub - ZEAS 2030 - Hot-Dry | Com - Warehouse | Fuel Substitution | 0 | 0 | 0 | 0 | 206189.4834 | 0 | 0 | 0 | 0 | 0 | 0 | 0 | 0
Scenario 3: Aggressive Fuel Sub | SDG&E | Com | HVAC | Com ¦ Small Packaged Heat Pump (SEER 16) - Fuel Sub - Panel Upgrade - ZEAS 2030 - Marine | Com - Warehouse | Fuel Substitution | 0 | 0 | 0 | 0 | 0 | 0 | 0 | 0 | 0 | 0 | 0 | 0 | 0
Scenario 3: Aggressive Fuel Sub | SDG&E | Com | HVAC | Com ¦ Small Packaged Heat Pump (SEER 16) - Fuel Sub - Panel Upgrade - ZEAS 2030 - Hot-Dry | Com - Warehouse | Fuel Substitution | 0 | 0 | 0 | 0 | 0 | 0 | 0 | 0 | 0 | 0 | 0 | 0 | 0
Scenario 3: Aggressive Fuel Sub | SDG&E | Com | HVAC | Com ¦ Small Packaged Heat Pump (SEER 17) - Fuel Sub - Panel Upgrade - ZEAS 2030 - Marine | Com - Warehouse | Fuel Substitution | 7691.7602 | 8064.0301 | 0 | 0 | 0 | 0 | 0 | 0 | 0 | 0 | 0 | 0 | 0
Scenario 3: Aggressive Fuel Sub | SDG&E | Com | HVAC | Com ¦ Small Packaged Heat Pump (SEER 17) - Fuel Sub - Panel Upgrade - ZEAS 2030 - Hot-Dry | Com - Warehouse | Fuel Substitution | 38571.4929 | 40423.2938 | 42352.8062 | 44371.3068 | 0 | 0 | 0 | 0 | 0 | 0 | 0 | 0 | 0
Scenario 3: Aggressive Fuel Sub | SDG&E | Com | HVAC | Com ¦ Small Packaged Heat Pump (SEER 18) - Fuel Sub - Panel Upgrade - ZEAS 2030 - Marine | Com - Warehouse | Fuel Substitution | 0 | 0 | 8579.6303 | 8987.3275 | 9422.5376 | 0 | 0 | 0 | 0 | 0 | 0 | 0 | 0
Scenario 3: Aggressive Fuel Sub | SDG&E | Com | HVAC | Com ¦ Small Packaged Heat Pump (SEER 18) - Fuel Sub - Panel Upgrade - ZEAS 2030 - Hot-Dry | Com - Warehouse | Fuel Substitution | 0 | 0 | 0 | 0 | 47114.5503 | 0 | 0 | 0 | 0 | 0 | 0 | 0 | 0
Scenario 3: Aggressive Fuel Sub | SDG&E | Com | WaterHeat | Com ¦ Com Heat Pump Water Heater (3.3 UEF - 50 Gal) - Marine | Com - Warehouse | Energy Efficiency | 50019.9387 | 51932.6753 | 53750.6449 | 55465.188 | 57456.209 | 59739.2481 | 61334.1835 | 62464.3182 | 63465.2963 | 64246.3399 | 65534.845 | 66509.8358 | 67399.6584
Scenario 3: Aggressive Fuel Sub | SDG&E | Com | WaterHeat | Com ¦ Com Heat Pump Water Heater (3.3 UEF - 50 Gal) - Hot-Dry | Com - Warehouse | Energy Efficiency | 263796.2026 | 273885.727 | 283475.2607 | 292519.1009 | 303021.5624 | 315064.583 | 323477.3456 | 329437.9215 | 334717.0751 | 338835.8841 | 345631.9002 | 350773.8719 | 355466.4798
Scenario 3: Aggressive Fuel Sub | SDG&E | Com | WaterHeat | Com ¦ Com Hot Water Tank Insulation - Hot-Dry | Com - Warehouse | Energy Efficiency | 95721.8303 | 100247.1468 | 104972.6562 | 109941.7312 | 115172.8859 | 120683.4724 | 126497.5686 | 132638.9127 | 0 | 0 | 0 | 160892.1643 | 169017.9871
Scenario 3: Aggressive Fuel Sub | SDG&E | Com | WaterHeat | Com ¦ Faucet Aerators (Elec WH) - Marine | Com - Warehouse | Energy Efficiency | 1978.5741 | 2091.9295 | 2119.9275 | 2086.7517 | 2203.8999 | 2434.9502 | 2567.7524 | 2653.6919 | 0 | 0 | 0 | 0 | 0
Scenario 3: Aggressive Fuel Sub | SDG&E | Com | WaterHeat | Com ¦ Faucet Aerators (Elec WH) - Hot-Dry | Com - Warehouse | Energy Efficiency | 10446.761 | 11045.2712 | 11193.0995 | 11017.9331 | 11636.4691 | 12856.4015 | 13557.59 | 14011.3457 | 0 | 0 | 0 | 0 | 0
Scenario 3: Aggressive Fuel Sub | SDG&E | Com | WaterHeat | Com ¦ Com Hot Water Pipe Insulation - Hot-Dry | Com - Warehouse | Energy Efficiency | 7458004.8601 | 7810611.6387 | 8179901.4699 | 8568420.4854 | 8977730.3038 | 9409321.8495 | 9864904.7301 | 10346205.5902 | 0 | 0 | 11960631.023 | 12562683.092 | 13200739.6086
Scenario 3: Aggressive Fuel Sub | SDG&E | Com | WaterHeat | Com ¦ Com Efficient Tankless Gas Water Heater (0.87 UEF - High Draw) - ZEAS 2030 - Marine | Com - Warehouse | Energy Efficiency | 200.4729 | 215.074 | 230.9221 | 251.5734 | 268.2853 | 0 | 0 | 0 | 0 | 0 | 0 | 0 | 0
Scenario 3: Aggressive Fuel Sub | SDG&E | Com | WaterHeat | Com ¦ Com Efficient Tankless Gas Water Heater (0.87 UEF - High Draw) - ZEAS 2030 - Hot-Dry | Com - Warehouse | Energy Efficiency | 532.83 | 571.6376 | 613.7598 | 668.648 | 713.0658 | 0 | 0 | 0 | 0 | 0 | 0 | 0 | 0
Scenario 3: Aggressive Fuel Sub | SDG&E | Com | WaterHeat | Com ¦ Com Heat Pump Water Heater (3.75 UEF - 50 Gal) - Fuel Sub - ZEAS 2030 - Marine | Com - Warehouse | Fuel Substitution | 50242.5607 | 53007.0874 | 56025.5142 | 59326.1731 | 62714.3104 | 35313.3755 | 36237.3541 | 36892.2904 | 37472.509 | 37924.5759 | 38672.6176 | 39239.2122 | 39753.0876
Scenario 3: Aggressive Fuel Sub | SDG&E | Com | WaterHeat | Com ¦ Com Heat Pump Water Heater (3.75 UEF - 50 Gal) - Fuel Sub - ZEAS 2030 - Hot-Dry | Com - Warehouse | Fuel Substitution | 131866.5674 | 139186.047 | 147180.0866 | 155924.0086 | 164899.5977 | 91285.7642 | 93693.0022 | 95390.3446 | 96890.1934 | 98051.6423 | 99993.0523 | 101455.5136 | 102778.458
Scenario 3: Aggressive Fuel Sub | SDG&E | Com | WaterHeat | Com ¦ Com Efficient Tankless Gas Water Heater (0.87 UEF - High Draw) - Panel Upgrade - ZEAS 2030 - Marine | Com - Warehouse | Energy Efficiency | 166.3264 | 178.4405 | 191.5892 | 208.723 | 222.5884 | 0 | 0 | 0 | 0 | 0 | 0 | 0 | 0
Scenario 3: Aggressive Fuel Sub | SDG&E | Com | WaterHeat | Com ¦ Com Efficient Tankless Gas Water Heater (0.87 UEF - High Draw) - Panel Upgrade - ZEAS 2030 - Hot-Dry | Com - Warehouse | Energy Efficiency | 442.0733 | 474.2707 | 509.2183 | 554.7574 | 591.6095 | 0 | 0 | 0 | 0 | 0 | 0 | 0 | 0
Scenario 3: Aggressive Fuel Sub | SDG&E | Com | WaterHeat | Com ¦ Com Heat Pump Water Heater (3.75 UEF - 50 Gal) - Fuel Sub - Panel Upgrade - ZEAS 2030 - Marine | Com - Warehouse | Fuel Substitution | 41684.7619 | 43978.4077 | 46482.7069 | 49221.1656 | 52032.2026 | 29298.4599 | 30065.0575 | 30608.4387 | 31089.8289 | 31464.8954 | 32085.5234 | 32555.6101 | 32981.9573
Scenario 3: Aggressive Fuel Sub | SDG&E | Com | WaterHeat | Com ¦ Com Heat Pump Water Heater (3.75 UEF - 50 Gal) - Fuel Sub - Panel Upgrade - ZEAS 2030 - Hot-Dry | Com - Warehouse | Fuel Substitution | 109405.7784 | 115478.5335 | 122110.951 | 129365.5236 | 136812.3036 | 75737.09 | 77734.304 | 79142.5387 | 80386.9187 | 81350.5384 | 82961.2687 | 84174.6294 | 85272.2371
Scenario 3: Aggressive Fuel Sub | SDG&E | Com | WaterHeat | Com ¦ Com Heat Pump Water Heater (100+ Gal, 200+ kBtuh - 4.3 COP) - Fuel Sub - ZEAS 2030 - Marine | Com - Warehouse | Fuel Substitution | 12371.3961 | 13063.9045 | 13816.0348 | 14634.3157 | 15478.7715 | 0 | 0 | 0 | 0 | 0 | 0 | 0 | 0
Scenario 3: Aggressive Fuel Sub | SDG&E | Com | WaterHeat | Com ¦ Com Heat Pump Water Heater (100+ Gal, 200+ kBtuh - 4.3 COP) - Fuel Sub - ZEAS 2030 - Hot-Dry | Com - Warehouse | Fuel Substitution | 65522.1075 | 69191.6248 | 73177.4441 | 77514.2123 | 81989.3828 | 0 | 0 | 0 | 0 | 0 | 0 | 0 | 0
Scenario 3: Aggressive Fuel Sub | SDG&E | Com | WaterHeat | Com ¦ Com Heat Pump Water Heater (100+ Gal, 200+ kBtuh - 4.3 COP) - Fuel Sub - Panel Upgrade - ZEAS 2030 - Marine | Com - Warehouse | Fuel Substitution | 10264.1803 | 10838.7339 | 11462.7542 | 12141.6575 | 12842.2774 | 0 | 0 | 0 | 0 | 0 | 0 | 0 | 0
Scenario 3: Aggressive Fuel Sub | SDG&E | Com | WaterHeat | Com ¦ Com Heat Pump Water Heater (100+ Gal, 200+ kBtuh - 4.3 COP) - Fuel Sub - Panel Upgrade - ZEAS 2030 - Hot-Dry | Com - Warehouse | Fuel Substitution | 54361.7485 | 57406.2381 | 60713.1542 | 64311.2421 | 68024.1583 | 0 | 0 | 0 | 0 | 0 | 0 | 0 | 0
Scenario 3: Aggressive Fuel Sub | SDG&E | Com | WaterHeat | Com ¦ Efficient Gas Water Heating Boiler (0.92 UEF) - ZEAS 2030 - Hot-Dry | Com - Warehouse | Energy Efficiency | 170955.9156 | 179481.7907 | 188490.3048 | 198057.8511 | 208129.4321 | 0 | 0 | 0 | 0 | 0 | 0 | 0 | 0
Scenario 3: Aggressive Fuel Sub | SDG&E | Com | WholeBlg | Com ¦ Com Title 24 2022 Code | Com - Warehouse | Energy Efficiency | 0 | 0 | 0 | 0 | 0 | 0 | 0 | 0 | 0 | 0 | 0 | 0 | 0
Scenario 3: Aggressive Fuel Sub | SDG&E | Com | Lighting | Com ¦ LED Fixtures and Retrofit Kits - 140 lpw | Com - Warehouse | Energy Efficiency | 120242.8913 | 124515.6342 | 128361.5815 | 131757.0678 | 135629.9501 | 140039.9567 | 142875.7902 | 144851.5056 | 0 | 0 | 0 | 0 | 0